## myCSV (15)
Facility Name | Facility Street Address | Facility City | County | Facility ID | UST Legacy Tank No. | Tank Overfill type | Tank Overfill Install Date | Tank OverfillExempt | Tank Spill Install Date | Tank SpillExempt | Tank Status | Content Description | Tank Capacity | Construction Description | Tank Installation Date | Tank Closure Date | Pipe Description | Pipe Type Name
EZ-SERVE #643 | 805 S MAIN ST | BAXLEY | Appling | 10060 | 3 |  | 1998-11-12 |  | 1998-11-12 |  | Removed from Ground | Gas (Historical Use) | 4000 | Steel-Impressed Current | 1978-05-15 | 2001-05-18 | Cathodically Protected | Safe Suction (Euro)
GOLDEN ISLES EXPRESS | 304 EAST PARKER ST | BAXLEY | Appling | 10063 | 2 | [5 empty] | Removed from Ground | Gas (Historical Use) | 5000 | Bare Steel | 1974-05-11 | 1996-04-01 | Galvanized Steel
Po Jo's Country Store #6 | 6914 HATCH PKWY N | BAXLEY | Appling | 9001017 | 2 | Flapper Valve | 1992-09-06 | FALSE | 1992-09-06 | FALSE | Currently in Use | Regular | 4000 | Galvanic (STIP-3) | 1992-09-06 |  | Fiberglass Reinforced Plastic | Pressurized
HUNGRY LION | 1075 HWY 15 S | BAXLEY | Appling | 9001026 | 3 | Flapper Valve | 1999-01-08 | FALSE | 1999-01-08 | FALSE | Currently in Use | Diesel | 2000 | Steel-Impressed Current | 1999-01-08 |  | Steel (Impressed Current) | Suction (American)
BAXLEY BAG-APPLING CO DEV AUTHOR | 205 INDUSTRIAL DR | BAXLEY | Appling | 9001028 | 1 | [5 empty] | Removed from Ground | Diesel | 10000 | Marked Unknown | 1995-11-16 | 1995-11-16 | Unknown
EASON STORE | 10440 TEN MILE RD | BAXLEY | Appling | 9001029 | 4A | Ball Float | 1996-11-01 | FALSE | 1996-11-01 | FALSE | Currently in Use | Regular | 4000 | Composite | 1996-11-01 |  | Fiberglass Reinforced Plastic | Suction (American)
RIMES TRACTOR & EQUIPMENT | 804 E PARKER ST | BAXLEY | Appling | 9001030 | 3 | [5 empty] | Removed from Ground | Diesel | 10000 | Cathodically Protected Steel | 1985-10-16 | 1997-08-01 | Galvanized Steel | Safe Suction (Euro)
BAXLEY CREOSOTING | HWY 341 EAST | BAXLEY | Appling | 4010023 | 1 | [5 empty] | Removed from Ground | Diesel | 8000 | Bare Steel | 1985-05-05 | 1988-01-01 | Galvanized Steel | Safe Suction (Euro)
AMMONS 66 SVC STA | 901 SOUTH MAIN ST | BAXLEY | Appling | 10055 | 5 | [5 empty] | Removed from Ground | Gas (Historical Use) | 6000 | Bare Steel | 1961-03-25 | 1982-01-02 | Galvanized Steel
BAX-STEEL | 327 JEKYLL Road | BAXLEY | Appling | 9001033 | 2 |  | 1998-08-20 | FALSE | 1990-01-01 | FALSE | Temporarily out of use | Gas (Historical Use) | 6000 | STIP-3/Impressed Current | 1990-01-01 |  | Fiberglass Reinforced Plastic | Pressurized
APPLING COUNTY BARN | 1675 COUNTY FARM RD | BAXLEY | Appling | 9001036 | 2 | [5 empty] | Removed from Ground | Gas (Historical Use) | 6000 | Bare Steel | 1998-07-27 | 1998-07-27 | Bare Steel
APPLING COUNTY BD OF COMMISSIONE | 100 OAK ST | BAXLEY | Appling | 9001037 | 3 |  |  | FALSE |  | FALSE |  | Diesel | 6000 |  |  |  | Not Marked
RED OAK COMMUNITY STORE | 4709 RED OAK RD | BAXLEY | Appling | 9001043 | 1 |  | 1999-08-01 | FALSE | 1999-08-01 | FALSE | Closed in Ground | Diesel | 1000 | Composite | 1999-08-01 |  | Fiberglass Reinforced Plastic | Safe Suction (Euro)
DAPS E-Z SERVICE CENTER | 2317 GOLDEN ISLES WEST | BAXLEY | Appling | 4010003 | 10 |  | 1989-05-26 |  | 1989-05-26 |  | Currently in Use | Gas (Historical Use) | 4000 | Bare Steel | 1989-05-26 |  | Cathodically Protected | Safe Suction (Euro)
GA FC/APPLING CO UNIT | US HWY 1 4 MI SOUTH OF BAXLEY | BAXLEY | Appling | 4010008 | 1 | [5 empty] | Removed from Ground | Other | 1000 | Bare Steel | 1956-02-25 | 1993-05-28 | Unknown
AMMONS 66 SVC STA | 901 SOUTH MAIN ST | BAXLEY | Appling | 10055 | 7 | [5 empty] | Removed from Ground | Gas (Historical Use) | 4000 | Bare Steel | 1961-03-25 | 1982-01-02 | Galvanized Steel
AMMONS 66 SVC STA | 901 SOUTH MAIN ST | BAXLEY | Appling | 10055 | 4 |  | 1994-05-15 |  | 1994-05-15 |  | Removed from Ground | Diesel | 10000 | Galvanic (STIP-3) | 1982-01-01 | 2009-06-04 | Fiberglass Reinforced Plastic | Pressurized
ITT RAYONIER INC | HWY 341 EAST | BAXLEY | Appling | 10057 | 1 | [5 empty] | Removed from Ground | Gas (Historical Use) | 1002 | Cathodically Protected Steel | 1985-05-14 | 1991-12-06 | Galvanized Steel
PET DAIRY | 8421 RED OAK RD | BAXLEY | Appling | 10000712 | 1 | Ball Float | 2004-06-01 | FALSE | 2004-06-01 | FALSE | Removed from Ground | Diesel | 12000 | Composite | 2004-06-01 | 2012-03-27 | Double-Walled Flex | Pressurized
MURPHY USA #7172 | 978 W PARKER ST | BAXLEY | Appling | 10000791 | 2A | Flapper Valve | 2004-11-24 | FALSE | 2004-11-24 | FALSE | Removed from Ground | Diesel | 12000 | Fiberglass Double Walled | 2004-11-17 |  |  | Pressurized
MURPHY USA #7172 | 978 W PARKER ST | BAXLEY | Appling | 10000791 | 2B | Flapper Valve | 2004-11-24 | FALSE | 2004-11-24 | FALSE | Removed from Ground | Premium | 8000 | Fiberglass Double Walled | 2004-11-17 |  |  | Pressurized
GA DOT 10504 APPLING CO MAINT HD | 0 .5 MI W OF INTERSECTION OF US 1 | BAXLEY | Appling | 7001001 | 504G1 | [5 empty] | Removed from Ground | Gas (Historical Use) | 2000 | Cathodically Protected Steel | 1990-05-01 | 2004-03-11 | Galvanized Steel | Safe Suction (Euro)
ITT RAYONIER INC | HWY 341 E | BAXLEY | Appling | 9001005 | 4 | [5 empty] | Removed from Ground | Other | 560 | Bare Steel | 1986-01-01 | 1991-12-06 | Galvanized Steel
DOT ROW/CARSONS TEXACO/OLD BULK | 503 SOUTH MAIN ST | BAXLEY | Appling | 9001008 | 2 | [5 empty] | Removed from Ground | Gas (Historical Use) | 550 | Bare Steel | 1961-04-07 | 1991-08-15 | Galvanized Steel
OLD TEXACO BULK PLANT | 503 SOUTH MAIN ST | BAXLEY | Appling | 9001007 | 1 | [5 empty] | Removed from Ground | Gas (Historical Use) | 10000 | Bare Steel | 1966-04-07 | 1986-05-01 | Galvanized Steel
Discount Corner Store | 515 East Parker Street | BAXLEY | Appling | 9001014 | 4 | Flapper Valve | 1998-07-25 | FALSE | 1989-08-12 | FALSE | Currently in Use | Diesel | 4000 | Composite | 1986-12-10 |  | Steel (Impressed Current) | Pressurized
WILLIAMS FEED INC | RED OAK RD | BAXLEY | Appling | 9001019 | 2 | [5 empty] | Removed from Ground | Gas (Historical Use) | 2000 | Bare Steel | 1983-08-10 | 1999-12-13 | Galvanized Steel | Safe Suction (Euro)
JRS COUNTRY STORE | 1475 DYAL SCHOOL RD | BAXLEY | Appling | 9001023 | 1 |  |  |  | 1987-03-15 |  | Removed from Ground | Gas (Historical Use) | 1000 | Bare Steel | 1987-03-15 | 2001-05-01 | Galvanized Steel | Safe Suction (Euro)
PETRO STATION #7 | 493 E PARKER ST | BAXLEY | Appling | 9001025 | 6 | Flapper Valve | 2024-01-29 | FALSE | 2024-01-29 | FALSE | Currently in Use | Regular | 10000 | Tank Jacket Double Walled | 2023-12-14 |  | Double-Walled Flex | Pressurized
MJ'S Stop | 500 NORTH BOULEVARD | BAXLEY | Appling | 9001031 | 1 | Flapper Valve | 1998-04-15 | FALSE | 1998-04-15 | FALSE | Currently in Use | Regular | 8000 | STIP-3/Double walled | 1998-04-15 |  | Fiberglass Reinforced Plastic | Pressurized
GOLDEN ISLES SUPER CENTER INC | 604 W PARKER ST | BAXLEY | Appling | 9001039 | 2 |  | 1999-06-01 | FALSE | 1999-06-01 | FALSE | Currently in Use | Gas (Historical Use) | 8000 | Composite | 1999-06-01 |  | Fiberglass Reinforced Plastic
GA POWER/BAXLEY DIST OPER HQ | 501 NORTH JAMES ST | BAXLEY | Appling | 9001001 | 2 | [5 empty] | Closed in Ground | Diesel | 6000 | Fiberglass | 1980-01-01 | 1996-08-28 | Galvanized Steel | Pressurized
BellSouth - R0983 | 28 BAY ST | BAXLEY | Appling | 9001006 | 1 | Flapper Valve | 1992-09-03 | FALSE | 1992-09-03 | FALSE | Currently in Use | Diesel | 1000 |  | 1992-09-03 |  | Fiberglass Reinforced Plastic | Suction (American)
WOOTEN'S GARAGE | RT 4 BOX 285 | BAXLEY | Appling | 9001010 | 1 | [5 empty] | Closed in Ground | Gas (Historical Use) | 0 | Not Marked/Unknown | 1950-01-01 | 1960-01-04 | Not Marked
JOES QWIK STOP | 495 BAY ST | BAXLEY | Appling | 9001011 | 3 | Flapper Valve | 1992-01-01 | FALSE | 1992-01-01 | FALSE | Currently in Use | Diesel | 3000 | Galvanic (STIP-3) | 1992-01-01 |  | Steel (Impressed Current) | Safe Suction (Euro)
Discount Corner Store | 515 East Parker Street | BAXLEY | Appling | 9001014 | 2 | Flapper Valve | 1998-07-25 | FALSE | 1989-08-12 | FALSE | Currently in Use | Plus | 5000 | Composite | 1986-12-10 |  | Steel (Impressed Current) | Pressurized
RIMES TRACTOR & EQUIPMENT | 804 E PARKER ST | BAXLEY | Appling | 9001030 | 4 | [5 empty] | Removed from Ground | Gas (Historical Use) | 1000 | Bare Steel | 1981-03-10 | 1988-01-01 | Galvanized Steel
RIMES TRACTOR & EQUIPMENT | 804 E PARKER ST | BAXLEY | Appling | 9001030 | 5 | [5 empty] | Removed from Ground | Diesel | 1000 | Bare Steel | 1981-03-10 | 1988-01-01 | Galvanized Steel
MJ'S Stop | 500 NORTH BOULEVARD | BAXLEY | Appling | 9001031 | 3 | Flapper Valve | 1998-04-15 | FALSE | 1998-04-15 | FALSE | Currently in Use | Premium | 8000 | STIP-3/Double walled | 1998-04-15 |  | Fiberglass Reinforced Plastic | Pressurized
NORTHSIDE SERVICE CENTER | 411 NORTH BLVD | BAXLEY | Appling | 9001016 | 1 |  | 1999-03-11 |  | 1999-03-11 |  | Removed from Ground | Gas (Historical Use) | 4000 | Cathodically Protected Steel | 1978-01-01 | 2010-10-11 | Cathodically Protected | Suction (American)
Po Jo's Country Store #6 | 6914 HATCH PKWY N | BAXLEY | Appling | 9001017 | 3 | Flapper Valve | 1992-09-06 | FALSE | 1992-09-06 | FALSE | Currently in Use | Premium | 4000 | Galvanic (STIP-3) | 1982-09-06 |  | Fiberglass Reinforced Plastic | Pressurized
PETRO STATION #7 | 493 E PARKER ST | BAXLEY | Appling | 9001025 | 4 | Ball Float | 1995-12-01 | FALSE | 1995-12-01 | FALSE | Removed from Ground | Diesel | 2000 | Steel-Impressed Current | 1995-12-01 |  |  | Pressurized
PETRO STATION #7 | 493 E PARKER ST | BAXLEY | Appling | 9001025 | 1 | Ball Float | 1995-12-01 | FALSE | 1995-12-01 | FALSE | Removed from Ground | Gas (Historical Use) | 5000 | Steel-Impressed Current | 1995-12-01 |  | Steel (Impressed Current) | Pressurized
PETRO STATION #7 | 493 E PARKER ST | BAXLEY | Appling | 9001025 | 7A | Flapper Valve | 2024-01-29 | FALSE | 2024-01-29 | FALSE | Currently in Use | Diesel | 15000 | Tank Jacket Double Walled | 2023-12-14 |  | Double-Walled Flex | Pressurized
S BELL/BAXLEY OPER CTR | 100 NORTH ST JAMES ST | BAXLEY | Appling | 9001004 | 2 | [5 empty] | Removed from Ground | Other | 12000 | Marked Unknown | 1989-12-27 | 1989-12-27 | Unknown
MURPHY USA #7172 | 978 W PARKER ST | BAXLEY | Appling | 10000791 | 1 | Flapper Valve | 2004-11-24 | FALSE | 2004-11-24 | FALSE | Removed from Ground | Regular | 20000 | Fiberglass Double Walled | 2004-11-17 |  |  | Pressurized
GA DOT 10504 APPLING CO MAINT HD | 0 .5 MI W OF INTERSECTION OF US 1 | BAXLEY | Appling | 7001001 | 10504-2 | [5 empty] | Removed from Ground | Gas (Historical Use) | 1000 | Bare Steel | 1993-03-01 | 1993-03-01 | Galvanized Steel
GA DOT 10504 APPLING CO MAINT HD | 0 .5 MI W OF INTERSECTION OF US 1 | BAXLEY | Appling | 7001001 | 10504-1 | [5 empty] | Removed from Ground | Gas (Historical Use) | 1000 | Bare Steel | 1993-03-01 | 1993-03-01 | Galvanized Steel
DOT ROW/CARSONS TEXACO/OLD BULK | 503 SOUTH MAIN ST | BAXLEY | Appling | 9001008 | 1 | [5 empty] | Removed from Ground | Gas (Historical Use) | 550 | Bare Steel | 1961-04-07 | 1991-08-15 | Galvanized Steel
HUNGRY LION | 1075 HWY 15 S | BAXLEY | Appling | 9001026 | 2 | Flapper Valve | 1999-01-08 | FALSE | 1999-01-08 | FALSE | Currently in Use | Premium | 6000 | Steel-Impressed Current | 1999-01-08 |  | Steel (Impressed Current) | Suction (American)
CITY OF BAXLEY AIRPORT | 361 AIRPORT RD | BAXLEY | Appling | 9001038 | 1 | [5 empty] | Removed from Ground | Diesel | 0 | Not Marked/Unknown | 1999-04-01 | 1999-04-01 | Bare Steel
GOLDEN ISLES SUPER CENTER INC | 604 W PARKER ST | BAXLEY | Appling | 9001039 | 1 |  | 1999-06-01 | FALSE | 1999-06-01 | FALSE | Currently in Use | Gas (Historical Use) | 12000 | Composite | 1999-06-01 |  | Fiberglass Reinforced Plastic
SPRING BRANCH GENERAL STORE | 4627 HATCH PKWY N | BAXLEY | Appling | 9001027 | 2 | Flapper Valve | 1998-12-01 |  | 1987-08-01 |  | Removed from Ground | Gas (Historical Use) | 1000 | Galvanic (STIP-3) | 1987-10-01 | 2013-07-19 | Fiberglass Reinforced Plastic | Suction (American)
EASON STORE | 10440 TEN MILE RD | BAXLEY | Appling | 9001029 | 1 | [5 empty] | Removed from Ground | Gas (Historical Use) | 1000 | Bare Steel | 1984-01-01 | 1996-11-01 | Galvanized Steel | Suction (American)
PEACOCK OIL COMPANY OF BAXLEY | 429 NE PARK AVE | BAXLEY | Appling | 9001032 | 2 | Flapper Valve | 1998-07-28 | FALSE | 1991-03-06 | FALSE | Temporarily out of use | Regular | 2000 | Galvanic (STIP-3) | 1991-03-06 |  | Steel (Impressed Current) | Safe Suction (Euro)
APPLING COUNTY BD OF COMMISSIONE | 100 OAK ST | BAXLEY | Appling | 9001037 | 2 |  |  | FALSE |  | FALSE |  | Gas (Historical Use) | 2000 |  |  |  | Not Marked
CITY OF BAXLEY AIRPORT | 361 AIRPORT RD | BAXLEY | Appling | 9001038 | 4 | Ball Float | 1999-04-01 | FALSE | 1999-04-01 | FALSE | Currently in Use | Jet fuel | 12000 | Composite | 1999-04-01 |  | Fiberglass Reinforced Plastic | Pressurized
FAST TRACK | 1281 BLACKSHEAR HWY | BAXLEY | Appling | 9001042 | 1 | Ball Float | 2002-02-01 | FALSE | 2002-02-01 | FALSE | Currently in Use | Regular | 12000 | Epoxy | 2002-01-28 |  | Double-Walled Flex | Pressurized
DAPS E-Z SERVICE CENTER | 2317 GOLDEN ISLES WEST | BAXLEY | Appling | 4010003 | 6 | [5 empty] | Removed from Ground | Diesel | 1000 | Bare Steel | 1985-02-18 | 1989-05-26 | Galvanized Steel
DAPS E-Z SERVICE CENTER | 2317 GOLDEN ISLES WEST | BAXLEY | Appling | 4010003 | 9 |  | 1989-05-26 |  | 1989-05-26 |  | Currently in Use | Gas (Historical Use) | 4000 | Bare Steel | 1989-05-26 |  | Cathodically Protected | Safe Suction (Euro)
DAPS E-Z SERVICE CENTER | 2317 GOLDEN ISLES WEST | BAXLEY | Appling | 4010003 | 8 | [5 empty] | Currently in Use | Diesel | 4000 | Bare Steel | 1988-05-30 |  | Cathodically Protected | Pressurized
GA FC/APPLING CO UNIT | US HWY 1 4 MI SOUTH OF BAXLEY | BAXLEY | Appling | 4010008 | 210781 |  | 1993-05-12 |  | 1993-05-12 |  | Removed from Ground | Gas (Historical Use) | 1000 | Galvanic (STIP-3) | 1993-05-12 | 2008-03-13 | Cathodically Protected | Safe Suction (Euro)
MURRAY OIL SALES INC | 47 FIRST ST and US #1 | BAXLEY | Appling | 4010009 | 2 | [5 empty] | Removed from Ground | Diesel | 4000 | Bare Steel | 1971-04-02 | 1899-12-31 | Galvanized Steel | Suction (American)
OLD TEXACO BULK PLANT | 503 SOUTH MAIN ST | BAXLEY | Appling | 9001007 | 3 | [5 empty] | Removed from Ground | Diesel | 10000 | Bare Steel | 1966-04-07 | 1986-05-01 | Galvanized Steel
S BELL/BAXLEY OPER CTR | 100 NORTH ST JAMES ST | BAXLEY | Appling | 9001004 | 1 | [5 empty] | Removed from Ground | Other | 3000 | Marked Unknown | 1989-12-27 | 1989-12-27 | Unknown
EASON STORE | 10440 TEN MILE RD | BAXLEY | Appling | 9001029 | 4B | Ball Float | 1996-11-01 | FALSE | 1996-11-01 | FALSE | Currently in Use | E-0 | 2000 | Composite | 1996-11-01 |  | Fiberglass Reinforced Plastic | Suction (American)
MJ'S Stop | 500 NORTH BOULEVARD | BAXLEY | Appling | 9001031 | 2 | Flapper Valve | 1998-04-15 | FALSE | 1998-04-15 | FALSE | Currently in Use | Plus | 8000 | STIP-3/Double walled | 1998-04-15 |  | Fiberglass Reinforced Plastic | Pressurized
FAST TRACK | 1281 BLACKSHEAR HWY | BAXLEY | Appling | 9001042 | 2A | Ball Float | 2002-02-01 | FALSE | 2002-02-01 | FALSE | Currently in Use | Premium | 8000 | Epoxy | 2002-01-28 |  | Double-Walled Flex | Pressurized
APPLING COUNTY BD OF ED | 102 POOR ROBIN EXT | BAXLEY | Appling | 4010002 | 3 | [5 empty] | Removed from Ground | Gas (Historical Use) | 4000 | Bare Steel | 1975-04-29 | 1899-12-31 | Galvanized Steel
FLASH FOODS #33 | US HWY 1 NORTH | BAXLEY | Appling | 4010014 | 3 |  |  |  | 1995-01-20 |  | Removed from Ground | Gas (Historical Use) | 4000 | Cathodically Protected Steel | 1984-04-28 | 1995-11-01 | Galvanized Steel | Safe Suction (Euro)
Circle K 2745040 | 601 South Main Street | Baxley | Appling | 4010015 | 1 | Flapper Valve |  | FALSE |  | FALSE | Currently in Use | Regular | 8000 | Steel-Impressed Current |  |  |  | Pressurized
PEACOCKS GULF/BP | 102 S MAIN ST | BAXLEY | Appling | 4010019 | 4 | Flapper Valve | 1996-05-05 | FALSE | 1996-05-05 | FALSE | Currently in Use | Regular | 6000 | Composite | 1994-05-15 |  | Fiberglass Reinforced Plastic | Pressurized
ALTAMAHA CONV STORE | 9977 HATCH PKWY N | BAXLEY | Appling | 4010047 | 3 | Flapper Valve | 1991-08-20 | FALSE | 1991-08-20 | FALSE | Temporarily out of use | Diesel | 4000 | Galvanic (STIP-3) | 1991-08-20 |  | Galvanized Steel | Safe Suction (Euro)
SIMPSON GROCERY | LANES BRIDGE RD | BAXLEY | Appling | 4010050 | 3 | [5 empty] | Permanently Out of Use - historical purposes | Gas (Historical Use) | 4000 | Bare Steel | 1976-05-04 | 1899-12-31 | Galvanized Steel
ITT RAYONIER INC | HWY 341 EAST | BAXLEY | Appling | 10057 | 2 | [5 empty] | Removed from Ground | Diesel | 3006 | Cathodically Protected Steel | 1985-05-14 | 1991-12-06 | Galvanized Steel
GOLDEN ISLES EXPRESS | 304 EAST PARKER ST | BAXLEY | Appling | 10063 | 1 | [5 empty] | Removed from Ground | Gas (Historical Use) | 5000 | Bare Steel | 1974-05-11 | 1996-04-01 | Galvanized Steel
MURRAY'S EXPRESS | 590 S MAIN ST | BAXLEY | Appling | 10064 | 3 |  | 1996-02-01 |  | 1996-02-01 |  | Removed from Ground | Diesel | 8000 | Steel-Impressed Current | 1984-05-08 | 2013-08-13 | Double-Walled Flex | Pressurized
MURRAY CAR WASH & KEY PUMPS | 242 S Main St | BAXLEY | Appling | 9001002 | 1 | Flapper Valve | 1991-01-24 | FALSE | 1991-01-24 | FALSE | Currently in Use | Regular | 4000 | Galvanic (STIP-3) | 1991-01-24 |  |  | Safe Suction (Euro)
ITT RAYONIER INC | HWY 341 E | BAXLEY | Appling | 9001005 | 5 | [5 empty] | Removed from Ground | Other | 1012 | Bare Steel | 1986-01-01 | 1991-12-06 | Galvanized Steel
Discount Corner Store | 515 East Parker Street | BAXLEY | Appling | 9001014 | 3 | Flapper Valve | 1998-07-25 | FALSE | 1989-08-12 | FALSE | Currently in Use | Premium | 5000 | Composite | 1986-12-10 |  | Steel (Impressed Current) | Pressurized
NORTHSIDE SERVICE CENTER | 411 NORTH BLVD | BAXLEY | Appling | 9001016 | 2 |  | 1999-03-11 |  | 1999-03-11 |  | Removed from Ground | Gas (Historical Use) | 4000 | Cathodically Protected Steel | 1978-01-01 | 2010-10-11 | Cathodically Protected | Suction (American)
TAYLORS GROCERY | 5695 TEN MILE ROAD | BAXLEY | Appling | 9001020 | 1 | [5 empty] | Removed from Ground | Gas (Historical Use) | 1000 | Bare Steel | 1998-10-08 | 1998-10-08 | Galvanized Steel | Safe Suction (Euro)
PETRO STATION #7 | 493 E PARKER ST | BAXLEY | Appling | 9001025 | 3 | Ball Float | 1995-12-01 | FALSE | 1995-12-01 | FALSE | Removed from Ground | Regular | 5000 | Steel-Impressed Current | 1995-12-01 |  |  | Pressurized
PETRO STATION #7 | 493 E PARKER ST | BAXLEY | Appling | 9001025 | 7B | Flapper Valve | 2024-01-29 | FALSE | 2024-01-29 | FALSE | Currently in Use | E-0 | 5000 | Tank Jacket Double Walled | 2023-12-14 |  | Double-Walled Flex | Pressurized
GA POWER/BAXLEY DIST OPER HQ | 501 NORTH JAMES ST | BAXLEY | Appling | 9001001 | 1 | [5 empty] | Closed in Ground | Gas (Historical Use) | 10000 | Bare Steel | 1980-01-01 | 1991-04-10 | Galvanized Steel | Pressurized
MURRAY CAR WASH & KEY PUMPS | 242 S Main St | BAXLEY | Appling | 9001002 | 3 | Flapper Valve | 1991-01-24 | FALSE | 1991-01-24 | FALSE | Currently in Use | Diesel | 4000 | Galvanic (STIP-3) | 1991-01-24 |  |  | Safe Suction (Euro)
JOES QWIK STOP | 495 BAY ST | BAXLEY | Appling | 9001011 | 1 | Flapper Valve | 1996-03-05 | FALSE | 1996-03-05 | FALSE | Currently in Use | Regular | 8000 | Steel-Impressed Current | 2000-08-16 |  | Steel (Impressed Current) | Safe Suction (Euro)
NORTHSIDE SERVICE CENTER | 411 NORTH BLVD | BAXLEY | Appling | 9001016 | 4 |  | 1999-03-11 |  | 1999-03-11 |  | Removed from Ground | Gas (Historical Use) | 4000 | Cathodically Protected Steel | 1978-01-01 | 2010-10-11 | Cathodically Protected | Suction (American)
RIMES TRACTOR & EQUIPMENT | 804 E PARKER ST | BAXLEY | Appling | 9001030 | 2 | [5 empty] | Removed from Ground | Diesel | 2004 | Cathodically Protected Steel | 1985-10-16 | 1997-08-01 | Galvanized Steel | Safe Suction (Euro)
PEACOCK OIL CO DIESEL FLEET KEY | 447 ANTHONY STREET | BAXLEY | Appling | 9001034 | 2 |  | 1996-12-01 |  | 1996-12-01 |  | Currently in Use | Diesel | 10000 | Galvanic (STIP-3) | 1996-12-01 |  | Fiberglass Reinforced Plastic | Safe Suction (Euro)
APPLING COUNTY BARN | 1675 COUNTY FARM RD | BAXLEY | Appling | 9001036 | 3 | [5 empty] | Removed from Ground | Gas (Historical Use) | 2000 | Bare Steel | 1998-07-27 | 1998-07-27 | Bare Steel
DAPS E-Z SERVICE CENTER | 2317 GOLDEN ISLES WEST | BAXLEY | Appling | 4010003 | 2 | [5 empty] | Removed from Ground | Gas (Historical Use) | 2000 | Bare Steel | 1975-02-19 | 1988-05-30 | Galvanized Steel
MURRAY OIL SALES INC | 47 FIRST ST and US #1 | BAXLEY | Appling | 4010009 | 10 | Ball Float | 1998-01-01 | FALSE | 1998-01-01 | FALSE | Currently in Use | Diesel | 10000 | Composite | 1998-01-26 |  | Double-Walled Flex | Pressurized
FLASH FOODS #33 | US HWY 1 NORTH | BAXLEY | Appling | 4010014 | 2 |  |  |  | 1995-01-20 |  | Removed from Ground | Gas (Historical Use) | 4000 | Cathodically Protected Steel | 1984-04-28 | 1995-11-01 | Galvanized Steel | Safe Suction (Euro)
Quickstop | 191 EAST PARKER ST | BAXLEY | Appling | 4010018 | 6 |  |  | TRUE |  | TRUE | Removed from Ground | Used Oil | 560 | Bare Steel | 1970-03-21 | 1995-09-12 | Galvanized Steel | Pressurized
ALTAMAHA CONV STORE | 9977 HATCH PKWY N | BAXLEY | Appling | 4010047 | 2 | Flapper Valve | 1991-08-20 | FALSE | 1991-08-20 | FALSE | Temporarily out of use | Gas (Historical Use) | 8000 | Galvanic (STIP-3) | 1991-08-20 |  | Galvanized Steel | Safe Suction (Euro)
SIMPSON GROCERY | LANES BRIDGE RD | BAXLEY | Appling | 4010050 | 2 | [5 empty] | Permanently Out of Use - historical purposes | Gas (Historical Use) | 4000 | Bare Steel | 1976-05-04 | 1899-12-31 | Galvanized Steel
AMMONS 66 SVC STA | 901 SOUTH MAIN ST | BAXLEY | Appling | 10055 | 1 |  | 1994-05-15 |  | 1994-05-15 |  | Removed from Ground | Gas (Historical Use) | 10000 | Galvanic (STIP-3) | 1982-01-02 | 2009-06-04 | Fiberglass Reinforced Plastic | Pressurized
MURRAY'S EXPRESS | 590 S MAIN ST | BAXLEY | Appling | 10064 | 2 |  | 1996-02-01 |  | 1996-02-01 |  | Removed from Ground | Gas (Historical Use) | 8000 | Steel-Impressed Current | 1984-05-08 | 2013-08-13 | Double-Walled Flex | Pressurized
LEWIS SVC STA | HWY 11 | BAXLEY | Appling | 10065 | 2 | [5 empty] | Removed from Ground | Empty | 560 | Bare Steel | 1969-05-12 | 1899-12-31 | Galvanized Steel
STACYS COUNTRY CONVENIENCE | 6892 SATILLA CHURCH RD | BAXLEY | Appling | 12000 | 1 |  | 1997-08-11 |  | 1997-08-11 |  | Removed from Ground | Gas (Historical Use) | 2004 | Cathodically Protected Steel | 1987-11-04 | 2003-07-24 | Cathodically Protected | Suction (American)
PEACOCKS GULF/BP | 102 S MAIN ST | BAXLEY | Appling | 4010019 | 5B | Flapper Valve | 1996-05-05 | FALSE | 1996-05-05 | FALSE | Currently in Use | Diesel | 3000 | Composite | 1994-05-15 |  | Fiberglass Reinforced Plastic | Pressurized
GLENNS BP/GULF | NORTH MAIN & WEAVER ST | BAXLEY | Appling | 4010020 | 5 | [5 empty] | Removed from Ground | Gas (Historical Use) | 3000 | Bare Steel | 1966-05-05 | 1997-09-01 | Galvanized Steel | Pressurized
GLENNS BP/GULF | NORTH MAIN & WEAVER ST | BAXLEY | Appling | 4010020 | 4 | [5 empty] | Removed from Ground | Gas (Historical Use) | 3000 | Bare Steel | 1966-05-05 | 1997-09-01 | Galvanized Steel | Pressurized
3-WAY CORNER STORE | 619 NORTH BLVD | BAXLEY | Appling | 4010022 | 5 | Flapper Valve | 1998-11-09 | FALSE | 1998-11-09 | FALSE | Currently in Use | Regular | 4000 | Steel-Impressed Current | 1976-05-05 |  |  | Suction (American)
3-WAY CORNER STORE | 619 NORTH BLVD | BAXLEY | Appling | 4010022 | 4 | Flapper Valve | 1998-11-09 | FALSE | 1998-11-09 | FALSE | Currently in Use | Regular | 4000 | Steel-Impressed Current | 1976-05-05 |  |  | Suction (American)
HATCH NUCLEAR PLANT | US HWY 1 | BAXLEY | Appling | 4010039 | 6 | [5 empty] | Currently in Use | Diesel | 400000 | Bare Steel | 1956-12-31 |  | Unknown
Circle K 2745040 | 601 South Main Street | Baxley | Appling | 4010015 | 3 | Flapper Valve | 1995-02-09 | FALSE | 1995-02-09 | FALSE | Currently in Use | E-0 | 8000 | Steel-Impressed Current | 1982-04-28 |  |  | Pressurized
PEACOCKS GULF/BP | 102 S MAIN ST | BAXLEY | Appling | 4010019 | 2 | [5 empty] | Removed from Ground | Gas (Historical Use) | 3000 | Bare Steel | 1966-05-05 | 1899-12-31 | Galvanized Steel
BAXLEY FOOD MART | HWY 341 & COMAS ST | BAXLEY | Appling | 4010040 | 4 | Flapper Valve | 1995-12-13 | FALSE | 1995-12-13 | FALSE | Currently in Use | Diesel | 12000 | Steel-Impressed Current | 1978-05-05 |  | Cathodically Protected | Pressurized
CARTER TIMBER CO | PO BOX 191 | BAXLEY | Appling | 4010044 | 1 | [5 empty] | Removed from Ground | Gas (Historical Use) | 550 | Bare Steel | 1976-03-07 | 1987-06-01 | Galvanized Steel
AMMONS 66 SVC STA | 901 SOUTH MAIN ST | BAXLEY | Appling | 10055 | 11 |  |  | TRUE |  | TRUE | Removed from Ground | Used Oil | 560 | Bare Steel | 1961-03-25 | 1982-01-02 | Galvanized Steel
PEACOCKS GULF/BP | 102 S MAIN ST | BAXLEY | Appling | 4010019 | 5A | Flapper Valve | 1996-05-05 | FALSE | 1996-05-05 | FALSE | Currently in Use | Premium | 3000 | Composite | 1994-05-15 |  | Fiberglass Reinforced Plastic | Pressurized
GLENNS BP/GULF | NORTH MAIN & WEAVER ST | BAXLEY | Appling | 4010020 | 6 |  |  | TRUE |  | TRUE | Removed from Ground | Used Oil | 560 | Bare Steel | 1966-05-05 | 1995-06-27 | Galvanized Steel | Gravity Fed
3-WAY CORNER STORE | 619 NORTH BLVD | BAXLEY | Appling | 4010022 | 3 | Flapper Valve | 1998-11-09 | FALSE | 1998-11-09 | FALSE | Currently in Use | Diesel | 3000 | Steel-Impressed Current | 1976-05-05 |  |  | Suction (American)
APPLING CO SCHOOL BUS SHOP | HWY 15 | BAXLEY | Appling | 4010024 | 1 | [5 empty] | Removed from Ground | Gas (Historical Use) | 2000 | Bare Steel | 1988-06-15 | 1988-06-15 | Galvanized Steel | Safe Suction (Euro)
DIXON TRUCK SERVICE | HWY 341 WEST | BAXLEY | Appling | 4010027 | 1 | [5 empty] | Removed from Ground | Gas (Historical Use) | 10000 | Bare Steel | 1976-05-05 | 1988-07-20 | Galvanized Steel | Safe Suction (Euro)
DIXIE SERVICE STATION #360 | US 1/NORTH MAIN | BAXLEY | Appling | 10058 | 3 | [5 empty] | Removed from Ground | Gas (Historical Use) | 1 | Bare Steel | 1964-01-01 | 1899-12-31 | Galvanized Steel
DIXIE SERVICE STATION #360 | US 1/NORTH MAIN | BAXLEY | Appling | 10058 | 2 | [5 empty] | Removed from Ground | Gas (Historical Use) | 1 | Bare Steel | 1964-01-01 | 1899-12-31 | Galvanized Steel
FORMER KAISER AGR CHEMICALS INC | US HWY 1 S | BAXLEY | Appling | 10062 | 1 | [5 empty] | Removed from Ground | Gas (Historical Use) | 560 | Bare Steel | 1986-06-02 | 1994-08-03 | Galvanized Steel | Suction (American)
RED OAK COMMUNITY STORE | 4709 RED OAK RD | BAXLEY | Appling | 9001043 | 2 |  | 1999-08-01 | FALSE | 1999-08-01 | FALSE | Closed in Ground | Diesel | 1000 | Composite | 1999-08-01 |  | Fiberglass Reinforced Plastic | Safe Suction (Euro)
EXPRESS STOP | 1000 S MAIN ST | BAXLEY | Appling | 4010005 | 2 | Flapper Valve | 1998-02-01 |  | 1998-02-01 |  | Removed from Ground | Gas (Historical Use) | 6000 | Steel-Impressed Current | 1978-02-17 | 2009-11-11 | Steel (Impressed Current) | Suction (American)
GA FC/APPLING CO UNIT | US HWY 1 4 MI SOUTH OF BAXLEY | BAXLEY | Appling | 4010008 | 3 | [5 empty] | Removed from Ground | Diesel | 560 | Bare Steel | 1967-02-25 | 1993-05-28 | Galvanized Steel
Quickstop | 191 EAST PARKER ST | BAXLEY | Appling | 4010018 | 2 | [5 empty] | Removed from Ground | Gas (Historical Use) | 8000 | Bare Steel | 1970-03-21 | 1996-11-01 | Galvanized Steel | Pressurized
Quickstop | 191 EAST PARKER ST | BAXLEY | Appling | 4010018 | 9 | Flapper Valve | 1996-10-02 | FALSE | 1996-10-02 | FALSE | Currently in Use | Diesel | 3000 | Composite | 1996-10-02 |  | Fiberglass Reinforced Plastic | Pressurized
Quickstop | 191 EAST PARKER ST | BAXLEY | Appling | 4010018 | 8 | Flapper Valve | 1996-10-02 | FALSE | 1996-10-02 | FALSE | Currently in Use | Premium | 8000 | Composite | 1996-10-02 |  | Fiberglass Reinforced Plastic | Pressurized
GLENNS BP/GULF | NORTH MAIN & WEAVER ST | BAXLEY | Appling | 4010020 | 1 | [5 empty] | Removed from Ground | Gas (Historical Use) | 3000 | Bare Steel | 1966-05-05 | 1997-09-01 | Galvanized Steel | Pressurized
3-WAY CORNER STORE | 619 NORTH BLVD | BAXLEY | Appling | 4010022 | 1 | Flapper Valve | 1998-11-09 | FALSE | 1998-11-09 | FALSE | Currently in Use | Regular | 3000 | Steel-Impressed Current | 1976-05-05 |  |  | Suction (American)
HATCH NUCLEAR PLANT | US HWY 1 | BAXLEY | Appling | 4010039 | 2 | [5 empty] | Removed from Ground | Gas (Historical Use) | 40000 | Bare Steel | 1956-12-31 | 1988-03-01 | Unknown
DWAIN'S IGA FOOD LINER | 201 BAY ST | BAXLEY | Appling | 4010042 | 2 | [5 empty] | Permanently Out of Use - historical purposes | Gas (Historical Use) | 6000 | Bare Steel | 1980-03-07 | 1899-12-31 | Galvanized Steel
AMMONS 66 SVC STA | 901 SOUTH MAIN ST | BAXLEY | Appling | 10055 | 10 | [5 empty] | Removed from Ground | Gas (Historical Use) | 5000 | Bare Steel | 1961-03-25 | 1982-01-02 | Galvanized Steel
DIXIE SERVICE STATION #360 | US 1/NORTH MAIN | BAXLEY | Appling | 10058 | 4 | [5 empty] | Removed from Ground | Gas (Historical Use) | 1 | Bare Steel | 1964-01-01 | 1899-12-31 | Galvanized Steel
BELLSMIT FOOD MART | 706 WEST PARKER ST | BAXLEY | Appling | 4010016 | 3 |  | 1997-06-10 | TRUE | 1997-06-10 | FALSE | Currently in Use | Diesel | 6000 | Steel-Impressed Current | 1982-04-28 |  | Steel (Impressed Current) | Safe Suction (Euro)
PEACOCKS GULF/BP | 102 S MAIN ST | BAXLEY | Appling | 4010019 | 1 |  |  | TRUE |  | TRUE | Removed from Ground | Used Oil | 3000 | Bare Steel | 1966-05-05 | 1899-12-31 | Galvanized Steel
CARTER TIMBER CO | PO BOX 191 | BAXLEY | Appling | 4010044 | 2 | [5 empty] | Removed from Ground | Diesel | 2000 | Bare Steel | 1976-03-07 | 1987-06-01 | Galvanized Steel
EZ-SERVE #643 | 805 S MAIN ST | BAXLEY | Appling | 10060 | 2 |  | 1998-11-12 |  | 1998-11-12 |  | Removed from Ground | Gas (Historical Use) | 4000 | Steel-Impressed Current | 1978-05-15 | 2001-05-18 | Cathodically Protected | Safe Suction (Euro)
BELLSMIT FOOD MART | 706 WEST PARKER ST | BAXLEY | Appling | 4010016 | 1 |  | 1997-06-10 | TRUE | 1997-06-10 | FALSE | Currently in Use | Premium | 6000 | Steel-Impressed Current | 1982-04-28 |  | Steel (Impressed Current) | Safe Suction (Euro)
PEACOCKS GULF/BP | 102 S MAIN ST | BAXLEY | Appling | 4010019 | 3 | [5 empty] | Removed from Ground | Gas (Historical Use) | 3000 | Bare Steel | 1966-05-05 | 1899-12-31 | Galvanized Steel
OLD TEXACO BULK PLANT | 503 SOUTH MAIN ST | BAXLEY | Appling | 9001007 | 2 | [5 empty] | Removed from Ground | Gas (Historical Use) | 10000 | Bare Steel | 1966-04-07 | 1986-05-01 | Galvanized Steel
ABANDONED SVC STA | US HWY 1 S | BAXLEY | Appling | 9001009 | 1 | [5 empty] | Closed in Ground | Gas (Historical Use) | 0 | Not Marked/Unknown | 1988-01-01 | 1988-01-01 | Not Marked
GA PACIFIC CORP/TIMBER OFFICE | US 341 & US 1 | BAXLEY | Appling | 9001015 | 0 | [5 empty] | Removed from Ground | Gas (Historical Use) | 1 | Not Marked/Unknown |  | 1899-12-31 | Not Marked
PETRO STATION #7 | 493 E PARKER ST | BAXLEY | Appling | 9001025 | 5 |  | 2017-02-10 | FALSE | 2017-02-10 | FALSE | Currently in Use | Diesel |  | Composite Double Walled | 2017-02-10 |  | Double-Walled Flex | Pressurized
GA BAPTIST CHILDREN'S HOME | 9420 BLACKSHEAR HYW | BAXLEY | Appling | 9001035 | 1 | [5 empty] | Removed from Ground | Gas (Historical Use) | 2000 | Not Marked/Unknown | 1997-03-05 | 1997-03-05 | Not Marked
APPLING GENERAL HOSPITAL | 301 EAST TOLLISON ST | BAXLEY | Appling | 4010007 | 1 | [5 empty] | Removed from Ground | Other | 0 | Marked Unknown | 1998-09-01 | 1998-09-01 | Unknown
MURRAY OIL SALES INC | 47 FIRST ST and US #1 | BAXLEY | Appling | 4010009 | 6 | [5 empty] | Removed from Ground | Diesel | 10000 | Cathodically Protected Steel | 1985-04-01 | 1998-05-01 | Galvanized Steel | Suction (American)
MURRAY OIL SALES INC | 47 FIRST ST and US #1 | BAXLEY | Appling | 4010009 | 9 | Ball Float | 1998-01-01 | FALSE | 1998-01-01 | FALSE | Currently in Use | Premium | 10000 | Composite | 1998-01-26 |  | Double-Walled Flex | Pressurized
MURRAY OIL SALES INC | 47 FIRST ST and US #1 | BAXLEY | Appling | 4010009 | 8 | Ball Float | 1998-01-01 | FALSE | 1998-01-01 | FALSE | Currently in Use | Regular | 10000 | Composite | 1998-01-26 |  | Double-Walled Flex | Pressurized
CITY OF BAXLEY AIRPORT | 361 AIRPORT RD | BAXLEY | Appling | 9001038 | 2 | [5 empty] | Removed from Ground | Diesel | 0 | Not Marked/Unknown | 1999-04-01 | 1999-04-01 | Bare Steel
GOLDEN ISLES SUPER CENTER INC | 604 W PARKER ST | BAXLEY | Appling | 9001039 | 3 |  | 1999-06-01 | FALSE | 1999-06-01 | FALSE | Currently in Use | Diesel | 6000 | Composite | 1999-06-01 |  | Fiberglass Reinforced Plastic
EXPRESS STOP | 1000 S MAIN ST | BAXLEY | Appling | 4010005 | 1 | Flapper Valve | 1998-02-01 |  | 1998-02-01 |  | Removed from Ground | Gas (Historical Use) | 6000 | Steel-Impressed Current | 1978-02-17 | 2009-11-11 | Steel (Impressed Current) | Suction (American)
GA FC/APPLING CO UNIT | US HWY 1 4 MI SOUTH OF BAXLEY | BAXLEY | Appling | 4010008 | 2 | [5 empty] | Removed from Ground | Gas (Historical Use) | 2000 | Bare Steel | 1977-02-24 | 1993-05-28 | Galvanized Steel
PETRO STATION #7 | 493 E PARKER ST | BAXLEY | Appling | 9001025 | 7C | Flapper Valve | 2024-01-29 | FALSE | 2024-01-29 | FALSE | Currently in Use | Premium | 5000 | Tank Jacket Double Walled | 2023-12-14 |  | Double-Walled Flex | Pressurized
PEACOCK OIL CO DIESEL FLEET KEY | 447 ANTHONY STREET | BAXLEY | Appling | 9001034 | 1 |  | 1996-12-01 |  | 1996-12-01 |  | Currently in Use | Diesel | 10000 | Galvanic (STIP-3) | 1990-01-09 |  | Fiberglass Reinforced Plastic | Safe Suction (Euro)
DAPS E-Z SERVICE CENTER | 2317 GOLDEN ISLES WEST | BAXLEY | Appling | 4010003 | 1 | [5 empty] | Removed from Ground | Gas (Historical Use) | 4000 | Bare Steel | 1975-02-19 | 1988-05-30 | Galvanized Steel
DAPS E-Z SERVICE CENTER | 2317 GOLDEN ISLES WEST | BAXLEY | Appling | 4010003 | 7 | [5 empty] | Currently in Use | Gas (Historical Use) | 4000 | Bare Steel | 1988-05-30 |  | Cathodically Protected | Safe Suction (Euro)
Quickstop | 191 EAST PARKER ST | BAXLEY | Appling | 4010018 | 4 | [5 empty] | Removed from Ground | Gas (Historical Use) | 3000 | Bare Steel | 1970-03-21 | 1996-11-01 | Galvanized Steel | Pressurized
Quickstop | 191 EAST PARKER ST | BAXLEY | Appling | 4010018 | 7 | Flapper Valve | 1996-10-02 | FALSE | 1996-10-02 | FALSE | Currently in Use | Regular | 8000 | Composite | 1996-10-02 |  | Fiberglass Reinforced Plastic | Pressurized
EASON STORE | 10440 TEN MILE RD | BAXLEY | Appling | 9001029 | 3 | Ball Float | 1996-11-01 | FALSE | 1996-11-01 | FALSE | Currently in Use | Diesel | 1000 | Epoxy | 1996-11-01 |  | Fiberglass Reinforced Plastic | Suction (American)
PEACOCK OIL COMPANY OF BAXLEY | 429 NE PARK AVE | BAXLEY | Appling | 9001032 | 1 | Flapper Valve | 1998-07-25 | FALSE | 1991-03-06 | FALSE | Temporarily out of use | Diesel | 6000 | Galvanic (STIP-3) | 1991-03-06 |  | Steel (Impressed Current) | Safe Suction (Euro)
DAPS E-Z SERVICE CENTER | 2317 GOLDEN ISLES WEST | BAXLEY | Appling | 4010003 | 4 | [5 empty] | Removed from Ground | Diesel | 1000 | Bare Steel | 1985-02-18 | 1989-05-26 | Galvanized Steel
GLENNS BP/GULF | NORTH MAIN & WEAVER ST | BAXLEY | Appling | 4010020 | 3 | [5 empty] | Removed from Ground | Gas (Historical Use) | 3000 | Bare Steel | 1966-05-05 | 1997-09-01 | Galvanized Steel | Pressurized
HATCH NUCLEAR PLANT | US HWY 1 | BAXLEY | Appling | 4010039 | 5 | [5 empty] | Currently in Use | Diesel | 40000 | Bare Steel | 1956-12-31 |  | Bare Steel | Pressurized
HATCH NUCLEAR PLANT | US HWY 1 | BAXLEY | Appling | 4010039 | 4 | [5 empty] | Currently in Use | Diesel | 40000 | Bare Steel | 1956-12-31 |  | Bare Steel
AMMONS 66 SVC STA | 901 SOUTH MAIN ST | BAXLEY | Appling | 10055 | 12 |  |  | TRUE |  | TRUE | Removed from Ground | Used Oil | 550 | Not Marked/Unknown | 1997-02-01 | 1997-02-01 | Unknown
EASON STORE | 10440 TEN MILE RD | BAXLEY | Appling | 9001029 | 2 | [5 empty] | Removed from Ground | Gas (Historical Use) | 1000 | Bare Steel | 1984-01-01 | 1996-11-01 | Galvanized Steel | Suction (American)
APPLING COUNTY BD OF COMMISSIONE | 100 OAK ST | BAXLEY | Appling | 9001037 | 1 |  |  | FALSE |  | FALSE |  | Gas (Historical Use) | 6000
JOES QWIK STOP | 495 BAY ST | BAXLEY | Appling | 9001011 | 2 | Flapper Valve | 1996-03-05 | FALSE | 1996-03-05 | FALSE | Currently in Use | Regular | 8000 | Steel-Impressed Current | 2000-08-16 |  | Steel (Impressed Current) | Safe Suction (Euro)
Po Jo's Country Store #6 | 6914 HATCH PKWY N | BAXLEY | Appling | 9001017 | 1 | Flapper Valve | 1992-09-06 | FALSE | 1992-09-06 | FALSE | Currently in Use | E-10 | 8000 | Galvanic (STIP-3) | 1992-09-06 |  | Fiberglass Reinforced Plastic | Pressurized
HUNGRY LION | 1075 HWY 15 S | BAXLEY | Appling | 9001026 | 4 | Flapper Valve | 1999-01-08 | FALSE | 1999-01-08 | FALSE | Currently in Use | E-10 | 1000 | Steel-Impressed Current | 1999-01-08 |  | Steel (Impressed Current) | Suction (American)
APPLING COUNTY BARN | 1675 COUNTY FARM RD | BAXLEY | Appling | 9001036 | 1 | [5 empty] | Removed from Ground | Diesel | 6000 | Bare Steel | 1998-07-27 | 1998-07-27 | Bare Steel
CROSSROADS COUNTRY STORE | 1750 BEN CARTER RD | BAXLEY | Appling | 9001041 | 1 |  | 1986-12-02 |  | 1986-12-02 |  | Currently in Use | Gas (Historical Use) | 1000 | Cathodically Protected Steel | 1986-12-02 |  | Cathodically Protected | Safe Suction (Euro)
Circle K 2745040 | 601 South Main Street | Baxley | Appling | 4010015 | 4 | Flapper Valve | 1995-02-09 | FALSE | 1995-02-09 | FALSE | Currently in Use | Diesel | 8000 | Steel-Impressed Current | 1982-04-28 |  |  | Pressurized
DAPS E-Z SERVICE CENTER | 2317 GOLDEN ISLES WEST | BAXLEY | Appling | 4010003 | 5 | [5 empty] | Removed from Ground | Gas (Historical Use) | 4000 | Bare Steel | 1975-02-19 | 1989-05-26 | Galvanized Steel
MURRAY OIL SALES INC | 47 FIRST ST and US #1 | BAXLEY | Appling | 4010009 | 3 | [5 empty] | Closed in Ground | Gas (Historical Use) | 3000 | Bare Steel | 1985-04-01 | 1998-05-01 | Galvanized Steel | Suction (American)
WILLIAMS FEED INC | RED OAK RD | BAXLEY | Appling | 9001019 | 1 | [5 empty] | Removed from Ground | Gas (Historical Use) | 2000 | Bare Steel | 1983-08-10 | 1998-12-01 | Galvanized Steel | Safe Suction (Euro)
EXPRESS STOP | 1000 S MAIN ST | BAXLEY | Appling | 4010005 | 3 | Flapper Valve | 1998-01-01 |  | 1998-01-01 |  | Removed from Ground | Gas (Historical Use) | 6000 | Steel-Impressed Current | 1978-02-17 | 2009-11-11 | Steel (Impressed Current) | Suction (American)
GA FC/APPLING CO UNIT | US HWY 1 4 MI SOUTH OF BAXLEY | BAXLEY | Appling | 4010008 | 4 | [5 empty] | Removed from Ground | Diesel | 560 | Bare Steel | 1956-02-25 | 1993-05-28 | Galvanized Steel
HATCH NUCLEAR PLANT | US HWY 1 | BAXLEY | Appling | 4010039 | 8 | [5 empty] | Currently in Use | Diesel | 2000 | Bare Steel | 1956-12-31 |  | Bare Steel
HATCH NUCLEAR PLANT | US HWY 1 | BAXLEY | Appling | 4010039 | 9 | [5 empty] | Currently in Use | Diesel | 40000 | Bare Steel | 1956-12-31 |  | Bare Steel
BAXLEY FOOD MART | HWY 341 & COMAS ST | BAXLEY | Appling | 4010040 | 2 | Flapper Valve | 1995-12-13 | FALSE | 1995-12-13 | FALSE | Currently in Use | Plus | 12000 | Steel-Impressed Current | 1978-05-05 |  | Cathodically Protected | Pressurized
GOLD KIST STORE | US HWY 341 E | BAXLEY | Appling | 4010045 | 1 | [5 empty] | Removed from Ground | Gas (Historical Use) | 500 | Bare Steel | 1971-05-02 | 1990-05-24 | Galvanized Steel
Quickstop | 191 EAST PARKER ST | BAXLEY | Appling | 4010018 | 1 | [5 empty] | Removed from Ground | Gas (Historical Use) | 8000 | Bare Steel | 1970-03-21 | 1996-11-01 | Galvanized Steel | Pressurized
GLENNS BP/GULF | NORTH MAIN & WEAVER ST | BAXLEY | Appling | 4010020 | 2 | [5 empty] | Removed from Ground | Gas (Historical Use) | 3000 | Bare Steel | 1966-05-05 | 1997-09-01 | Galvanized Steel | Pressurized
HATCH NUCLEAR PLANT | US HWY 1 | BAXLEY | Appling | 4010039 | 3 | [5 empty] | Removed from Ground | Gas (Historical Use) | 1000 | Bare Steel | 1956-12-31 | 1974-01-01 | Unknown
BAXLEY FOOD MART | HWY 341 & COMAS ST | BAXLEY | Appling | 4010040 | 1 | Flapper Valve | 1995-12-13 | FALSE | 1995-12-13 | FALSE | Currently in Use | Regular | 12000 | Steel-Impressed Current | 1978-05-05 |  | Cathodically Protected | Pressurized
DWAIN'S IGA FOOD LINER | 201 BAY ST | BAXLEY | Appling | 4010042 | 3 | [5 empty] | Permanently Out of Use - historical purposes | Gas (Historical Use) | 6000 | Bare Steel | 1980-03-07 | 1899-12-31 | Galvanized Steel
GOLDEN ISLES EXPRESS | 304 EAST PARKER ST | BAXLEY | Appling | 10063 | 4 | [5 empty] | Removed from Ground | Diesel | 6000 | Bare Steel | 1975-05-10 | 1996-04-01 | Galvanized Steel
GOLDEN ISLES EXPRESS | 304 EAST PARKER ST | BAXLEY | Appling | 10063 | 5 |  |  | TRUE |  | TRUE | Removed from Ground | Used Oil | 500 | Bare Steel | 1978-05-10 | 1996-04-01 | Galvanized Steel
DOT ROW/CARSONS TEXACO/OLD BULK | 503 SOUTH MAIN ST | BAXLEY | Appling | 9001008 | 3 | [5 empty] | Removed from Ground | Gas (Historical Use) | 550 | Bare Steel | 1961-01-01 | 1991-08-15 | Galvanized Steel
Discount Corner Store | 515 East Parker Street | BAXLEY | Appling | 9001014 | 1 | Flapper Valve | 1998-07-25 | FALSE | 1998-08-12 | FALSE | Currently in Use | Regular | 5000 | Composite | 1986-12-10 |  | Steel (Impressed Current) | Pressurized
SPRING BRANCH GENERAL STORE | 4627 HATCH PKWY N | BAXLEY | Appling | 9001027 | 1 | Flapper Valve | 1998-12-01 |  | 1987-08-01 |  | Removed from Ground | Gas (Historical Use) | 1000 | Galvanic (STIP-3) | 1987-10-01 | 2013-07-19 | Fiberglass Reinforced Plastic | Suction (American)
CITY OF BAXLEY AIRPORT | 361 AIRPORT RD | BAXLEY | Appling | 9001038 | 3 | Flapper Valve | 1999-04-01 | FALSE | 1999-04-01 | TRUE | Currently in Use | Aviaion gas/AV Gas | 12000 | Composite | 1999-04-01 |  | Fiberglass Reinforced Plastic | Pressurized
MURRAY OIL SALES INC | 47 FIRST ST and US #1 | BAXLEY | Appling | 4010009 | 1 | [5 empty] | Removed from Ground | Diesel | 4000 | Bare Steel | 1971-04-02 | 1899-12-31 | Galvanized Steel | Suction (American)
MURRAY OIL SALES INC | 47 FIRST ST and US #1 | BAXLEY | Appling | 4010009 | 11 | Ball Float | 1998-01-01 | FALSE | 1998-01-01 | FALSE | Currently in Use | Diesel | 10000 | Composite | 1998-01-26 |  | Double-Walled Flex | Pressurized
DIXIE SERVICE STATION #360 | US 1/NORTH MAIN | BAXLEY | Appling | 10058 | 5 | [5 empty] | Removed from Ground | Diesel | 1 | Bare Steel | 1964-01-01 | 1899-12-31 | Galvanized Steel
MURRAY OIL SALES INC | 47 FIRST ST and US #1 | BAXLEY | Appling | 4010009 | 12 | Ball Float | 1998-01-01 | FALSE | 1998-01-01 | FALSE | Currently in Use | Diesel | 4000 | Composite | 1998-01-26 |  | Double-Walled Flex | Pressurized
Circle K 2745040 | 601 South Main Street | Baxley | Appling | 4010015 | 2 | Flapper Valve | 1995-02-09 | FALSE | 1995-02-09 | FALSE | Currently in Use | Premium | 8000 | Steel-Impressed Current | 1982-04-28 |  |  | Pressurized
MURRAY OIL SALES INC | 47 FIRST ST and US #1 | BAXLEY | Appling | 4010009 | 5 | [5 empty] | Closed in Ground | Gas (Historical Use) | 3000 | Bare Steel | 1985-04-01 | 1998-05-01 | Galvanized Steel | Suction (American)
MURRAY OIL SALES INC | 47 FIRST ST and US #1 | BAXLEY | Appling | 4010009 | 4 | [5 empty] | Closed in Ground | Gas (Historical Use) | 3000 | Bare Steel | 1985-04-01 | 1998-05-01 | Galvanized Steel | Suction (American)
MURRAY OIL SALES INC | 47 FIRST ST and US #1 | BAXLEY | Appling | 4010009 | 7 | Ball Float | 1998-01-01 | FALSE | 1998-01-01 | FALSE | Currently in Use | Regular | 10000 | Composite | 1998-01-26 |  | Double-Walled Flex | Pressurized
Quickstop | 191 EAST PARKER ST | BAXLEY | Appling | 4010018 | 5 | [5 empty] | Removed from Ground | Diesel | 560 | Bare Steel | 1970-03-21 | 1995-09-12 | Galvanized Steel | Pressurized
3-WAY CORNER STORE | 619 NORTH BLVD | BAXLEY | Appling | 4010022 | 2 | Flapper Valve | 1998-11-09 | FALSE | 1998-11-09 | FALSE | Currently in Use | Regular | 3000 | Steel-Impressed Current | 1976-05-05 |  |  | Suction (American)
ALTAMAHA CONV STORE | 9977 HATCH PKWY N | BAXLEY | Appling | 4010047 | 1A | [5 empty] | Removed from Ground | Empty | 1000 | Bare Steel | 1985-05-08 | 2001-11-01 | Galvanized Steel | Safe Suction (Euro)
AMMONS 66 SVC STA | 901 SOUTH MAIN ST | BAXLEY | Appling | 10055 | 9 | [5 empty] | Removed from Ground | Diesel | 4000 | Bare Steel | 1961-03-25 | 1982-01-02 | Galvanized Steel
AMMONS 66 SVC STA | 901 SOUTH MAIN ST | BAXLEY | Appling | 10055 | 6 | [5 empty] | Removed from Ground | Gas (Historical Use) | 4000 | Bare Steel | 1961-03-25 | 1982-01-02 | Galvanized Steel
AMMONS 66 SVC STA | 901 SOUTH MAIN ST | BAXLEY | Appling | 10055 | 8 | [5 empty] | Removed from Ground | Diesel | 4000 | Bare Steel | 1961-03-25 | 1982-01-02 | Galvanized Steel
ITT RAYONIER INC | HWY 341 EAST | BAXLEY | Appling | 10057 | 4 | [5 empty] | Removed from Ground | Other | 560 | Bare Steel | 1985-05-14 | 1899-12-31 | Galvanized Steel
EZ-SERVE #643 | 805 S MAIN ST | BAXLEY | Appling | 10060 | 4 |  | 1998-11-12 |  | 1998-11-12 |  | Removed from Ground | Gas (Historical Use) | 4000 | Steel-Impressed Current | 1978-05-15 | 2001-05-18 | Cathodically Protected | Safe Suction (Euro)
EZ-SERVE #643 | 805 S MAIN ST | BAXLEY | Appling | 10060 | 1 |  | 1998-11-12 |  | 1998-11-12 |  | Removed from Ground | Gas (Historical Use) | 4000 | Steel-Impressed Current | 1978-05-15 | 2001-05-18 | Cathodically Protected | Safe Suction (Euro)
GOLDEN ISLES EXPRESS | 304 EAST PARKER ST | BAXLEY | Appling | 10063 | 3 | [5 empty] | Removed from Ground | Gas (Historical Use) | 2000 | Bare Steel | 1974-05-11 | 1996-04-01 | Galvanized Steel
HATCH NUCLEAR PLANT | US HWY 1 | BAXLEY | Appling | 4010039 | 1 | [5 empty] | Currently in Use | Diesel | 40000 | Bare Steel | 1956-12-31 |  | Unknown
HATCH NUCLEAR PLANT | US HWY 1 | BAXLEY | Appling | 4010039 | 7 | [5 empty] | Permanently Out of Use - historical purposes | Gas (Historical Use) | 10000 | Bare Steel | 1956-12-31 | 1899-12-31 | Unknown
ALTAMAHA CONV STORE | 9977 HATCH PKWY N | BAXLEY | Appling | 4010047 | 5 |  | 1991-08-20 |  | 1991-08-20 |  | Removed from Ground | Gas (Historical Use) | 1000 | Bare Steel | 2001-11-01 | 2001-11-01 | Not Marked
DIXIE SERVICE STATION #360 | US 1/NORTH MAIN | BAXLEY | Appling | 10058 | 1 | [5 empty] | Removed from Ground | Gas (Historical Use) | 1 | Bare Steel | 1964-01-01 | 1899-12-31 | Galvanized Steel
MURRAY'S EXPRESS | 590 S MAIN ST | BAXLEY | Appling | 10064 | 1 |  | 1996-02-01 |  | 1996-02-01 |  | Removed from Ground | Gas (Historical Use) | 8000 | Steel-Impressed Current | 1984-05-08 | 2013-08-13 | Double-Walled Flex | Pressurized
M & W AUTOMOTIVE | 1420 HATCH PARKWAY SOUTH | BAXLEY | Appling | 10000916 | 1 |  |  | FALSE |  | FALSE | Removed from Ground |  | 0 | Unknown | 2005-06-03 | 1899-12-31
GA DOT 10504 APPLING CO MAINT HD | 0 .5 MI W OF INTERSECTION OF US 1 | BAXLEY | Appling | 7001001 | 504D1 | [5 empty] | Removed from Ground | Diesel | 2000 | Cathodically Protected Steel | 1990-05-01 | 2004-03-11 | Galvanized Steel | Safe Suction (Euro)
TAYLORS GROCERY | 5695 TEN MILE ROAD | BAXLEY | Appling | 9001020 | 2 | [5 empty] | Removed from Ground | Empty | 500 | Bare Steel | 1998-10-08 | 1998-10-08 | Galvanized Steel | Safe Suction (Euro)
CROSSROADS COUNTRY STORE | 1750 BEN CARTER RD | BAXLEY | Appling | 9001041 | 2 |  | 1986-12-02 |  | 1986-12-02 |  | Currently in Use | Gas (Historical Use) | 1000 | Cathodically Protected Steel | 1986-12-02 |  | Cathodically Protected | Safe Suction (Euro)
FAST TRACK | 1281 BLACKSHEAR HWY | BAXLEY | Appling | 9001042 | 2B |  | 2002-02-01 |  | 2002-02-01 |  | Currently in Use | Diesel | 4000 | Epoxy | 2002-01-28 |  | Double-Walled Flex | Pressurized
APPLING COUNTY BD OF ED | 102 POOR ROBIN EXT | BAXLEY | Appling | 4010002 | 4 | [5 empty] | Removed from Ground | Gas (Historical Use) | 2000 | Bare Steel | 1975-04-29 | 1899-12-31 | Galvanized Steel
APPLING COUNTY BD OF ED | 102 POOR ROBIN EXT | BAXLEY | Appling | 4010002 | 1 | [5 empty] | Removed from Ground | Other | 12000 | Bare Steel | 1983-04-29 | 1899-12-31 | Galvanized Steel | Suction (American)
ALTAMAHA SCHOOL | ALTAMAHA SCHOOL RD | BAXLEY | Appling | 4010025 | 1 | [5 empty] | Removed from Ground | Gas (Historical Use) | 560 | Bare Steel | 1966-05-05 | 1995-06-27 | Galvanized Steel
HATCH NUCLEAR PLANT | US HWY 1 | BAXLEY | Appling | 4010039 | 7B | [5 empty] | Removed from Ground | Diesel | 2000 | Bare Steel | 1973-01-01 | 1988-03-01 | Bare Steel
BAXLEY FOOD MART | HWY 341 & COMAS ST | BAXLEY | Appling | 4010040 | 3 | Flapper Valve | 1995-12-13 | FALSE | 1995-12-13 | FALSE | Currently in Use | Premium | 12000 | Steel-Impressed Current | 1978-05-05 |  | Cathodically Protected | Pressurized
DWAIN'S IGA FOOD LINER | 201 BAY ST | BAXLEY | Appling | 4010042 | 1 | [5 empty] | Permanently Out of Use - historical purposes | Gas (Historical Use) | 6000 | Bare Steel | 1980-03-07 | 1899-12-31 | Galvanized Steel
ALTAMAHA CONV STORE | 9977 HATCH PKWY N | BAXLEY | Appling | 4010047 | 1 | [5 empty] | Removed from Ground | Empty | 500 | Bare Steel | 1985-05-08 | 2001-11-01 | Galvanized Steel
ALTAMAHA CONV STORE | 9977 HATCH PKWY N | BAXLEY | Appling | 4010047 | 4 | Flapper Valve | 1991-08-20 | FALSE | 1991-08-20 | FALSE | Temporarily out of use | Gas (Historical Use) | 3000 | Galvanic (STIP-3) | 1991-08-20 |  | Galvanized Steel | Safe Suction (Euro)
SIMPSON GROCERY | LANES BRIDGE RD | BAXLEY | Appling | 4010050 | 1 | [5 empty] | Permanently Out of Use - historical purposes | Gas (Historical Use) | 4000 | Marked Unknown | 1976-05-04 | 1899-12-31 | Galvanized Steel
AMMONS 66 SVC STA | 901 SOUTH MAIN ST | BAXLEY | Appling | 10055 | 2 |  | 1994-05-15 |  | 1994-05-15 |  | Removed from Ground | Gas (Historical Use) | 10000 | Galvanic (STIP-3) | 1982-01-02 | 2009-06-04 | Fiberglass Reinforced Plastic | Pressurized
LEWIS SVC STA | HWY 11 | BAXLEY | Appling | 10065 | 1 | [5 empty] | Removed from Ground | Empty | 560 | Bare Steel | 1969-05-12 | 1899-12-31 | Galvanized Steel
STACYS COUNTRY CONVENIENCE | 6892 SATILLA CHURCH RD | BAXLEY | Appling | 12000 | 2 |  | 1997-08-11 |  | 1997-08-11 |  | Removed from Ground | Gas (Historical Use) | 2004 | Cathodically Protected Steel | 1987-11-04 | 2003-07-24 | Cathodically Protected | Suction (American)
Quickstop | 191 EAST PARKER ST | BAXLEY | Appling | 4010018 | 3 | [5 empty] | Removed from Ground | Gas (Historical Use) | 4000 | Bare Steel | 1976-03-21 | 1996-11-01 | Galvanized Steel | Pressurized
BELLSMIT FOOD MART | 706 WEST PARKER ST | BAXLEY | Appling | 4010016 | 2 |  | 1997-06-10 | TRUE | 1997-06-10 | FALSE | Currently in Use | Regular | 6000 | Steel-Impressed Current | 1982-04-28 |  | Steel (Impressed Current) | Safe Suction (Euro)
APPLING COUNTY/4TH DIST SCHOOL | HWY 15 SOUTH | BAXLEY | Appling | 4010026 | 1 | [5 empty] | Removed from Ground | Gas (Historical Use) | 2000 | Bare Steel | 1987-09-10 | 1987-09-10 | Galvanized Steel | Safe Suction (Euro)
FLASH FOODS #33 | US HWY 1 NORTH | BAXLEY | Appling | 4010014 | 4 |  |  |  | 1995-01-20 |  | Removed from Ground | Kerosene | 6000 | Cathodically Protected Steel | 1984-04-28 | 1995-11-01 | Galvanized Steel | Safe Suction (Euro)
FLASH FOODS #33 | US HWY 1 NORTH | BAXLEY | Appling | 4010014 | 1 |  |  |  | 1995-01-20 |  | Removed from Ground | Gas (Historical Use) | 4000 | Cathodically Protected Steel | 1984-04-28 | 1995-11-01 | Galvanized Steel | Safe Suction (Euro)
HATCH NUCLEAR PLANT | US HWY 1 | BAXLEY | Appling | 4010039 | 9C1 | [5 empty] | Removed from Ground | Diesel | 2000 | Bare Steel | 1973-01-01 | 1988-03-01 | Bare Steel
HATCH NUCLEAR PLANT | US HWY 1 | BAXLEY | Appling | 4010039 | 10C2 | [5 empty] | Removed from Ground | Gas (Historical Use) | 1000 | Bare Steel | 1963-01-01 | 1988-03-01 | Bare Steel
HATCH NUCLEAR PLANT | US HWY 1 | BAXLEY | Appling | 4010039 | 6A | [5 empty] | Removed from Ground | Gas (Historical Use) | 10000 | Bare Steel | 1973-01-01 | 1988-03-01 | Bare Steel
AMMONS 66 SVC STA | 901 SOUTH MAIN ST | BAXLEY | Appling | 10055 | 3 |  | 1994-05-15 |  | 1994-05-15 |  | Removed from Ground | Gas (Historical Use) | 10000 | Galvanic (STIP-3) | 1982-01-02 | 2009-06-04 | Fiberglass Reinforced Plastic | Pressurized
ITT RAYONIER INC | HWY 341 EAST | BAXLEY | Appling | 10057 | 3 | [5 empty] | Removed from Ground | Other | 1012 | Bare Steel | 1985-05-14 | 1899-12-31 | Galvanized Steel
MURRAY CAR WASH & KEY PUMPS | 242 S Main St | BAXLEY | Appling | 9001002 | 2 | Flapper Valve | 1991-01-24 | FALSE | 1991-01-24 | FALSE | Currently in Use | Plus | 3000 | Galvanic (STIP-3) | 1991-01-24 |  |  | Safe Suction (Euro)
OLD TEXACO BULK PLANT | 503 SOUTH MAIN ST | BAXLEY | Appling | 9001007 | 4 | [5 empty] | Removed from Ground | Gas (Historical Use) | 1000 | Bare Steel | 1971-04-08 | 1986-05-01 | Galvanized Steel
NORTHSIDE SERVICE CENTER | 411 NORTH BLVD | BAXLEY | Appling | 9001016 | 3 |  | 1999-03-11 |  | 1999-03-11 |  | Removed from Ground | Gas (Historical Use) | 4000 | Cathodically Protected Steel | 1978-01-01 | 2010-10-11 | Cathodically Protected | Suction (American)
Po Jo's Country Store #6 | 6914 HATCH PKWY N | BAXLEY | Appling | 9001017 | 4 | Flapper Valve | 1994-06-20 | FALSE | 1994-06-20 | FALSE | Currently in Use | Diesel | 10000 | Galvanic (STIP-3) | 1994-06-20 |  | Fiberglass Reinforced Plastic | Pressurized
PETRO STATION #7 | 493 E PARKER ST | BAXLEY | Appling | 9001025 | 2 |  | 1995-12-01 | FALSE | 1995-12-01 | FALSE | Removed from Ground | Gas (Historical Use) | 5000 | Steel-Impressed Current | 1995-12-01 |  |  | Pressurized
HUNGRY LION | 1075 HWY 15 S | BAXLEY | Appling | 9001026 | 1 | Flapper Valve | 1999-01-08 | FALSE | 1999-01-08 | FALSE | Currently in Use | Regular | 6000 | Steel-Impressed Current | 1999-01-08 |  | Steel (Impressed Current) | Suction (American)
RIMES TRACTOR & EQUIPMENT | 804 E PARKER ST | BAXLEY | Appling | 9001030 | 1 | [5 empty] | Removed from Ground | Gas (Historical Use) | 1012 | Cathodically Protected Steel | 1985-10-16 | 1997-08-01 | Galvanized Steel | Safe Suction (Euro)
APPLING COUNTY BD OF ED | 102 POOR ROBIN EXT | BAXLEY | Appling | 4010002 | 2 | [5 empty] | Removed from Ground | Diesel | 2000 | Bare Steel | 1979-04-29 | 1899-12-31 | Galvanized Steel
DAPS E-Z SERVICE CENTER | 2317 GOLDEN ISLES WEST | BAXLEY | Appling | 4010003 | 3 | [5 empty] | Removed from Ground | Diesel | 2000 | Bare Steel | 1979-02-19 | 1988-05-30 | Bare Steel
GA FC/APPLING CO UNIT | US HWY 1 4 MI SOUTH OF BAXLEY | BAXLEY | Appling | 4010008 | 210780 |  | 1993-05-12 |  | 1993-05-12 |  | Removed from Ground | Diesel | 1000 | Galvanic (STIP-3) | 1993-05-12 | 2008-09-29 | Cathodically Protected | Safe Suction (Euro)
GRAHAM CONVENIENCE STORE LLC | 9834 GOLDEN ISLES W | GRAHAM | Appling | 10000149 | 1A | Ball Float | 2002-07-01 | FALSE | 2002-07-01 | FALSE | Currently in Use | Diesel | 8000 | Composite | 2002-07-01 |  | Fiberglass Reinforced Plastic | Pressurized
GRAHAM CONVENIENCE STORE LLC | 9834 GOLDEN ISLES W | GRAHAM | Appling | 10000149 | 1B | Ball Float | 2002-07-01 | FALSE | 2002-07-01 | FALSE | Currently in Use | Diesel | 4000 | Composite | 2002-07-01 |  | Fiberglass Reinforced Plastic | Pressurized
GRAHAM CONVENIENCE STORE LLC | 9834 GOLDEN ISLES W | GRAHAM | Appling | 10000149 | 2 | Ball Float | 2002-07-01 | FALSE | 2002-07-01 | FALSE | Currently in Use | E-10 | 10000 | Composite | 2002-07-01 |  | Fiberglass Reinforced Plastic | Pressurized
GRAHAM GROCERY | 9787 GOLDEN ISLES PKWY | GRAHAM | Appling | 9001024 | 1 | [5 empty] | Closed in Ground | Diesel | 5000 | Bare Steel | 1975-01-01 | 2001-01-03 | Galvanized Steel | Safe Suction (Euro)
GRAHAM GROCERY | 9787 GOLDEN ISLES PKWY | GRAHAM | Appling | 9001024 | 3 | [5 empty] | Closed in Ground | Gas (Historical Use) | 2000 | Bare Steel | 1987-01-01 | 2001-01-03 | Galvanized Steel | Safe Suction (Euro)
GRAHAM GROCERY | 9787 GOLDEN ISLES PKWY | GRAHAM | Appling | 9001024 | 2 | [5 empty] | Closed in Ground | Gas (Historical Use) | 5000 | Bare Steel | 1975-01-01 | 2001-01-03 | Galvanized Steel | Safe Suction (Euro)
GRAHAM CONVENIENCE STORE LLC | 9834 GOLDEN ISLES W | GRAHAM | Appling | 10000149 | 3 | Ball Float | 2002-07-01 | FALSE | 2002-07-01 | FALSE | Currently in Use | E-10 | 4000 | Composite | 2002-07-01 |  | Fiberglass Reinforced Plastic | Pressurized
CARVERS MINIT MART | 12 BEN CARTER ROAD | BAXLEY | Appling | 9001022 | 2 | Flapper Valve | 1988-06-05 | FALSE | 1998-01-01 | FALSE | Currently in Use | Premium | 6000 | Bare Steel | 1988-05-25 |  | Fiberglass Reinforced Plastic | Pressurized
CARVERS MINIT MART | 12 BEN CARTER ROAD | BAXLEY | Appling | 9001022 | 1 | Flapper Valve | 1988-06-05 | FALSE | 1998-01-01 | FALSE | Currently in Use | Regular | 6000 | Bare Steel | 1988-05-25 |  | Fiberglass Reinforced Plastic | Pressurized
JET FOOD STORE #99 | 104 S MAIN ST | BAXLEY | Appling | 10003416 | 2C | Flapper Valve | 2024-02-01 | FALSE | 2024-01-15 | FALSE | Currently in Use | E-0 | 5000 | Composite Double Walled | 2023-10-01 |  | Double-Walled Flex | Pressurized
CARVERS MINIT MART | 12 BEN CARTER ROAD | BAXLEY | Appling | 9001022 | 3 | Flapper Valve | 1988-06-05 | FALSE | 1998-01-01 | FALSE | Currently in Use | Diesel | 6000 | Bare Steel | 1988-05-25 |  | Fiberglass Reinforced Plastic | Pressurized
JET FOOD STORE #99 | 104 S MAIN ST | BAXLEY | Appling | 10003416 | 2B | Flapper Valve | 2024-02-01 | FALSE | 2024-01-15 | FALSE | Currently in Use | Diesel | 10000 | Composite Double Walled | 2023-10-01 |  | Double-Walled Flex | Pressurized
JET FOOD STORE #99 | 104 S MAIN ST | BAXLEY | Appling | 10003416 | 1 | Flapper Valve | 2024-02-10 | FALSE | 2024-01-15 | FALSE | Currently in Use | Regular | 30000 | Composite Double Walled | 2023-10-01 |  | Double-Walled Flex | Pressurized
JET FOOD STORE #99 | 104 S MAIN ST | BAXLEY | Appling | 10003416 | 2A | Flapper Valve | 2024-02-01 | FALSE | 2024-01-15 | FALSE | Currently in Use | Premium | 10000 | Composite Double Walled | 2023-10-01 |  | Double-Walled Flex | Pressurized
PARKERS SURRENCY | 9674 GOLDEN ISLES EAST | SURRENCY | Appling | 10000522 | 2 | Flapper Valve | 2030-04-03 | FALSE | 2003-04-30 | FALSE | Currently in Use | Premium | 10000 | Epoxy | 2003-02-19 |  | Double-Walled Flex | Pressurized
CROSBY GROCERY | 9800 GOLDEN ISLE HWY | HAZLEHURST | Appling | 4010043 | 2 | [5 empty] | Closed in Ground | Gas (Historical Use) | 3000 | Bare Steel | 1983-03-08 | 2000-01-01 | Galvanized Steel | Suction (American)
FLOWERS SVC STA | HWY 121&134 | SURRENCY | Appling | 4010004 | 3 | [5 empty] | Removed from Ground | Gas (Historical Use) | 1000 | Bare Steel |  | 1899-12-31 | Unknown
FLOWERS SVC STA | HWY 121&134 | SURRENCY | Appling | 4010004 | 4 | [5 empty] | Removed from Ground | Diesel | 3000 | Bare Steel |  | 1899-12-31 | Unknown
UNION CAMP | PO BOX 171 | SURRENCY | Appling | 4010013 | 1 | [5 empty] | Removed from Ground | Diesel | 10000 | Bare Steel | 1984-04-04 | 1988-02-01 | Unknown
THORNTONS EZ MART | 13127 BLACKSHEAR HWY | SURRENCY | Appling | 9001040 | 1 | Flapper Valve | 1999-03-02 | FALSE | 1999-03-02 | FALSE | Temporarily out of use | E-10 | 3000 | Composite | 1999-03-02 |  | Fiberglass Reinforced Plastic
HATTAWAY GROCERY | HWY 341 | GRAHAM | Appling | 4010051 | 1 | [5 empty] | Permanently Out of Use - historical purposes | Gas (Historical Use) | 4000 | Bare Steel | 1976-05-04 | 1899-12-31 | Galvanized Steel
PARKERS SURRENCY | 9674 GOLDEN ISLES EAST | SURRENCY | Appling | 10000522 | 1 | Flapper Valve | 2003-04-03 | FALSE | 2003-04-03 | FALSE | Currently in Use | Diesel | 15000 | Epoxy | 2003-02-19 |  | Double-Walled Flex | Pressurized
FRIES FARMS LLC | 11500 GOLDEN ISLE EAST | SURRENCY | Appling | 10002651 | 1A | Flapper Valve | 2016-12-01 | FALSE | 2016-12-01 | FALSE | Currently in Use | Diesel | 10000 | Composite Double Walled | 2016-12-01 |  | Double-Walled Flex | Pressurized
ADENS MINIT MARKET #31 | 9675 Golden Isles Hwy E | SURRENCY | Appling | 4010021 | 2 |  | 1998-08-20 | FALSE | 1989-06-10 | FALSE | Temporarily out of use | Gas (Historical Use) | 4000 | Steel-Impressed Current | 1988-06-10 |  | Steel (Impressed Current) | Pressurized
UNION CAMP | PO BOX 171 | SURRENCY | Appling | 4010013 | 2 | [5 empty] | Removed from Ground | Gas (Historical Use) | 3000 | Bare Steel | 1984-04-04 | 1988-02-01 | Unknown
FLOWERS SVC STA | HWY 121&134 | SURRENCY | Appling | 4010004 | 2 | [5 empty] | Permanently Out of Use - historical purposes | Gas (Historical Use) | 500 | Bare Steel |  | 1899-12-31 | Unknown
FLOWERS SVC STA | HWY 121&134 | SURRENCY | Appling | 4010004 | 1 | [5 empty] | Removed from Ground | Other | 2000 | Bare Steel |  | 1899-12-31 | Unknown
FRIES FARMS LLC | 11500 GOLDEN ISLE EAST | SURRENCY | Appling | 10002651 | 1B | Flapper Valve | 2016-12-01 | FALSE | 2016-12-01 | FALSE | Currently in Use | Regular | 10000 | Composite Double Walled | 2016-12-01 |  | Double-Walled Flex | Pressurized
ADENS MINIT MARKET #31 | 9675 Golden Isles Hwy E | SURRENCY | Appling | 4010021 | 4 |  | 1998-08-20 | FALSE | 1989-06-10 | FALSE | Temporarily out of use | Diesel | 4000 | Steel-Impressed Current | 1988-06-10 |  | Steel (Impressed Current) | Pressurized
ADENS MINIT MARKET #31 | 9675 Golden Isles Hwy E | SURRENCY | Appling | 4010021 | 1 |  | 1998-08-20 | FALSE | 1989-06-10 | FALSE | Temporarily out of use | Gas (Historical Use) | 4000 | Steel-Impressed Current | 1988-06-10 |  | Steel (Impressed Current) | Pressurized
CROSBY GROCERY | 9800 GOLDEN ISLE HWY | HAZLEHURST | Appling | 4010043 | 4A |  | 1999-10-01 |  | 1999-10-01 |  | Removed from Ground | Gas (Historical Use) | 2000 | Composite | 1999-10-01 | 1899-12-31 | Fiberglass Reinforced Plastic | Safe Suction (Euro)
HATTAWAY GROCERY | HWY 341 | GRAHAM | Appling | 4010051 | 2 | [5 empty] | Permanently Out of Use - historical purposes | Gas (Historical Use) | 4000 | Bare Steel | 1976-05-04 | 1899-12-31 | Galvanized Steel
PARKERS SURRENCY | 9674 GOLDEN ISLES EAST | SURRENCY | Appling | 10000522 | 3 | Flapper Valve | 2003-04-30 | FALSE | 2003-04-30 | FALSE | Currently in Use | Regular | 10000 | Epoxy | 2003-02-19 |  | Double-Walled Flex | Pressurized
FLOWERS SVC STA | HWY 121&134 | SURRENCY | Appling | 4010004 | 5 | [5 empty] | Permanently Out of Use - historical purposes | Propane | 250 | Bare Steel |  | 1899-12-31 | Unknown
CROSBY GROCERY | 9800 GOLDEN ISLE HWY | HAZLEHURST | Appling | 4010043 | 3 | [5 empty] | Closed in Ground | Gas (Historical Use) | 3000 | Bare Steel | 1979-03-08 | 1995-08-01 | Galvanized Steel
CROSBY GROCERY | 9800 GOLDEN ISLE HWY | HAZLEHURST | Appling | 4010043 | 1 | [5 empty] | Closed in Ground | Gas (Historical Use) | 4000 | Bare Steel | 1979-03-08 | 1995-08-01 | Galvanized Steel
CROSBY GROCERY | 9800 GOLDEN ISLE HWY | HAZLEHURST | Appling | 4010043 | 4B |  | 1999-10-01 |  | 1999-10-01 |  | Removed from Ground | Gas (Historical Use) | 2000 | Composite | 1999-10-01 | 1899-12-31 | Fiberglass Reinforced Plastic | Safe Suction (Euro)
Corner Store | 18 Nails Ferry Rd | Baxley | Appling | 10003164 | 1A | Flapper Valve | 2021-08-15 | FALSE | 2021-08-15 | FALSE | Currently in Use | Regular | 12000 | Composite Double Walled | 2021-08-15 |  | Double-Walled Flex | Pressurized
Corner Store | 18 Nails Ferry Rd | Baxley | Appling | 10003164 | 1B | Flapper Valve | 2021-08-15 | FALSE | 2021-08-15 | FALSE | Currently in Use | Premium | 4000 | Composite Double Walled | 2021-08-15 |  | Double-Walled Flex | Pressurized
ADENS MINIT MARKET #31 | 9675 Golden Isles Hwy E | SURRENCY | Appling | 4010021 | 3 |  | 1998-08-20 | FALSE | 1989-06-20 | FALSE | Temporarily out of use | Gas (Historical Use) | 4000 | Steel-Impressed Current | 1988-06-10 |  | Steel (Impressed Current) | Pressurized
ONETRIP-WILLACOOCHEE | 400 E MAIN ST | WILLACOOCHEE | Atkinson | 4020013 | UNL | Flapper Valve | 1997-03-01 | FALSE | 1997-03-01 | FALSE | Currently in Use | E-10 | 10000 | Fiberglass | 1988-03-01 |  | Steel (Impressed Current) | Pressurized
ADENS MINIT MARKET #68 | 578 N Main St | PEARSON | Atkinson | 9002006 | 4 | Flapper Valve | 1998-11-21 | FALSE | 1989-08-08 | FALSE | Currently in Use | Diesel | 10000 | Fiberglass | 1989-08-08 |  | Fiberglass Reinforced Plastic | Pressurized
WILLACOOCHEE MARKET | 22 W MAIN ST | WILLACOOCHEE | Atkinson | 4020010 | 3 | [5 empty] | Removed from Ground | Gas (Historical Use) | 560 | Bare Steel | 1971-05-05 | 1989-09-01 | Galvanized Steel | Safe Suction (Euro)
MATHEWS SVC STA | US HWY 82 E | PEARSON | Atkinson | 20018 | 1 |  | 1999-01-08 |  | 1999-01-08 |  | Removed from Ground | Diesel | 8000 | Steel-Impressed Current | 1985-05-08 | 2005-02-11 | Cathodically Protected | Pressurized
ENDP-N-SAW\GA PACIFIC/PEARSON WO | HWY 82 E | PEARSON | Atkinson | 9002004 | 1 | [5 empty] | Removed from Ground | Gas (Historical Use) | 3000 | Bare Steel | 1977-04-18 | 1993-05-03 | Galvanized Steel | Suction (American)
Circle K 2745020 | 105 W ALBANY AVE | PEARSON | Atkinson | 4020009 | 1 | [5 empty] | Removed from Ground | Gas (Historical Use) | 6000 | Bare Steel | 1976-04-28 | 1994-09-13 | Galvanized Steel
Circle K 2745020 | 105 W ALBANY AVE | PEARSON | Atkinson | 4020009 | 7 |  | 1994-09-28 |  | 1994-09-28 |  | Removed from Ground | Gas (Historical Use) | 8000 | Composite | 1994-09-28 | 2008-01-21 | Cathodically Protected | Pressurized
Circle K 2745020 | 105 W ALBANY AVE | PEARSON | Atkinson | 4020009 | 4 |  | 1994-09-28 |  | 1994-09-28 |  | Removed from Ground | Diesel | 6000 | Composite | 1988-01-01 | 2008-01-21 | Cathodically Protected | Pressurized
ADENS MINIT MARKET #66 | 104 CHURCH ST | PEARSON | Atkinson | 9002008 | 3 | Ball Float | 1998-12-08 | FALSE | 1998-12-08 | FALSE | Currently in Use | E-10 | 8000 | Composite | 1998-12-08 |  | Flex | Pressurized
441 GULF-MCGOVERN'S BP | US HWY 441 | PEARSON | Atkinson | 4020014 | 4 |  |  | TRUE |  | TRUE | Removed from Ground | Used Oil | 560 | Bare Steel | 1971-05-02 | 1998-11-30 | Not Marked
441 GULF-MCGOVERN'S BP | US HWY 441 | PEARSON | Atkinson | 4020014 | 5 | [5 empty] | Removed from Ground | Kerosene | 550 | Bare Steel | 1999-12-08 | 1999-12-08 | Bare Steel
PETRO SOUTH #154 | 621 N MAIN/HWY 441 N | PEARSON | Atkinson | 4020004 | 3 | Ball Float | 1997-12-01 | FALSE | 1997-12-01 | FALSE | Currently in Use | Premium | 6000 | Steel-Impressed Current | 1997-12-18 |  | Fiberglass Reinforced Plastic | Pressurized
GREENES/TRI-COUNTY GAS/PEARSON B | GA HWY 50 & US HWY 82 | PEARSON | Atkinson | 9002003 | 2 | [5 empty] | Removed from Ground | Other | 500 | Marked Unknown | 1991-09-17 | 1991-09-17 | Unknown
AT&T PEARSON RADIO RELAY STATION | OFF GA HWY 135 SOUTH OF DOUGLAS | PEARSON | Atkinson | 9002007 | 1 | [5 empty] | Removed from Ground | Diesel | 3000 | Not Marked/Unknown | 1992-07-01 | 1992-07-01 | Not Marked
CITY SVC STA | US HWY 82 E | PEARSON | Atkinson | 4020003 | 1 | [5 empty] | Removed from Ground | Gas (Historical Use) | 5500 | Bare Steel | 1985-02-25 | 2000-07-06 | Galvanized Steel
GA DOT #10403/ATKINSON CO MAINT | OFF US HWY 441 @ LOTT AVE | PEARSON | Atkinson | 4020007 | 403D1 |  | 1993-02-26 |  | 1993-02-26 |  | Removed from Ground | Diesel | 1030 | Cathodically Protected Steel | 1990-02-26 | 2004-03-09 | Galvanized Steel | Suction (American)
DOLLAR GENERAL #1766 | 290 ALBANY AVE WEST | PEARSON | Atkinson | 10002407 | 2B | Flapper Valve | 2014-11-12 | FALSE |  | FALSE | Currently in Use | Diesel | 7000 | Fiberglass Double Walled | 2016-03-18 |  | Double-Walled Flex | Pressurized
CROWN | US HWY 82 & MOORE ST | WILLACOOCHEE | Atkinson | 9002002 | 1 | [5 empty] | Removed from Ground | Gas (Historical Use) | 6000 | Bare Steel | 1978-01-01 | 1991-10-16 | Galvanized Steel
MCCRANIE BROS WOOD PRES INC | MCCRANIE AVE PO BOX 158 | WILLACOOCHEE | Atkinson | 20016 | 5AST | [5 empty] | Removed from Ground | Diesel | 3000 | Bare Steel |  | 1899-12-31 | Galvanized Steel
D L CORBITTS STATION | HWY 441 N | PEARSON | Atkinson | 9002010 | UNL | [5 empty] | Removed from Ground | Gas (Historical Use) | 2000 | Bare Steel | 1999-01-01 | 1999-01-01 | Galvanized Steel | Suction (American)
SMITH BLDG SUPPLY | HWY 441 NORTH | PEARSON | Atkinson | 9002012 | 1 | [5 empty] | Removed from Ground | Gas (Historical Use) | 2000 | Not Marked/Unknown | 1998-12-01 | 1998-12-01 | Not Marked
ATKINSON COUNTY SCHOOL BUS SHOP | 506 ROBERTS ST | PEARSON | Atkinson | 4020001 | 1 | [5 empty] | Removed from Ground | Diesel | 10000 | Bare Steel | 1981-01-15 | 1899-12-31 | Galvanized Steel | Safe Suction (Euro)
CITY SVC STA | US HWY 82 E | PEARSON | Atkinson | 4020003 | 4 | [5 empty] | Removed from Ground | Diesel | 5500 | Bare Steel | 1981-02-25 | 2000-07-06 | Galvanized Steel
CITY SVC STA | US HWY 82 E | PEARSON | Atkinson | 4020003 | 5 | [5 empty] | Removed from Ground | Kerosene | 300 | Bare Steel | 1985-02-25 | 2000-07-06 | Galvanized Steel
GA FORESTRY COMM | US HWY 82 3 MI WEST OF PEARSON | PEARSON | Atkinson | 4020005 | 2 | [5 empty] | Removed from Ground | Diesel | 560 | Bare Steel | 1966-01-23 | 1994-05-31 | Galvanized Steel | Safe Suction (Euro)
MCCRANIE BROS WOOD PRES INC | MCCRANIE AVE PO BOX 158 | WILLACOOCHEE | Atkinson | 20016 | 1 | [5 empty] | Removed from Ground | Diesel | 10000 | Bare Steel | 1981-05-09 | 1994-10-22 | Galvanized Steel
441 GULF-MCGOVERN'S BP | US HWY 441 | PEARSON | Atkinson | 4020014 | 1 | [5 empty] | Removed from Ground | Gas (Historical Use) | 2000 | Bare Steel | 1971-05-02 | 1998-11-30 | Galvanized Steel | Safe Suction (Euro)
Circle K 2745020 | 105 W ALBANY AVE | PEARSON | Atkinson | 4020009 | 10 | Flapper Valve | 2008-02-06 | FALSE | 2008-02-06 | FALSE | Currently in Use | Diesel | 8000 | Composite Double Walled | 2008-02-06 |  | Double-Walled Flex | Pressurized
WILLACOOCHEE MARKET | 22 W MAIN ST | WILLACOOCHEE | Atkinson | 4020010 | 2 | [5 empty] | Removed from Ground | Gas (Historical Use) | 560 | Bare Steel | 1971-05-05 | 1989-09-01 | Galvanized Steel | Safe Suction (Euro)
ONETRIP-WILLACOOCHEE | 400 E MAIN ST | WILLACOOCHEE | Atkinson | 4020013 | 3 | [5 empty] | Removed from Ground | Gas (Historical Use) | 1000 | Bare Steel | 1980-05-06 | 1997-12-04 | Galvanized Steel
MATHEWS SERVICE STA | US HWY 441 | PEARSON | Atkinson | 20017 | 2 | [5 empty] | Removed from Ground | Empty | 2000 | Bare Steel | 1978-05-10 | 1998-08-01 | Galvanized Steel
SMITH BLDG SUPPLY | HWY 441 NORTH | PEARSON | Atkinson | 9002012 | 2 | [5 empty] | Removed from Ground | Gas (Historical Use) | 2000 | Not Marked/Unknown | 1998-12-01 | 1998-12-01 | Not Marked
FOUR CS FUEL & LUBE | 398 ALBANY AVE WEST | PEARSON | Atkinson | 9002013 | 1 |  | 2000-09-07 |  | 2000-09-07 |  | Removed from Ground | Diesel | 20000 | Composite | 2000-08-29 | 2016-05-03 | Double-Walled Flex | Pressurized
FOUR CS FUEL & LUBE | 398 ALBANY AVE WEST | PEARSON | Atkinson | 9002013 | 2B |  | 2000-09-07 |  | 2000-09-07 |  | Removed from Ground | Gas (Historical Use) | 8000 | Composite | 2000-08-29 | 2016-05-03 | Double-Walled Flex | Pressurized
PUNKIN HALL STATION | US HWY 441 NORTH | PEARSON | Atkinson | 4020012 | 2 | [5 empty] | Removed from Ground | Gas (Historical Use) | 3000 | Bare Steel | 1978-05-07 | 1989-09-01 | Galvanized Steel
ATKINSON COUNTY SCHOOL BUS SHOP | 506 ROBERTS ST | PEARSON | Atkinson | 4020001 | 3 | [5 empty] | Permanently Out of Use - historical purposes | Other | 500 | Bare Steel | 1942-12-31 | 1899-12-31 | Galvanized Steel
WILLACOOCHEE MARKET | 22 W MAIN ST | WILLACOOCHEE | Atkinson | 4020010 | 9 | Overfill Alarm | 1989-10-01 | FALSE | 1989-10-01 | FALSE | Temporarily out of use | Diesel Off Road | 8000 | Galvanic (STIP-3) | 1989-10-01 |  | Fiberglass Reinforced Plastic | Pressurized
WILLACOOCHEE MARKET | 22 W MAIN ST | WILLACOOCHEE | Atkinson | 4020010 | 6 | Overfill Alarm | 1989-10-01 | FALSE | 1989-10-01 | FALSE | Currently in Use | E-10 | 8000 | Galvanic (STIP-3) | 1989-10-01 |  | Fiberglass Reinforced Plastic | Pressurized
WILLACOOCHEE MARKET | 22 W MAIN ST | WILLACOOCHEE | Atkinson | 4020010 | 8 | Overfill Alarm | 1989-10-01 | FALSE | 1989-10-01 | FALSE | Currently in Use | Diesel | 8000 | Galvanic (STIP-3) | 1989-01-10 |  | Fiberglass Reinforced Plastic | Pressurized
PUNKIN HALL STATION | US HWY 441 NORTH | PEARSON | Atkinson | 4020012 | 3 | [5 empty] | Removed from Ground | Gas (Historical Use) | 3000 | Bare Steel | 1980-05-07 | 1989-09-01 | Galvanized Steel
Circle K 2745020 | 105 W ALBANY AVE | PEARSON | Atkinson | 4020009 | 3 | [5 empty] | Removed from Ground | Diesel | 4000 | Bare Steel | 1976-04-28 | 1994-09-13 | Galvanized Steel
PETRO SOUTH #154 | 621 N MAIN/HWY 441 N | PEARSON | Atkinson | 4020004 | 1 | Ball Float | 1997-12-01 | FALSE | 1997-12-01 | FALSE | Currently in Use | E-10 | 10000 | Steel-Impressed Current | 1997-12-18 |  | Fiberglass Reinforced Plastic | Pressurized
CITY SVC STA | US HWY 82 E | PEARSON | Atkinson | 4020003 | 3 | [5 empty] | Removed from Ground | Gas (Historical Use) | 5500 | Bare Steel | 1981-02-25 | 2000-07-06 | Galvanized Steel
FORMER GAS STATION | 536 NORTH MAIN STREET | PEARSON | Atkinson | 10002336 | 2 |  |  | FALSE |  | FALSE | Removed from Ground | Not Marked/Tank Removed | 2000 | Bare Steel | 2014-05-07 | 2014-05-07 | Bare Steel
WILLACOOCHEE MARKET | 22 W MAIN ST | WILLACOOCHEE | Atkinson | 4020010 | 4 | [5 empty] | Removed from Ground | Gas (Historical Use) | 1000 | Bare Steel | 1971-05-05 | 1989-09-01 | Galvanized Steel | Safe Suction (Euro)
WILLACOOCHEE MARKET | 22 W MAIN ST | WILLACOOCHEE | Atkinson | 4020010 | 5 | [5 empty] | Removed from Ground | Gas (Historical Use) | 1000 | Bare Steel | 1971-05-05 | 1989-09-01 | Galvanized Steel | Safe Suction (Euro)
WILLACOOCHEE MARKET | 22 W MAIN ST | WILLACOOCHEE | Atkinson | 4020010 | 7 | Overfill Alarm | 1989-10-01 | FALSE | 1989-10-01 | FALSE | Currently in Use | Premium | 8000 | Galvanic (STIP-3) | 1989-10-01 |  | Fiberglass Reinforced Plastic | Pressurized
ONETRIP-WILLACOOCHEE | 400 E MAIN ST | WILLACOOCHEE | Atkinson | 4020013 | PREM | Flapper Valve | 1997-03-01 | FALSE | 1997-03-01 | FALSE | Closed in Ground | Premium | 10000 | Fiberglass | 1988-03-01 | 2020-02-19 | Steel (Impressed Current) | Pressurized
MATHEWS SERVICE STA | US HWY 441 | PEARSON | Atkinson | 20017 | 4 | [5 empty] | Removed from Ground | Empty | 4000 | Bare Steel | 1982-05-09 | 1998-08-01 | Galvanized Steel
ADENS MINIT MARKET #68 | 578 N Main St | PEARSON | Atkinson | 9002006 | 1 | Flapper Valve | 1995-11-21 | FALSE | 1989-08-08 | FALSE | Currently in Use | E-10 | 10000 | Fiberglass | 1989-08-08 |  | Fiberglass Reinforced Plastic | Pressurized
CITY OF PEARSON | 109 EAST AUSTIN STREET | PEARSON | Atkinson | 9002011 | 1 | [5 empty] | Removed from Ground | Gas (Historical Use) | 1000 | Marked Unknown | 1998-12-01 | 1998-12-01 | Not Marked
Circle K 2745020 | 105 W ALBANY AVE | PEARSON | Atkinson | 4020009 | 2 | [5 empty] | Removed from Ground | Gas (Historical Use) | 4000 | Bare Steel | 1976-04-28 | 1994-09-13 | Galvanized Steel
Circle K 2745020 | 105 W ALBANY AVE | PEARSON | Atkinson | 4020009 | 8 | Flapper Valve | 2008-02-06 | FALSE | 2008-02-06 | FALSE | Currently in Use | Regular | 15000 | Composite Double Walled | 2008-02-06 |  | Double-Walled Flex | Pressurized
MATHEWS SVC STA | US HWY 82 E | PEARSON | Atkinson | 20018 | 2 |  | 1999-01-08 |  | 1999-01-08 |  | Removed from Ground | Diesel | 2000 | Steel-Impressed Current | 1985-05-08 | 2005-02-11 | Cathodically Protected | Safe Suction (Euro)
ENDP-N-SAW\GA PACIFIC/PEARSON WO | HWY 82 E | PEARSON | Atkinson | 9002004 | 2 | [5 empty] | Removed from Ground | Diesel | 3000 | Bare Steel | 1977-04-18 | 1993-05-03 | Galvanized Steel | Suction (American)
ADENS MINIT MARKET #68 | 578 N Main St | PEARSON | Atkinson | 9002006 | 2 | Flapper Valve | 1995-11-21 | FALSE | 1989-08-08 | FALSE | Currently in Use | Plus | 10000 | Fiberglass | 1989-08-08 |  | Fiberglass Reinforced Plastic | Pressurized
ADENS MINIT MARKET #66 | 104 CHURCH ST | PEARSON | Atkinson | 9002008 | 1 |  |  |  | 1993-05-01 |  | Removed from Ground | Gas (Historical Use) | 4000 | Epoxy | 1979-05-01 | 1998-12-01 | Galvanized Steel | Safe Suction (Euro)
ADENS MINIT MARKET #66 | 104 CHURCH ST | PEARSON | Atkinson | 9002008 | 2 |  |  |  | 1993-05-01 |  | Removed from Ground | Gas (Historical Use) | 6000 | Epoxy | 1979-05-01 | 1998-12-01 | Galvanized Steel | Safe Suction (Euro)
D L CORBITTS STATION | HWY 441 N | PEARSON | Atkinson | 9002010 | PREM | [5 empty] | Removed from Ground | Gas (Historical Use) | 2000 | Bare Steel | 1999-01-01 | 1999-01-01 | Galvanized Steel | Suction (American)
WILLACOOCHEE MARKET | 22 W MAIN ST | WILLACOOCHEE | Atkinson | 4020010 | 1 | [5 empty] | Removed from Ground | Gas (Historical Use) | 560 | Bare Steel | 1971-05-05 | 1989-09-01 | Galvanized Steel | Safe Suction (Euro)
ONETRIP-WILLACOOCHEE | 400 E MAIN ST | WILLACOOCHEE | Atkinson | 4020013 | 1 | [5 empty] | Removed from Ground | Gas (Historical Use) | 3000 | Bare Steel | 1974-05-06 | 1997-12-04 | Galvanized Steel
ONETRIP-WILLACOOCHEE | 400 E MAIN ST | WILLACOOCHEE | Atkinson | 4020013 | LSF | Flapper Valve | 1997-03-01 | FALSE | 1997-03-01 | FALSE | Currently in Use | Diesel | 10000 | Fiberglass | 1988-03-01 |  | Steel (Impressed Current) | Pressurized
ONETRIP-WILLACOOCHEE | 400 E MAIN ST | WILLACOOCHEE | Atkinson | 4020013 | 4 | [5 empty] | Removed from Ground | Diesel | 1000 | Bare Steel | 1976-05-06 | 1997-12-04 | Galvanized Steel
CROWN | US HWY 82 & MOORE ST | WILLACOOCHEE | Atkinson | 9002002 | 2 | [5 empty] | Removed from Ground | Gas (Historical Use) | 6000 | Bare Steel | 1978-01-01 | 1991-10-16 | Galvanized Steel
MATHEWS SERVICE STA | US HWY 441 | PEARSON | Atkinson | 20017 | 1 | [5 empty] | Removed from Ground | Empty | 1000 | Bare Steel | 1978-05-10 | 1998-08-01 | Galvanized Steel
MATHEWS SVC STA | US HWY 82 E | PEARSON | Atkinson | 20018 | 3 |  | 1999-01-08 |  | 1999-01-08 |  | Removed from Ground | Gas (Historical Use) | 2000 | Steel-Impressed Current | 1985-05-08 | 2005-02-11 | Cathodically Protected | Safe Suction (Euro)
GREENES/TRI-COUNTY GAS/PEARSON B | GA HWY 50 & US HWY 82 | PEARSON | Atkinson | 9002003 | 1 | [5 empty] | Removed from Ground | Other | 3300 | Marked Unknown | 1991-09-17 | 1991-09-17 | Unknown
D L CORBITTS STATION | HWY 441 N | PEARSON | Atkinson | 9002010 | PLUS | [5 empty] | Removed from Ground | Gas (Historical Use) | 2000 | Bare Steel | 1999-01-01 | 1999-01-01 | Galvanized Steel | Suction (American)
FOUR CS FUEL & LUBE | 398 ALBANY AVE WEST | PEARSON | Atkinson | 9002013 | 2A |  | 2000-09-07 |  | 2000-09-07 |  | Removed from Ground | Gas (Historical Use) | 12000 | Composite | 2000-08-29 | 2016-05-03 | Double-Walled Flex | Pressurized
441 GULF-MCGOVERN'S BP | US HWY 441 | PEARSON | Atkinson | 4020014 | 2 | [5 empty] | Removed from Ground | Gas (Historical Use) | 2000 | Bare Steel | 1971-05-02 | 1998-11-30 | Galvanized Steel | Safe Suction (Euro)
UNION CAMP PEARSON | US HWY 82 | PEARSON | Atkinson | 4020008 | 1 | [5 empty] | Removed from Ground | Empty | 500 | Bare Steel | 1968-04-04 | 1988-01-01 | Unknown
CROWN | US HWY 82 & MOORE ST | WILLACOOCHEE | Atkinson | 9002002 | 3 | [5 empty] | Removed from Ground | Gas (Historical Use) | 10000 | Bare Steel | 1978-01-01 | 1991-10-16 | Galvanized Steel
MCCRANIE BROS WOOD PRES INC | MCCRANIE AVE PO BOX 158 | WILLACOOCHEE | Atkinson | 20016 | 2AST | [5 empty] | Removed from Ground | Gas (Historical Use) | 6000 | Bare Steel |  | 1899-12-31 | Galvanized Steel
MCCRANIE BROS WOOD PRES INC | MCCRANIE AVE PO BOX 158 | WILLACOOCHEE | Atkinson | 20016 | 3AST | [5 empty] | Removed from Ground | Gas (Historical Use) | 6000 | Bare Steel |  | 1899-12-31 | Galvanized Steel
ADENS MINIT MARKET #66 | 104 CHURCH ST | PEARSON | Atkinson | 9002008 | 4 | Ball Float | 1998-12-08 | FALSE | 1998-12-08 | FALSE | Currently in Use | Premium | 4000 | Composite | 1998-12-08 |  | Flex | Pressurized
441 GULF-MCGOVERN'S BP | US HWY 441 | PEARSON | Atkinson | 4020014 | 3 | [5 empty] | Removed from Ground | Gas (Historical Use) | 2000 | Bare Steel | 1971-05-02 | 1998-11-30 | Galvanized Steel | Safe Suction (Euro)
CITY SVC STA | US HWY 82 E | PEARSON | Atkinson | 4020003 | 2 | [5 empty] | Removed from Ground | Gas (Historical Use) | 5000 | Bare Steel | 1985-02-25 | 2000-07-06 | Galvanized Steel
PETRO SOUTH #154 | 621 N MAIN/HWY 441 N | PEARSON | Atkinson | 4020004 | 2 | Ball Float | 1997-12-01 | FALSE | 1997-12-01 | FALSE | Currently in Use | E-10 | 8000 | Steel-Impressed Current | 1997-12-18 |  | Fiberglass Reinforced Plastic | Pressurized
GA FORESTRY COMM | US HWY 82 3 MI WEST OF PEARSON | PEARSON | Atkinson | 4020005 | 3 |  | 1994-06-03 |  | 1994-06-03 |  | Removed from Ground | Gas (Historical Use) | 1000 | Galvanic (STIP-3) | 1994-06-03 | 2008-03-12 | Cathodically Protected | Safe Suction (Euro)
FORMER GAS STATION | 536 NORTH MAIN STREET | PEARSON | Atkinson | 10002336 | 1 |  |  | FALSE |  | FALSE | Removed from Ground | Not Marked/Tank Removed | 3000 | Bare Steel | 2014-05-07 | 2014-05-07 | Bare Steel
Circle K 2745020 | 105 W ALBANY AVE | PEARSON | Atkinson | 4020009 | 11 | Flapper Valve | 2008-02-06 | FALSE | 2008-02-06 | FALSE | Currently in Use | Kerosene | 4000 | Composite Double Walled | 2008-02-06 |  | Double-Walled Flex | Pressurized
Circle K 2745020 | 105 W ALBANY AVE | PEARSON | Atkinson | 4020009 | 6 |  | 1994-09-28 |  | 1994-09-28 |  | Removed from Ground | Gas (Historical Use) | 8000 | Composite | 1994-09-28 | 2008-01-21 | Cathodically Protected | Pressurized
Circle K 2745020 | 105 W ALBANY AVE | PEARSON | Atkinson | 4020009 | 9 | Flapper Valve | 2008-02-06 | FALSE | 2008-02-06 | FALSE | Currently in Use | Premium | 8000 | Composite Double Walled | 2008-02-06 |  | Double-Walled Flex | Pressurized
GA DOT #10403/ATKINSON CO MAINT | OFF US HWY 441 @ LOTT AVE | PEARSON | Atkinson | 4020007 | 10403-4 | [5 empty] | Removed from Ground | Gas (Historical Use) | 550 | Bare Steel | 1971-02-05 | 1993-04-20 | Galvanized Steel
DOLLAR GENERAL #1766 | 290 ALBANY AVE WEST | PEARSON | Atkinson | 10002407 | 1 | Flapper Valve | 2014-11-12 | FALSE |  | FALSE | Currently in Use | E-10 | 15000 | Fiberglass Double Walled | 2016-03-18 |  | Double-Walled Flex | Pressurized
MCCRANIE BROS WOOD PRES INC | MCCRANIE AVE PO BOX 158 | WILLACOOCHEE | Atkinson | 20016 | DUP2 | [5 empty] | Removed from Ground | Gas (Historical Use) | 6000 | Bare Steel |  | 1899-12-31 | Galvanized Steel
MCCRANIE BROS WOOD PRES INC | MCCRANIE AVE PO BOX 158 | WILLACOOCHEE | Atkinson | 20016 | 4AST | [5 empty] | Removed from Ground | Gas (Historical Use) | 10000 | Bare Steel |  | 1899-12-31 | Galvanized Steel
ONETRIP-WILLACOOCHEE | 400 E MAIN ST | WILLACOOCHEE | Atkinson | 4020013 | 2 | [5 empty] | Removed from Ground | Gas (Historical Use) | 3000 | Bare Steel | 1974-05-06 | 1997-12-04 | Galvanized Steel
MATHEWS SERVICE STA | US HWY 441 | PEARSON | Atkinson | 20017 | 3 | [5 empty] | Removed from Ground | Empty | 4000 | Bare Steel | 1978-05-10 | 1998-08-01 | Galvanized Steel
MATHEWS SVC STA | US HWY 82 E | PEARSON | Atkinson | 20018 | 5 |  | 1999-01-08 |  | 1999-01-08 |  | Removed from Ground | Gas (Historical Use) | 4000 | Steel-Impressed Current | 1985-05-08 | 2005-02-11 | Cathodically Protected
MATHEWS SVC STA | US HWY 82 E | PEARSON | Atkinson | 20018 | 4 |  | 1999-01-08 |  | 1999-01-08 |  | Removed from Ground | Gas (Historical Use) | 4000 | Steel-Impressed Current | 1985-05-08 | 2005-02-11 | Cathodically Protected | Safe Suction (Euro)
PUNKIN HALL STATION | US HWY 441 NORTH | PEARSON | Atkinson | 4020012 | 1 | [5 empty] | Removed from Ground | Gas (Historical Use) | 4000 | Bare Steel | 1978-05-07 | 1989-09-01 | Galvanized Steel
GA DOT #10403/ATKINSON CO MAINT | OFF US HWY 441 @ LOTT AVE | PEARSON | Atkinson | 4020007 | 403G1 |  | 1993-02-26 |  | 1993-02-26 |  | Removed from Ground | Gas (Historical Use) | 1060 | Cathodically Protected Steel | 1990-02-26 | 2004-03-06 | Galvanized Steel | Suction (American)
FORMER GAS STATION | 536 NORTH MAIN STREET | PEARSON | Atkinson | 10002336 | 3 |  |  | FALSE |  | FALSE | Removed from Ground | Not Marked/Tank Removed | 4000 | Bare Steel | 2014-05-07 | 2014-05-07 | Bare Steel
SMITH BLDG SUPPLY | HWY 441 NORTH | PEARSON | Atkinson | 9002012 | 3 | [5 empty] | Removed from Ground | Gas (Historical Use) | 2000 | Not Marked/Unknown | 1998-12-01 | 1998-12-01 | Not Marked
ATKINSON COUNTY SCHOOL BUS SHOP | 506 ROBERTS ST | PEARSON | Atkinson | 4020001 | 2 | [5 empty] | Permanently Out of Use - historical purposes | Other | 250 | Bare Steel | 1961-01-15 | 1899-12-31 | Galvanized Steel
DOLLAR GENERAL #1766 | 290 ALBANY AVE WEST | PEARSON | Atkinson | 10002407 | 2A | Flapper Valve | 2014-11-12 | FALSE |  | FALSE | Currently in Use | Premium | 8000 | Fiberglass Double Walled | 2016-03-18 |  | Double-Walled Flex | Pressurized
ADENS MINIT MARKET #68 | 578 N Main St | PEARSON | Atkinson | 9002006 | 3 | Flapper Valve | 1998-11-21 | FALSE | 1989-08-08 | FALSE | Currently in Use | Premium | 10000 | Fiberglass | 1989-08-08 |  | Fiberglass Reinforced Plastic | Pressurized
Circle K 2745020 | 105 W ALBANY AVE | PEARSON | Atkinson | 4020009 | 5 |  | 1994-09-28 |  | 1994-09-28 |  | Removed from Ground | Gas (Historical Use) | 10000 | Composite | 1994-09-28 | 2008-01-21 | Cathodically Protected | Pressurized
GA FORESTRY COMM | US HWY 82 3 MI WEST OF PEARSON | PEARSON | Atkinson | 4020005 | 1 | [5 empty] | Removed from Ground | Gas (Historical Use) | 1000 | Bare Steel | 1973-01-23 | 1994-05-31 | Galvanized Steel | Safe Suction (Euro)
GA FORESTRY COMM | US HWY 82 3 MI WEST OF PEARSON | PEARSON | Atkinson | 4020005 | 4 |  | 1994-06-03 |  | 1994-06-03 |  | Removed from Ground | Diesel | 1000 | Galvanic (STIP-3) | 1994-06-03 | 2008-03-12 | Cathodically Protected | Safe Suction (Euro)
GA DOT #10403/ATKINSON CO MAINT | OFF US HWY 441 @ LOTT AVE | PEARSON | Atkinson | 4020007 | 10403-3 | [5 empty] | Removed from Ground | Gas (Historical Use) | 1000 | Bare Steel | 1971-02-05 | 1993-04-20 | Galvanized Steel
ATKINSON COUNTY ROAD DEPARTMENT | CORRIDOR Z | KIRKLAND | Atkinson | 9002009 | 1 | [5 empty] | Removed from Ground | Gas (Historical Use) | 6000 | Bare Steel | 1993-05-01 | 1998-11-01 | Galvanized Steel | Suction (American)
SUNNY FOOD MART | 7150 US-82 | AXSON | Atkinson | 9002001 | 1 | Flapper Valve | 1997-03-01 | FALSE | 1997-03-01 | FALSE | Currently in Use | Regular | 6000 | Steel-Impressed Current | 1979-01-01 |  | Fiberglass Reinforced Plastic | Pressurized
ATKINSON COUNTY ROAD DEPARTMENT | CORRIDOR Z | KIRKLAND | Atkinson | 9002009 | 2 | [5 empty] | Removed from Ground | Diesel | 6000 | Bare Steel | 1993-05-01 | 1998-11-01 | Galvanized Steel | Suction (American)
SUNNY FOOD MART | 7150 US-82 | AXSON | Atkinson | 9002001 | 2 | Flapper Valve | 1997-03-01 | FALSE | 1997-03-01 | FALSE | Temporarily out of use | Premium | 4000 | Steel-Impressed Current | 1979-01-01 |  | Fiberglass Reinforced Plastic | Pressurized
SUNNY FOOD MART | 7150 US-82 | AXSON | Atkinson | 9002001 | 3 | Flapper Valve | 1997-03-01 | FALSE | 1997-03-01 | FALSE | Temporarily out of use | Diesel | 4000 | Steel-Impressed Current | 1979-01-01 |  | Fiberglass Reinforced Plastic | Pressurized
15 MINCHEW RD | 15 MINCHEW RD | AXSON | Atkinson | 10003250 | 1 |  |  | FALSE |  | FALSE | Removed from Ground |  | 450 | Bare Steel |  | 2022-08-30
QUICK SHOP OF ALMA | 302 N PIERCE ST | ALMA | Bacon | 4030021 | 2 | Flapper Valve | 1993-05-10 | FALSE | 1993-05-10 | FALSE | Removed from Ground | Gas (Historical Use) | 6000 | Steel-Impressed Current | 1982-01-01 | 2018-02-06 | Fiberglass Reinforced Plastic | Pressurized
TWO-WAY MINIT MARKET | US HWY 1 SOUTH & SOUTH DIXON AVE | ALMA | Bacon | 9030003 | 6 | [5 empty] | Removed from Ground | Gas (Historical Use) | 10000 | Marked Unknown | 1998-04-01 | 1998-04-01 | Unknown
ALMA GROCERY | 828 WEST 12TH ST | ALMA | Bacon | 30005 | 1 | [5 empty] | Removed from Ground | Hazardous Substance | 10000 | Fiberglass | 1986-03-31 | 2003-06-03 | Unknown | Suction (American)
GLO FOODS DISTRIBUTING CO | 903 S DIXON ST | ALMA | Bacon | 9003013 | 1 |  | 1997-01-01 |  | 1997-01-01 |  | Removed from Ground | Gas (Historical Use) | 6000 | Cathodically Protected Steel | 1999-08-23 | 1999-08-23 | Cathodically Protected | Pressurized
THE EASY | 902 N PIERCE ST | ALMA | Bacon | 9003032 | 1 | Flapper Valve | 1997-08-01 | FALSE | 1997-08-01 | FALSE | Currently in Use | E-10 | 12000 | Composite | 1997-08-01 |  | Fiberglass Reinforced Plastic | Pressurized
THREE DEES | 925 S PIERCE ST | ALMA | Bacon | 9003033 | 2A | Flapper Valve | 1999-08-01 | FALSE | 1999-08-01 | FALSE | Currently in Use | Premium | 8000 | Composite | 1999-08-01 |  | Double-Walled Flex | Pressurized
SATILLA REMC | 101 WEST 17TH ST | ALMA | Bacon | 4030008 | 2 | [5 empty] | Removed from Ground | Gas (Historical Use) | 1500 | Bare Steel | 1971-03-14 | 1993-07-15 | Galvanized Steel | Safe Suction (Euro)
BELLS STANDARD STATION | 101 S PIERCE ST | ALMA | Bacon | 4030010 | 5 | Flapper Valve | 1998-11-01 | FALSE | 1998-11-01 | FALSE | Temporarily out of use | Regular | 3000 | Composite | 1998-11-01 |  | Double-Walled Fiberglass | Safe Suction (Euro)
COUNTRY CORNER | 1974 GEORGIA HWY 32 W | ALMA | Bacon | 9003001 | 4 |  | 1996-01-01 | FALSE | 1996-01-01 | FALSE | Removed from Ground | Regular | 10000 | Steel-Impressed Current | 1996-01-01 | 2020-10-21 | Double-Walled Flex | Pressurized
COUNTRY CORNER | 1974 GEORGIA HWY 32 W | ALMA | Bacon | 9003001 | 1 |  | 1996-01-01 | FALSE | 1996-01-01 | FALSE | Removed from Ground | Diesel | 10000 | Galvanic (STIP-3) | 1996-01-01 | 2020-10-21 | Double-Walled Flex | Pressurized
J&P MOTORS | US 1 @ 15TH ST | ALMA | Bacon | 9003004 | 2 | [5 empty] | Removed from Ground | Other | 0 | Not Marked/Unknown | 1993-04-21 | 1993-04-21 | Unknown
EASTSIDE MINIT MART | 506 E 16TH ST | ALMA | Bacon | 9003006 | 3 | Flapper Valve | 1996-06-19 | FALSE | 1996-06-19 | FALSE | Currently in Use | Regular | 6000 | Steel-Impressed Current | 1996-04-12 |  |  | Suction (American)
FORKS 1 & 23 | 2356 HWY 1 NORTH | ALMA | Bacon | 10001844 | 3A | Ball Float | 2006-11-01 | FALSE | 2006-11-01 | FALSE | Currently in Use | Premium | 6000 | Composite | 2006-11-01 |  | Fiberglass Reinforced Plastic | Pressurized
FORKS 1 & 23 | 2356 HWY 1 NORTH | ALMA | Bacon | 10001844 | 2 | Ball Float | 2006-11-01 | FALSE | 2006-11-01 | FALSE | Currently in Use | Diesel | 12000 | Composite | 2006-11-01 |  | Fiberglass Reinforced Plastic | Pressurized
UNION 76 JIM'S | US 1 & GA HWY 32 | ALMA | Bacon | 9003003 | 5 | [5 empty] | Removed from Ground | Kerosene | 1 | Marked Unknown | 1967-03-01 | 1994-01-01 | Galvanized Steel | Safe Suction (Euro)
UNION 76 JIM'S | US 1 & GA HWY 32 | ALMA | Bacon | 9003003 | 4 | [5 empty] | Removed from Ground | Gas (Historical Use) | 1 | Marked Unknown | 1967-03-01 | 1994-01-01 | Galvanized Steel | Safe Suction (Euro)
SOUTHERN PRINTERS INC | 204 S PIERCE ST | ALMA | Bacon | 7003003 | 2 | [5 empty] | Removed from Ground | Other | 550 | Bare Steel | 1993-04-07 | 1993-04-07 | Galvanized Steel
FORKS 1 & 23 | 2356 HWY 1 NORTH | ALMA | Bacon | 10001844 | 1 | Ball Float | 2006-11-01 | FALSE | 2006-11-01 | FALSE | Currently in Use | Regular | 12000 | Composite | 2006-11-01 |  | Fiberglass Reinforced Plastic | Pressurized
D & D EXPRESS | RT 2 BOX 57 | ALMA | Bacon | 9003027 | 1 | [5 empty] | Permanently Out Of Use | Gas (Historical Use) | 0 | Not Marked/Unknown | 2000-08-11 | 2000-08-11 | Not Marked
BOATRIGHT TRUCKING | 1744 GA HWY 32 E | ALMA | Bacon | 9003036 | 1 | Flapper Valve | 2001-04-12 | FALSE | 2001-04-12 | FALSE | Currently in Use | Diesel | 12000 | Composite | 2001-04-12 |  |  | Pressurized
ALMA-BACON COUNTY GAS PUMPS | 604 W 16TH STREET | ALMA | Bacon | 4030001 | 5 | Flapper Valve | 1995-05-30 | FALSE | 1995-05-30 | FALSE | Currently in Use | Diesel | 12000 | Composite | 1995-05-30 |  | Double-Walled Flex | Pressurized
ALMA-BACON COUNTY GAS PUMPS | 604 W 16TH STREET | ALMA | Bacon | 4030001 | 4 | Flapper Valve | 1995-05-30 | FALSE | 1995-05-30 | FALSE | Currently in Use | Regular | 12000 | Composite | 1995-05-30 |  | Double-Walled Flex | Pressurized
F D OF GEORGIA INC | 935 HWY 32 E | ALMA | Bacon | 9003020 | 1 | Overfill Alarm | 1993-05-13 | FALSE | 1993-05-13 | TRUE | Currently in Use | Diesel | 20000 | Galvanic (STIP-3) | 1993-05-13 |  | Fiberglass Reinforced Plastic | Pressurized
QUINTON BOATRIGHT |  | ALMA | Bacon | 9003029 | 1 | [5 empty] | Removed from Ground | Diesel | 0 | Not Marked/Unknown |  | 1899-12-31 | Not Marked
SATILLA REMC | 101 WEST 17TH ST | ALMA | Bacon | 4030008 | 4 | [5 empty] | Removed from Ground | Gas (Historical Use) | 1500 | Bare Steel | 1983-03-14 | 1993-07-15 | Galvanized Steel | Safe Suction (Euro)
SATILLA REMC | 101 WEST 17TH ST | ALMA | Bacon | 4030008 | 7 |  | 1993-09-01 |  | 1993-09-01 |  | Removed from Ground | Diesel | 6000 | Composite | 1993-09-01 | 2006-08-22 | Galvanized Steel | Suction (American)
SATILLA REMC | 101 WEST 17TH ST | ALMA | Bacon | 4030008 | 5 | [5 empty] | Removed from Ground | Kerosene | 250 | Bare Steel | 1985-03-13 | 1993-07-15 | Galvanized Steel | Safe Suction (Euro)
BUSHNELL SERVICE CORP/HUMBLE OIL | 20 TH ST & US HWY 1 | ALMA | Bacon | 4030027 | 4 | [5 empty] | Removed from Ground | Gas (Historical Use) | 4000 | Bare Steel | 1975-04-25 | 2004-06-02 | Unknown
AMBICA MANAGEMENT INC | 101 NORTH PIERCE ST | ALMA | Bacon | 4030026 | 4B | Flapper Valve | 1993-06-01 | FALSE | 1993-06-01 | FALSE | Currently in Use | E-10 | 4000 |  | 1993-06-14 |  | Fiberglass Reinforced Plastic | Pressurized
TWO-WAY MINIT MARKET | US HWY 1 SOUTH & SOUTH DIXON AVE | ALMA | Bacon | 9030003 | 1 | [5 empty] | Removed from Ground | Gas (Historical Use) | 3000 | Marked Unknown | 1998-04-01 | 1998-04-01 | Unknown
JIM & TIM AUTO CENTER | 304 S PIERCE ST & 16TH ST | ALMA | Bacon | 7003002 | 3 | [5 empty] | Removed from Ground | Gas (Historical Use) | 3000 | Bare Steel | 1993-05-22 | 1993-05-22 | Galvanized Steel | Safe Suction (Euro)
SMART FUEL | 303 E 16TH ST | ALMA | Bacon | 9003014 | 2A |  | 1994-01-01 | FALSE | 1994-01-01 | FALSE | Removed from Ground | Gas (Historical Use) | 4000 | Composite | 1994-02-01 | 2018-05-17 | Fiberglass Reinforced Plastic | Pressurized
RO-DI OF GEORGIA INC | US 32 EAST | ALMA | Bacon | 9003025 | 1 | [5 empty] | Removed from Ground | Gas (Historical Use) | 4000 | Bare Steel | 1969-02-01 | 1999-08-01 | Bare Steel | Suction (American)
BACON COUNTY HIGH SCHOOL | 601 NORTH PIERCE ST | ALMA | Bacon | 4030004 | 1 | [5 empty] | Removed from Ground | Gas (Historical Use) | 8000 | Bare Steel | 1970-01-08 | 1998-07-01 | Galvanized Steel | Safe Suction (Euro)
SATILLA REMC | 101 WEST 17TH ST | ALMA | Bacon | 4030008 | 3 | [5 empty] | Removed from Ground | Gas (Historical Use) | 2000 | Bare Steel | 1983-03-14 | 1993-07-15 | Galvanized Steel | Safe Suction (Euro)
IRMA CARTER | RTE 3 BOX 103/ 289 TEN MILE CHURCH RD | ALMA | Bacon | 9003023 | 2-PLUS |  | 1998-12-22 |  | 1998-12-22 |  | Removed from Ground | Gas (Historical Use) | 1000 | Cathodically Protected Steel | 1989-01-30 | 2007-01-27 | Galvanized Steel | Suction (American)
D & D EXPRESS | RT 2 BOX 57 | ALMA | Bacon | 9003027 | 2 | [5 empty] | Permanently Out Of Use | Gas (Historical Use) | 0 | Not Marked/Unknown | 2000-08-11 | 2000-08-11 | Not Marked
THE INSURANCE AGENCY INC | 303 PIERCE STREET | ALMA | Bacon | 9003031 | 3 | [5 empty] | Removed from Ground | Gas (Historical Use) | 560 | Not Marked/Unknown | 1997-04-01 | 1997-04-01 | Not Marked
ROAD RUNNERS | 2021 GA HWY 32 WEST | ALMA | Bacon | 9003035 | 2 | Ball Float | 2000-04-11 | TRUE | 2000-04-11 | FALSE | Currently in Use | Premium | 6000 | Composite | 2000-03-20 |  | Fiberglass Reinforced Plastic | Pressurized
THREE DEES | 925 S PIERCE ST | ALMA | Bacon | 9003033 | 1 | Flapper Valve | 1999-08-01 | FALSE | 1999-08-01 | FALSE | Currently in Use | E-10 | 12000 | Composite | 1999-08-01 |  | Double-Walled Flex | Pressurized
BACON COUNTY HIGH SCHOOL | 601 NORTH PIERCE ST | ALMA | Bacon | 4030004 | 3 | [5 empty] | Permanently Out of Use - historical purposes | Empty | 250 | Bare Steel | 1956-01-09 | 1899-12-31 | Not Marked
JOHNSONS CORNER | 1969 US 1 S | ALMA | Bacon | 4030006 | A | [5 empty] | Removed from Ground | Gas (Historical Use) | 1000 | Bare Steel | 1961-01-09 | 1998-12-01 | Galvanized Steel
SATILLA REMC | 101 WEST 17TH ST | ALMA | Bacon | 4030008 | 1 | [5 empty] | Removed from Ground | Diesel | 2000 | Bare Steel | 1984-03-13 | 1993-07-15 | Galvanized Steel | Safe Suction (Euro)
CITY OF ALMA | 232 WEST 12TH ST | ALMA | Bacon | 9003012 | 1 | [5 empty] | Removed from Ground | Gas (Historical Use) | 4000 | Not Marked/Unknown | 1990-01-01 | 1990-01-01 | Unknown
ROCKINGHAM GENERAL STORE | 1230 GA HWY 32 E | ALMA | Bacon | 9003015 | 5A | Ball Float | 2008-08-10 | FALSE | 2008-08-10 | FALSE | Currently in Use | Regular | 9000 | Composite Double Walled | 2008-08-03 |  | Double-Walled Flex | Pressurized
TRINITY FORD OF ALMA | 605 S PIERCE ST | ALMA | Bacon | 9003021 | 1 |  | 1999-01-29 |  | 1999-01-29 |  | Temporarily out of use | Gas (Historical Use) | 2980 | Steel-Impressed Current | 1972-05-01 |  |  | Suction (American)
DIXIE CONCRETE SERVICE INC | 811 W ELEVENTH ST | ALMA | Bacon | 4030019 | 1 | [5 empty] | Removed from Ground | Diesel | 8000 | Bare Steel | 1976-04-29 | 1990-04-09 | Galvanized Steel
QUICK SHOP OF ALMA | 302 N PIERCE ST | ALMA | Bacon | 4030021 | 1 | Flapper Valve | 1993-05-10 | FALSE | 1993-05-10 | FALSE | Removed from Ground | Gas (Historical Use) | 6000 | Steel-Impressed Current | 1982-01-01 | 2018-02-06 | Fiberglass Reinforced Plastic | Pressurized
HART AMOCO GAS & FUEL | 302 S PIERCE ST | ALMA | Bacon | 4030023 | WHITE | [5 empty] | Removed from Ground | Gas (Historical Use) | 6000 | Bare Steel | 1974-03-10 | 1993-03-01 | Galvanized Steel
FORMER MURPHY'S GAS & GROCERY | US HWY 1 NORTH/SPRINGFIELD CHURCH ROAD | ALMA | Bacon | 4030024 | 2 | [5 empty] | Removed from Ground | Gas (Historical Use) | 2000 | Bare Steel | 1977-04-21 | 1994-05-10 | Bare Steel | Safe Suction (Euro)
DOLLAR GENERAL #3117 | 1041 SOUTH US HWY 1 | ALMA | Bacon | 10002439 | 2A | Flapper Valve | 2015-04-29 | FALSE | 2015-03-07 | FALSE | Currently in Use | Premium | 8000 | Fiberglass Double Walled | 2016-03-18 |  | Double-Walled Flex | Pressurized
PARKER FOOD MART #1 | 829 W 12TH ST | ALMA | Bacon | 9003007 | 4 | Flapper Valve | 1987-06-01 | FALSE | 1995-09-21 | FALSE | Currently in Use | Diesel On Road | 10000 | Composite | 1987-06-01 |  | Fiberglass Reinforced Plastic | Pressurized
PARKER FOOD MART #1 | 829 W 12TH ST | ALMA | Bacon | 9003007 | 5 | Flapper Valve | 1987-06-01 | FALSE | 1995-09-21 | FALSE | Currently in Use | Diesel Off Road | 10000 | Composite | 1987-06-01 |  | Fiberglass Reinforced Plastic | Pressurized
TRINITY FORD OF ALMA | 605 S PIERCE ST | ALMA | Bacon | 9003021 | 0 |  | 1999-01-29 |  | 1999-01-29 |  | Temporarily out of use | Gas (Historical Use) | 0 | Steel-Impressed Current | 1972-05-01 |  |  | Suction (American)
GLO FOODS DISTRIBUTING CO | 903 S DIXON ST | ALMA | Bacon | 9003013 | 2 |  | 1997-01-01 |  | 1997-01-01 |  | Removed from Ground | Gas (Historical Use) | 6000 | Cathodically Protected Steel | 1999-08-23 | 1999-08-23 | Cathodically Protected | Pressurized
TRINITY FORD OF ALMA | 605 S PIERCE ST | ALMA | Bacon | 9003021 | 4 |  | 1999-01-29 |  | 1999-01-29 |  | Temporarily out of use | Gas (Historical Use) | 2980 | Steel-Impressed Current | 1972-05-01 |  |  | Suction (American)
ERNEST CROWDER | 127 WILDFLOWER LANE | ALMA | Bacon | 9003026 | 3 | [5 empty] | Removed from Ground | Gas (Historical Use) | 0 | Not Marked/Unknown | 1996-07-22 | 1996-07-22 | Not Marked
BACON COUNTY AIRPORT | GA Hwy 32 W | ALMA | Bacon | 4030002 | 2 | [5 empty] | Closed in Ground | Gas (Historical Use) | 5000 | Bare Steel | 1971-02-22 | 1899-12-31 | Unknown
JOHNSONS CORNER | 1969 US 1 S | ALMA | Bacon | 4030006 | B | [5 empty] | Removed from Ground | Diesel | 1000 | Bare Steel | 1961-01-09 | 1998-12-01 | Galvanized Steel
BELLS STANDARD STATION | 101 S PIERCE ST | ALMA | Bacon | 4030010 | 3 | [5 empty] | Removed from Ground | Gas (Historical Use) | 8000 | Bare Steel | 1976-04-17 | 1998-11-01 | Bare Steel | Pressurized
Circle K 2745015 | 938 S PIERCE ST | ALMA | Bacon | 4030015 | 1 |  | 1996-06-04 |  | 1996-06-04 |  | Removed from Ground | Gas (Historical Use) | 8000 | Fiberglass | 1979-01-01 | 2017-01-16 | Fiberglass Reinforced Plastic | Pressurized
Circle K 2745015 | 938 S PIERCE ST | ALMA | Bacon | 4030015 | 4 |  | 1996-06-04 |  | 1996-06-04 |  | Removed from Ground | Diesel | 4000 | Steel-Impressed Current | 1979-01-01 | 2017-01-16 | Fiberglass Reinforced Plastic | Pressurized
IRMA CARTER | RTE 3 BOX 103/ 289 TEN MILE CHURCH RD | ALMA | Bacon | 9003023 | 1-REG |  | 1998-12-21 |  | 1998-12-21 |  | Removed from Ground | Gas (Historical Use) | 1000 | Cathodically Protected Steel | 1989-01-30 | 2007-01-27 | Cathodically Protected | Suction (American)
ALMA TELEPHONE CO INC WAREHOUSE | 733 W 11TH STREET | ALMA | Bacon | 4030003 | 1 | Flapper Valve | 1989-06-28 | FALSE | 1989-06-28 | FALSE | Currently in Use | Regular | 4000 | Galvanic (STIP-3) | 1989-06-28 |  | Galvanized Steel | Safe Suction (Euro)
GA FC-BACON CO UNIT | GA HWY 32/RT 3 BOX 281 | ALMA | Bacon | 4030011 | 4 |  | 1991-01-01 |  | 1991-01-01 |  | Removed from Ground | Gas (Historical Use) | 1000 | Galvanic (STIP-3) | 1991-01-01 | 2008-03-13 | Cathodically Protected
GA FC-BACON CO UNIT | GA HWY 32/RT 3 BOX 281 | ALMA | Bacon | 4030011 | 1 | [5 empty] | Removed from Ground | Diesel | 2000 | Bare Steel | 1983-01-01 | 1991-07-01 | Galvanized Steel
Circle K 2745015 | 938 S PIERCE ST | ALMA | Bacon | 4030015 | 5 | Flapper Valve | 2017-01-18 | FALSE | 2017-01-18 | FALSE | Currently in Use | Regular | 12000 | Composite Double Walled | 2017-01-18 |  | Double-Walled Flex | Pressurized
Circle K 2745103 | 402 S PIERCE ST | ALMA | Bacon | 10000121 | 2 | Flapper Valve | 2002-07-11 | FALSE | 2002-07-11 | FALSE | Currently in Use | Premium | 12000 | Composite | 2002-07-11 |  | Double-Walled Fiberglass | Pressurized
SOUTHERN PRINTERS INC | 204 S PIERCE ST | ALMA | Bacon | 7003003 | 1 | [5 empty] | Removed from Ground | Other | 550 | Bare Steel | 1993-04-07 | 1993-04-07 | Galvanized Steel
JOYCES GAS & GROCERY | 1748 GA HWY 32 E | ALMA | Bacon | 4030022 | 3 | Flapper Valve | 1990-05-01 | FALSE | 1990-05-01 | FALSE | Currently in Use | Regular | 2000 | Fiberglass | 1990-05-01 |  | Fiberglass Reinforced Plastic | Suction (American)
SOUTHERN PRINTERS INC | 204 S PIERCE ST | ALMA | Bacon | 7003003 | 7 | [5 empty] | Removed from Ground | Other | 0 | Marked Unknown | 1993-04-21 | 1993-04-21 | Unknown
SOUTHERN PRINTERS INC | 204 S PIERCE ST | ALMA | Bacon | 7003003 | 4 | [5 empty] | Removed from Ground | Other | 3000 | Bare Steel | 1993-04-10 | 1993-04-10 | Galvanized Steel
SOUTHERN PRINTERS INC | 204 S PIERCE ST | ALMA | Bacon | 7003003 | 5 | [5 empty] | Removed from Ground | Other | 3000 | Bare Steel | 1993-04-10 | 1993-04-10 | Galvanized Steel
ROCKINGHAM GENERAL STORE | 1230 GA HWY 32 E | ALMA | Bacon | 9003015 | 3 | Flapper Valve | 1995-12-01 | FALSE | 1995-12-01 | FALSE | Currently in Use | Diesel Off Road | 2000 | Composite | 1995-12-01 |  | Fiberglass Reinforced Plastic | Safe Suction (Euro)
DIXIE CONCRETE SERVICE INC | 811 W ELEVENTH ST | ALMA | Bacon | 4030019 | 3 | [5 empty] | Removed from Ground | Diesel | 3000 | Bare Steel | 1976-04-29 | 1998-08-17 | Galvanized Steel
DIXIE CONCRETE SERVICE INC | 811 W ELEVENTH ST | ALMA | Bacon | 4030019 | 2 | [5 empty] | Removed from Ground | Gas (Historical Use) | 500 | Bare Steel | 1976-04-29 | 1990-04-09 | Galvanized Steel
QUICK SHOP OF ALMA | 302 N PIERCE ST | ALMA | Bacon | 4030021 | 3 | Flapper Valve | 1993-05-10 | FALSE | 1993-05-10 | FALSE | Removed from Ground | Gas (Historical Use) | 6000 | Steel-Impressed Current | 1982-01-01 | 2018-02-06 | Fiberglass Reinforced Plastic | Pressurized
BUSHNELL SERVICE CORP/HUMBLE OIL | 20 TH ST & US HWY 1 | ALMA | Bacon | 4030027 | 2 | [5 empty] | Removed from Ground | Gas (Historical Use) | 4000 | Bare Steel | 1975-04-25 | 2004-06-02 | Unknown
TWO-WAY MINIT MARKET | US HWY 1 SOUTH & SOUTH DIXON AVE | ALMA | Bacon | 9030003 | 3 | [5 empty] | Removed from Ground | Gas (Historical Use) | 3000 | Marked Unknown | 1998-04-01 | 1998-04-01 | Unknown
ALMA GROCERY | 828 WEST 12TH ST | ALMA | Bacon | 30005 | 4B | Overfill Alarm | 2011-10-14 | FALSE | 2011-10-14 | FALSE | Currently in Use | Diesel | 4000 | Composite Double Walled | 2011-10-14 |  | Double-Walled Fiberglass | Pressurized
JIM & TIM AUTO CENTER | 304 S PIERCE ST & 16TH ST | ALMA | Bacon | 7003002 | 1 | [5 empty] | Removed from Ground | Kerosene | 550 | Bare Steel | 1993-05-18 | 1993-05-18 | Galvanized Steel
Circle K 2745015 | 938 S PIERCE ST | ALMA | Bacon | 4030015 | 6A | Flapper Valve | 2017-01-18 | FALSE | 2017-01-18 | FALSE | Currently in Use | Premium | 4000 | Composite Double Walled | 2017-01-18 |  | Double-Walled Flex | Pressurized
GA DOT #10503/BACON CO ROUTINE M | INTERSECTION OF SR 32 & VALERIE | ALMA | Bacon | 9003010 | 503G1 | [5 empty] | Removed from Ground | Gas (Historical Use) | 1000 | Cathodically Protected Steel | 1990-01-01 | 2004-03-10 | Galvanized Steel | Safe Suction (Euro)
PAGENT MOTORS/HARDYS CLEANERS/KF | SOUTH PIERCE ST | ALMA | Bacon | 9003011 | 1 | [5 empty] | Removed from Ground | Used Oil | 550 | Not Marked/Unknown | 1991-01-01 | 1991-01-01 | Not Marked
ROCKINGHAM GENERAL STORE | 1230 GA HWY 32 E | ALMA | Bacon | 9003015 | 5B | Ball Float | 2008-08-10 | FALSE | 2008-08-10 | FALSE | Currently in Use | Premium | 3000 | Composite Double Walled | 2008-08-03 |  | Double-Walled Flex | Pressurized
THREE DEES | 925 S PIERCE ST | ALMA | Bacon | 9003033 | 2B | Flapper Valve | 1999-08-01 | FALSE | 1999-08-01 | FALSE | Currently in Use | Diesel | 4000 | Composite | 1999-08-01 |  | Double-Walled Flex | Pressurized
SATILLA REMC | 101 WEST 17TH ST | ALMA | Bacon | 4030008 | 6 |  | 1993-09-01 |  | 1993-09-01 |  | Removed from Ground | Gas (Historical Use) | 6000 | Composite | 1993-09-01 | 2006-08-22 | Galvanized Steel | Suction (American)
AMBICA MANAGEMENT INC | 101 NORTH PIERCE ST | ALMA | Bacon | 4030026 | 4A |  | 1993-06-01 | FALSE | 1993-06-01 | FALSE | Temporarily out of use | Regular | 6000 |  | 1993-06-14 |  | Fiberglass Reinforced Plastic | Pressurized
Circle K 2745015 | 938 S PIERCE ST | ALMA | Bacon | 4030015 | 6B | Flapper Valve | 2017-01-18 | FALSE | 2017-01-18 | FALSE | Currently in Use | Diesel | 8000 | Composite Double Walled | 2017-01-18 |  | Double-Walled Flex | Pressurized
HART AMOCO GAS & FUEL | 302 S PIERCE ST | ALMA | Bacon | 4030023 | 1 | Flapper Valve | 1993-04-16 | FALSE | 1993-04-16 | FALSE | Currently in Use | Diesel | 4000 | Steel-Impressed Current | 1974-03-10 |  |  | Suction (American)
BUSHNELL SERVICE CORP/HUMBLE OIL | 20 TH ST & US HWY 1 | ALMA | Bacon | 4030027 | 3 | [5 empty] | Removed from Ground | Gas (Historical Use) | 4000 | Bare Steel | 1975-04-25 | 2004-06-02 | Unknown
AMBICA MANAGEMENT INC | 101 NORTH PIERCE ST | ALMA | Bacon | 4030026 | 1 | Flapper Valve | 1993-06-01 | FALSE | 1993-06-01 | FALSE | Temporarily out of use | Premium | 4008 |  | 1987-01-01 |  | Fiberglass Reinforced Plastic | Pressurized
SATILLA EMC | 928 HWY 32 E | ALMA | Bacon | 10001162 | 1 | Ball Float | 2006-06-01 | FALSE | 2006-06-01 | FALSE | Currently in Use | Regular | 10000 | Composite | 2006-06-01 |  | Fiberglass Reinforced Plastic | Pressurized
TWO-WAY MINIT MARKET | US HWY 1 SOUTH & SOUTH DIXON AVE | ALMA | Bacon | 9030003 | 2 | [5 empty] | Removed from Ground | Diesel | 3000 | Marked Unknown | 1998-04-01 | 1998-04-01 | Unknown
JIM & TIM AUTO CENTER | 304 S PIERCE ST & 16TH ST | ALMA | Bacon | 7003002 | 2 | [5 empty] | Removed from Ground | Gas (Historical Use) | 2000 | Bare Steel | 1993-05-20 | 1993-05-20 | Galvanized Steel | Safe Suction (Euro)
JIM & TIM AUTO CENTER | 304 S PIERCE ST & 16TH ST | ALMA | Bacon | 7003002 | 4 | [5 empty] | Removed from Ground | Gas (Historical Use) | 3000 | Bare Steel | 1993-05-22 | 1993-05-22 | Galvanized Steel | Safe Suction (Euro)
ALMA-BACON COUNTY GAS PUMPS | 604 W 16TH STREET | ALMA | Bacon | 4030001 | 3 | [5 empty] | Removed from Ground | Gas (Historical Use) | 500 | Marked Unknown | 1995-04-25 | 1995-04-25 | Unknown
JOHNSONS CORNER | 1969 US 1 S | ALMA | Bacon | 4030006 | C | [5 empty] | Removed from Ground | Diesel | 1000 | Bare Steel | 1961-01-09 | 1998-12-01 | Galvanized Steel
BELLS STANDARD STATION | 101 S PIERCE ST | ALMA | Bacon | 4030010 | 6 | Flapper Valve | 1998-11-01 | FALSE | 1998-11-01 | FALSE | Temporarily out of use | Premium | 3000 | Composite | 1998-11-01 |  | Double-Walled Fiberglass | Safe Suction (Euro)
JOYCES GAS & GROCERY | 1748 GA HWY 32 E | ALMA | Bacon | 4030022 | 1 | [5 empty] | Removed from Ground | Gas (Historical Use) | 1000 | Bare Steel | 1968-01-01 | 1998-12-01 | Galvanized Steel | Suction (American)
FORMER MURPHY'S GAS & GROCERY | US HWY 1 NORTH/SPRINGFIELD CHURCH ROAD | ALMA | Bacon | 4030024 | 1 | [5 empty] | Removed from Ground | Gas (Historical Use) | 560 | Bare Steel | 1985-04-21 | 1994-05-10 | Bare Steel | Safe Suction (Euro)
AMBICA MANAGEMENT INC | 101 NORTH PIERCE ST | ALMA | Bacon | 4030026 | 2 | [5 empty] | Removed from Ground | Gas (Historical Use) | 6000 | Bare Steel | 1981-05-02 | 1899-12-31 | Galvanized Steel
SATILLA EMC | 928 HWY 32 E | ALMA | Bacon | 10001162 | 2 | Ball Float | 2006-06-01 | FALSE | 2006-06-01 | FALSE | Currently in Use | Diesel | 10000 | Composite | 2006-06-01 |  | Fiberglass Reinforced Plastic | Pressurized
ALMA GROCERY | 828 WEST 12TH ST | ALMA | Bacon | 30005 | 3 | [5 empty] | Removed from Ground | Hazardous Substance | 6000 | Fiberglass | 1986-03-31 | 2003-06-03 | Unknown | Suction (American)
TWO-WAY MINIT MARKET | US HWY 1 SOUTH & SOUTH DIXON AVE | ALMA | Bacon | 9030003 | 4 | [5 empty] | Removed from Ground | Gas (Historical Use) | 10000 | Marked Unknown | 1998-04-01 | 1998-04-01 | Unknown
ALMA GROCERY | 828 WEST 12TH ST | ALMA | Bacon | 30005 | 2 | [5 empty] | Removed from Ground | Hazardous Substance | 10000 | Fiberglass | 1986-03-31 | 2003-06-03 | Unknown | Suction (American)
BETTY CROWDER | RT 2 BOX 100-A | ALMA | Bacon | 9003028 | 2 | [5 empty] | Removed from Ground | Gas (Historical Use) | 0 | Not Marked/Unknown | 1976-01-01 | 1976-01-01 | Not Marked
JOHNSONS CORNER | 1969 US 1 S | ALMA | Bacon | 4030006 | 1A |  | 1998-12-08 | FALSE | 1998-12-08 | FALSE | Temporarily out of use |  | 3000 | Fiberglass | 2014-04-29 |  | Fiberglass Reinforced Plastic | Suction (American)
BELLS STANDARD STATION | 101 S PIERCE ST | ALMA | Bacon | 4030010 | 2 | [5 empty] | Removed from Ground | Gas (Historical Use) | 6000 | Bare Steel | 1976-04-17 | 1998-11-01 | Bare Steel | Pressurized
GA FC-BACON CO UNIT | GA HWY 32/RT 3 BOX 281 | ALMA | Bacon | 4030011 | 5 |  | 1991-01-01 |  | 1991-01-01 |  | Removed from Ground | Diesel | 1000 | Galvanic (STIP-3) | 1991-01-01 | 2008-03-13 | Cathodically Protected
HART AMOCO GAS & FUEL | 302 S PIERCE ST | ALMA | Bacon | 4030023 | 2 | Flapper Valve | 1993-04-16 | FALSE | 1993-04-16 | FALSE | Currently in Use | Regular | 4000 | Steel-Impressed Current | 1974-03-10 |  | Fiberglass Reinforced Plastic | Pressurized
ALMA GROCERY | 828 WEST 12TH ST | ALMA | Bacon | 30005 | 4C | Overfill Alarm | 2011-10-14 | FALSE | 2011-10-14 | FALSE | Currently in Use | E-10 | 12000 | Composite Double Walled | 2011-10-14 |  | Double-Walled Fiberglass | Pressurized
SOUTHERN PRINTERS INC | 204 S PIERCE ST | ALMA | Bacon | 7003003 | 8 | [5 empty] | Removed from Ground | Other | 0 | Marked Unknown | 1993-04-21 | 1993-04-21 | Unknown
COUNTRY CORNER | 1974 GEORGIA HWY 32 W | ALMA | Bacon | 9003001 | 6 | [5 empty] | Removed from Ground | Other | 0 | Not Marked/Unknown | 1998-11-30 | 1998-11-30 | Not Marked
COUNTRY CORNER | 1974 GEORGIA HWY 32 W | ALMA | Bacon | 9003001 | 2 |  | 1996-01-01 | FALSE | 1996-01-01 | FALSE | Removed from Ground | Gas (Historical Use) | 5000 | Steel-Impressed Current | 1996-01-01 | 2020-10-21 | Double-Walled Flex | Pressurized
PARKER FOOD MART #1 | 829 W 12TH ST | ALMA | Bacon | 9003007 | 1 | Flapper Valve | 1987-06-10 | FALSE | 1995-09-21 | FALSE | Currently in Use | Premium | 8000 | Composite | 1987-06-01 |  | Fiberglass Reinforced Plastic | Pressurized
GLO FOODS DISTRIBUTING CO | 903 S DIXON ST | ALMA | Bacon | 9003013 | 3 |  | 1997-01-01 |  | 1997-01-01 |  | Removed from Ground | Gas (Historical Use) | 6000 | Cathodically Protected Steel | 1999-08-23 | 1999-08-23 | Cathodically Protected | Pressurized
THE INSURANCE AGENCY INC | 303 PIERCE STREET | ALMA | Bacon | 9003031 | 2 | [5 empty] | Removed from Ground | Gas (Historical Use) | 3000 | Not Marked/Unknown | 1997-04-01 | 1997-04-01 | Not Marked
MCKENZIE TANK LINES INC | DIXIE SCHOOL ROAD | ALMA | Bacon | 9003034 | 1 |  | 1997-09-18 | FALSE | 1997-09-18 | FALSE | Removed from Ground | Diesel | 10000 | Epoxy Double-Walled | 1997-09-08 | 2017-09-11 | Aboveground | Pressurized
BACON COUNTY AIRPORT | GA Hwy 32 W | ALMA | Bacon | 4030002 | 1 | Overfill Alarm | 1999-01-20 | FALSE | 1999-01-20 | FALSE | Currently in Use | Aviaion gas/AV Gas | 12000 | Steel-Impressed Current | 1981-02-21 |  |  | Suction (American)
Circle K 2745015 | 938 S PIERCE ST | ALMA | Bacon | 4030015 | 3 |  | 1996-06-04 |  | 1996-06-04 |  | Removed from Ground | Gas (Historical Use) | 8000 | Fiberglass | 1979-01-01 | 2017-01-16 | Fiberglass Reinforced Plastic | Pressurized
ALMA GROCERY | 828 WEST 12TH ST | ALMA | Bacon | 30005 | 4A | Overfill Alarm | 2011-10-14 | FALSE | 2011-10-14 | FALSE | Currently in Use | Premium | 4000 | Composite Double Walled | 2011-10-14 |  | Double-Walled Fiberglass | Pressurized
FORKS 1 & 23 | 2356 HWY 1 NORTH | ALMA | Bacon | 10001844 | 3B | Ball Float | 2006-11-01 | FALSE | 2006-11-01 | FALSE | Currently in Use | Diesel | 4000 | Composite | 2006-11-01 |  | Fiberglass Reinforced Plastic | Pressurized
COUNTRY CORNER | 1974 GEORGIA HWY 32 W | ALMA | Bacon | 9003001 | 3 |  | 1996-01-01 | FALSE | 1996-01-01 | FALSE | Removed from Ground | Diesel | 5000 | Steel-Impressed Current | 1996-01-01 | 2020-10-21 | Double-Walled Flex | Pressurized
UNION 76 JIM'S | US 1 & GA HWY 32 | ALMA | Bacon | 9003003 | 1 | [5 empty] | Removed from Ground | Gas (Historical Use) | 1 | Marked Unknown | 1967-03-01 | 1994-01-01 | Galvanized Steel | Safe Suction (Euro)
KROGER 011-0492 | 5664 JONESBORO RD | MORROW | Bacon | 10003103 | 2B | Flapper Valve | 2020-12-21 | FALSE | 2020-12-21 | FALSE | Currently in Use | Premium | 8000 | Fiberglass Double Walled | 2020-11-25 |  | Double-Walled Flex | Pressurized
KROGER 011-0492 | 5664 JONESBORO RD | MORROW | Bacon | 10003103 | 1 | Flapper Valve | 2020-12-21 | FALSE | 2020-12-21 | FALSE | Currently in Use | Regular | 20000 | Fiberglass Double Walled | 2020-11-25 |  | Double-Walled Flex | Pressurized
KROGER 011-0492 | 5664 JONESBORO RD | MORROW | Bacon | 10003103 | 2A | Flapper Valve | 2020-12-21 | FALSE | 2020-12-21 | FALSE | Currently in Use | Diesel | 10000 | Fiberglass Double Walled | 2020-11-25 |  | Double-Walled Flex | Pressurized
UNION 76 JIM'S | US 1 & GA HWY 32 | ALMA | Bacon | 9003003 | 2 | [5 empty] | Removed from Ground | Gas (Historical Use) | 1 | Marked Unknown | 1967-03-01 | 1994-01-01 | Galvanized Steel | Safe Suction (Euro)
EASTSIDE MINIT MART | 506 E 16TH ST | ALMA | Bacon | 9003006 | 1 | Flapper Valve | 1996-06-19 | FALSE | 1996-06-19 | FALSE | Currently in Use | Regular | 6000 | Steel-Impressed Current | 1996-04-12 |  |  | Suction (American)
PARKER FOOD MART #1 | 829 W 12TH ST | ALMA | Bacon | 9003007 | 3 | Flapper Valve | 1987-06-01 | FALSE | 1995-09-21 | FALSE | Currently in Use | E-10 | 8000 | Composite | 1987-06-01 |  | Fiberglass Reinforced Plastic | Pressurized
FORMER PADGETT MOTOR CO | US HWY 1 & 17TH ST | ALMA | Bacon | 9003008 | 1 | [5 empty] | Removed from Ground | Gas (Historical Use) | 1 | Not Marked/Unknown | 1992-03-27 | 1992-03-27 | Not Marked
DOLLAR GENERAL #3117 | 1041 SOUTH US HWY 1 | ALMA | Bacon | 10002439 | 1 | Flapper Valve | 2015-04-29 | FALSE | 2015-03-07 | FALSE | Currently in Use | Regular | 15000 | Fiberglass Double Walled | 2016-03-18 |  | Double-Walled Flex | Pressurized
CITY OF ALMA | 232 WEST 12TH ST | ALMA | Bacon | 9003012 | 2 | [5 empty] | Removed from Ground | Gas (Historical Use) | 4000 | Not Marked/Unknown | 1990-01-01 | 1990-01-01 | Unknown
ROCKINGHAM GENERAL STORE | 1230 GA HWY 32 E | ALMA | Bacon | 9003015 | 4 | Flapper Valve | 1995-12-01 | FALSE | 1995-12-01 | FALSE | Currently in Use | Diesel Off Road | 2000 | Composite | 1995-12-01 |  | Fiberglass Reinforced Plastic | Safe Suction (Euro)
ALMA-BACON COUNTY GAS PUMPS | 604 W 16TH STREET | ALMA | Bacon | 4030001 | 2 | [5 empty] | Removed from Ground | Diesel | 3500 | Bare Steel | 1995-04-25 | 1995-04-25 | Galvanized Steel
BELLS STANDARD STATION | 101 S PIERCE ST | ALMA | Bacon | 4030010 | 1 |  |  | TRUE |  | TRUE | Removed from Ground | Gas (Historical Use) | 2000 | Bare Steel | 1976-04-17 | 1998-11-01 | Bare Steel | Pressurized
GA FC-BACON CO UNIT | GA HWY 32/RT 3 BOX 281 | ALMA | Bacon | 4030011 | 3 | [5 empty] | Removed from Ground | Gas (Historical Use) | 560 | Bare Steel | 1961-01-01 | 1991-07-01 | Galvanized Steel
HART AMOCO GAS & FUEL | 302 S PIERCE ST | ALMA | Bacon | 4030023 | 3 | Flapper Valve | 1993-04-16 | FALSE | 1993-04-16 | FALSE | Currently in Use | Premium | 4000 | Steel-Impressed Current | 1974-03-10 |  | Fiberglass Reinforced Plastic | Pressurized
GA DOT #10503/BACON CO ROUTINE M | INTERSECTION OF SR 32 & VALERIE | ALMA | Bacon | 9003010 | 503D1 | [5 empty] | Removed from Ground | Diesel | 1000 | Cathodically Protected Steel | 1990-01-01 | 2004-03-10 | Galvanized Steel | Safe Suction (Euro)
CITY OF ALMA | 232 WEST 12TH ST | ALMA | Bacon | 9003012 | 3 | [5 empty] | Removed from Ground | Diesel | 1000 | Not Marked/Unknown | 1990-01-01 | 1990-01-01 | Unknown
ERNEST CROWDER | 127 WILDFLOWER LANE | ALMA | Bacon | 9003026 | 2 | [5 empty] | Removed from Ground | Empty | 0 | Not Marked/Unknown | 1996-07-22 | 1996-07-22 | Not Marked
THE INSURANCE AGENCY INC | 303 PIERCE STREET | ALMA | Bacon | 9003031 | 1 | [5 empty] | Removed from Ground | Gas (Historical Use) | 2000 | Not Marked/Unknown | 1997-04-01 | 1997-04-01 | Not Marked
ROAD RUNNERS | 2021 GA HWY 32 WEST | ALMA | Bacon | 9003035 | 4 | Ball Float | 2000-04-11 | TRUE | 2000-04-11 | FALSE | Currently in Use | Diesel Off Road | 4000 | Composite | 2000-03-20 |  | Fiberglass Reinforced Plastic | Pressurized
BACON COUNTY AIRPORT | GA Hwy 32 W | ALMA | Bacon | 4030002 | 3 | Overfill Alarm | 2001-12-11 | FALSE | 2001-12-11 | FALSE | Currently in Use | Jet fuel | 10000 | Composite | 2001-12-11 |  | Double-Walled Fiberglass | Safe Suction (Euro)
JOHNSONS CORNER | 1969 US 1 S | ALMA | Bacon | 4030006 | D | [5 empty] | Removed from Ground | Gas (Historical Use) | 1000 | Bare Steel | 1998-12-01 | 1998-12-01 | Galvanized Steel
GRIFFIN INDUSTRIES - ALMA | RT 2 BEACH RD | ALMA | Bacon | 4030009 | 1 | [5 empty] | Removed from Ground | Diesel | 2000 | Bare Steel | 1980-03-17 | 1993-09-23 | Unknown
BUSHNELL SERVICE CORP/HUMBLE OIL | 20 TH ST & US HWY 1 | ALMA | Bacon | 4030027 | 1 | [5 empty] | Removed from Ground | Gas (Historical Use) | 4000 | Bare Steel | 1975-04-25 | 2004-06-02 | Unknown
AMBICA MANAGEMENT INC | 101 NORTH PIERCE ST | ALMA | Bacon | 4030026 | 3 | [5 empty] | Removed from Ground | Gas (Historical Use) | 6000 | Bare Steel | 1981-05-02 | 1899-12-31 | Galvanized Steel
TWO-WAY MINIT MARKET | US HWY 1 SOUTH & SOUTH DIXON AVE | ALMA | Bacon | 9030003 | 5 | [5 empty] | Removed from Ground | Diesel | 10000 | Marked Unknown | 1998-04-01 | 1998-04-01 | Unknown
ROCKINGHAM GENERAL STORE | 1230 GA HWY 32 E | ALMA | Bacon | 9003015 | 6 | Ball Float | 2008-08-10 | FALSE | 2008-08-10 | FALSE | Currently in Use | Diesel | 10000 | Composite Double Walled | 2008-08-03 |  | Double-Walled Flex | Pressurized
ALMA CHEVROLET GEO OLDS BUICK | US 1 ALMA | ALMA | Bacon | 9003024 | 1 |  |  | TRUE |  | TRUE | Removed from Ground | Used Oil | 250 | Not Marked/Unknown | 1996-06-01 | 1996-06-01 | Not Marked
EASTSIDE MINIT MART | 506 E 16TH ST | ALMA | Bacon | 9003006 | 2 | Flapper Valve | 1996-06-19 | FALSE | 1996-06-19 | FALSE | Currently in Use | Diesel | 6000 | Steel-Impressed Current | 1996-04-12 |  |  | Suction (American)
PARKER FOOD MART #1 | 829 W 12TH ST | ALMA | Bacon | 9003007 | 6 | Flapper Valve | 1994-04-01 | FALSE | 1994-04-01 | FALSE | Currently in Use | E-0 | 3000 | Composite | 1994-04-19 |  | Steel/Sacrificial Anodes | Pressurized
SMART FUEL | 303 E 16TH ST | ALMA | Bacon | 9003014 | 2B |  | 1994-11-01 | FALSE | 1994-11-01 | FALSE | Removed from Ground | Gas (Historical Use) | 4000 | Composite | 1994-02-01 | 2018-05-17 | Fiberglass Reinforced Plastic | Pressurized
SMART FUEL | 303 E 16TH ST | ALMA | Bacon | 9003014 | 1 |  | 1994-01-01 | FALSE | 1994-01-01 | FALSE | Removed from Ground | Diesel | 8000 | Composite | 1994-02-01 | 2018-05-17 | Fiberglass Reinforced Plastic | Pressurized
ROAD RUNNERS | 2021 GA HWY 32 WEST | ALMA | Bacon | 9003035 | 1 | Ball Float | 2000-04-11 | TRUE | 2000-04-11 | FALSE | Currently in Use | Regular | 10000 | Composite | 2000-03-20 |  | Fiberglass Reinforced Plastic | Pressurized
ALMA-BACON COUNTY GAS PUMPS | 604 W 16TH STREET | ALMA | Bacon | 4030001 | 1 | [5 empty] | Removed from Ground | Gas (Historical Use) | 10000 | Bare Steel | 1981-02-21 | 1995-04-25 | Galvanized Steel
GA FC-BACON CO UNIT | GA HWY 32/RT 3 BOX 281 | ALMA | Bacon | 4030011 | 2 | [5 empty] | Removed from Ground | Gas (Historical Use) | 560 | Bare Steel | 1962-02-24 | 1991-07-01 | Galvanized Steel
JOYCES GAS & GROCERY | 1748 GA HWY 32 E | ALMA | Bacon | 4030022 | 2 | [5 empty] | Removed from Ground | Gas (Historical Use) | 1000 | Bare Steel | 1968-01-01 | 1998-12-01 | Galvanized Steel | Suction (American)
Circle K 2745103 | 402 S PIERCE ST | ALMA | Bacon | 10000121 | 1 | Flapper Valve | 2002-07-11 | FALSE | 2002-07-11 | FALSE | Currently in Use | Regular | 12000 | Composite | 2002-07-11 |  | Double-Walled Fiberglass | Pressurized
SOUTHERN PRINTERS INC | 204 S PIERCE ST | ALMA | Bacon | 7003003 | 6 | [5 empty] | Removed from Ground | Other | 3000 | Bare Steel | 1993-04-10 | 1993-04-10 | Galvanized Steel
TRINITY FORD OF ALMA | 605 S PIERCE ST | ALMA | Bacon | 9003021 | 3 |  | 1999-01-29 |  | 1999-01-29 |  | Temporarily out of use | Gas (Historical Use) | 2980 | Steel-Impressed Current | 1972-05-01 |  |  | Suction (American)
RO-DI OF GEORGIA INC | US 32 EAST | ALMA | Bacon | 9003025 | 2 | [5 empty] | Removed from Ground | Gas (Historical Use) | 6000 | Bare Steel | 1969-02-01 | 1999-08-01 | Bare Steel | Suction (American)
ROAD RUNNERS | 2021 GA HWY 32 WEST | ALMA | Bacon | 9003035 | 3 | Ball Float | 2000-04-11 | TRUE | 2000-04-11 | FALSE | Currently in Use | Diesel | 10000 | Composite | 2000-03-20 |  | Fiberglass Reinforced Plastic | Pressurized
COUNTRY CORNER | 1974 GEORGIA HWY 32 W | ALMA | Bacon | 9003001 | 5 |  | 1996-01-01 | FALSE | 1996-01-01 | FALSE | Removed from Ground | Premium | 10000 | Steel-Impressed Current | 1996-01-01 | 2020-10-21 | Double-Walled Flex | Pressurized
BACON COUNTY HOSPITAL SYSTEM | 302 S WAYNE ST | ALMA | Bacon | 9003005 | 1 |  | 1993-08-08 | FALSE | 1993-08-08 | FALSE | Removed from Ground | Diesel | 3000 | Fiberglass | 1993-08-08 | 2017-11-15 | Fiberglass Reinforced Plastic | Suction (American)
J&P MOTORS | US 1 @ 15TH ST | ALMA | Bacon | 9003004 | 1 | [5 empty] | Removed from Ground | Other | 0 | Not Marked/Unknown | 1993-04-21 | 1993-04-21 | Unknown
PARKER FOOD MART #1 | 829 W 12TH ST | ALMA | Bacon | 9003007 | 2 | Flapper Valve | 1987-06-01 | FALSE | 1995-09-21 | FALSE | Currently in Use | Plus | 8000 | Composite | 1987-06-01 |  | Fiberglass Reinforced Plastic | Pressurized
DOLLAR GENERAL #3117 | 1041 SOUTH US HWY 1 | ALMA | Bacon | 10002439 | 2B | Flapper Valve | 2015-04-29 | FALSE | 2015-03-07 | FALSE | Currently in Use | Diesel | 7000 | Fiberglass Double Walled | 2016-03-18 |  | Double-Walled Flex | Pressurized
UNION 76 JIM'S | US 1 & GA HWY 32 | ALMA | Bacon | 9003003 | 3 | [5 empty] | Removed from Ground | Gas (Historical Use) | 1 | Marked Unknown | 1967-03-01 | 1994-01-01 | Galvanized Steel | Safe Suction (Euro)
FORMER PADGETT MOTOR CO | US HWY 1 & 17TH ST | ALMA | Bacon | 9003008 | 2 | [5 empty] | Removed from Ground | Gas (Historical Use) | 1 | Not Marked/Unknown | 1992-03-27 | 1992-03-27 | Not Marked
ERNEST CROWDER | 127 WILDFLOWER LANE | ALMA | Bacon | 9003026 | 1 | [5 empty] | Removed from Ground | Kerosene | 0 | Not Marked/Unknown | 1996-07-22 | 1996-07-22 | Not Marked
BETTY CROWDER | RT 2 BOX 100-A | ALMA | Bacon | 9003028 | 1 | [5 empty] | Removed from Ground | Gas (Historical Use) | 0 | Not Marked/Unknown | 1976-01-01 | 1976-01-01 | Not Marked
THE EASY | 902 N PIERCE ST | ALMA | Bacon | 9003032 | 2 | Flapper Valve | 1997-08-01 | FALSE | 1997-08-01 | FALSE | Currently in Use | Premium | 8000 | Composite | 1997-08-01 |  | Fiberglass Reinforced Plastic | Pressurized
JOHNSONS CORNER | 1969 US 1 S | ALMA | Bacon | 4030006 | 1B |  | 2014-05-15 | FALSE | 2014-05-15 | FALSE | Temporarily out of use | Gas (Historical Use) | 3000 | Fiberglass | 1998-12-08 |  | Fiberglass Reinforced Plastic | Suction (American)
Circle K 2745015 | 938 S PIERCE ST | ALMA | Bacon | 4030015 | 2 |  | 1996-06-04 |  | 1996-06-04 |  | Removed from Ground | Gas (Historical Use) | 8000 | Fiberglass | 1979-01-01 | 2017-01-17 | Fiberglass Reinforced Plastic | Pressurized
SOUTHERN PRINTERS INC | 204 S PIERCE ST | ALMA | Bacon | 7003003 | 3 | [5 empty] | Removed from Ground | Other | 550 | Bare Steel | 1993-04-07 | 1993-04-07 | Galvanized Steel
MARTY HILTON | 1536 SCUFFLETOWN HWY | MERSHON | Bacon | 9003022 | 1 |  |  | FALSE |  | FALSE | Temporarily out of use | Regular | 1016 | Fiberglass | 1989-01-01 |  | Galvanized Steel | Suction (American)
FAA ALMA | 142 Airport Loop | Alma | Bacon | UST-SLOC-4030017 | 1 | [5 empty] | Removed from Ground | Gas (Historical Use) | 500 | Bare Steel | 1958-04-25 | 1992-12-10 | Copper | Safe Suction (Euro)
MARTY HILTON | 1536 SCUFFLETOWN HWY | MERSHON | Bacon | 9003022 | 2 |  |  | FALSE |  | FALSE | Temporarily out of use | Regular | 1016 | Fiberglass | 1989-01-01 |  | Galvanized Steel | Suction (American)
FAA ALMA | 142 Airport Loop | Alma | Bacon | UST-SLOC-9003009 | 1 | [5 empty] | Removed from Ground | Gas (Historical Use) | 500 | Bare Steel | 1959-01-01 | 1987-09-01 | Copper | Safe Suction (Euro)
FAA ALMA | 142 Airport Loop | Alma | Bacon | UST-SLOC-4030016 | 1 | [5 empty] | Removed from Ground | Gas (Historical Use) | 537 | Bare Steel | 1949-04-25 | 1992-12-10 | Galvanized Steel
J S RAY INC | RTE 1 BOX 1555 | ARLINGTON | Baker | 40019 | 1 | [5 empty] | Removed from Ground | Gas (Historical Use) | 3000 | Bare Steel | 1976-05-10 | 1999-02-10 | Galvanized Steel | Suction (American)
GRANVIEW FARMS | OFF GA HWY 62 | ARLINGTON | Baker | 40020 | 1 | [5 empty] | Removed from Ground | Diesel | 4000 | Bare Steel | 1960-05-14 | 1997-02-01 | Galvanized Steel
ESTELLE THOMPSON | GA HWY 253 | COLQUITT | Baker | 9004001 | 2 | [5 empty] | Removed from Ground | Diesel | 2000 | Bare Steel | 1979-11-01 | 1993-12-21 | Galvanized Steel | Safe Suction (Euro)
ESTELLE THOMPSON | GA HWY 253 | COLQUITT | Baker | 9004001 | 1 | [5 empty] | Removed from Ground | Gas (Historical Use) | 2000 | Bare Steel | 1979-11-01 | 1993-12-21 | Galvanized Steel | Safe Suction (Euro)
BVM FOODS | 468 HWY 91 N | NEWTON | Baker | 9004004 | 3 | Flapper Valve | 1998-06-01 | FALSE | 1998-06-01 | TRUE | Temporarily out of use | Gas (Historical Use) | 6000 | Galvanic (STIP-3) | 1986-06-01 |  | Fiberglass Reinforced Plastic | Pressurized
PINELAND PLANTATION | 2479 HARDUP RD | NEWTON | Baker | 4040001 | 7B | Flapper Valve | 1994-03-01 | FALSE | 1994-03-01 | FALSE | Currently in Use | Diesel Off Road | 1000 | Composite | 1994-03-01 |  | Fiberglass Reinforced Plastic | Pressurized
PINELAND PLANTATION | 2479 HARDUP RD | NEWTON | Baker | 4040001 | 2 | [5 empty] | Removed from Ground | Diesel | 3000 | Bare Steel | 1976-04-15 | 1994-03-01 | Galvanized Steel
PINELAND PLANTATION | 2479 HARDUP RD | NEWTON | Baker | 4040001 | 1 | [5 empty] | Removed from Ground | Diesel | 3000 | Bare Steel | 1976-04-15 | 1994-03-01 | Galvanized Steel
BVM FOODS | 468 HWY 91 N | NEWTON | Baker | 9004004 | 2 | Flapper Valve | 1998-06-01 | FALSE | 1998-06-01 | TRUE | Temporarily out of use | Plus | 6000 | Galvanic (STIP-3) | 1986-06-01 |  | Fiberglass Reinforced Plastic | Pressurized
PINELAND PLANTATION | 2479 HARDUP RD | NEWTON | Baker | 4040001 | 7C | Flapper Valve | 1994-03-01 | FALSE | 1994-03-01 | FALSE | Currently in Use | Diesel Off Road | 1000 | Composite | 1994-03-01 |  | Fiberglass Reinforced Plastic | Pressurized
PINELAND PLANTATION | 2479 HARDUP RD | NEWTON | Baker | 4040001 | 7A | Flapper Valve | 1994-03-01 | FALSE | 1994-03-01 | FALSE | Currently in Use | E-0 | 2000 | Composite | 1994-03-01 |  | Fiberglass Reinforced Plastic | Pressurized
PINEBLOOM PLANTATION | 545 TARVA ROAD | ALBANY | Baker | 9004005 | 2A | Flapper Valve | 1999-02-16 | FALSE | 1999-02-16 | FALSE | Currently in Use | Diesel Off Road | 2000 | Composite Double Walled | 1999-02-10 |  | Double-Walled Flex | Safe Suction (Euro)
PINELAND PLANTATION | 2479 HARDUP RD | NEWTON | Baker | 4040001 | 5 | [5 empty] | Removed from Ground | Diesel | 3000 | Bare Steel | 1980-04-15 | 1994-03-01 | Galvanized Steel
PINELAND PLANTATION | 2479 HARDUP RD | NEWTON | Baker | 4040001 | 4 | [5 empty] | Removed from Ground | Diesel | 3000 | Bare Steel | 1980-04-15 | 1994-03-01 | Galvanized Steel
TENNELLE GRO | 2251 PATMOS RD | LEARY | Baker | 4040011 | 2 | [5 empty] | Removed from Ground | Gas (Historical Use) | 1000 | Bare Steel | 1956-04-24 | 1993-03-01 | Galvanized Steel
PINEBLOOM PLANTATION | 545 TARVA ROAD | ALBANY | Baker | 9004005 | 2B | Flapper Valve | 1999-02-16 | FALSE | 1999-02-16 | FALSE | Currently in Use | E-0 | 1000 | Composite Double Walled | 1999-02-10 |  | Double-Walled Flex | Safe Suction (Euro)
TENNELLE GRO | 2251 PATMOS RD | LEARY | Baker | 4040011 | 4A | Flapper Valve | 1993-03-01 | FALSE | 1993-03-01 | FALSE | Removed from Ground | Gas (Historical Use) | 2000 | Composite | 1993-03-01 | 2019-06-05 | Fiberglass Reinforced Plastic | Safe Suction (Euro)
PINEBLOOM PLANTATION | 545 TARVA ROAD | ALBANY | Baker | 9004005 | 1 | [5 empty] | Removed from Ground | Diesel | 4000 | Epoxy | 1985-01-01 | 1999-01-28 | Not Marked | Safe Suction (Euro)
PINELAND PLANTATION | 2479 HARDUP RD | NEWTON | Baker | 4040001 | 3 | [5 empty] | Removed from Ground | Diesel | 3000 | Bare Steel | 1980-04-15 | 1994-03-01 | Galvanized Steel
TENNELLE GRO | 2251 PATMOS RD | LEARY | Baker | 4040011 | 3 | [5 empty] | Removed from Ground | Gas (Historical Use) | 560 | Bare Steel | 1956-04-24 | 1993-03-01 | Galvanized Steel
PINELAND PLANTATION | 2479 HARDUP RD | NEWTON | Baker | 4040001 | 6 | [5 empty] | Removed from Ground | Diesel | 3000 | Bare Steel | 1975-04-16 | 1994-03-01 | Galvanized Steel
BVM FOODS | 468 HWY 91 N | NEWTON | Baker | 9004004 | 1 | Flapper Valve | 1998-06-18 | FALSE | 1998-06-01 | TRUE | Currently in Use | E-10 | 6000 | Galvanic (STIP-3) | 1986-06-01 |  | Fiberglass Reinforced Plastic | Pressurized
TENNELLE GRO | 2251 PATMOS RD | LEARY | Baker | 4040011 | 1 | [5 empty] | Removed from Ground | Gas (Historical Use) | 1000 | Bare Steel | 1956-04-24 | 1993-03-01 | Galvanized Steel
TENNELLE GRO | 2251 PATMOS RD | LEARY | Baker | 4040011 | 4B | Flapper Valve | 1993-03-01 | FALSE | 1993-03-01 | FALSE | Removed from Ground | Gas (Historical Use) | 1000 | Composite | 1993-03-01 | 2019-06-05 | Fiberglass Reinforced Plastic | Safe Suction (Euro)
RANCE HAWKINS | COUNTY RD 42 | NEWTON | Baker | 9004011 | CR-42-E | [5 empty] | Removed from Ground | Gas (Historical Use) | 0 | Not Marked/Unknown | 1996-09-01 | 1996-09-01 | Not Marked
4 POINTS PETRO #199 | 2262 HWY 91 | NEWTON | Baker | 4040006 | 4 | Ball Float | 1997-08-14 | FALSE | 1997-08-14 | FALSE | Currently in Use | Premium | 10000 | Steel-Impressed Current | 1981-03-04 |  | Double-Walled Flex | Pressurized
4 POINTS PETRO #199 | 2262 HWY 91 | NEWTON | Baker | 4040006 | 5 | Ball Float | 1997-08-14 | FALSE | 1997-08-14 | FALSE | Temporarily out of use | E-0 | 10000 | Steel-Impressed Current | 1981-03-04 |  | Double-Walled Flex | Pressurized
GA DOT #10404/BAKER CO MAINT HQ | HOKE SMITH DR | NEWTON | Baker | 4040009 | 404G3 | [5 empty] | Removed from Ground | Gas (Historical Use) | 1000 | Unknown | 1993-08-03 | 2005-05-13 | Not Marked | Pressurized
FORMERS TERRYS COUNTRY MART | HIGHWAY 91 SOUTH | NEWTON | Baker | 10001591 | 1 |  |  | FALSE |  | FALSE | Removed from Ground | Gas (Historical Use) | 3000 | Bare Steel | 2008-07-09 | 2008-07-09 | Bare Steel
C E HART | GA HWY 37 W | ELMODEL | Baker | 4040018 | 1 | [5 empty] | Removed from Ground | Gas (Historical Use) | 1000 | Bare Steel | 1974-05-06 | 1899-12-31 | Galvanized Steel
COUNTY FARM/PUBLIC WORKS | COUNTY RD #10 | NEWTON | Baker | 9004012 | 1 | [5 empty] | Removed from Ground | Diesel | 0 | Bare Steel | 1999-12-01 | 1999-12-01 | Galvanized Steel | Safe Suction (Euro)
RANCE HAWKINS | COUNTY RD 42 | NEWTON | Baker | 9004011 | CR-42-W | [5 empty] | Removed from Ground | Gas (Historical Use) | 0 | Not Marked/Unknown | 1996-09-01 | 1996-09-01 | Not Marked
PINELAND PLANTATION | RT 1 | NEWTON | Baker | 4040016 | 2 | [5 empty] | Removed from Ground | Diesel | 3000 | Bare Steel | 1976-04-15 | 1994-06-30 | Galvanized Steel
BUSH OIL CO | MAIN ST | NEWTON | Baker | 4040017 | 2 | [5 empty] | Removed from Ground | Gas (Historical Use) | 3000 | Bare Steel | 1956-05-06 | 1997-09-17 | Galvanized Steel
4 POINTS PETRO #199 | 2262 HWY 91 | NEWTON | Baker | 4040006 | 6 | Ball Float | 1997-08-14 | FALSE | 1997-08-14 | FALSE | Currently in Use | Diesel Off Road | 4000 | Steel-Impressed Current | 1981-03-04 |  | Double-Walled Flex | Pressurized
WILLONOOK FARMS | RT 1 BOX 1685 | NEWTON | Baker | 4040010 | 1 | [5 empty] | Removed from Ground | Diesel | 2000 | Bare Steel | 1971-04-26 | 1997-07-05 | Galvanized Steel
GAINES GROCERY | RT 2 BOX 160 | LEARY | Baker | 9004006 | 2 | [5 empty] | Removed from Ground | Gas (Historical Use) | 6000 | Bare Steel | 1984-01-01 | 1998-11-01 | Galvanized Steel | Suction (American)
C E HART | GA HWY 37 W | ELMODEL | Baker | 4040018 | 2 | [5 empty] | Removed from Ground | Gas (Historical Use) | 1000 | Bare Steel | 1974-05-06 | 1899-12-31 | Galvanized Steel
JOHNSON FAST SERVICE | HWY 91 NORTH | NEWTON | Baker | 9004003 | 3 | [5 empty] | Removed from Ground | Gas (Historical Use) | 4000 | Marked Unknown | 1998-05-14 | 1998-05-14 | Unknown | Safe Suction (Euro)
AT&T/NEWTON RADIO RELAY STATION | 1200 PEACHTREE ST NE | NEWTON | Baker | 4040015 | 1 | [5 empty] | Removed from Ground | Diesel | 6000 | Bare Steel | 1966-05-02 | 1899-12-31 | Galvanized Steel
BUSH OIL CO | MAIN ST | NEWTON | Baker | 4040017 | 1 | [5 empty] | Removed from Ground | Gas (Historical Use) | 3000 | Bare Steel | 1956-05-06 | 1997-09-17 | Galvanized Steel
VIRGINIA SHEFFIELD | RT 2 | LEARY | Baker | 4040005 | 2 | [5 empty] | Permanently Out of Use - historical purposes | Gas (Historical Use) | 2000 | Bare Steel | 1961-02-04 | 1899-12-31 | Galvanized Steel
BUSH OIL CO | MAIN ST | NEWTON | Baker | 4040017 | 3 | [5 empty] | Removed from Ground | Gas (Historical Use) | 3000 | Bare Steel | 1956-05-06 | 1997-09-17 | Galvanized Steel
4 POINTS PETRO #199 | 2262 HWY 91 | NEWTON | Baker | 4040006 | 3 | Ball Float | 1997-08-14 | FALSE | 1997-08-14 | FALSE | Currently in Use | E-10 | 10000 | Steel-Impressed Current | 1981-03-04 |  | Double-Walled Flex | Pressurized
WILLIAM HAMIL | RT 2 | LEARY | Baker | 4040007 | 1 | [5 empty] | Removed from Ground | Diesel | 4000 | Bare Steel | 1966-04-17 | 1989-01-01 | Galvanized Steel
JOHNSON FAST SERVICE | HWY 91 NORTH | NEWTON | Baker | 9004003 | 4 | [5 empty] | Removed from Ground | Diesel | 4000 | Marked Unknown | 1998-05-14 | 1998-05-14 | Unknown | Safe Suction (Euro)
JOHNSON FAST SERVICE | HWY 91 NORTH | NEWTON | Baker | 9004003 | 1 | [5 empty] | Removed from Ground | Gas (Historical Use) | 4000 | Marked Unknown | 1998-05-14 | 1998-05-14 | Unknown | Safe Suction (Euro)
GA DOT #10404/BAKER CO MAINT HQ | HOKE SMITH DR | NEWTON | Baker | 4040009 | 10404-1 | [5 empty] | Removed from Ground | Gas (Historical Use) | 550 | Bare Steel | 1971-02-05 | 1993-08-04 | Galvanized Steel
Four Corners | 41849 GA HWY 91 | NEWTON | Baker | 4040004 | 3 | Flapper Valve | 1997-07-05 | FALSE | 1997-07-05 | FALSE | Currently in Use | Plus | 3000 | Steel-Impressed Current | 1972-02-25 |  | Steel (Impressed Current) | Safe Suction (Euro)
GA DOT #10404/BAKER CO MAINT HQ | HOKE SMITH DR | NEWTON | Baker | 4040009 | 404D2 | [5 empty] | Removed from Ground | Diesel | 1000 | Unknown | 1993-08-03 | 2005-05-13 | Not Marked | Pressurized
COUNTY FARM/PUBLIC WORKS | COUNTY RD #10 | NEWTON | Baker | 9004012 | 2 | [5 empty] | Removed from Ground | Gas (Historical Use) | 0 | Bare Steel | 1999-12-01 | 1999-12-01 | Galvanized Steel | Safe Suction (Euro)
PINELAND PLANTATION | RT 1 | NEWTON | Baker | 4040016 | 1 | [5 empty] | Removed from Ground | Gas (Historical Use) | 2000 | Bare Steel | 1972-04-15 | 1994-06-30 | Galvanized Steel
4 POINTS PETRO #199 | 2262 HWY 91 | NEWTON | Baker | 4040006 | 2 | Ball Float | 1997-08-14 | FALSE | 1997-08-14 | FALSE | Currently in Use | E-10 | 10000 | Steel-Impressed Current | 1981-03-04 |  | Double-Walled Flex | Pressurized
FORMERS TERRYS COUNTRY MART | HIGHWAY 91 SOUTH | NEWTON | Baker | 10001591 | 3 |  |  | FALSE |  | FALSE | Removed from Ground | Gas (Historical Use) | 3000 | Bare Steel | 2008-07-09 | 2008-07-09 | Bare Steel
FORMERS TERRYS COUNTRY MART | HIGHWAY 91 SOUTH | NEWTON | Baker | 10001591 | 4 |  |  | FALSE |  | FALSE | Removed from Ground | Gas (Historical Use) | 3000 | Bare Steel | 2008-07-09 | 2008-07-09 | Bare Steel
VIRGINIA SHEFFIELD | RT 2 | LEARY | Baker | 4040005 | 1 | [5 empty] | Permanently Out of Use - historical purposes | Gas (Historical Use) | 4000 | Bare Steel | 1961-02-04 | 1899-12-31 | Galvanized Steel
Four Corners | 41849 GA HWY 91 | NEWTON | Baker | 4040004 | 1 | Flapper Valve | 1997-07-05 | FALSE | 1997-07-05 | FALSE | Currently in Use | Diesel | 3000 | Steel-Impressed Current | 1972-02-25 |  | Steel (Impressed Current) | Safe Suction (Euro)
Four Corners | 41849 GA HWY 91 | NEWTON | Baker | 4040004 | 4 | Flapper Valve | 1997-07-05 | FALSE | 1997-07-05 | FALSE | Currently in Use | E-10 | 4000 | Steel-Impressed Current | 1978-02-24 |  | Steel (Impressed Current) | Suction (American)
4 POINTS PETRO #199 | 2262 HWY 91 | NEWTON | Baker | 4040006 | 1 | Ball Float | 1997-08-14 | FALSE | 1997-08-14 | FALSE | Currently in Use | Diesel | 10000 | Steel-Impressed Current | 1981-03-04 |  | Double-Walled Flex | Pressurized
FORMERS TERRYS COUNTRY MART | HIGHWAY 91 SOUTH | NEWTON | Baker | 10001591 | 2 |  |  | FALSE |  | FALSE | Removed from Ground | Gas (Historical Use) | 3000 | Bare Steel | 2008-07-09 | 2008-07-09
GAINES GROCERY | RT 2 BOX 160 | LEARY | Baker | 9004006 | 1 | [5 empty] | Removed from Ground | Gas (Historical Use) | 6000 | Bare Steel | 1984-01-01 | 1998-11-01 | Galvanized Steel | Suction (American)
Four Corners | 41849 GA HWY 91 | NEWTON | Baker | 4040004 | 2 | Flapper Valve | 1997-07-05 | FALSE | 1997-07-05 | FALSE | Currently in Use | Premium | 3000 | Steel-Impressed Current | 1972-02-25 |  | Steel (Impressed Current) | Safe Suction (Euro)
GA DOT #10404/BAKER CO MAINT HQ | HOKE SMITH DR | NEWTON | Baker | 4040009 | 10404-2 | [5 empty] | Removed from Ground | Gas (Historical Use) | 510 | Bare Steel | 1971-02-05 | 1993-08-04 | Galvanized Steel
JOHNSON FAST SERVICE | HWY 91 NORTH | NEWTON | Baker | 9004003 | 2 | [5 empty] | Removed from Ground | Gas (Historical Use) | 4000 | Marked Unknown | 1998-05-14 | 1998-05-14 | Unknown | Safe Suction (Euro)
Four Corners | 41849 GA HWY 91 | NEWTON | Baker | 4040004 | 5 | Flapper Valve | 1997-07-05 | FALSE | 1997-07-05 | FALSE | Currently in Use | E-10 | 4000 | Steel-Impressed Current | 1990-06-14 |  | Steel (Impressed Current) | Suction (American)
RIP OFF RICK'S | 216A SPARTA HWY NE | MILLEDGEVILLE | Baldwin | 4050033 | 2 |  | 1980-01-01 | FALSE | 1998-11-01 | FALSE | Removed from Ground | Gas (Historical Use) | 2000 | Steel-Impressed Current | 1981-04-09 | 2023-08-31 |  | Safe Suction (Euro)
EVANS AUTOMOTIVE | 1525 N COLUMBIA ST | MILLEDGEVILLE | Baldwin | 4050039 | 2 | [5 empty] | Removed from Ground | Gas (Historical Use) | 2000 | Bare Steel | 1966-03-25 | 1999-12-04 | Galvanized Steel | Safe Suction (Euro)
CIRCLE K 2745045 | 166 GA HWY 49 S | MILLEDGEVILLE | Baldwin | 4050052 | 3 |  | 1997-07-30 |  | 1997-07-30 |  | Removed from Ground | Gas (Historical Use) | 5000 | Cathodically Protected Steel | 1978-01-01 | 2011-01-25 | Double Walled | Pressurized
HIGH GBW 2014 LLC | 1200 VINSON HWY | MILLEDGEVILLE | Baldwin | 4050054 | 4 | Flapper Valve | 1996-06-18 | FALSE | 1996-06-18 | FALSE | Currently in Use | Diesel | 4000 | Steel-Impressed Current | 1982-01-01 |  | Double-Walled Flex | Pressurized
LADS STOP & GO | 1441 VINSON HWY | MILLEDGEVILLE | Baldwin | 4050056 | 2 |  | 1998-12-17 |  | 1998-12-17 |  | Temporarily out of use | Gas (Historical Use) | 4000 | Cathodically Protected Steel | 1984-04-25 |  | Fiberglass Reinforced Plastic | Pressurized
C & P STOP N SHOP LLC | 172 GORDON HWY SW | MILLEDGEVILLE | Baldwin | 4050061 | 2 | Flapper Valve | 1994-10-15 | FALSE | 1994-10-15 | TRUE | Currently in Use | Premium | 7500 | Steel-Impressed Current | 1970-04-23 |  | Fiberglass Reinforced Plastic | Safe Suction (Euro)
CONCORD FABRICS INC | 80 GA HWY 22 W | MILLEDGEVILLE | Baldwin | 4050030 | 1 |  | 1997-08-21 |  | 1997-08-21 |  | Removed from Ground | Diesel | 20000 | Steel-Impressed Current | 1971-01-01 | 2008-03-19 | Cathodically Protected | Suction (American)
RIP OFF RICK'S | 216A SPARTA HWY NE | MILLEDGEVILLE | Baldwin | 4050033 | 3 |  | 1980-01-01 | FALSE | 1998-11-01 | FALSE | Removed from Ground | E-0 | 2000 | Steel-Impressed Current | 1981-04-09 | 2023-08-31 |  | Safe Suction (Euro)
DEAN'S GULF | 700 SOUTH WAYNE ST | MILLEDGEVILLE | Baldwin | 4050038 | 4 | [5 empty] | Removed from Ground | Diesel | 1000 | Bare Steel | 1966-03-25 | 1999-05-07 | Galvanized Steel
GA FC/BALDWIN COUNTY UNIT | 2892 US HWY 441 SOUTH | MILLEDGEVILLE | Baldwin | 4050042 | 3 | [5 empty] | Removed from Ground | Gas (Historical Use) | 2000 | Cathodically Protected Steel | 1990-02-01 | 1994-01-31 | Cathodically Protected | Safe Suction (Euro)
GA FC-MILLEDGEVILLE DIST OFFICE | 119 HWY 49 | MILLEDGEVILLE | Baldwin | 4050043 | 1 | [5 empty] | Removed from Ground | Gas (Historical Use) | 560 | Bare Steel | 1955-12-17 | 1990-04-01 | Galvanized Steel
RIP OFF RICK'S | 216A SPARTA HWY NE | MILLEDGEVILLE | Baldwin | 4050033 | 4C | Flapper Valve | 2023-09-01 | FALSE | 2023-09-01 | FALSE | Currently in Use | Diesel | 5000 | Composite Double Walled | 2023-09-01 |  | Double-Walled Flex | Pressurized
NORRIS GULF | 133 EAST HANCOCK ST | MILLEDGEVILLE | Baldwin | 4050036 | 1 | [5 empty] | Removed from Ground | Gas (Historical Use) | 1000 | Bare Steel | 1961-03-25 | 1989-06-01 | Galvanized Steel
CHEVRON 43821 | 118 GA HWY 49 W | MILLEDGEVILLE | Baldwin | 4050041 | 2 | [5 empty] | Removed from Ground | Gas (Historical Use) | 10000 | Bare Steel | 1971-03-20 | 1986-03-19 | Galvanized Steel
GA DOT #10202/BALDWIN CO MAINT H | 161 BLANDY RD | MILLEDGEVILLE | Baldwin | 4050050 | 202G1 | [5 empty] | Removed from Ground | Gas (Historical Use) | 1060 | Bare Steel | 1984-01-16 | 1999-09-29 | Galvanized Steel
CIRCLE K 2745045 | 166 GA HWY 49 S | MILLEDGEVILLE | Baldwin | 4050052 | 2 |  | 1997-07-30 |  | 1997-07-30 |  | Removed from Ground | Gas (Historical Use) | 5000 | Cathodically Protected Steel | 1978-01-01 | 2011-01-25 | Double Walled | Pressurized
CHEVRON 43821 | 118 GA HWY 49 W | MILLEDGEVILLE | Baldwin | 4050041 | 3 | [5 empty] | Removed from Ground | Gas (Historical Use) | 5000 | Bare Steel | 1971-03-20 | 1986-03-19 | Galvanized Steel
JOHN STAGGS | 408 ALLEN MEMORIAL DR | MILLEDGEVILLE | Baldwin | 4050032 | 1 | [5 empty] | Closed in Ground | Gas (Historical Use) | 550 | Marked Unknown | 1926-04-05 | 1997-10-31 | Unknown
RIP OFF RICK'S | 216A SPARTA HWY NE | MILLEDGEVILLE | Baldwin | 4050033 | 4A | Flapper Valve | 2023-09-01 | FALSE | 2023-09-01 | FALSE | Currently in Use | Regular | 11000 | Composite Double Walled | 2023-09-01 |  | Double-Walled Flex | Pressurized
NORRIS GULF | 133 EAST HANCOCK ST | MILLEDGEVILLE | Baldwin | 4050036 | 4 | [5 empty] | Removed from Ground | Gas (Historical Use) | 1000 | Bare Steel | 1982-01-01 | 1989-06-01 | Galvanized Steel
C & P STOP N SHOP LLC | 172 GORDON HWY SW | MILLEDGEVILLE | Baldwin | 4050061 | 3 | Flapper Valve | 1994-10-15 | FALSE | 1994-10-15 | TRUE | Currently in Use | Diesel | 5000 | Steel-Impressed Current | 1978-04-23 |  | Fiberglass Reinforced Plastic | Safe Suction (Euro)
BILL E IRELAND CAMPUS | 800 N GLYNN ST | MILLEDGEVILLE | Baldwin | 4050064 | 1 | [5 empty] | Removed from Ground | Gas (Historical Use) | 1000 | Bare Steel | 1974-02-10 | 1997-01-16 | Galvanized Steel
BALDWIN CO M&O & TRANS DEPT | 441 S CLARK ST | MILLEDGEVILLE | Baldwin | 4050003 | 1 | [5 empty] | Removed from Ground | Diesel | 2000 | Bare Steel | 1980-01-08 | 1987-07-21 | Galvanized Steel
WINDSTREAM MILLEDGEVILLE CENTRAL OFFICE | 750 N JEFFERSON | MILLEDGEVILLE | Baldwin | 4090009 | 2 | [5 empty] | Removed from Ground | Diesel | 3000 | Double Walled | 1989-09-01 | 1992-06-01 | Fiberglass Reinforced Plastic
Anchors Marina Sinclair, LLC | 140 BASS RD | MILLEDGEVILLE | Baldwin | 4050007 | 1 | [5 empty] | Removed from Ground | Gas (Historical Use) | 2000 | Bare Steel | 1999-12-17 | 1999-12-17 | Galvanized Steel | Suction (American)
Milledge Food & Gas | 1431 WEST HANCOCK ST | MILLEDGEVILLE | Baldwin | 4050057 | 3 |  | 1998-09-01 | FALSE | 1998-09-01 | FALSE | Currently in Use | Gas (Historical Use) | 6000 | Steel-Impressed Current | 1983-04-26 |  | Fiberglass Reinforced Plastic | Pressurized
STOP N SHOP | 930 NORTH COLUMBIA ST | MILLEDGEVILLE | Baldwin | 4050060 | 1 |  | 1997-11-01 | FALSE | 1997-11-01 | FALSE | Currently in Use | Gas (Historical Use) | 10000 | Steel-Impressed Current | 1971-04-24 |  |  | Pressurized
STOP N SHOP | 930 NORTH COLUMBIA ST | MILLEDGEVILLE | Baldwin | 4050060 | 4 | [5 empty] | Closed in Ground | Empty | 10000 | Bare Steel | 1971-04-24 | 1997-11-01 | Galvanized Steel
BALDWIN CO M&O & TRANS DEPT | 441 S CLARK ST | MILLEDGEVILLE | Baldwin | 4050003 | 4 |  |  | TRUE |  | TRUE | Removed from Ground | Used Oil | 500 | Bare Steel | 1958-01-07 | 1987-07-21 | Galvanized Steel
SINCLAIR MARINA | 170 SINCLAIR MARINE RD NE | MILLEDGEVILLE | Baldwin | 4050026 | 2 |  | 1992-03-01 |  | 1992-03-01 |  | Removed from Ground | Not Marked/Tank Removed | 2000 | Cathodically Protected Steel | 1992-03-01 | 2012-05-31 | Fiberglass Reinforced Plastic | Pressurized
NORRIS GULF | 133 EAST HANCOCK ST | MILLEDGEVILLE | Baldwin | 4050036 | 3 | [5 empty] | Removed from Ground | Gas (Historical Use) | 2000 | Bare Steel | 1966-01-01 | 1989-06-01 | Galvanized Steel
EVANS AUTOMOTIVE | 1525 N COLUMBIA ST | MILLEDGEVILLE | Baldwin | 4050039 | 3 | [5 empty] | Removed from Ground | Gas (Historical Use) | 2000 | Bare Steel | 1966-03-25 | 1999-12-04 | Galvanized Steel | Safe Suction (Euro)
GA FC-MILLEDGEVILLE DIST OFFICE | 119 HWY 49 | MILLEDGEVILLE | Baldwin | 4050043 | 4 |  | 1990-04-01 |  | 1990-04-01 |  | Removed from Ground | Gas (Historical Use) | 1000 | Galvanic (STIP-3) | 1990-04-01 | 2008-08-06 | Cathodically Protected | Safe Suction (Euro)
CIRCLE K 2745045 | 166 GA HWY 49 S | MILLEDGEVILLE | Baldwin | 4050052 | 5 |  | 2011-04-13 | FALSE | 2011-04-13 | FALSE | Currently in Use | Gas (Historical Use) | 10000 | Composite Double Walled | 2011-04-13 |  | Double-Walled Flex | Pressurized
BILL E IRELAND CAMPUS | 800 N GLYNN ST | MILLEDGEVILLE | Baldwin | 4050064 | 2 | [5 empty] | Removed from Ground | Gas (Historical Use) | 2000 | Bare Steel | 1981-02-10 | 1997-01-16 | Galvanized Steel
BALDWIN CO M&O & TRANS DEPT | 441 S CLARK ST | MILLEDGEVILLE | Baldwin | 4050003 | 2 | [5 empty] | Removed from Ground | Gas (Historical Use) | 1000 | Bare Steel | 1958-01-07 | 1987-07-21 | Galvanized Steel
MARATHON SELF SERVE | 1615 N COLUMBIA ST | MILLEDGEVILLE | Baldwin | 4050011 | 1 |  | 1994-10-12 |  | 1994-10-12 |  | Removed from Ground | Gas (Historical Use) | 10000 | Cathodically Protected Steel | 1981-01-23 | 2016-06-08 | Fiberglass Reinforced Plastic | Pressurized
BRETTS GULF | 241 EAST HANCOCK ST | MILLEDGEVILLE | Baldwin | 50126 | 7 | [5 empty] | Removed from Ground | Diesel | 1000 | Cathodically Protected Steel | 1987-01-01 | 1998-11-05 | Galvanized Steel | Suction (American)
RIP OFF RICK'S | 216A SPARTA HWY NE | MILLEDGEVILLE | Baldwin | 4050033 | 1 |  | 1980-01-01 | FALSE | 1998-11-01 | FALSE | Removed from Ground | Regular | 2000 | Steel-Impressed Current | 1981-04-09 | 2023-08-31 |  | Safe Suction (Euro)
STOP N SHOP | 930 NORTH COLUMBIA ST | MILLEDGEVILLE | Baldwin | 4050060 | 3 |  | 1997-11-01 | FALSE | 1997-11-01 | FALSE | Currently in Use | Gas (Historical Use) | 10000 | Steel-Impressed Current | 1971-04-24 |  |  | Pressurized
C & P STOP N SHOP LLC | 172 GORDON HWY SW | MILLEDGEVILLE | Baldwin | 4050061 | 1 | Flapper Valve | 1994-10-15 | FALSE | 1994-10-15 | TRUE | Currently in Use | Regular | 7500 | Steel-Impressed Current | 1970-04-23 |  | Fiberglass Reinforced Plastic | Safe Suction (Euro)
JOHNNY'S GROCERY | 477 GORDON HWY SW | MILLEDGEVILLE | Baldwin | 4050062 | 3 | [5 empty] | Removed from Ground | Diesel | 2000 | Not Marked/Unknown |  | 1899-12-31 | Galvanized Steel | Safe Suction (Euro)
J Y STOP N SHOP INC | 550 S WILKINSON ST | MILLEDGEVILLE | Baldwin | 4050063 | 1 | Flapper Valve | 1995-03-24 | FALSE | 1990-04-15 | FALSE | Currently in Use | E-10 | 10000 | Steel-Impressed Current | 1964-04-23 |  | Fiberglass Reinforced Plastic | Pressurized
GA FC/BALDWIN COUNTY UNIT | 2892 US HWY 441 SOUTH | MILLEDGEVILLE | Baldwin | 4050042 | 5 |  | 1994-02-03 |  | 1994-02-03 |  | Removed from Ground | Gas (Historical Use) | 1000 | Galvanic (STIP-3) | 1994-02-03 | 2006-01-18 | Cathodically Protected | Safe Suction (Euro)
GA FC/BALDWIN COUNTY UNIT | 2892 US HWY 441 SOUTH | MILLEDGEVILLE | Baldwin | 4050042 | 4 |  | 1994-02-03 |  | 1994-02-03 |  | Removed from Ground | Diesel | 1000 | Galvanic (STIP-3) | 1994-02-03 | 2006-01-18 | Cathodically Protected | Safe Suction (Euro)
GA FC/BALDWIN COUNTY UNIT | 2892 US HWY 441 SOUTH | MILLEDGEVILLE | Baldwin | 4050042 | 7 | Flapper Valve | 2006-02-01 | FALSE | 2006-02-01 | FALSE | Currently in Use | Diesel | 2500 | Fiberglass Double Walled | 2006-02-01 |  | Fiberglass Reinforced Plastic | Safe Suction (Euro)
HIGH GBW 2014 LLC | 1200 VINSON HWY | MILLEDGEVILLE | Baldwin | 4050054 | 3 | Flapper Valve | 1996-06-18 |  | 1996-06-18 |  | Currently in Use | Gas (Historical Use) | 4000 | Steel-Impressed Current | 1982-01-01 |  | Double-Walled Flex | Pressurized
MAC JOHNSON GULF | 920 NORTH COLUMBIA ST | MILLEDGEVILLE | Baldwin | 4050055 | 4 |  |  | TRUE |  | TRUE | Removed from Ground | Used Oil | 500 | Bare Steel | 1968-03-25 | 1998-06-26 | Galvanized Steel | Safe Suction (Euro)
J Y STOP N SHOP INC | 550 S WILKINSON ST | MILLEDGEVILLE | Baldwin | 4050063 | 2 | Flapper Valve | 1995-03-24 | FALSE | 1990-04-15 | FALSE | Currently in Use | E-10 | 10000 | Steel-Impressed Current | 1964-04-23 |  | Fiberglass Reinforced Plastic | Pressurized
LAKESIDE/BULK PLANT | 3043 N COLUMBIA ST | MILLEDGEVILLE | Baldwin | 4050009 | 4 | Ball Float | 1997-04-02 | FALSE | 1997-04-02 | FALSE | Currently in Use | Diesel | 20000 | Steel-Impressed Current | 1981-01-23 |  | Steel (Impressed Current) | Pressurized
LAKESIDE/BULK PLANT | 3043 N COLUMBIA ST | MILLEDGEVILLE | Baldwin | 4050009 | 5 | Ball Float | 1997-04-02 | FALSE | 1997-04-02 | FALSE | Currently in Use | E-10 | 20000 | Steel-Impressed Current | 1981-01-23 |  | Steel (Impressed Current) | Pressurized
BRETTS GULF | 241 EAST HANCOCK ST | MILLEDGEVILLE | Baldwin | 50126 | 6 | [5 empty] | Removed from Ground | Gas (Historical Use) | 2000 | Bare Steel | 1979-03-15 | 1998-11-05 | Galvanized Steel | Suction (American)
MIDDLE GA CORRECTIONAL COMPLEX | IRELAND DR | MILLEDGEVILLE | Baldwin | 50129 | 1 | [5 empty] | Removed from Ground | Diesel | 500 | Bare Steel | 1983-01-02 | 1996-12-17 | Galvanized Steel
NORRIS WHEEL & BRAKE | 401 EAST HANCOCK ST | MILLEDGEVILLE | Baldwin | 50122 | 2 | [5 empty] | Permanently Out of Use - historical purposes | Empty | 3000 | Cathodically Protected Steel | 1986-01-01 | 1899-12-31 | Galvanized Steel | Suction (American)
CITY WHOLESALE | 751 NORTH JEFFERSON ST | MILLEDGEVILLE | Baldwin | 50077 | 1 | [5 empty] | Removed from Ground | Gas (Historical Use) | 500 | Bare Steel | 1966-01-01 | 1998-03-02 | Galvanized Steel
747 GAS & FOOD MART | 191 WEST ANDREWS ST | MILLEDGEVILLE | Baldwin | 9005007 | 2 |  | 1989-05-01 | FALSE | 1989-05-01 | FALSE | Removed from Ground | Gas (Historical Use) | 4000 | Galvanic (STIP-3) | 1989-05-01 |  |  | Pressurized
SUNSHINE FOOD | 153 ALLEN MEMORIAL DR | MILLEDGEVILLE | Baldwin | 9005008 | 1 | Ball Float | 1991-01-12 | FALSE | 1991-01-12 | FALSE | Currently in Use | Regular | 4000 | Galvanic (STIP-3) | 1991-01-12 |  |  | Pressurized
JET FOODS #32 | 155 ROBERSON MILL RD | MILLEDGEVILLE | Baldwin | 9005011 | 2 |  | 1991-07-01 |  | 1991-07-01 |  | Currently in Use | Gas (Historical Use) | 10000 | Composite | 1990-07-01 |  | Fiberglass Reinforced Plastic | Pressurized
GLO OIL CO | 801 SOUTH ELBERT ST | MILLEDGEVILLE | Baldwin | 9005016 | 2 | [5 empty] | Removed from Ground | Gas (Historical Use) | 6000 | Not Marked/Unknown | 1995-01-01 | 1995-01-01 | Not Marked
NORRIS GULF | 133 EAST HANCOCK ST | MILLEDGEVILLE | Baldwin | 4050036 | 2 | [5 empty] | Removed from Ground | Gas (Historical Use) | 1000 | Bare Steel | 1961-03-25 | 1989-06-01 | Galvanized Steel
BALDWIN CO M&O & TRANS DEPT | 441 S CLARK ST | MILLEDGEVILLE | Baldwin | 4050003 | 3 | [5 empty] | Removed from Ground | Gas (Historical Use) | 2000 | Bare Steel | 1979-01-08 | 1987-07-21 | Galvanized Steel
VACANT | 851 NORTH COLUMBIA | MILLEDGEVILLE | Baldwin | 50127 | 2 | [5 empty] | Removed from Ground | Gas (Historical Use) | 1000 | Bare Steel | 1961-01-07 | 1987-01-01 | Galvanized Steel | Suction (American)
SWIFTY SWRVE #644 | US HWY 441 NORTH | MILLEDGEVILLE | Baldwin | 50123 | 3 | [5 empty] | Removed from Ground | Gas (Historical Use) | 4000 | Bare Steel | 1982-05-14 | 1996-08-05 | Galvanized Steel | Safe Suction (Euro)
GOLDEN PANTRY #96 | 204 EAST HANCOCK ST | MILLEDGEVILLE | Baldwin | 9000134 | 2 | [5 empty] | Closed in Ground | Gas (Historical Use) | 10000 | Bare Steel | 1978-05-10 | 1989-02-01 | Galvanized Steel
NORRIS WHEEL & BRAKE | 401 EAST HANCOCK ST | MILLEDGEVILLE | Baldwin | 50122 | 1 | [5 empty] | Permanently Out of Use - historical purposes | Empty | 3000 | Cathodically Protected Steel | 1986-01-01 | 1899-12-31 | Galvanized Steel | Suction (American)
FRIENDLY GUS #16 | 118 HWY 49 W | MILLEDGEVILLE | Baldwin | 50118 | 3 | Flapper Valve | 1996-10-01 | FALSE | 1996-10-01 | FALSE | Currently in Use | Regular | 8000 | Galvanic (STIP-3) | 1986-01-01 |  |  | Pressurized
BALDWIN COUNTY/SCHOOL BUS GARAGE | 441 S CLARK ST | MILLEDGEVILLE | Baldwin | 9005006 | 1 |  | 1990-11-29 |  | 1990-11-29 |  | Removed from Ground | Diesel | 10000 | Cathodically Protected Steel | 1987-08-18 | 2005-08-27 | Cathodically Protected
RIP OFF RICK'S | 216A SPARTA HWY NE | MILLEDGEVILLE | Baldwin | 4050033 | 4D | Flapper Valve | 2023-09-01 | FALSE | 2023-09-01 | FALSE | Currently in Use | E-0 | 4000 | Composite Double Walled | 2023-09-01 |  | Double-Walled Flex | Pressurized
CHEVRON 43821 | 118 GA HWY 49 W | MILLEDGEVILLE | Baldwin | 4050041 | 4 |  |  | TRUE |  | TRUE | Removed from Ground | Used Oil | 550 | Bare Steel | 1971-01-01 | 1986-03-19 | Galvanized Steel
CIRCLE K 2745045 | 166 GA HWY 49 S | MILLEDGEVILLE | Baldwin | 4050052 | 1 |  | 1997-07-30 |  | 1997-07-30 |  | Removed from Ground | Gas (Historical Use) | 10000 | Cathodically Protected Steel | 1978-01-01 | 2011-04-19 | Double-Walled Flex | Pressurized
Milledge Food & Gas | 1431 WEST HANCOCK ST | MILLEDGEVILLE | Baldwin | 4050057 | 2 |  | 1998-09-01 | FALSE | 1998-09-01 | FALSE | Currently in Use | Gas (Historical Use) | 6000 | Steel-Impressed Current | 1983-04-26 |  | Fiberglass Reinforced Plastic | Pressurized
STOP N SHOP | 930 NORTH COLUMBIA ST | MILLEDGEVILLE | Baldwin | 4050060 | 2 |  | 1997-11-01 | FALSE | 1997-11-01 | FALSE | Currently in Use | Gas (Historical Use) | 10000 | Steel-Impressed Current | 1971-04-24 |  |  | Pressurized
Anchors Marina Sinclair, LLC | 140 BASS RD | MILLEDGEVILLE | Baldwin | 4050007 | 3B | Flapper Valve | 1999-01-10 | FALSE | 1999-01-10 | FALSE | Currently in Use | Plus | 3000 | Epoxy | 1999-01-01 |  | Double-Walled Flex | Pressurized
BASS BOAT HOUSE STORE | 140 BASS RD | MILLEDGEVILLE | Baldwin | 4050008 | 5 | [5 empty] | Removed from Ground | Gas (Historical Use) | 1000 | Not Marked/Unknown | 1969-01-01 | 1999-11-01 | Galvanized Steel | Safe Suction (Euro)
BASS BOAT HOUSE STORE | 140 BASS RD | MILLEDGEVILLE | Baldwin | 4050008 | 4 | [5 empty] | Removed from Ground | Gas (Historical Use) | 1000 | Bare Steel | 1973-01-28 | 1999-11-01 | Galvanized Steel | Safe Suction (Euro)
EVANS AUTOMOTIVE | 1525 N COLUMBIA ST | MILLEDGEVILLE | Baldwin | 4050039 | 1 | [5 empty] | Removed from Ground | Gas (Historical Use) | 2000 | Bare Steel | 1966-03-25 | 1999-12-04 | Galvanized Steel | Safe Suction (Euro)
GA FC-MILLEDGEVILLE DIST OFFICE | 119 HWY 49 | MILLEDGEVILLE | Baldwin | 4050043 | 2 | [5 empty] | Removed from Ground | Diesel | 560 | Bare Steel | 1955-12-17 | 1990-04-01 | Galvanized Steel
MAC JOHNSON GULF | 920 NORTH COLUMBIA ST | MILLEDGEVILLE | Baldwin | 4050055 | 3 | [5 empty] | Removed from Ground | Diesel | 1000 | Bare Steel | 1968-03-25 | 2004-05-20 | Galvanized Steel | Safe Suction (Euro)
SWIFTY SWRVE #644 | US HWY 441 NORTH | MILLEDGEVILLE | Baldwin | 50123 | 5 | [5 empty] | Removed from Ground | Gas (Historical Use) | 4000 | Bare Steel | 1982-05-14 | 1996-08-05 | Galvanized Steel | Safe Suction (Euro)
SWIFTY SWRVE #644 | US HWY 441 NORTH | MILLEDGEVILLE | Baldwin | 50123 | 7 |  | 1996-10-25 |  | 1996-10-25 |  | Removed from Ground | Gas (Historical Use) | 10000 | Composite | 1996-10-25 | 2000-12-27 | Fiberglass Reinforced Plastic | Pressurized
SWIFTY SWRVE #644 | US HWY 441 NORTH | MILLEDGEVILLE | Baldwin | 50123 | 4 | [5 empty] | Removed from Ground | Gas (Historical Use) | 4000 | Bare Steel | 1982-05-14 | 1996-08-05 | Galvanized Steel | Safe Suction (Euro)
NORRIS WHEEL & BRAKE | 401 EAST HANCOCK ST | MILLEDGEVILLE | Baldwin | 50122 | 3 | [5 empty] | Permanently Out of Use - historical purposes | Empty | 3000 | Cathodically Protected Steel | 1986-01-01 | 1899-12-31 | Galvanized Steel | Suction (American)
Circle K 2745119 | 1935 N JEFFERSON ST | MILLEDGEVILLE | Baldwin | 50088 | 5 |  | 2008-12-04 | FALSE | 2008-12-04 | FALSE | Currently in Use | Gas (Historical Use) | 8000 | Composite Double Walled | 2008-11-20 |  | Double-Walled Flex | Pressurized
Circle K 2745119 | 1935 N JEFFERSON ST | MILLEDGEVILLE | Baldwin | 50088 | 4 |  | 2008-12-04 | FALSE | 2008-12-04 | FALSE | Currently in Use | Gas (Historical Use) | 8000 | Composite Double Walled | 2008-11-20 |  | Double-Walled Flex | Pressurized
GOLDEN PANTRY #101 | 2335 NORTH COLUMBIA ST | MILLEDGEVILLE | Baldwin | 9005002 | 2 |  | 1997-11-04 |  | 1997-11-04 |  | Removed from Ground | Gas (Historical Use) | 5037 | Steel-Impressed Current | 1983-01-01 | 1899-12-31 | Cathodically Protected | Pressurized
SUNSHINE FOOD | 153 ALLEN MEMORIAL DR | MILLEDGEVILLE | Baldwin | 9005008 | 3 | Ball Float | 1991-01-12 | FALSE |  | FALSE | Currently in Use | Diesel | 4000 | Galvanic (STIP-3) | 1991-01-12 |  |  | Pressurized
GA FC/BALDWIN COUNTY UNIT | 2892 US HWY 441 SOUTH | MILLEDGEVILLE | Baldwin | 4050042 | 6 | Flapper Valve | 2006-02-01 | FALSE | 2006-02-01 | FALSE | Currently in Use | Regular | 2500 | Fiberglass Double Walled | 2006-02-01 |  | Fiberglass Reinforced Plastic | Safe Suction (Euro)
KMART #9592 | 1900 NORTH COLUMBIA | MILLEDGEVILLE | Baldwin | 4050044 | 1 |  |  | TRUE |  | TRUE | Removed from Ground | Used Oil | 1000 | Bare Steel | 1975-04-02 | 1990-06-06 | Galvanized Steel
CIRCLE K 2745045 | 166 GA HWY 49 S | MILLEDGEVILLE | Baldwin | 4050052 | 4A |  | 2011-01-26 |  | 2011-01-26 |  | Currently in Use | Gas (Historical Use) | 6000 | Composite Double Walled | 2011-01-26 |  | Double-Walled Flex | Pressurized
HIGH GBW 2014 LLC | 1200 VINSON HWY | MILLEDGEVILLE | Baldwin | 4050054 | 2 | Flapper Valve | 1996-06-18 | FALSE | 1996-06-18 | FALSE | Currently in Use | Premium | 8000 | Steel-Impressed Current | 1982-01-01 |  | Double-Walled Flex | Pressurized
Milledge Food & Gas | 1431 WEST HANCOCK ST | MILLEDGEVILLE | Baldwin | 4050057 | 1 |  | 1998-09-01 | FALSE | 1998-09-01 | FALSE | Currently in Use | Gas (Historical Use) | 8000 | Steel-Impressed Current | 1983-04-26 |  | Fiberglass Reinforced Plastic | Pressurized
JOHNNY'S GROCERY | 477 GORDON HWY SW | MILLEDGEVILLE | Baldwin | 4050062 | 2 | [5 empty] | Removed from Ground | Gas (Historical Use) | 550 | Bare Steel | 1956-04-23 | 1899-12-31 | Galvanized Steel | Safe Suction (Euro)
LAKESIDE PETROLEUM/FORMER TEXACO | 401 /402 SOUTH WAYNE ST | MILLEDGEVILLE | Baldwin | 4050012 | 2 | [5 empty] | Removed from Ground | Empty | 4000 | Bare Steel | 1961-01-28 | 1995-05-04 | Unknown
MILEDGEVILLE COCA-COLA CO | GA HWY 22 W | MILLEDGEVILLE | Baldwin | 50130 | 1 | [5 empty] | Removed from Ground | Gas (Historical Use) | 10000 | Bare Steel | 1981-05-09 | 1899-12-31 | Galvanized Steel
HASLAM'S MARINA INC | 100 MERIWETHER POINT RD NW | MILLEDGEVILLE | Baldwin | 9000179 | 3 | Flapper Valve | 1989-03-31 | FALSE | 1999-03-30 | FALSE | Currently in Use | Mixture | 2000 | Steel-Impressed Current | 1989-03-31 |  | Steel (Impressed Current) | Safe Suction (Euro)
GOLDEN PANTRY #96 | 204 EAST HANCOCK ST | MILLEDGEVILLE | Baldwin | 9000134 | 6 |  | 1989-03-01 |  | 1989-03-01 |  | Currently in Use | Diesel | 10000 | Double Walled | 1989-01-01 |  | Fiberglass Reinforced Plastic | Pressurized
EJS SELF SERVICE | 1698 N COLUMBIA ST | MILLEDGEVILLE | Baldwin | 9000625 | 5 |  |  | FALSE |  | FALSE | Removed from Ground | Diesel | 1000 | Bare Steel | 1979-05-03 | 1998-09-25 | Galvanized Steel | Suction (American)
JOHN STAGGS | 408 ALLEN MEMORIAL DR | MILLEDGEVILLE | Baldwin | 4050032 | 2 | [5 empty] | Closed in Ground | Gas (Historical Use) | 550 | Marked Unknown | 1926-04-05 | 1997-10-31 | Unknown
CHEVRON 43821 | 118 GA HWY 49 W | MILLEDGEVILLE | Baldwin | 4050041 | 1 | [5 empty] | Removed from Ground | Gas (Historical Use) | 10000 | Bare Steel | 1971-03-20 | 1986-03-19 | Galvanized Steel
CHOO CHOO BUILD-IT MART | 135 ROBERSON MILL RD | MILLEDGEVILLE | Baldwin | 4050045 | 1 | [5 empty] | Removed from Ground | Gas (Historical Use) | 1000 | Bare Steel | 1978-04-08 | 1995-05-05 | Galvanized Steel
ADIOM LLC | 600 N JEFFERSON St NE | MILLEDGEVILLE | Baldwin | 4050053 | 2 |  | 1996-04-18 |  | 1996-04-18 |  | Removed from Ground | Gas (Historical Use) | 6000 | Steel-Impressed Current | 1983-01-01 | 2001-03-01 | Galvanized Steel | Pressurized
BRETTS GULF | 241 EAST HANCOCK ST | MILLEDGEVILLE | Baldwin | 50126 | 1 | [5 empty] | Removed from Ground | Gas (Historical Use) | 4000 | Bare Steel | 1957-03-14 | 1998-11-05 | Galvanized Steel | Suction (American)
SWIFTY SWRVE #644 | US HWY 441 NORTH | MILLEDGEVILLE | Baldwin | 50123 | 2 | [5 empty] | Removed from Ground | Gas (Historical Use) | 4000 | Bare Steel | 1982-05-14 | 1996-08-05 | Galvanized Steel | Safe Suction (Euro)
EJS SELF SERVICE | 1698 N COLUMBIA ST | MILLEDGEVILLE | Baldwin | 9000625 | 2 |  |  | FALSE |  | FALSE | Removed from Ground | Gas (Historical Use) | 8000 | Bare Steel | 1979-05-03 | 1990-09-20 | Galvanized Steel
STOP N SAVE | 844 WEST MONTGOMERY ST | MILLEDGEVILLE | Baldwin | 9005003 | 2 | Flapper Valve | 1998-12-01 | FALSE | 1998-12-01 | FALSE | Temporarily out of use | E-10 | 8000 | Steel-Impressed Current | 1983-01-01 |  | Steel (Impressed Current) | Pressurized
HUMPHREYS GROCERY | GA HWY 212 | MILLEDGEVILLE | Baldwin | 9005010 | 1 | [5 empty] | Removed from Ground | Gas (Historical Use) | 1000 | Bare Steel | 1993-07-22 | 1993-07-22 | Galvanized Steel | Suction (American)
JET FOODS #33 | 1966 N JEFFERSON ST | MILLEDGEVILLE | Baldwin | 9005012 | 2 |  | 1990-08-01 |  | 1990-08-01 |  | Currently in Use | Gas (Historical Use) | 10000 | Fiberglass | 1991-01-01 |  | Fiberglass Reinforced Plastic | Pressurized
BOOKER T KUNTRY STORE | 521 SPARTA HWY | MILLEDGEVILLE | Baldwin | 9005020 | 4 |  | 1996-01-01 |  | 1996-01-01 |  | Removed from Ground | Gas (Historical Use) | 3000 | Bare Steel | 1999-12-08 | 1999-12-08 | Galvanized Steel | Suction (American)
JET FOOD STORE #6 | 2015 IRWINTON RD | MILLEDGEVILLE | Baldwin | 9005021 | 1 |  | 1997-05-01 |  | 1997-05-01 |  | Currently in Use | Gas (Historical Use) | 8000 | Steel-Impressed Current | 1995-08-30 |  |  | Pressurized
FRAZIER 66 SVC STA | 1051 SOUTH ELBERT ST | MILLEDGEVILLE | Baldwin | 4050107 | 2 | [5 empty] | Removed from Ground | Gas (Historical Use) | 4000 | Bare Steel | 1965-04-04 | 1998-07-02 | Galvanized Steel
CHAMBER'S FINA | 451 WEST MONTGOMERY ST | MILLEDGEVILLE | Baldwin | 4050102 | 1 | [5 empty] | Removed from Ground | Gas (Historical Use) | 3000 | Bare Steel | 1966-05-02 | 1899-12-31 | Galvanized Steel
FOWLER FLEMISTER CONCRETE INC | 711 NORTH WILKINSON ST | MILLEDGEVILLE | Baldwin | 4050093 | 1 | Flapper Valve | 1997-07-14 | FALSE | 1997-07-14 | FALSE | Currently in Use | Diesel | 10000 | Steel-Impressed Current | 1982-03-24 |  | Bare Steel | Safe Suction (Euro)
PEAVY'S SVC CENTER/ALFRED-PEAVY | 641 SOUTH WAYNE ST | MILLEDGEVILLE | Baldwin | 4050065 | 3 | [5 empty] | Removed from Ground | Gas (Historical Use) | 3000 | Bare Steel | 1968-04-22 | 1993-04-28 | Galvanized Steel
FAMILY FOOD STORE #447 | 1561 VINSON HWY | MILLEDGEVILLE | Baldwin | 4050112 | 2 | Flapper Valve | 1992-01-01 | FALSE | 1992-01-01 | FALSE | Currently in Use | Regular | 8000 | Steel-Impressed Current | 1980-05-05 |  |  | Pressurized
S and K Short Stop | 3041 N COLUMBIA ST | MILLEDGEVILLE | Baldwin | 4050016 | 4 | Flapper Valve | 1997-04-02 | FALSE | 1997-04-02 | FALSE | Currently in Use | Diesel | 10000 | Steel-Impressed Current | 1981-01-23 |  | Fiberglass Reinforced Plastic | Suction (American)
PITTMAN SERVICE STATION | 1421 WEST HANCOCK | MILLEDGEVILLE | Baldwin | 4050017 | 3 |  |  | FALSE |  | FALSE | Removed from Ground | Gas (Historical Use) | 5000 | Bare Steel | 1985-01-23 | 2017-07-27 | Galvanized Steel | Pressurized
STOP N SAVE | 844 WEST MONTGOMERY ST | MILLEDGEVILLE | Baldwin | 9005003 | 1 | Flapper Valve | 1998-12-01 | FALSE | 1998-12-01 | FALSE | Temporarily out of use | E-10 | 10000 | Steel-Impressed Current | 1983-01-01 |  | Steel (Impressed Current) | Pressurized
CIRCLE K 2745097 | 3056 N COLUMBIA ST | MILLEDGEVILLE | Baldwin | 9005009 | 2 | Flapper Valve | 1998-06-15 | FALSE | 1998-06-15 | FALSE | Currently in Use | Premium | 10000 | Steel-Impressed Current | 1984-12-01 |  | Double Walled | Pressurized
HUFFS SERVICE STATION | 488 HWY 49 WEST | MILLEDGEVILLE | Baldwin | 9005026 | 4 | Flapper Valve | 1998-12-01 | FALSE | 1998-12-01 | FALSE | Temporarily out of use | Regular | 6000 | Steel-Impressed Current | 1969-01-01 |  |  | Safe Suction (Euro)
DOUBLE SIX OIL CO | 960 NORTH COLUMBIA ST | MILLEDGEVILLE | Baldwin | 4050108 | 1 | [5 empty] | Removed from Ground | Gas (Historical Use) | 15000 | Bare Steel | 1965-04-04 | 1990-03-01 | Galvanized Steel
MEADOWS DIV/WILLIAM BARNET & SON | 120 MEADOWS DR | MILLEDGEVILLE | Baldwin | 9005001 | 2 | [5 empty] | Removed from Ground | Other | 1000 | Bare Steel | 1978-01-01 | 1989-03-01 | Galvanized Steel
STOP N SAVE | 844 WEST MONTGOMERY ST | MILLEDGEVILLE | Baldwin | 9005003 | 4 | Flapper Valve | 1998-12-01 | FALSE | 1998-12-01 | FALSE | Temporarily out of use | Diesel | 3000 | Steel-Impressed Current | 1983-01-01 |  | Steel (Impressed Current) | Pressurized
JET FOODS #32 | 155 ROBERSON MILL RD | MILLEDGEVILLE | Baldwin | 9005011 | 3 |  | 1991-07-01 |  | 1991-07-01 |  | Currently in Use | Gas (Historical Use) | 10000 | Composite | 1990-07-01 |  | Fiberglass Reinforced Plastic | Pressurized
JET FOODS #29 | 301 EAST HANCOCK ST | MILLEDGEVILLE | Baldwin | 9005013 | 3 | Flapper Valve | 1991-07-01 | FALSE | 1991-07-01 | FALSE | Currently in Use | Regular | 8000 | Composite | 1990-01-01 |  | Fiberglass Reinforced Plastic | Pressurized
GA DEPT PUBLIC SAFETY/GA STATE P | 2525 WEST HANCOCK ST | MILLEDGEVILLE | Baldwin | 9005015 | 1 | [5 empty] | Removed from Ground | Gas (Historical Use) | 6000 | Bare Steel | 1972-03-04 | 1994-06-01 | Galvanized Steel | Suction (American)
HUFFS SERVICE STATION | 488 HWY 49 WEST | MILLEDGEVILLE | Baldwin | 9005026 | 5 | Flapper Valve | 1998-12-01 | FALSE | 1998-12-01 | FALSE | Removed from Ground | Diesel | 2000 | Steel-Impressed Current | 1969-01-01 |  |  | Safe Suction (Euro)
DOUBLE SIX OIL CO | 960 NORTH COLUMBIA ST | MILLEDGEVILLE | Baldwin | 4050108 | 4 | [5 empty] | Removed from Ground | Gas (Historical Use) | 6000 | Bare Steel | 1965-04-04 | 1990-03-01 | Galvanized Steel
DOUBLE SIX OIL CO | 960 NORTH COLUMBIA ST | MILLEDGEVILLE | Baldwin | 4050108 | 5 |  |  | TRUE |  | TRUE | Removed from Ground | Used Oil | 550 | Bare Steel | 1965-04-04 | 1990-03-01 | Galvanized Steel
JET FOOD #69 | 2783 NORTH COLUMBIA ST NE | MILLEDGEVILLE | Baldwin | 4050106 | 4 |  | 2000-03-27 |  | 2000-03-27 |  | Currently in Use | Gas (Historical Use) | 12000 | Composite | 2000-02-22 |  | Fiberglass Reinforced Plastic | Pressurized
GOLDEN PANTRY #101 | 2335 NORTH COLUMBIA ST | MILLEDGEVILLE | Baldwin | 9005002 | 4 |  | 1997-11-04 |  | 1997-11-04 |  | Removed from Ground | Gas (Historical Use) | 8020 | Steel-Impressed Current | 1983-01-01 | 1899-12-31 | Cathodically Protected | Pressurized
GOLDEN PANTRY #101 | 2335 NORTH COLUMBIA ST | MILLEDGEVILLE | Baldwin | 9005002 | 1 |  | 1997-11-04 |  | 1997-11-04 |  | Removed from Ground | Gas (Historical Use) | 10000 | Steel-Impressed Current | 1983-01-01 | 1899-12-31 | Cathodically Protected | Pressurized
GLO OIL CO | 801 SOUTH ELBERT ST | MILLEDGEVILLE | Baldwin | 9005016 | 1 | [5 empty] | Removed from Ground | Gas (Historical Use) | 6000 | Not Marked/Unknown | 1995-01-01 | 1995-01-01 | Not Marked
K&C SHORT STOP | 405 SPARTA HWY | MILLEDGEVILLE | Baldwin | 9005017 | 3 | Flapper Valve | 1988-09-16 | FALSE | 1988-09-16 | FALSE | Currently in Use | Plus | 4000 | Galvanic (STIP-3) | 1988-09-16 |  |  | Safe Suction (Euro)
Lake Sinclair Bait & Tackle | 2979 A N COLUMBIA NE | MILLEDGEVILLE | Baldwin | 9005019 | 1 |  | 1989-08-01 |  | 1989-08-01 |  | Currently in Use | Gas (Historical Use) | 8000 | Cathodically Protected Steel | 1989-08-01 |  | Fiberglass Reinforced Plastic | Pressurized
BALDWIN CO FIRE DEPT | 312 ALLEN MEMORIAL DR | MILLEDGEVILLE | Baldwin | 9005022 | 1 | [5 empty] | Removed from Ground | Diesel | 2000 | Bare Steel | 1999-09-28 | 1999-09-28 | Bare Steel | Safe Suction (Euro)
FRAZIER 66 SVC STA | 1051 SOUTH ELBERT ST | MILLEDGEVILLE | Baldwin | 4050107 | 3 | [5 empty] | Removed from Ground | Gas (Historical Use) | 4000 | Bare Steel | 1965-04-04 | 1998-07-02 | Galvanized Steel
AVERY'S GROCERY | GA HWY 212 N | MILLEDGEVILLE | Baldwin | 4050100 | 2 | [5 empty] | Permanently Out Of Use | Gas (Historical Use) | 560 | Bare Steel | 1966-05-02 | 1970-01-01 | Galvanized Steel | Suction (American)
747 GAS & FOOD MART | 191 WEST ANDREWS ST | MILLEDGEVILLE | Baldwin | 9005007 | 3 |  | 1989-05-01 | FALSE | 1989-05-01 | FALSE | Removed from Ground | Gas (Historical Use) | 4000 | Galvanic (STIP-3) | 1989-05-01 |  |  | Pressurized
JET FOODS #29 | 301 EAST HANCOCK ST | MILLEDGEVILLE | Baldwin | 9005013 | 1 | Flapper Valve | 1991-07-01 | FALSE | 1991-07-01 | FALSE | Currently in Use | Premium | 8000 | Composite | 1990-01-01 |  | Fiberglass Reinforced Plastic | Pressurized
BOOKER T KUNTRY STORE | 521 SPARTA HWY | MILLEDGEVILLE | Baldwin | 9005020 | 3 |  | 1996-01-01 |  | 1996-01-01 |  | Removed from Ground | Gas (Historical Use) | 3000 | Bare Steel | 1999-12-08 | 1999-12-08 | Galvanized Steel | Suction (American)
JET FOOD #69 | 2783 NORTH COLUMBIA ST NE | MILLEDGEVILLE | Baldwin | 4050106 | 2 | [5 empty] | Removed from Ground | Gas (Historical Use) | 2000 | Bare Steel | 1982-05-05 | 1988-12-01 | Galvanized Steel
GEORGIA COLLEGE AND STATE UNIVERSITY | 341 N WAYNE ST | MILLEDGEVILLE | Baldwin | 4050090 | 1 | [5 empty] | Removed from Ground | Gas (Historical Use) | 1000 | Cathodically Protected Steel | 1982-05-05 | 1991-01-01 | Unknown
KENNY'S COMPLETE AUTO & TIRE | 221 S WAYNE ST | MILLEDGEVILLE | Baldwin | 4050095 | 1 | Flapper Valve | 1996-07-23 | FALSE | 1996-07-23 | FALSE | Temporarily out of use | Regular | 6000 | Steel-Impressed Current | 1972-05-05 |  | Fiberglass Reinforced Plastic | Pressurized
UNCLE TOMS PLACE | 703 SPARTA HWY NE | MILLEDGEVILLE | Baldwin | 4050021 | 1 |  |  | FALSE |  | FALSE | Permanently Out of Use - historical purposes | Gas (Historical Use) | 1000 | Bare Steel | 1966-01-23 |  | Galvanized Steel
GOLDEN PANTRY #101 | 2335 NORTH COLUMBIA ST | MILLEDGEVILLE | Baldwin | 9005002 | 3 |  | 1997-11-04 |  | 1997-11-04 |  | Removed from Ground | Gas (Historical Use) | 6110 | Steel-Impressed Current | 1983-01-01 | 1899-12-31 | Cathodically Protected | Pressurized
CIRCLE K 2745097 | 3056 N COLUMBIA ST | MILLEDGEVILLE | Baldwin | 9005009 | 3 | Flapper Valve | 1998-06-15 | FALSE | 1998-06-15 | FALSE | Currently in Use | E-0 | 10000 | Steel-Impressed Current | 1984-12-01 |  | Double Walled | Pressurized
Lake Sinclair Bait & Tackle | 2979 A N COLUMBIA NE | MILLEDGEVILLE | Baldwin | 9005019 | 2 |  | 1989-08-01 |  | 1989-08-01 |  | Currently in Use | Gas (Historical Use) | 8000 | Cathodically Protected Steel | 1989-08-01 |  | Fiberglass Reinforced Plastic | Pressurized
HUFFS SERVICE STATION | 488 HWY 49 WEST | MILLEDGEVILLE | Baldwin | 9005026 | 2 | Flapper Valve | 1998-12-01 | FALSE | 1998-12-01 | FALSE | Temporarily out of use | Regular | 2000 | Steel-Impressed Current | 1969-01-01 |  |  | Safe Suction (Euro)
CHAMBERS OIL CO | 600 HAMMOCK RD | MILLEDGEVILLE | Baldwin | 4050092 | 6 | Ball Float | 1989-04-01 | FALSE | 1989-04-01 | FALSE | Currently in Use | Regular | 8000 | Galvanic (STIP-3) | 1989-04-18 |  | Fiberglass Reinforced Plastic | Pressurized
CHAMBERS OIL CO | 600 HAMMOCK RD | MILLEDGEVILLE | Baldwin | 4050092 | 8 | Ball Float | 2005-05-01 | FALSE | 2005-05-01 | FALSE | Currently in Use | Diesel | 10000 |  | 2005-05-01 |  | Double-Walled Flex | Pressurized
LITTLE RIVER PARK | 3069 N COLUMBIA ST N | MILLEDGEVILLE | Baldwin | 4050096 | 4 | Flapper Valve | 1990-01-01 | FALSE | 1990-01-01 | FALSE | Currently in Use | Regular | 3000 | Galvanic (STIP-3) | 1989-12-15 |  | Fiberglass Reinforced Plastic | Suction (American)
JET FOOD #69 | 2783 NORTH COLUMBIA ST NE | MILLEDGEVILLE | Baldwin | 4050106 | 5 |  | 2000-03-27 |  | 2000-03-27 |  | Currently in Use | Gas (Historical Use) | 8000 | Composite | 2000-02-22 |  | Fiberglass Reinforced Plastic | Pressurized
H & S ONE STOP | 610 HWY 49 WEST | MILLEDGEVILLE | Baldwin | 4050104 | 2 | [5 empty] | Removed from Ground | Gas (Historical Use) | 2000 | Cathodically Protected Steel | 1980-05-02 | 1987-06-01 | Galvanized Steel | Safe Suction (Euro)
CIRCLE K 2745097 | 3056 N COLUMBIA ST | MILLEDGEVILLE | Baldwin | 9005009 | 4 | Flapper Valve | 1998-06-15 |  | 1998-06-15 |  | Currently in Use | Diesel | 4000 | Steel-Impressed Current | 1984-12-01 |  | Double Walled | Pressurized
JET FOODS #29 | 301 EAST HANCOCK ST | MILLEDGEVILLE | Baldwin | 9005013 | 4 |  | 2013-02-01 |  | 2013-02-01 |  | Currently in Use | Diesel | 8000 | Composite Double Walled | 2013-02-01 |  | Double-Walled Fiberglass | Pressurized
VACANT BLDG | 2675 NORTH COLUMBIA ST | MILLEDGEVILLE | Baldwin | 9005014 | 2 | [5 empty] | Removed from Ground | Diesel | 1000 | Bare Steel | 1994-02-09 | 1994-02-09 | Galvanized Steel
JET FOOD STORE #6 | 2015 IRWINTON RD | MILLEDGEVILLE | Baldwin | 9005021 | 2 |  | 1997-05-01 |  | 1997-05-01 |  | Currently in Use | Gas (Historical Use) | 8000 | Steel-Impressed Current | 1995-08-30 |  |  | Pressurized
JET FOOD #69 | 2783 NORTH COLUMBIA ST NE | MILLEDGEVILLE | Baldwin | 4050106 | 6 |  | 2000-03-27 |  | 2000-03-27 |  | Currently in Use | Diesel | 5000 | Composite | 2000-02-22 |  | Fiberglass Reinforced Plastic | Pressurized
AVERY'S GROCERY | GA HWY 212 N | MILLEDGEVILLE | Baldwin | 4050100 | 1 | [5 empty] | Removed from Ground | Gas (Historical Use) | 1000 | Bare Steel | 1981-05-02 | 1999-07-01 | Galvanized Steel | Suction (American)
T&S HARDWOOD | PO BOX 1233 | MILLEDGEVILLE | Baldwin | 4050091 | 1 | [5 empty] | Removed from Ground | Diesel | 1000 | Bare Steel | 1979-05-06 | 1989-03-01 | Galvanized Steel
CHAMBERS OIL CO | 600 HAMMOCK RD | MILLEDGEVILLE | Baldwin | 4050092 | 9B | Ball Float | 2005-05-01 | FALSE | 2005-05-01 | FALSE | Currently in Use | Premium | 4000 |  | 2005-05-01 |  | Double-Walled Flex | Pressurized
JET FOOD STORE #50 | 100 HWY 22 W | MILLEDGEVILLE | Baldwin | 4050097 | 3 | [5 empty] | Removed from Ground | Gas (Historical Use) | 2000 | Bare Steel | 1978-05-02 | 1995-11-28 | Galvanized Steel | Safe Suction (Euro)
STOP N SAVE | 844 WEST MONTGOMERY ST | MILLEDGEVILLE | Baldwin | 9005003 | 3 | Flapper Valve | 1998-12-01 | FALSE | 1998-12-01 | FALSE | Temporarily out of use | E-10 | 6000 | Steel-Impressed Current | 1983-01-01 |  | Steel (Impressed Current) | Pressurized
GLO OIL CO | 801 SOUTH ELBERT ST | MILLEDGEVILLE | Baldwin | 9005016 | 3 | [5 empty] | Removed from Ground | Gas (Historical Use) | 4000 | Not Marked/Unknown | 1995-01-01 | 1995-01-01 | Not Marked
K&C SHORT STOP | 405 SPARTA HWY | MILLEDGEVILLE | Baldwin | 9005017 | 1 | Flapper Valve | 1988-09-16 | FALSE | 1988-09-16 | FALSE | Currently in Use | E-0 | 4000 | Galvanic (STIP-3) | 1988-09-16 |  |  | Safe Suction (Euro)
BALDWIN CO FIRE DEPT | 312 ALLEN MEMORIAL DR | MILLEDGEVILLE | Baldwin | 9005022 | 3 |  | 1999-10-25 | FALSE | 1999-10-25 | FALSE | Temporarily out of use | Gas (Historical Use) | 2000 | Epoxy | 1999-10-25 |  |  | Pressurized
CIRCLE K 2745097 | 3056 N COLUMBIA ST | MILLEDGEVILLE | Baldwin | 9005009 | 5 | [5 empty] | Removed from Ground | Kerosene | 1000 | Cathodically Protected Steel | 1984-12-01 | 1998-05-26 | Galvanized Steel | Safe Suction (Euro)
JET FOODS #33 | 1966 N JEFFERSON ST | MILLEDGEVILLE | Baldwin | 9005012 | 1 |  | 1990-08-01 |  | 1990-08-01 |  | Currently in Use | Gas (Historical Use) | 10000 | Fiberglass | 1991-01-01 |  | Fiberglass Reinforced Plastic | Pressurized
VACANT BLDG | 2675 NORTH COLUMBIA ST | MILLEDGEVILLE | Baldwin | 9005014 | 1 | [5 empty] | Removed from Ground | Gas (Historical Use) | 1000 | Bare Steel | 1994-02-09 | 1994-02-09 | Galvanized Steel
BOOKER T KUNTRY STORE | 521 SPARTA HWY | MILLEDGEVILLE | Baldwin | 9005020 | 6 |  | 1998-12-15 |  | 1998-12-15 |  | Temporarily out of use | Gas (Historical Use) | 4000 | Cathodically Protected Steel | 1998-12-10 |  | Fiberglass Reinforced Plastic | Pressurized
FRAZIER 66 SVC STA | 1051 SOUTH ELBERT ST | MILLEDGEVILLE | Baldwin | 4050107 | 4 |  |  | TRUE |  | TRUE | Removed from Ground | Used Oil | 550 | Bare Steel | 1965-04-04 | 1998-07-02 | Galvanized Steel
CHAMBERS OIL CO | 600 HAMMOCK RD | MILLEDGEVILLE | Baldwin | 4050092 | 7 | Ball Float | 1989-04-01 | FALSE | 1989-04-01 | FALSE | Currently in Use | Diesel Off Road | 6000 | Galvanic (STIP-3) | 1989-04-18 |  | Fiberglass Reinforced Plastic | Pressurized
CHAMBERS OIL CO | 600 HAMMOCK RD | MILLEDGEVILLE | Baldwin | 4050092 | 4 |  |  | TRUE |  | TRUE | Removed from Ground | Used Oil | 500 | Bare Steel | 1974-05-02 | 1996-03-25 | Galvanized Steel | Safe Suction (Euro)
CHAMBERS OIL CO | 600 HAMMOCK RD | MILLEDGEVILLE | Baldwin | 4050092 | 5 | Flapper Valve | 1989-04-01 | FALSE | 1989-04-01 | FALSE | Currently in Use | Diesel | 10000 | Galvanic (STIP-3) | 1989-04-18 |  | Fiberglass Reinforced Plastic | Pressurized
LITTLE RIVER PARK | 3069 N COLUMBIA ST N | MILLEDGEVILLE | Baldwin | 4050096 | 3 | Flapper Valve | 1990-01-01 | FALSE | 1990-01-01 | FALSE | Currently in Use | Plus | 1000 | Galvanic (STIP-3) | 1989-12-15 |  | Fiberglass Reinforced Plastic | Suction (American)
LITTLE RIVER PARK | 3069 N COLUMBIA ST N | MILLEDGEVILLE | Baldwin | 4050096 | 2 | [5 empty] | Removed from Ground | Gas (Historical Use) | 2000 | Bare Steel | 1974-05-01 | 1995-01-02 | Galvanized Steel
FAMILY FOOD STORE #447 | 1561 VINSON HWY | MILLEDGEVILLE | Baldwin | 4050112 | 1 | Flapper Valve | 1992-01-01 | FALSE | 1992-01-01 | FALSE | Currently in Use | Plus | 8000 | Steel-Impressed Current | 1980-05-05 |  |  | Pressurized
BOOKER T KUNTRY STORE | 521 SPARTA HWY | MILLEDGEVILLE | Baldwin | 9005020 | 5 |  | 1998-12-15 |  | 1998-12-15 |  | Currently in Use | Gas (Historical Use) | 6000 | Cathodically Protected Steel | 1998-12-10 |  | Fiberglass Reinforced Plastic | Pressurized
K&C SHORT STOP | 405 SPARTA HWY | MILLEDGEVILLE | Baldwin | 9005017 | 2 | Flapper Valve | 1988-09-16 | FALSE | 1988-09-16 | FALSE | Currently in Use | E-0 | 4000 | Galvanic (STIP-3) | 1988-09-16 |  |  | Safe Suction (Euro)
BOOKER T KUNTRY STORE | 521 SPARTA HWY | MILLEDGEVILLE | Baldwin | 9005020 | 2 |  | 1996-01-01 |  | 1996-01-01 |  | Removed from Ground | Gas (Historical Use) | 3000 | Bare Steel | 1999-12-08 | 1999-12-08 | Galvanized Steel | Suction (American)
AVERY'S GROCERY | GA HWY 212 N | MILLEDGEVILLE | Baldwin | 4050100 | 3 | [5 empty] | Permanently Out Of Use | Gas (Historical Use) | 560 | Bare Steel | 1966-05-02 | 1970-01-01 | Galvanized Steel | Suction (American)
CHAMBER'S FINA | 451 WEST MONTGOMERY ST | MILLEDGEVILLE | Baldwin | 4050102 | 3 | [5 empty] | Removed from Ground | Gas (Historical Use) | 3000 | Bare Steel | 1966-05-02 | 1899-12-31 | Galvanized Steel
CHAMBERS OIL CO | 600 HAMMOCK RD | MILLEDGEVILLE | Baldwin | 4050092 | 1 | [5 empty] | Removed from Ground | Gas (Historical Use) | 500 | Bare Steel | 1974-05-02 | 1996-03-25 | Galvanized Steel | Suction (American)
CIRCLE K 2745097 | 3056 N COLUMBIA ST | MILLEDGEVILLE | Baldwin | 9005009 | 1 | Flapper Valve | 1998-06-15 |  | 1998-06-15 |  | Currently in Use | Gas (Historical Use) | 10000 | Steel-Impressed Current | 1984-12-01 |  | Double Walled | Pressurized
JAMES CATES | 1580 N COLUMBIA ST | MILLEDGEVILLE | Baldwin | 4050098 | 3 | [5 empty] | Removed from Ground | Gas (Historical Use) | 2000 | Bare Steel | 1976-05-02 | 1997-08-19 | Fiberglass Reinforced Plastic | Suction (American)
PEAVY'S SVC CENTER/ALFRED-PEAVY | 641 SOUTH WAYNE ST | MILLEDGEVILLE | Baldwin | 4050065 | 1 | [5 empty] | Removed from Ground | Gas (Historical Use) | 3000 | Bare Steel | 1968-04-22 | 1993-04-28 | Galvanized Steel
GA POWER/MILLEDGEVILLE OPER HQ | 800 GARRETT WAY | MILLEDGEVILLE | Baldwin | 4050067 | 1 | [5 empty] | Closed in Ground | Gas (Historical Use) | 10000 | Bare Steel | 1952-12-31 | 1992-04-07 | Galvanized Steel | Pressurized
JET FOOD STORE #59 | 1111 S WAYNE ST | MILLEDGEVILLE | Baldwin | 4050069 | 4 |  | 1990-01-01 |  | 1990-01-01 |  | Currently in Use | Diesel | 10000 | Steel-Impressed Current | 1983-12-01 |  | Double-Walled Fiberglass | Pressurized
JET FOOD STORE #59 | 1111 S WAYNE ST | MILLEDGEVILLE | Baldwin | 4050069 | 1 |  | 1990-01-01 |  | 1990-01-01 |  | Currently in Use | Gas (Historical Use) | 10000 | Steel-Impressed Current | 1983-12-01 |  | Cathodically Protected | Pressurized
HUFFS SERVICE STATION | 488 HWY 49 WEST | MILLEDGEVILLE | Baldwin | 9005026 | 3 | Flapper Valve | 1998-12-01 | FALSE | 1998-12-01 | FALSE | Temporarily out of use | Regular | 2000 | Steel-Impressed Current | 1969-01-01 |  |  | Safe Suction (Euro)
JET FOOD #69 | 2783 NORTH COLUMBIA ST NE | MILLEDGEVILLE | Baldwin | 4050106 | 3 | [5 empty] | Removed from Ground | Gas (Historical Use) | 2000 | Bare Steel | 1982-05-05 | 1988-12-01 | Galvanized Steel
BOOKER T KUNTRY STORE | 521 SPARTA HWY | MILLEDGEVILLE | Baldwin | 9005020 | 7 |  | 1998-12-15 | FALSE | 1998-12-15 | FALSE | Currently in Use | Diesel | 4000 | Galvanic (STIP-3)/Sacrificial Anodes | 1998-12-10 |  | Fiberglass Reinforced Plastic | Pressurized
BALDWIN CO FIRE DEPT | 312 ALLEN MEMORIAL DR | MILLEDGEVILLE | Baldwin | 9005022 | 2 | [5 empty] | Removed from Ground | Gas (Historical Use) | 2000 | Bare Steel | 1999-09-28 | 1999-09-28 | Bare Steel | Safe Suction (Euro)
H & S ONE STOP | 610 HWY 49 WEST | MILLEDGEVILLE | Baldwin | 4050104 | 6 | Flapper Valve | 1998-07-09 | FALSE | 1998-07-09 | FALSE | Currently in Use | Diesel | 2000 | Galvanic (STIP-3) | 1998-07-09 |  | Double-Walled Flex | Safe Suction (Euro)
GEORGIA COLLEGE AND STATE UNIVERSITY | 341 N WAYNE ST | MILLEDGEVILLE | Baldwin | 4050090 | 2 | [5 empty] | Removed from Ground | Gas (Historical Use) | 1000 | Cathodically Protected Steel | 1982-05-05 | 1991-01-01 | Unknown
CHAMBERS OIL CO | 600 HAMMOCK RD | MILLEDGEVILLE | Baldwin | 4050092 | 3 | [5 empty] | Removed from Ground | Other | 2000 | Bare Steel | 1982-05-02 | 1996-03-25 | Galvanized Steel | Suction (American)
JET FOOD STORE #59 | 1111 S WAYNE ST | MILLEDGEVILLE | Baldwin | 4050069 | 2 |  | 1990-01-01 | FALSE | 1990-01-01 | FALSE | Closed in Ground | Gas (Historical Use) | 10000 | Steel-Impressed Current | 1983-12-01 |  |  | Pressurized
S and K Short Stop | 3041 N COLUMBIA ST | MILLEDGEVILLE | Baldwin | 4050016 | 1 | Flapper Valve | 1997-04-02 | FALSE | 1997-04-02 | FALSE | Currently in Use | Regular | 8000 | Steel-Impressed Current | 1981-01-23 |  | Fiberglass Reinforced Plastic | Pressurized
RIVERSIDE | 107 OLD RIVER BRIDGE RD | MILLEDGEVILLE | Baldwin | 4050018 | 1 |  | 1997-04-01 | FALSE | 1997-04-01 | FALSE | Currently in Use | Gas (Historical Use) | 4000 | STIP-3/Impressed Current | 1986-01-23 |  | Cathodically Protected | Pressurized
PEAVY'S SVC CENTER/ALFRED-PEAVY | 641 SOUTH WAYNE ST | MILLEDGEVILLE | Baldwin | 4050065 | 4 | [5 empty] | Removed from Ground | Gas (Historical Use) | 3000 | Bare Steel | 1968-04-22 | 1993-05-19 | Galvanized Steel
JET FOOD STORE #59 | 1111 S WAYNE ST | MILLEDGEVILLE | Baldwin | 4050069 | 5 |  | 1990-01-01 |  | 1990-01-01 |  | Currently in Use | Kerosene | 4000 | Steel-Impressed Current | 1983-12-01 |  | Cathodically Protected | Pressurized
JET FOODS #33 | 1966 N JEFFERSON ST | MILLEDGEVILLE | Baldwin | 9005012 | 3 |  | 1990-08-01 |  | 1990-08-01 |  | Currently in Use | Gas (Historical Use) | 10000 | Fiberglass | 1991-01-01 |  | Fiberglass Reinforced Plastic | Pressurized
Lake Sinclair Bait & Tackle | 2979 A N COLUMBIA NE | MILLEDGEVILLE | Baldwin | 9005019 | 3 |  | 1989-08-01 |  | 1989-08-01 |  | Currently in Use | Gas (Historical Use) | 8000 | Cathodically Protected Steel | 1989-08-01 |  | Fiberglass Reinforced Plastic | Pressurized
HUFFS SERVICE STATION | 488 HWY 49 WEST | MILLEDGEVILLE | Baldwin | 9005026 | 1 | Flapper Valve | 1998-12-01 | FALSE | 1998-12-01 | FALSE | Temporarily out of use | Regular | 2000 | Steel-Impressed Current | 1969-01-01 |  |  | Safe Suction (Euro)
H & S ONE STOP | 610 HWY 49 WEST | MILLEDGEVILLE | Baldwin | 4050104 | 1 | [5 empty] | Removed from Ground | Gas (Historical Use) | 2000 | Cathodically Protected Steel | 1980-05-02 | 1987-06-01 | Galvanized Steel | Safe Suction (Euro)
VOUGHT AIRCRAFT INDUSTRIES INC | 90 HWY 22 WEST | MILLEDGEVILLE | Baldwin | 4050089 | 4 | [5 empty] | Closed in Ground | Diesel | 6000 | Bare Steel | 1975-06-15 | 2001-10-03 | Not Marked
VOUGHT AIRCRAFT INDUSTRIES INC | 90 HWY 22 WEST | MILLEDGEVILLE | Baldwin | 4050089 | 1A | [5 empty] | Removed from Ground | Other | 2500 | Bare Steel | 1977-05-07 | 2000-12-01 | Bare Steel
CHAMBERS OIL CO | 600 HAMMOCK RD | MILLEDGEVILLE | Baldwin | 4050092 | 2 | [5 empty] | Removed from Ground | Diesel | 3000 | Bare Steel | 1974-05-02 | 1996-03-25 | Galvanized Steel | Suction (American)
JAMES CATES | 1580 N COLUMBIA ST | MILLEDGEVILLE | Baldwin | 4050098 | 1 | [5 empty] | Removed from Ground | Gas (Historical Use) | 1000 | Bare Steel | 1971-05-03 | 1997-08-19 | Galvanized Steel | Suction (American)
GA POWER/MILLEDGEVILLE OPER HQ | 800 GARRETT WAY | MILLEDGEVILLE | Baldwin | 4050067 | 618440 |  | 1992-04-09 |  | 1992-04-09 |  | Removed from Ground | Gas (Historical Use) | 10000 | Fiberglass | 1992-04-09 | 2004-08-02 | Fiberglass Reinforced Plastic | Pressurized
CLOSED LOCATION | GA HWY 112 S | MILLEDGEVILLE | Baldwin | 4050110 | 2 | [5 empty] | Removed from Ground | Gas (Historical Use) | 1000 | Bare Steel | 1971-05-07 | 1998-06-01 | Galvanized Steel
SINCLAIR MARINA | 170 SINCLAIR MARINE RD NE | MILLEDGEVILLE | Baldwin | 4050026 | 4 | Flapper Valve | 2012-05-30 | FALSE | 2012-05-30 | FALSE | Currently in Use | Regular | 12000 | Epoxy Double-Walled | 2012-05-30 |  | Double-Walled Flex | Pressurized
BALDWIN COUNTY/SCHOOL BUS GARAGE | 441 S CLARK ST | MILLEDGEVILLE | Baldwin | 9005006 | 2 |  | 1990-11-29 |  | 1990-11-19 |  | Removed from Ground | Gas (Historical Use) | 3000 | Cathodically Protected Steel | 1987-08-18 | 2002-08-27 | Cathodically Protected
H & S ONE STOP | 610 HWY 49 WEST | MILLEDGEVILLE | Baldwin | 4050104 | 3 | [5 empty] | Removed from Ground | Gas (Historical Use) | 2000 | Cathodically Protected Steel | 1980-05-02 | 1987-06-01 | Galvanized Steel | Safe Suction (Euro)
CHAMBERS OIL CO | 600 HAMMOCK RD | MILLEDGEVILLE | Baldwin | 4050092 | 9A | Ball Float | 2005-05-01 | FALSE | 2005-05-01 | FALSE | Currently in Use | E-10 | 8000 |  | 2005-05-01 |  | Double-Walled Flex | Pressurized
FOWLER FLEMISTER CONCRETE INC | 711 NORTH WILKINSON ST | MILLEDGEVILLE | Baldwin | 4050093 | 3 |  |  | FALSE |  | FALSE | Closed in Ground | Empty | 1000 | Bare Steel | 1961-03-24 | 1983-01-01 | Bare Steel
KENNY'S COMPLETE AUTO & TIRE | 221 S WAYNE ST | MILLEDGEVILLE | Baldwin | 4050095 | 2 | Flapper Valve | 1996-07-23 | FALSE | 1996-07-23 | FALSE | Temporarily out of use | Plus | 8000 | Steel-Impressed Current | 1972-05-05 |  | Fiberglass Reinforced Plastic | Pressurized
JET FOOD STORE #50 | 100 HWY 22 W | MILLEDGEVILLE | Baldwin | 4050097 | 6 | Flapper Valve | 1996-02-01 | FALSE | 1996-02-01 | FALSE | Currently in Use | Regular | 10000 | Epoxy | 1996-02-17 |  | Fiberglass Reinforced Plastic | Pressurized
LARRY PEAVY | 119 MEIERS CIRCLE | MILLEDGEVILLE | Baldwin | 4050114 | 1 | [5 empty] | Removed from Ground | Diesel | 3000 | Bare Steel | 1984-01-01 | 1998-08-05 | Galvanized Steel | Suction (American)
S and K Short Stop | 3041 N COLUMBIA ST | MILLEDGEVILLE | Baldwin | 4050016 | 2 | Flapper Valve | 1997-04-02 | FALSE | 1997-04-02 | FALSE | Currently in Use | E-10 | 8000 | Steel-Impressed Current | 1981-01-23 |  | Fiberglass Reinforced Plastic | Pressurized
RIVERSIDE | 107 OLD RIVER BRIDGE RD | MILLEDGEVILLE | Baldwin | 4050018 | 2 |  | 1997-04-01 | FALSE | 1997-04-01 | FALSE | Currently in Use | Gas (Historical Use) | 4000 | STIP-3/Impressed Current | 1986-01-23 |  | Cathodically Protected | Pressurized
UNCLE TOMS PLACE | 703 SPARTA HWY NE | MILLEDGEVILLE | Baldwin | 4050021 | 3 |  |  | FALSE |  | FALSE | Permanently Out of Use - historical purposes | Gas (Historical Use) | 550 | Bare Steel | 1966-01-23 |  | Galvanized Steel
MILLEDGEVILLE PLANT | GA HWY 22 WEST | MILLEDGEVILLE | Baldwin | 4050023 | GASOLINE | [5 empty] | Removed from Ground | Gas (Historical Use) | 550 | Bare Steel | 1974-01-07 | 1988-06-01 | Galvanized Steel
SUNSHINE FOOD | 153 ALLEN MEMORIAL DR | MILLEDGEVILLE | Baldwin | 9005008 | 2 | Ball Float | 1991-01-12 | FALSE |  | FALSE | Currently in Use | Premium | 4000 | Galvanic (STIP-3) | 1991-01-12 |  |  | Pressurized
JET FOODS #32 | 155 ROBERSON MILL RD | MILLEDGEVILLE | Baldwin | 9005011 | 1 |  | 1991-07-01 |  | 1991-07-01 |  | Currently in Use | Gas (Historical Use) | 10000 | Composite | 1990-07-01 |  | Fiberglass Reinforced Plastic | Pressurized
JET FOODS #29 | 301 EAST HANCOCK ST | MILLEDGEVILLE | Baldwin | 9005013 | 2 | Flapper Valve | 1991-07-01 | FALSE | 1991-07-01 | FALSE | Currently in Use | Regular | 8000 | Composite | 1990-01-01 |  | Fiberglass Reinforced Plastic | Pressurized
GA DEPT PUBLIC SAFETY/GA STATE P | 2525 WEST HANCOCK ST | MILLEDGEVILLE | Baldwin | 9005015 | 2 | [5 empty] | Removed from Ground | Gas (Historical Use) | 10000 | Cathodically Protected Steel | 1994-06-10 | 2000-03-15 | Fiberglass Reinforced Plastic | Safe Suction (Euro)
DOUBLE SIX OIL CO | 960 NORTH COLUMBIA ST | MILLEDGEVILLE | Baldwin | 4050108 | 2 | [5 empty] | Removed from Ground | Gas (Historical Use) | 15000 | Bare Steel | 1965-04-04 | 1990-03-01 | Galvanized Steel
VOUGHT AIRCRAFT INDUSTRIES INC | 90 HWY 22 WEST | MILLEDGEVILLE | Baldwin | 4050089 | 3 | [5 empty] | Closed in Ground | Diesel | 10000 | Bare Steel | 1975-06-15 | 2001-10-03 | Not Marked
Anchors Marina Sinclair, LLC | 140 BASS RD | MILLEDGEVILLE | Baldwin | 4050007 | 3A | Flapper Valve | 1999-01-10 | FALSE | 1999-01-10 | FALSE | Currently in Use | Plus | 9000 | Epoxy | 1988-01-01 |  | Double-Walled Flex | Pressurized
MARATHON SELF SERVE | 1615 N COLUMBIA ST | MILLEDGEVILLE | Baldwin | 4050011 | 4 |  | 1994-10-12 |  | 1994-10-12 |  | Removed from Ground | Diesel | 10000 | Cathodically Protected Steel | 1981-01-23 | 2016-06-08 | Fiberglass Reinforced Plastic | Pressurized
MARATHON SELF SERVE | 1615 N COLUMBIA ST | MILLEDGEVILLE | Baldwin | 4050011 | 5 |  | 1994-10-12 |  | 1994-10-12 |  | Removed from Ground | Kerosene | 1000 | Cathodically Protected Steel | 1994-01-01 | 2016-06-08 | Fiberglass Reinforced Plastic | Safe Suction (Euro)
BRETTS GULF | 241 EAST HANCOCK ST | MILLEDGEVILLE | Baldwin | 50126 | 4 | [5 empty] | Removed from Ground | Gas (Historical Use) | 1000 | Bare Steel | 1979-03-15 | 1998-11-05 | Galvanized Steel | Suction (American)
BRETTS GULF | 241 EAST HANCOCK ST | MILLEDGEVILLE | Baldwin | 50126 | 5 | [5 empty] | Removed from Ground | Diesel | 1000 | Bare Steel | 1979-03-15 | 1998-11-05 | Galvanized Steel | Suction (American)
MIDDLE GA CORRECTIONAL COMPLEX | IRELAND DR | MILLEDGEVILLE | Baldwin | 50129 | 2 | [5 empty] | Removed from Ground | Gas (Historical Use) | 500 | Bare Steel | 1983-01-02 | 1996-12-17 | Galvanized Steel
FRIENDLY GUS #16 | 118 HWY 49 W | MILLEDGEVILLE | Baldwin | 4250118 | 283-1 | [5 empty] | Removed from Ground | Gas (Historical Use) | 5000 | Bare Steel | 1958-05-06 | 1992-04-07 | Galvanized Steel
NESTLE FOODS CORP/KENDALL MCGRAW | US HWY 441 NORTH | MILLEDGEVILLE | Baldwin | 9000322 | 3 | [5 empty] | Removed from Ground | Diesel | 10000 | Bare Steel | 1973-01-18 | 1999-08-01 | Bare Steel
EJS SELF SERVICE | 1698 N COLUMBIA ST | MILLEDGEVILLE | Baldwin | 9000625 | 9 |  | 1998-09-28 | FALSE | 1998-09-28 | FALSE | Removed from Ground | Kerosene | 3000 | Composite | 1998-09-28 | 2016-08-31 | Fiberglass Reinforced Plastic | Suction (American)
EJS SELF SERVICE | 1698 N COLUMBIA ST | MILLEDGEVILLE | Baldwin | 9000625 | 6 |  | 1990-09-25 | FALSE | 1990-09-25 | FALSE | Removed from Ground | Gas (Historical Use) | 8000 | Composite | 1990-06-25 | 2016-08-31 | Fiberglass Reinforced Plastic | Pressurized
KROGER GA 694 | 2809 N COLUMBIA ST | MILLEDGEVILLE | Baldwin | 10002039 | 2A | Overfill Alarm | 2015-08-04 | FALSE | 2015-08-04 | FALSE | Currently in Use | Diesel | 10000 | Fiberglass Double Walled | 2011-08-18 |  | Double-Walled Flex | Pressurized
MURPHY USA #7815 | 2586 N COLUMBIA ST | MILLEDGEVILLE | Baldwin | 10000620 | 1 | Flapper Valve | 2004-04-28 | FALSE | 2004-04-28 | FALSE | Removed from Ground | Regular | 20000 | Fiberglass Double Walled | 2004-04-19 |  |  | Pressurized
MURPHY USA #7815 | 2586 N COLUMBIA ST | MILLEDGEVILLE | Baldwin | 10000620 | 4B |  |  | FALSE |  | FALSE | Currently in Use | Diesel | 10000 |  | 2022-03-01 |  | Double-Walled Fiberglass | Pressurized
GA FC/BALDWIN COUNTY UNIT | 2892 US HWY 441 SOUTH | MILLEDGEVILLE | Baldwin | 4050042 | 2 | [5 empty] | Removed from Ground | Diesel | 1000 | Cathodically Protected Steel | 1990-02-01 | 1994-01-31 | Cathodically Protected | Safe Suction (Euro)
GA DOT #10202/BALDWIN CO MAINT H | 161 BLANDY RD | MILLEDGEVILLE | Baldwin | 4050050 | 202D1 | [5 empty] | Removed from Ground | Diesel | 1064 | Bare Steel | 1994-11-09 | 1994-11-09 | Galvanized Steel
HIGH GBW 2014 LLC | 1200 VINSON HWY | MILLEDGEVILLE | Baldwin | 4050054 | 1 | Flapper Valve | 1996-06-18 | FALSE | 1996-06-18 | FALSE | Currently in Use | Regular | 10000 | Steel-Impressed Current | 1982-01-01 |  | Double-Walled Flex | Pressurized
BILL E IRELAND CAMPUS | 800 N GLYNN ST | MILLEDGEVILLE | Baldwin | 4050064 | 3 |  | 1997-01-01 |  | 1997-01-01 |  | Removed from Ground | Gas (Historical Use) | 2500 | Fiberglass Double Walled | 1997-01-01 | 2010-08-14 | Fiberglass Reinforced Plastic | Suction (American)
B&A SERVICE CENTER | 650 SOUTH WILKINSON ST | MILLEDGEVILLE | Baldwin | 50076 | 2 |  | 1994-09-15 | FALSE | 1994-09-15 | FALSE | Removed from Ground | Gas (Historical Use) | 10000 | Bare Steel | 1970-01-01 | 2018-05-04 | Fiberglass Reinforced Plastic | Pressurized
DEAN'S GULF | 700 SOUTH WAYNE ST | MILLEDGEVILLE | Baldwin | 4050038 | 2 | [5 empty] | Removed from Ground | Gas (Historical Use) | 6000 | Bare Steel | 1966-03-25 | 1999-05-07 | Galvanized Steel
GA FC/BALDWIN COUNTY UNIT | 2892 US HWY 441 SOUTH | MILLEDGEVILLE | Baldwin | 4050042 | 1 | [5 empty] | Removed from Ground | Diesel | 560 | Bare Steel | 1965-01-01 | 1990-04-01 | Bare Steel
GA FC-MILLEDGEVILLE DIST OFFICE | 119 HWY 49 | MILLEDGEVILLE | Baldwin | 4050043 | 3 |  | 1990-04-01 |  | 1990-04-01 |  | Removed from Ground | Gas (Historical Use) | 1000 | Galvanic (STIP-3) | 1990-04-01 | 2008-08-06 | Cathodically Protected | Safe Suction (Euro)
CIRCLE K 2745045 | 166 GA HWY 49 S | MILLEDGEVILLE | Baldwin | 4050052 | 4B |  | 2011-01-26 |  | 2011-01-26 |  | Currently in Use | Gas (Historical Use) | 4000 | Composite Double Walled | 2011-01-26 |  | Double-Walled Flex | Pressurized
ADIOM LLC | 600 N JEFFERSON St NE | MILLEDGEVILLE | Baldwin | 4050053 | 3 |  | 1996-04-18 |  | 1996-04-18 |  | Removed from Ground | Gas (Historical Use) | 3000 | Steel-Impressed Current | 1983-01-01 | 2001-03-01 | Galvanized Steel | Pressurized
MAC JOHNSON GULF | 920 NORTH COLUMBIA ST | MILLEDGEVILLE | Baldwin | 4050055 | 1 | [5 empty] | Removed from Ground | Gas (Historical Use) | 8000 | Bare Steel | 1968-03-25 | 2004-05-20 | Galvanized Steel | Pressurized
LAKESIDE/BULK PLANT | 3043 N COLUMBIA ST | MILLEDGEVILLE | Baldwin | 4050009 | 1 | Ball Float | 1997-04-02 | FALSE | 1997-04-02 | FALSE | Currently in Use | Diesel | 20000 | Steel-Impressed Current | 1981-01-23 |  | Steel (Impressed Current) | Pressurized
HASLAM'S MARINA INC | 100 MERIWETHER POINT RD NW | MILLEDGEVILLE | Baldwin | 9000179 | 1 | [5 empty] | Removed from Ground | Gas (Historical Use) | 8000 | Bare Steel | 1976-05-01 | 1999-02-01 | Galvanized Steel
Circle K 2745119 | 1935 N JEFFERSON ST | MILLEDGEVILLE | Baldwin | 50088 | 3 |  | 1998-11-17 |  | 1998-09-18 |  | Removed from Ground | Gas (Historical Use) | 6000 | Cathodically Protected Steel | 1978-01-01 | 2008-11-18 | Cathodically Protected | Suction (American)
NESTLE FOODS CORP/KENDALL MCGRAW | US HWY 441 NORTH | MILLEDGEVILLE | Baldwin | 9000322 | 2 | [5 empty] | Removed from Ground | Diesel | 10000 | Bare Steel | 1973-01-18 | 1999-08-01 | Bare Steel
K & C SHORT STOP #4 | 1660 N COLUMBIA ST | MILLEDGEVILLE | Baldwin | 10000100 | 1 | Ball Float | 2002-07-01 | FALSE | 2002-07-01 | FALSE | Currently in Use | Regular | 10000 | Fiberglass | 2002-07-01 |  | Fiberglass Reinforced Plastic | Pressurized
JET FOOD STORE #76 | 799 HWY 212 WEST | MILLEDGEVILLE | Baldwin | 10000439 | 3 |  | 2003-05-28 | FALSE | 2003-05-28 | FALSE | Currently in Use | Diesel | 5000 | Composite | 2003-05-28 |  | Double Walled | Pressurized
LADS STOP & GO | 1441 VINSON HWY | MILLEDGEVILLE | Baldwin | 4050056 | 1 |  | 1998-12-17 |  | 1998-12-17 |  | Temporarily out of use | Gas (Historical Use) | 8000 | Cathodically Protected Steel | 1984-04-25 |  | Fiberglass Reinforced Plastic | Pressurized
Anchors Marina Sinclair, LLC | 140 BASS RD | MILLEDGEVILLE | Baldwin | 4050007 | 2 | [5 empty] | Removed from Ground | Gas (Historical Use) | 2000 | Bare Steel | 1999-12-17 | 1999-12-17 | Galvanized Steel | Suction (American)
BASS BOAT HOUSE STORE | 140 BASS RD | MILLEDGEVILLE | Baldwin | 4050008 | 1 | [5 empty] | Removed from Ground | Gas (Historical Use) | 1000 | Bare Steel | 1973-01-28 | 1999-11-01 | Galvanized Steel | Safe Suction (Euro)
LAKESIDE PETROLEUM/FORMER TEXACO | 401 /402 SOUTH WAYNE ST | MILLEDGEVILLE | Baldwin | 4050012 | 3 | [5 empty] | Permanently Out Of Use | Empty | 2000 | Bare Steel | 1961-01-28 | 1995-04-25 | Unknown
GTE/MILLEDGEVILLE WAREHOUSE | 2330 RIVER RIDGE RD | MILLEDGEVILLE | Baldwin | 4090008 | 358052-2 | [5 empty] | Removed from Ground | Other | 5000 | Bare Steel | 1968-01-01 | 1989-11-01 | Galvanized Steel
GOLDEN PANTRY #96 | 204 EAST HANCOCK ST | MILLEDGEVILLE | Baldwin | 9000134 | 1 | [5 empty] | Closed in Ground | Gas (Historical Use) | 4000 | Bare Steel | 1978-05-10 | 1989-02-01 | Galvanized Steel
B&A SERVICE CENTER | 650 SOUTH WILKINSON ST | MILLEDGEVILLE | Baldwin | 50076 | 5 |  |  | FALSE |  | FALSE | Removed from Ground | Kerosene | 2000 | Bare Steel | 1970-01-01 | 2004-04-01
B&A SERVICE CENTER | 650 SOUTH WILKINSON ST | MILLEDGEVILLE | Baldwin | 50076 | 4 |  | 1994-09-15 | FALSE | 1994-09-15 | FALSE | Removed from Ground | Diesel | 6000 | Bare Steel | 1970-01-01 | 2018-05-04 | Fiberglass Reinforced Plastic | Pressurized
B&A SERVICE CENTER | 650 SOUTH WILKINSON ST | MILLEDGEVILLE | Baldwin | 50076 | 6 |  |  | FALSE |  | FALSE | Removed from Ground | Used Oil | 1000 | Bare Steel |  | 2004-04-01
Circle K 2745119 | 1935 N JEFFERSON ST | MILLEDGEVILLE | Baldwin | 50088 | 2 |  | 1998-11-17 |  | 1998-09-18 |  | Removed from Ground | Gas (Historical Use) | 8000 | Fiberglass | 1978-01-01 | 2008-11-18 | Cathodically Protected | Safe Suction (Euro)
JET FOOD STORE #76 | 799 HWY 212 WEST | MILLEDGEVILLE | Baldwin | 10000439 | 2 | Ball Float | 2003-05-28 | FALSE | 2003-05-28 | FALSE | Currently in Use | Premium | 7000 | Composite | 2003-05-28 |  | Double Walled | Pressurized
Atrium Health Navicent Baldwin | 821 N COBB ST | MILLEDGEVILLE | Baldwin | 9050040 | 2 |  |  | FALSE |  | FALSE | Removed from Ground | Diesel | 10000 | Bare Steel | 1957-01-01 | 2008-03-28 | Bare Steel
BALDWIN COUNTY AIRPORT | 216 AIRPORT ROAD | MILLEDGEVILLE | Baldwin | 9050032 | 3B |  | 1998-12-01 |  | 1998-12-01 |  | Removed from Ground | Other | 10000 | Cathodically Protected Steel | 1999-09-10 | 2016-05-25 | Cathodically Protected | Pressurized
NESTLE FOODS CORP/KENDALL MCGRAW | US HWY 441 NORTH | MILLEDGEVILLE | Baldwin | 9000322 | 11 | [5 empty] | Removed from Ground | Gas (Historical Use) | 10000 | Bare Steel | 1961-01-21 | 1986-06-19 | Bare Steel
WASHINGTON EMC | 500 HANCOCK STREET | MILLEDGEVILLE | Baldwin | 10001718 | 2 |  |  | FALSE |  | FALSE | Removed from Ground | Not Marked/Tank Removed | 1000 | Unknown | 2008-06-10 | 2008-06-10 | Unknown
SUDS & DUDS | 601 NORTH JEFFERSON STREET | MILLEDGEVILLE | Baldwin | 10000929 | 3 |  |  | FALSE |  | FALSE | Removed from Ground | Gas (Historical Use) | 4000 | Bare Steel | 2005-06-08 | 2005-06-08
BALDWIN CO BD OF COMM | 321 LINDA DRIVE | MILLEDGEVILLE | Baldwin | 9050013 | 3 | [5 empty] | Removed from Ground | Gas (Historical Use) | 6000 | Bare Steel | 1974-01-01 | 2002-01-29 | Galvanized Steel | Safe Suction (Euro)
RODS STOP-N-SHOP | 338 ALLEN MEMORIAL DR | MILLEDGEVILLE | Baldwin | 9050014 | 2 |  | 1991-11-14 | FALSE | 1991-11-14 | FALSE | Currently in Use | E-0 | 6000 | Epoxy | 1991-11-14 |  | Fiberglass Reinforced Plastic | Pressurized
DEAN'S GULF | 700 SOUTH WAYNE ST | MILLEDGEVILLE | Baldwin | 4050038 | 3 | [5 empty] | Removed from Ground | Gas (Historical Use) | 10000 | Bare Steel | 1966-03-25 | 1999-05-07 | Galvanized Steel
JOHNNY'S GROCERY | 477 GORDON HWY SW | MILLEDGEVILLE | Baldwin | 4050062 | 1 | [5 empty] | Removed from Ground | Gas (Historical Use) | 1000 | Bare Steel | 1956-04-23 | 1996-08-01 | Galvanized Steel | Safe Suction (Euro)
MARATHON SELF SERVE | 1615 N COLUMBIA ST | MILLEDGEVILLE | Baldwin | 4050011 | 2 |  | 1994-10-12 |  | 1994-10-12 |  | Removed from Ground | Gas (Historical Use) | 10000 | Cathodically Protected Steel | 1981-01-23 | 2016-06-08 | Fiberglass Reinforced Plastic | Pressurized
SWIFTY SWRVE #644 | US HWY 441 NORTH | MILLEDGEVILLE | Baldwin | 50123 | 1 | [5 empty] | Removed from Ground | Gas (Historical Use) | 4000 | Bare Steel | 1982-05-14 | 1996-08-05 | Galvanized Steel | Safe Suction (Euro)
GOLDEN PANTRY #96 | 204 EAST HANCOCK ST | MILLEDGEVILLE | Baldwin | 9000134 | 5 |  | 1989-03-01 |  | 1989-03-01 |  | Currently in Use | Gas (Historical Use) | 10000 | Double Walled | 1989-01-01 |  | Fiberglass Reinforced Plastic | Pressurized
GOLDEN PANTRY #96 | 204 EAST HANCOCK ST | MILLEDGEVILLE | Baldwin | 9000134 | 4 |  | 1989-03-01 |  | 1989-03-01 |  | Currently in Use | Gas (Historical Use) | 10000 | Double Walled | 1989-01-01 |  | Fiberglass Reinforced Plastic | Pressurized
FRIENDLY GUS #16 | 118 HWY 49 W | MILLEDGEVILLE | Baldwin | 4250118 | 1A | [5 empty] | Removed from Ground | Gas (Historical Use) | 2000 | Tank Jacket | 1992-05-01 | 2007-06-21 | Fiberglass Reinforced Plastic | Pressurized
JET FOOD STORE #61 | 1740 N COLUMBIA | MILLEDGEVILLE | Baldwin | 9050036 | 1 | Flapper Valve | 1999-06-21 | FALSE | 1999-06-21 | FALSE | Currently in Use | Regular | 12000 | Composite | 1999-06-30 |  | Fiberglass Reinforced Plastic | Pressurized
HOP-IN-#7 | 1687 N COLUMBIA ST | MILLEDGEVILLE | Baldwin | 9050039 | 2 | Ball Float | 2000-04-12 | FALSE | 2000-04-12 | FALSE | Currently in Use | Premium | 10000 | Epoxy | 2000-04-04 |  |  | Pressurized
BILL E IRELAND CAMPUS | GA HWY 22 WEST | MILLEDGEVILLE | Baldwin | 9050026 | 1 | [5 empty] | Closed in Ground | Diesel | 2000 | Bare Steel | 1994-05-01 | 1997-01-16 | Galvanized Steel
The Log Cabin | 2119 N JEFFERSON ST | MILLEDGEVILLE | Baldwin | 9050010 | 2 |  | 1998-08-01 | FALSE | 1998-08-01 | FALSE | Currently in Use | Regular | 8000 | Steel-Impressed Current | 1981-03-01 |  |  | Pressurized
GEORGIA COLLEGE | W HANCOCK ST | MILLEDGEVILLE | Baldwin | 9050005 | 4 | [5 empty] | Removed from Ground | Diesel | 750 | Bare Steel | 1990-01-31 | 1990-01-31 | Bare Steel | Suction (American)
JET FOODS #72 | 194 ROBERSON MILL RD | MILLEDGEVILLE | Baldwin | 9050033 | 1 |  | 1998-10-01 | FALSE | 1998-10-01 | FALSE | Temporarily out of use | Gas (Historical Use) | 12000 | Composite | 1998-10-01 |  | Fiberglass Reinforced Plastic | Pressurized
TEXACO CAR WASH | 1897 N COLUMBIA ST | MILLEDGEVILLE | Baldwin | 9050011 | 2 |  | 1990-01-01 | FALSE | 1990-01-01 | FALSE | Removed from Ground | Gas (Historical Use) | 6000 |  | 1990-01-03 |  |  | Pressurized
THE MARKET PLACE | 821 N COLUMBIA ST | MILLEDGEVILLE | Baldwin | 9050001 | 1&amp;2 | [5 empty] | Removed from Ground | Gas (Historical Use) | 20000 | Bare Steel | 1982-01-01 | 1991-05-01 | Galvanized Steel
BASS BOAT HOUSE STORE | 140 BASS RD | MILLEDGEVILLE | Baldwin | 4050008 | 2 | [5 empty] | Removed from Ground | Gas (Historical Use) | 2000 | Bare Steel | 1973-01-01 | 1999-11-01 | Galvanized Steel | Safe Suction (Euro)
MARATHON SELF SERVE | 1615 N COLUMBIA ST | MILLEDGEVILLE | Baldwin | 4050011 | 3 |  | 1994-10-12 |  | 1994-10-12 |  | Removed from Ground | Gas (Historical Use) | 10000 | Cathodically Protected Steel | 1981-01-23 | 2016-06-08 | Fiberglass Reinforced Plastic | Pressurized
FRIENDLY GUS #16 | 118 HWY 49 W | MILLEDGEVILLE | Baldwin | 4250118 | 1B | [5 empty] | Removed from Ground | Diesel | 5000 | Tank Jacket | 1992-05-01 | 2007-06-21 | Fiberglass Reinforced Plastic | Pressurized
KROGER GA 694 | 2809 N COLUMBIA ST | MILLEDGEVILLE | Baldwin | 10002039 | 1 | Overfill Alarm | 2015-08-04 | FALSE | 2015-08-04 | FALSE | Currently in Use | Regular | 20000 | Fiberglass Double Walled | 2011-08-18 |  | Double-Walled Flex | Pressurized
WASHINGTON EMC | 500 HANCOCK STREET | MILLEDGEVILLE | Baldwin | 10001718 | 3 |  |  | FALSE |  | FALSE | Removed from Ground | Not Marked/Tank Removed | 1000 | Unknown | 2008-06-10 | 2008-06-10 | Unknown
FORMER LYLE'S TEXACO | 751 W MONTGOMERY STREET | MILLEDGEVILLE | Baldwin | 9050035 | 3 | [5 empty] | Removed from Ground | Empty | 1000 | Bare Steel | 2000-03-01 | 2000-03-01 | Bare Steel | Safe Suction (Euro)
HOP-IN-#7 | 1687 N COLUMBIA ST | MILLEDGEVILLE | Baldwin | 9050039 | 1 | Ball Float | 2000-04-12 | FALSE | 2000-04-12 | FALSE | Currently in Use | Regular | 12000 | Epoxy | 2000-04-04 |  |  | Pressurized
BALDWIN COUNTY BOARD OF EDUCATION | 110 ABC DR | MILLEDGEVILLE | Baldwin | 10000075 | 2 |  | 2001-11-25 | FALSE | 2001-11-25 | FALSE | Currently in Use | Diesel | 15000 | Epoxy | 2001-11-13 |  | Double Walled/Sec. Containment | Pressurized
GTE/MILLEDGEVILLE WAREHOUSE | 2330 RIVER RIDGE RD | MILLEDGEVILLE | Baldwin | 4090008 | 358052-1 | [5 empty] | Removed from Ground | Gas (Historical Use) | 12000 | Fiberglass | 1985-02-28 | 1993-10-05 | Bare Steel | Pressurized
MILEDGEVILLE COCA-COLA CO | GA HWY 22 W | MILLEDGEVILLE | Baldwin | 50130 | 2 | [5 empty] | Removed from Ground | Diesel | 2000 | Not Marked/Unknown |  | 1899-12-31 | Not Marked
FRIENDLY GUS #16 | 118 HWY 49 W | MILLEDGEVILLE | Baldwin | 4250118 | 283-2 | [5 empty] | Removed from Ground | Diesel | 5000 | Bare Steel | 1974-01-01 | 1992-04-08 | Bare Steel
FRIENDLY GUS #16 | 118 HWY 49 W | MILLEDGEVILLE | Baldwin | 50118 | 2 | Flapper Valve | 1996-10-01 | FALSE | 1996-10-01 | FALSE | Currently in Use | Premium | 8000 | Galvanic (STIP-3) | 1986-01-01 |  |  | Pressurized
B&A SERVICE CENTER | 650 SOUTH WILKINSON ST | MILLEDGEVILLE | Baldwin | 50076 | 1 |  | 1994-09-15 | FALSE | 1994-09-15 | FALSE | Removed from Ground | Gas (Historical Use) | 10000 | Bare Steel | 1970-01-01 | 2018-05-04 | Fiberglass Reinforced Plastic | Pressurized
BALDWIN COUNTY BOARD OF EDUCATION | 110 ABC DR | MILLEDGEVILLE | Baldwin | 10000075 | 3 | Overfill Alarm | 2001-11-25 | FALSE | 2001-11-25 | FALSE | Currently in Use | Diesel | 15000 | Epoxy | 2001-11-13 |  | Double-Walled Fiberglass | Pressurized
The Log Cabin | 2119 N JEFFERSON ST | MILLEDGEVILLE | Baldwin | 9050010 | 1 |  | 1998-08-01 | FALSE | 1998-08-01 | FALSE | Currently in Use | Regular | 8000 | Steel-Impressed Current | 1981-03-01 |  |  | Pressurized
GA DOT #10202/BALDWIN CO MAINT H | 161 BLANDY RD | MILLEDGEVILLE | Baldwin | 4050050 | 202G2 | [5 empty] | Removed from Ground | Gas (Historical Use) | 1060 | Bare Steel | 1984-01-16 | 1999-09-29 | Galvanized Steel
ADIOM LLC | 600 N JEFFERSON St NE | MILLEDGEVILLE | Baldwin | 4050053 | 1 |  | 1996-04-18 |  | 1996-04-18 |  | Removed from Ground | Gas (Historical Use) | 6000 | Steel-Impressed Current | 1983-01-01 | 2001-03-01 | Cathodically Protected | Pressurized
WINDSTREAM MILLEDGEVILLE CENTRAL OFFICE | 750 N JEFFERSON | MILLEDGEVILLE | Baldwin | 4090009 | 3 | Flapper Valve | 1993-08-01 | FALSE | 1993-08-01 | FALSE | Currently in Use | Diesel Off Road | 2500 | Fiberglass | 1989-01-01 |  | Steel/FG Secondary containment | Suction (American)
SWIFTY SWRVE #644 | US HWY 441 NORTH | MILLEDGEVILLE | Baldwin | 50123 | 6 |  | 1996-10-25 |  | 1996-10-25 |  | Removed from Ground | Gas (Historical Use) | 10000 | Composite | 1996-10-25 | 2000-12-27 | Fiberglass Reinforced Plastic | Pressurized
GOLDEN PANTRY #96 | 204 EAST HANCOCK ST | MILLEDGEVILLE | Baldwin | 9000134 | 3 | [5 empty] | Closed in Ground | Gas (Historical Use) | 3000 | Bare Steel | 1978-05-10 | 1989-02-01 | Galvanized Steel
B&A SERVICE CENTER | 650 SOUTH WILKINSON ST | MILLEDGEVILLE | Baldwin | 50076 | 3 |  | 1994-09-15 | FALSE | 1994-09-15 | FALSE | Removed from Ground | Gas (Historical Use) | 10000 | Bare Steel | 1970-01-01 | 2018-05-04 | Fiberglass Reinforced Plastic | Pressurized
Circle K 2745119 | 1935 N JEFFERSON ST | MILLEDGEVILLE | Baldwin | 50088 | 1 |  | 1998-11-17 |  | 1998-09-18 |  | Removed from Ground | Gas (Historical Use) | 8000 | Fiberglass | 1978-01-01 | 2008-11-18 | Cathodically Protected | Safe Suction (Euro)
JET FOOD STORE #76 | 799 HWY 212 WEST | MILLEDGEVILLE | Baldwin | 10000439 | 1 | Ball Float | 2003-05-28 | FALSE | 2003-05-28 | FALSE | Currently in Use | Regular | 12000 | Composite | 2003-05-28 |  | Double Walled | Pressurized
The Log Cabin | 2119 N JEFFERSON ST | MILLEDGEVILLE | Baldwin | 9050010 | 3 |  | 1998-08-01 | FALSE | 1998-08-01 | FALSE | Removed from Ground | Diesel | 2000 | Steel-Impressed Current | 1981-03-01 |  |  | Safe Suction (Euro)
DUNDEE MILLS INC | 220 IVEY WEAVER RD | MILLEDGEVILLE | Baldwin | 9050004 | 1 | [5 empty] | Removed from Ground | Diesel | 10000 | Not Marked/Unknown | 1992-07-01 | 1992-07-01 | Not Marked
NESTLE FOODS CORP/KENDALL MCGRAW | US HWY 441 NORTH | MILLEDGEVILLE | Baldwin | 9000322 | 6 | [5 empty] | Removed from Ground | Diesel | 10000 | Bare Steel | 1973-01-18 | 1999-08-01 | Bare Steel
KROGER GA 694 | 2809 N COLUMBIA ST | MILLEDGEVILLE | Baldwin | 10002039 | 2B | Overfill Alarm | 2015-08-04 | FALSE | 2015-08-04 | FALSE | Currently in Use | Premium | 8000 | Fiberglass Double Walled | 2011-08-18 |  | Double-Walled Flex | Pressurized
WASHINGTON EMC | 500 HANCOCK STREET | MILLEDGEVILLE | Baldwin | 10001718 | 1 |  |  | FALSE |  | FALSE | Removed from Ground | Not Marked/Tank Removed | 1000 | Unknown | 2008-06-10 | 2008-06-10 | Unknown
SUDS & DUDS | 601 NORTH JEFFERSON STREET | MILLEDGEVILLE | Baldwin | 10000929 | 2 |  |  | FALSE |  | FALSE | Removed from Ground | Gas (Historical Use) | 4000 | Bare Steel | 2005-06-08 | 2005-06-08
Atrium Health Navicent Baldwin | 821 N COBB ST | MILLEDGEVILLE | Baldwin | 9050040 | 1 |  |  | FALSE |  | FALSE | Removed from Ground | Diesel | 550 | Bare Steel | 1980-01-01 | 2008-11-15 | Bare Steel
FORMER LYLE'S TEXACO | 751 W MONTGOMERY STREET | MILLEDGEVILLE | Baldwin | 9050035 | 1 | [5 empty] | Removed from Ground | Empty | 1000 | Bare Steel | 2000-03-01 | 2000-03-01 | Bare Steel | Safe Suction (Euro)
HOP-IN-#7 | 1687 N COLUMBIA ST | MILLEDGEVILLE | Baldwin | 9050039 | 3 | Ball Float | 2000-04-12 | FALSE | 2000-04-12 | FALSE | Currently in Use | Diesel | 10000 | Epoxy | 2000-04-04 |  |  | Pressurized
BALDWIN COUNTY FUELING FACILITY | 316 LINDA DR | MILLEDGEVILLE | Baldwin | 9050034 | 2 | Ball Float | 1998-12-01 | FALSE | 1998-12-01 | FALSE | Temporarily out of use | Regular | 10000 | Composite | 1998-12-15 |  | Flex | Pressurized
BALDWIN CO BD OF COMM | 321 LINDA DRIVE | MILLEDGEVILLE | Baldwin | 9050013 | 2 | [5 empty] | Removed from Ground | Diesel | 10000 | Bare Steel | 1974-01-01 | 2002-01-29 | Galvanized Steel | Safe Suction (Euro)
RODS STOP-N-SHOP | 338 ALLEN MEMORIAL DR | MILLEDGEVILLE | Baldwin | 9050014 | 1 |  | 1991-11-14 | FALSE | 1991-11-14 | FALSE | Currently in Use | Regular | 10000 | Epoxy | 1991-11-14 |  | Fiberglass Reinforced Plastic | Pressurized
NESTLE FOODS CORP/KENDALL MCGRAW | US HWY 441 NORTH | MILLEDGEVILLE | Baldwin | 9000322 | 1 | [5 empty] | Removed from Ground | Gas (Historical Use) | 1000 | Bare Steel | 1971-01-19 | 1978-07-01 | Bare Steel
NESTLE FOODS CORP/KENDALL MCGRAW | US HWY 441 NORTH | MILLEDGEVILLE | Baldwin | 9000322 | 7 | [5 empty] | Removed from Ground | Diesel | 1000 | Bare Steel | 1978-01-17 | 1999-08-01 | Bare Steel
EJS SELF SERVICE | 1698 N COLUMBIA ST | MILLEDGEVILLE | Baldwin | 9000625 | 1 |  |  | FALSE |  | FALSE | Removed from Ground | Gas (Historical Use) | 8000 | Bare Steel | 1979-05-03 | 1990-08-01 | Galvanized Steel
K & C SHORT STOP #4 | 1660 N COLUMBIA ST | MILLEDGEVILLE | Baldwin | 10000100 | 3 | Ball Float | 2002-07-01 | FALSE | 2002-07-01 | FALSE | Currently in Use | Diesel On Road | 4000 | Fiberglass | 2002-07-01 |  | Fiberglass Reinforced Plastic | Pressurized
MURPHY USA #7815 | 2586 N COLUMBIA ST | MILLEDGEVILLE | Baldwin | 10000620 | 4C |  |  | FALSE |  | FALSE |  | E-0 | 8000 | Fiberglass Double Walled | 2022-03-01 |  | Double-Walled Fiberglass | Pressurized
MURPHY USA #7815 | 2586 N COLUMBIA ST | MILLEDGEVILLE | Baldwin | 10000620 | 4A |  |  | FALSE |  | FALSE | Currently in Use | Premium | 8000 | Fiberglass Double Walled | 2022-03-01 |  | Double-Walled Fiberglass | Pressurized
BALDWIN COUNTY BOARD OF EDUCATION | 110 ABC DR | MILLEDGEVILLE | Baldwin | 10000075 | 1 | Flapper Valve | 2001-11-25 | FALSE | 2001-11-25 | FALSE | Currently in Use | Regular | 12000 | Epoxy | 2001-11-13 |  | Double Walled/Sec. Containment | Pressurized
JET FOOD STORE #61 | 1740 N COLUMBIA | MILLEDGEVILLE | Baldwin | 9050036 | 3 |  | 1999-06-21 |  | 1999-06-21 |  | Currently in Use | Diesel | 6000 | Composite | 1999-06-30 |  | Fiberglass Reinforced Plastic | Pressurized
SINCLAIR DISPOSAL SERVICE | 154 DUNDEE | MILLEDGEVILLE | Baldwin | 9050038 | 1 | Flapper Valve | 1999-10-15 | FALSE | 1999-10-15 | FALSE | Currently in Use | Diesel | 12000 | Fiberglass Double Walled | 1999-10-15 |  | Double-Walled Flex | Pressurized
BALDWIN COUNTY FUELING FACILITY | 316 LINDA DR | MILLEDGEVILLE | Baldwin | 9050034 | 3 |  | 1998-12-01 | FALSE | 1998-12-01 | FALSE | Temporarily out of use | Diesel | 10000 | Composite | 1998-12-15 |  | Flex | Pressurized
TEXACO CAR WASH | 1897 N COLUMBIA ST | MILLEDGEVILLE | Baldwin | 9050011 | 3 |  | 1990-01-01 | FALSE | 1990-01-01 | FALSE | Removed from Ground | Gas (Historical Use) | 6000 |  | 1990-01-03 |  |  | Pressurized
THE MARKET PLACE | 821 N COLUMBIA ST | MILLEDGEVILLE | Baldwin | 9050001 | 6 |  | 1991-09-01 |  | 1991-09-01 |  | Currently in Use | Gas (Historical Use) | 8000 | Galvanic (STIP-3) | 1991-09-01 |  | Fiberglass Reinforced Plastic | Pressurized
MID GA CORRECTIONAL FOOD DISTR | HWY 112 S @ Abbattoir Road | HARDWICK | Baldwin | 9050008 | 1 | [5 empty] | Removed from Ground | Diesel | 10000 | Marked Unknown | 1997-02-17 | 1997-02-17 | Unknown
LAKESIDE/BULK PLANT | 3043 N COLUMBIA ST | MILLEDGEVILLE | Baldwin | 4050009 | 3 | Ball Float | 1997-04-02 | FALSE | 1997-04-02 | FALSE | Currently in Use | Premium | 20000 | Steel-Impressed Current | 1981-01-23 |  | Steel (Impressed Current) | Pressurized
WINDSTREAM MILLEDGEVILLE CENTRAL OFFICE | 750 N JEFFERSON | MILLEDGEVILLE | Baldwin | 4090009 | 358050-1 | [5 empty] | Removed from Ground | Other | 5000 | Bare Steel | 1984-02-29 | 1987-10-06 | Galvanized Steel
BRETTS GULF | 241 EAST HANCOCK ST | MILLEDGEVILLE | Baldwin | 50126 | 3 | [5 empty] | Removed from Ground | Gas (Historical Use) | 1000 | Bare Steel | 1979-03-15 | 1998-11-05 | Galvanized Steel | Suction (American)
MIDDLE GA CORRECTIONAL COMPLEX | IRELAND DR | MILLEDGEVILLE | Baldwin | 50129 | 3 |  | 1997-01-01 |  | 1997-01-01 |  | Currently in Use | Diesel | 2500 | Fiberglass Double Walled | 1997-03-01 |  | Fiberglass Reinforced Plastic | Suction (American)
NESTLE FOODS CORP/KENDALL MCGRAW | US HWY 441 NORTH | MILLEDGEVILLE | Baldwin | 9000322 | 4 | [5 empty] | Removed from Ground | Diesel | 10000 | Bare Steel | 1973-01-18 | 1999-08-01 | Bare Steel
NESTLE FOODS CORP/KENDALL MCGRAW | US HWY 441 NORTH | MILLEDGEVILLE | Baldwin | 9000322 | 5 | [5 empty] | Removed from Ground | Diesel | 10000 | Bare Steel | 1973-01-18 | 1999-08-01 | Bare Steel
EJS SELF SERVICE | 1698 N COLUMBIA ST | MILLEDGEVILLE | Baldwin | 9000625 | 7 |  | 1990-09-25 | FALSE | 1990-09-25 | FALSE | Removed from Ground | Gas (Historical Use) | 6000 | Composite | 1990-09-25 | 2016-09-01 | Fiberglass Reinforced Plastic | Pressurized
EJS SELF SERVICE | 1698 N COLUMBIA ST | MILLEDGEVILLE | Baldwin | 9000625 | 4 |  |  | FALSE |  | FALSE | Removed from Ground | Diesel | 3000 | Bare Steel | 1966-05-02 | 1990-09-20 | Galvanized Steel
RODS STOP-N-SHOP | 338 ALLEN MEMORIAL DR | MILLEDGEVILLE | Baldwin | 9050014 | 3 |  | 1991-11-14 | FALSE | 1991-11-14 | FALSE | Currently in Use | Plus | 5000 | Epoxy | 1991-11-14 |  | Fiberglass Reinforced Plastic | Pressurized
COLONY FARM/MIDDLE GA CORRECTION | STATE FARM RD | HARDWICK | Baldwin | 50132 | 1 | [5 empty] | Removed from Ground | Gas (Historical Use) | 5000 | Bare Steel | 1997-01-17 | 1997-01-17 | Galvanized Steel
EJS SELF SERVICE | 1698 N COLUMBIA ST | MILLEDGEVILLE | Baldwin | 9000625 | 3 |  |  | FALSE |  | FALSE | Removed from Ground | Gas (Historical Use) | 3000 | Bare Steel | 1966-05-02 | 1990-09-20 | Galvanized Steel
EJS SELF SERVICE | 1698 N COLUMBIA ST | MILLEDGEVILLE | Baldwin | 9000625 | 10B |  | 2002-06-10 | FALSE | 2002-06-10 | FALSE | Removed from Ground | Diesel | 4000 | Composite | 2002-06-03 | 2016-08-31 | Fiberglass Reinforced Plastic | Safe Suction (Euro)
MURPHY USA #7815 | 2586 N COLUMBIA ST | MILLEDGEVILLE | Baldwin | 10000620 | 2A | Flapper Valve | 2004-04-28 | FALSE | 2004-04-28 | FALSE | Removed from Ground | Diesel | 12000 | Fiberglass Double Walled | 2004-04-19 |  |  | Pressurized
JET FOODS #72 | 194 ROBERSON MILL RD | MILLEDGEVILLE | Baldwin | 9050033 | 2 |  | 1998-10-01 | FALSE | 1998-10-01 | FALSE | Temporarily out of use | Gas (Historical Use) | 8000 | Composite | 1998-10-01 |  | Fiberglass Reinforced Plastic | Pressurized
TEXACO CAR WASH | 1897 N COLUMBIA ST | MILLEDGEVILLE | Baldwin | 9050011 | 1 |  | 1990-01-01 | FALSE | 1990-01-01 | FALSE | Removed from Ground | Gas (Historical Use) | 8000 |  | 1990-01-03 |  |  | Pressurized
Atrium Health Navicent Baldwin | 821 N COBB ST | MILLEDGEVILLE | Baldwin | 9050040 | 3 | Flapper Valve | 2008-05-01 | FALSE | 2008-05-01 | FALSE | Currently in Use | Diesel Off Road | 15000 | Fiberglass Double Walled | 2008-05-01 |  | Double-Walled Fiberglass | Suction (American)
BALDWIN COUNTY AIRPORT | 216 AIRPORT ROAD | MILLEDGEVILLE | Baldwin | 9050032 | 3A |  | 1998-12-01 |  | 1998-12-01 |  | Removed from Ground | Other | 6000 | Cathodically Protected Steel | 1999-01-06 | 2016-05-25 | Cathodically Protected | Pressurized
GA FC-BALDWIN CO FORESTRY HANGER | BALDWIN CO AIRPORT | MILLEDGEVILLE | Baldwin | 9050007 | 1 |  | 1990-01-02 |  | 1990-01-02 |  | Removed from Ground | Other | 1000 | Galvanic (STIP-3) | 1989-08-10 | 1998-09-14 | Cathodically Protected | Safe Suction (Euro)
EJS SELF SERVICE | 1698 N COLUMBIA ST | MILLEDGEVILLE | Baldwin | 9000625 | 10A |  | 2002-06-10 | FALSE | 2002-06-10 | FALSE | Removed from Ground | Diesel | 4000 | Composite | 2002-06-03 | 2016-08-31 | Fiberglass Reinforced Plastic | Safe Suction (Euro)
KROGER GA 694 | 2809 N COLUMBIA ST | MILLEDGEVILLE | Baldwin | 10002039 | 3 | Overfill Alarm |  | FALSE | 2015-08-04 | FALSE | Currently in Use | E-0 | 10000 | Fiberglass Double Walled | 2015-03-02 |  | Double-Walled Flex | Pressurized
MURPHY USA #7815 | 2586 N COLUMBIA ST | MILLEDGEVILLE | Baldwin | 10000620 | 3 |  |  | FALSE |  | FALSE | Currently in Use | Regular | 25000 | Fiberglass Double Walled | 2022-03-01 |  | Double-Walled Fiberglass | Pressurized
ATTAWAY PROPERTIES | 131 BRITT WATERS RD | MILLEDGEVILLE | Baldwin | 10000966 | 1 | Flapper Valve | 2005-08-25 | FALSE | 2005-08-25 | FALSE | Temporarily out of use | Diesel | 12000 | Composite | 2005-08-23 |  |  | Pressurized
BALDWIN COUNTY AIRPORT | 216 AIRPORT ROAD | MILLEDGEVILLE | Baldwin | 9050032 | 2 |  | 1998-12-01 |  | 1998-12-01 |  | Removed from Ground | Other | 12000 | Cathodically Protected Steel | 1999-09-10 | 1899-12-31 | Bare Steel | Pressurized
MURPHY USA #7815 | 2586 N COLUMBIA ST | MILLEDGEVILLE | Baldwin | 10000620 | 2B |  | 2004-04-28 | FALSE | 2004-04-28 | FALSE | Removed from Ground | Premium | 8000 | Fiberglass Double Walled | 2004-04-19 |  | Double-Walled Flex | Pressurized
JET FOOD STORE #55 | 210 ROBERSON MILL RD | MILLEDGEVILLE | Baldwin | 9050031 | 2 | Flapper Valve | 1998-08-01 | FALSE | 1998-08-01 | FALSE | Currently in Use | Premium | 12k | Composite | 1998-08-01 |  | Fiberglass Reinforced Plastic | Pressurized
BALDWIN COUNTY FUELING FACILITY | 316 LINDA DR | MILLEDGEVILLE | Baldwin | 9050034 | 1 | Ball Float | 1998-12-01 | FALSE | 1998-12-01 | FALSE | Temporarily out of use | Regular | 10000 | Composite | 1998-12-15 |  | Flex | Pressurized
BALDWIN CO BD OF COMM | 321 LINDA DRIVE | MILLEDGEVILLE | Baldwin | 9050013 | 1 | [5 empty] | Removed from Ground | Gas (Historical Use) | 10000 | Bare Steel | 1974-01-01 | 2002-01-29 | Galvanized Steel | Safe Suction (Euro)
THE MARKET PLACE | 821 N COLUMBIA ST | MILLEDGEVILLE | Baldwin | 9050001 | 5 |  | 1991-09-01 | FALSE | 1991-09-01 | FALSE | Currently in Use | Regular | 10000 | Galvanic (STIP-3) | 1991-09-01 |  | Fiberglass Reinforced Plastic | Pressurized
MID GA CORRECTIONAL FOOD DISTR | HWY 112 S @ Abbattoir Road | HARDWICK | Baldwin | 9050008 | 2 |  | 1997-01-01 | FALSE | 1997-01-01 | FALSE | Currently in Use | Diesel | 10000 | Fiberglass | 1997-01-01 |  | Double-Walled Fiberglass | Pressurized
CONCORD FABRICS INC | 80 GA HWY 22 W | MILLEDGEVILLE | Baldwin | 4050030 | 2 |  | 1997-08-21 |  | 1997-08-21 |  | Removed from Ground | Diesel | 20000 | Steel-Impressed Current | 1980-01-01 | 2008-03-19 | Cathodically Protected | Suction (American)
RIP OFF RICK'S | 216A SPARTA HWY NE | MILLEDGEVILLE | Baldwin | 4050033 | 4B | Flapper Valve | 2023-09-01 | FALSE | 2023-09-01 | FALSE | Currently in Use | Premium | 5000 | Composite Double Walled | 2023-09-01 |  | Double-Walled Flex | Pressurized
DEAN'S GULF | 700 SOUTH WAYNE ST | MILLEDGEVILLE | Baldwin | 4050038 | 1 | [5 empty] | Removed from Ground | Gas (Historical Use) | 6000 | Bare Steel | 1966-03-25 | 1999-05-07 | Galvanized Steel
ADIOM LLC | 600 N JEFFERSON St NE | MILLEDGEVILLE | Baldwin | 4050053 | 4 | Flapper Valve | 1996-04-18 | FALSE | 1996-04-18 | FALSE | Currently in Use | Regular | 12000 | Composite Double Walled | 2001-03-29 |  | Double-Walled Flex | Pressurized
ADIOM LLC | 600 N JEFFERSON St NE | MILLEDGEVILLE | Baldwin | 4050053 | 5 | Flapper Valve | 1996-04-18 |  | 1996-04-18 |  | Currently in Use | Gas (Historical Use) | 10000 | Composite Double Walled | 2001-03-29 |  | Double-Walled Flex | Pressurized
MAC JOHNSON GULF | 920 NORTH COLUMBIA ST | MILLEDGEVILLE | Baldwin | 4050055 | 2 | [5 empty] | Removed from Ground | Gas (Historical Use) | 8000 | Bare Steel | 1968-03-25 | 2004-05-20 | Galvanized Steel | Pressurized
LADS STOP & GO | 1441 VINSON HWY | MILLEDGEVILLE | Baldwin | 4050056 | 3 |  | 1998-12-17 |  | 1998-12-17 |  | Temporarily out of use | Gas (Historical Use) | 4000 | Cathodically Protected Steel | 1984-04-25 |  | Fiberglass Reinforced Plastic | Pressurized
BASS BOAT HOUSE STORE | 140 BASS RD | MILLEDGEVILLE | Baldwin | 4050008 | 3 | [5 empty] | Removed from Ground | Gas (Historical Use) | 2000 | Bare Steel | 1973-01-28 | 1999-11-01 | Galvanized Steel | Safe Suction (Euro)
LAKESIDE/BULK PLANT | 3043 N COLUMBIA ST | MILLEDGEVILLE | Baldwin | 4050009 | 2 | Ball Float | 1997-04-02 | FALSE | 1997-04-02 | FALSE | Currently in Use | Regular | 20000 | Steel-Impressed Current | 1981-01-23 |  | Steel (Impressed Current) | Pressurized
LAKESIDE PETROLEUM/FORMER TEXACO | 401 /402 SOUTH WAYNE ST | MILLEDGEVILLE | Baldwin | 4050012 | 1 | [5 empty] | Removed from Ground | Empty | 2000 | Bare Steel | 1961-01-28 | 1995-04-28 | Unknown
VACANT | 851 NORTH COLUMBIA | MILLEDGEVILLE | Baldwin | 50127 | 1 |  |  | TRUE |  | TRUE | Removed from Ground | Used Oil | 500 | Bare Steel | 1961-01-07 | 1987-01-01 | Galvanized Steel | Suction (American)
HASLAM'S MARINA INC | 100 MERIWETHER POINT RD NW | MILLEDGEVILLE | Baldwin | 9000179 | 2 | Flapper Valve | 1989-03-31 | FALSE | 1999-03-30 | FALSE | Currently in Use | Regular | 2000 | Steel-Impressed Current | 1989-03-31 |  | Steel (Impressed Current) | Safe Suction (Euro)
747 GAS & FOOD MART | 191 WEST ANDREWS ST | MILLEDGEVILLE | Baldwin | 9005007 | 1 |  | 1989-05-01 | FALSE | 1989-05-01 | FALSE | Removed from Ground | Gas (Historical Use) | 6000 | Galvanic (STIP-3) | 1989-05-01 |  |  | Pressurized
HUMPHREYS GROCERY | GA HWY 212 | MILLEDGEVILLE | Baldwin | 9005010 | 2 | [5 empty] | Removed from Ground | Gas (Historical Use) | 1000 | Bare Steel | 1993-07-22 | 1993-07-22 | Galvanized Steel | Suction (American)
BRETTS GULF | 241 EAST HANCOCK ST | MILLEDGEVILLE | Baldwin | 50126 | 2 | [5 empty] | Removed from Ground | Gas (Historical Use) | 4000 | Bare Steel | 1957-03-14 | 1998-11-05 | Galvanized Steel | Suction (American)
FRIENDLY GUS #16 | 118 HWY 49 W | MILLEDGEVILLE | Baldwin | 50118 | 1 | Flapper Valve | 1996-10-01 | FALSE | 1996-10-01 | FALSE | Currently in Use | Regular | 5000 | Galvanic (STIP-3) | 1986-01-01 |  |  | Pressurized
JET FOOD STORE #55 | 210 ROBERSON MILL RD | MILLEDGEVILLE | Baldwin | 9050031 | 1 | Flapper Valve | 1998-08-01 | FALSE | 1998-08-01 | FALSE | Currently in Use | Regular | 12k | Composite | 1998-08-01 |  | Fiberglass Reinforced Plastic | Pressurized
GEORGIA COLLEGE | W HANCOCK ST | MILLEDGEVILLE | Baldwin | 9050005 | 3 | [5 empty] | Removed from Ground | Gas (Historical Use) | 750 | Bare Steel | 1990-01-31 | 1990-01-31 | Bare Steel | Suction (American)
THE MARKET PLACE | 821 N COLUMBIA ST | MILLEDGEVILLE | Baldwin | 9050001 | 3 | [5 empty] | Removed from Ground | Gas (Historical Use) | 8000 | Bare Steel | 1982-01-01 | 1991-05-01 | Galvanized Steel
EJS SELF SERVICE | 1698 N COLUMBIA ST | MILLEDGEVILLE | Baldwin | 9000625 | 8 |  | 1990-09-25 | FALSE | 1990-09-25 | FALSE | Removed from Ground | Gas (Historical Use) | 6000 | Composite | 1990-09-25 | 2016-08-31 | Fiberglass Reinforced Plastic | Pressurized
K & C SHORT STOP #4 | 1660 N COLUMBIA ST | MILLEDGEVILLE | Baldwin | 10000100 | 2 | Ball Float | 2002-07-01 | FALSE | 2002-07-01 | FALSE | Currently in Use | Premium | 8000 | Fiberglass | 2002-07-01 |  | Fiberglass Reinforced Plastic | Pressurized
JET FOOD STORE #61 | 1740 N COLUMBIA | MILLEDGEVILLE | Baldwin | 9050036 | 2 | Flapper Valve | 1999-06-21 | FALSE | 1999-06-21 | FALSE | Currently in Use | Premium | 12000 | Composite | 1999-06-30 |  | Fiberglass Reinforced Plastic | Pressurized
THE MARKET PLACE | 821 N COLUMBIA ST | MILLEDGEVILLE | Baldwin | 9050001 | 4 | [5 empty] | Removed from Ground | Diesel | 8000 | Bare Steel | 1982-01-01 | 1991-05-01 | Galvanized Steel
CTC OF THE SOUTH - LAKE SINCLAIR | COLLINS RD | HADDOCK | Baldwin | 50124 | 1 | [5 empty] | Removed from Ground | Diesel | 500 | Bare Steel | 1979-01-03 | 1992-05-01 | Bare Steel
Lake Sinclair Bait & Tackle | 2979 A N COLUMBIA NE | MILLEDGEVILLE | Baldwin | 9005019 | 4 |  | 1989-08-01 |  | 1989-08-01 |  | Currently in Use | Diesel | 8000 | Cathodically Protected Steel | 1989-08-01 |  | Fiberglass Reinforced Plastic | Pressurized
BOOKER T KUNTRY STORE | 521 SPARTA HWY | MILLEDGEVILLE | Baldwin | 9005020 | 1 |  | 1996-01-01 |  | 1996-01-01 |  | Removed from Ground | Gas (Historical Use) | 3000 | Bare Steel | 1999-12-08 | 1999-12-08 | Galvanized Steel | Suction (American)
BALDWIN CO FIRE DEPT | 312 ALLEN MEMORIAL DR | MILLEDGEVILLE | Baldwin | 9005022 | 4 |  | 1999-10-25 | FALSE | 1999-10-25 | FALSE | Temporarily out of use | Diesel | 2000 | Epoxy | 1999-10-25 |  |  | Pressurized
CITY OF MILLEDGEVILLE | 1280 W CHARLTON ST | MILLEDGEVILLE | Baldwin | 9005024 | 2 |  | 1995-08-01 |  | 1995-08-01 |  | Currently in Use | Diesel | 6000 | Cathodically Protected Steel | 1995-08-01 |  | Cathodically Protected | Pressurized
REALTY ASSOC/INDUSTRIAL CO | 951 BARROWS FERRY RD | MILLEDGEVILLE | Baldwin | 4050103 | 1 | [5 empty] | Closed in Ground | Diesel | 10000 | Bare Steel | 1971-05-03 | 1987-06-01 | Galvanized Steel
PEAVY'S SVC CENTER/ALFRED-PEAVY | 641 SOUTH WAYNE ST | MILLEDGEVILLE | Baldwin | 4050065 | 2 | [5 empty] | Removed from Ground | Gas (Historical Use) | 3000 | Bare Steel | 1968-04-22 | 1993-04-28 | Galvanized Steel
FAMILY FOOD STORE #447 | 1561 VINSON HWY | MILLEDGEVILLE | Baldwin | 4050112 | 3 |  | 1992-01-01 | FALSE | 1992-01-01 | FALSE | Currently in Use | Premium | 6000 | Steel-Impressed Current | 1980-05-05 |  |  | Pressurized
Former SHAW IND PLANT 88/WPP | 901 SOUTH WAYNE ST. | MILLEDGEVILLE | Baldwin | 4050113 | 3 |  |  | FALSE |  | FALSE | Removed from Ground | Diesel | 8000 |  |  | 2019-06-05
CENTRAL GA BATTERY CO | 107 SPORTMAN CLUB RD NE | MILLEDGEVILLE | Baldwin | 4050115 | 1 | [5 empty] | Removed from Ground | Gas (Historical Use) | 1000 | Bare Steel | 1978-05-07 | 1987-08-14 | Galvanized Steel
PITTMAN SERVICE STATION | 1421 WEST HANCOCK | MILLEDGEVILLE | Baldwin | 4050017 | 2 |  |  | FALSE |  | FALSE | Removed from Ground | Gas (Historical Use) | 5000 | Bare Steel | 1985-01-23 | 2017-07-27 | Galvanized Steel | Pressurized
MARVIN B GRIMES & SONS INC | 1695 NORTH COLUMBIA ST | MILLEDGEVILLE | Baldwin | 4050022 | 1 | [5 empty] | Removed from Ground | Gas (Historical Use) | 1000 | Bare Steel | 1976-02-22 | 1997-09-08 | Galvanized Steel | Suction (American)
Lake Laurel Country Food Mart | 279 LAKE LAUREL RD NE | MILLEDGEVILLE | Baldwin | 4050025 | 2 | [5 empty] | Removed from Ground | Gas (Historical Use) | 2000 | Bare Steel | 1973-03-02 | 1997-09-01 | Galvanized Steel | Safe Suction (Euro)
SUDS & DUDS | 601 NORTH JEFFERSON STREET | MILLEDGEVILLE | Baldwin | 10000929 | 1 |  |  | FALSE |  | FALSE | Removed from Ground | Gas (Historical Use) | 6000 | Bare Steel | 2005-06-08 | 2005-06-08
FORMER LYLE'S TEXACO | 751 W MONTGOMERY STREET | MILLEDGEVILLE | Baldwin | 9050035 | 2 | [5 empty] | Removed from Ground | Empty | 1000 | Bare Steel | 2000-03-01 | 2000-03-01 | Bare Steel | Safe Suction (Euro)
COLONY FARM/MIDDLE GA CORRECTION | STATE FARM RD | HARDWICK | Baldwin | 50132 | 2 | [5 empty] | Removed from Ground | Gas (Historical Use) | 5000 | Bare Steel | 1997-01-17 | 1997-01-17 | Galvanized Steel
JET FOOD #69 | 2783 NORTH COLUMBIA ST NE | MILLEDGEVILLE | Baldwin | 4050106 | 1 | [5 empty] | Removed from Ground | Gas (Historical Use) | 1000 | Bare Steel | 1982-05-05 | 1988-12-01 | Galvanized Steel
JET FOOD #69 | 2783 NORTH COLUMBIA ST NE | MILLEDGEVILLE | Baldwin | 4050106 | 7 |  | 2000-03-27 |  | 2000-03-27 |  | Currently in Use | Diesel | 3000 | Composite | 2000-02-22 |  | Fiberglass Reinforced Plastic | Pressurized
GEORGIA COLLEGE AND STATE UNIVERSITY | 341 N WAYNE ST | MILLEDGEVILLE | Baldwin | 4050090 | 3 | Flapper Valve | 2008-06-02 | FALSE | 2008-06-02 | FALSE | Temporarily out of use | Regular | 10000 | Fiberglass Double Walled | 2008-04-01 |  | Double-Walled Fiberglass | Pressurized
JET FOOD STORE #50 | 100 HWY 22 W | MILLEDGEVILLE | Baldwin | 4050097 | 4 | [5 empty] | Removed from Ground | Gas (Historical Use) | 2000 | Bare Steel | 1978-05-02 | 1995-11-28 | Galvanized Steel | Safe Suction (Euro)
JET FOOD STORE #50 | 100 HWY 22 W | MILLEDGEVILLE | Baldwin | 4050097 | 5 | Flapper Valve | 1996-02-01 | FALSE | 1996-02-01 | FALSE | Currently in Use | Premium | 6000 | Epoxy | 1996-02-17 |  | Fiberglass Reinforced Plastic | Pressurized
GA POWER/MILLEDGEVILLE OPER HQ | 800 GARRETT WAY | MILLEDGEVILLE | Baldwin | 4050067 | 618285 | Ball Float | 1991-06-06 | FALSE | 1991-06-06 | FALSE | Currently in Use | Diesel | 6000 | Fiberglass | 1991-06-06 |  | Fiberglass Reinforced Plastic | Pressurized
CLOSED LOCATION | GA HWY 112 S | MILLEDGEVILLE | Baldwin | 4050110 | 1 | [5 empty] | Removed from Ground | Gas (Historical Use) | 1000 | Bare Steel | 1971-05-07 | 1998-06-01 | Galvanized Steel
UNCLE TOMS PLACE | 703 SPARTA HWY NE | MILLEDGEVILLE | Baldwin | 4050021 | 2 |  |  | FALSE |  | FALSE | Permanently Out of Use - historical purposes | Gas (Historical Use) | 550 | Bare Steel | 1966-01-23 |  | Galvanized Steel
Lake Laurel Country Food Mart | 279 LAKE LAUREL RD NE | MILLEDGEVILLE | Baldwin | 4050025 | 3 | [5 empty] | Removed from Ground | Gas (Historical Use) | 1000 | Bare Steel | 1973-03-02 | 1997-09-01 | Galvanized Steel | Safe Suction (Euro)
VOUGHT AIRCRAFT INDUSTRIES INC | 90 HWY 22 WEST | MILLEDGEVILLE | Baldwin | 4050089 | 1B | [5 empty] | Removed from Ground | Other | 2500 | Bare Steel | 1977-05-07 | 2000-12-01 | Bare Steel
T&S HARDWOOD | PO BOX 1233 | MILLEDGEVILLE | Baldwin | 4050091 | 2 | [5 empty] | Removed from Ground | Diesel | 1000 | Bare Steel | 1976-05-05 | 1989-03-01 | Galvanized Steel
Former SHAW IND PLANT 88/WPP | 901 SOUTH WAYNE ST. | MILLEDGEVILLE | Baldwin | 4050113 | 1 | [5 empty] | Removed from Ground | Diesel | 22000 | Bare Steel | 1961-04-30 | 1988-11-30
Lake Laurel Country Food Mart | 279 LAKE LAUREL RD NE | MILLEDGEVILLE | Baldwin | 4050025 | 5 | Flapper Valve | 1997-09-03 | FALSE | 1997-09-03 | FALSE | Temporarily out of use | E-10 | 1000 | Composite | 1997-09-01 |  | Fiberglass Reinforced Plastic | Safe Suction (Euro)
Lake Laurel Country Food Mart | 279 LAKE LAUREL RD NE | MILLEDGEVILLE | Baldwin | 4050025 | 4 | Flapper Valve | 1997-09-03 | FALSE | 1997-09-03 | FALSE | Currently in Use | E-10 | 2000 | Composite | 1997-09-01 |  | Fiberglass Reinforced Plastic | Safe Suction (Euro)
SINCLAIR MARINA | 170 SINCLAIR MARINE RD NE | MILLEDGEVILLE | Baldwin | 4050026 | 3 |  | 1992-03-01 |  | 1992-03-01 |  | Removed from Ground | Not Marked/Tank Removed | 4000 | Cathodically Protected Steel | 1992-03-01 | 2012-05-31 | Fiberglass Reinforced Plastic | Pressurized
MEADOWS DIV/WILLIAM BARNET & SON | 120 MEADOWS DR | MILLEDGEVILLE | Baldwin | 9005001 | 1 | [5 empty] | Removed from Ground | Other | 1000 | Bare Steel | 1979-01-01 | 1989-03-01 | Galvanized Steel
CITY OF MILLEDGEVILLE | 1280 W CHARLTON ST | MILLEDGEVILLE | Baldwin | 9005024 | 1 |  | 1995-08-01 |  | 1995-08-01 |  | Currently in Use | Gas (Historical Use) | 8000 | Cathodically Protected Steel | 1995-08-01 |  | Cathodically Protected | Pressurized
DOUBLE SIX OIL CO | 960 NORTH COLUMBIA ST | MILLEDGEVILLE | Baldwin | 4050108 | 3 | [5 empty] | Removed from Ground | Diesel | 15000 | Bare Steel | 1965-04-04 | 1990-03-01 | Galvanized Steel
REALTY ASSOC/INDUSTRIAL CO | 951 BARROWS FERRY RD | MILLEDGEVILLE | Baldwin | 4050103 | 2 | [5 empty] | Closed in Ground | Gas (Historical Use) | 10000 | Bare Steel | 1971-05-03 | 1987-06-01 | Galvanized Steel
JET FOOD STORE #50 | 100 HWY 22 W | MILLEDGEVILLE | Baldwin | 4050097 | 2 | [5 empty] | Removed from Ground | Gas (Historical Use) | 1000 | Bare Steel | 1974-05-02 | 1995-11-28 | Galvanized Steel | Safe Suction (Euro)
MILLEDGEVILLE PLANT | GA HWY 22 WEST | MILLEDGEVILLE | Baldwin | 4050023 | FIREPUMP | [5 empty] | Removed from Ground | Gas (Historical Use) | 400 | Bare Steel | 1981-01-07 | 1988-06-01 | Galvanized Steel
Lake Laurel Country Food Mart | 279 LAKE LAUREL RD NE | MILLEDGEVILLE | Baldwin | 4050025 | 1 | [5 empty] | Removed from Ground | Gas (Historical Use) | 2000 | Bare Steel | 1973-03-02 | 1997-09-01 | Galvanized Steel | Safe Suction (Euro)
LITTLE RIVER PARK | 3069 N COLUMBIA ST N | MILLEDGEVILLE | Baldwin | 4050096 | 1 | [5 empty] | Removed from Ground | Gas (Historical Use) | 1000 | Bare Steel | 1974-05-01 | 1995-01-02 | Galvanized Steel
JAMES CATES | 1580 N COLUMBIA ST | MILLEDGEVILLE | Baldwin | 4050098 | 2 | [5 empty] | Removed from Ground | Gas (Historical Use) | 2000 | Bare Steel | 1976-05-02 | 1997-08-19 | Galvanized Steel | Suction (American)
GA POWER/MILLEDGEVILLE OPER HQ | 800 GARRETT WAY | MILLEDGEVILLE | Baldwin | 4050067 | MV2 | [5 empty] | Removed from Ground | Diesel | 6000 | Bare Steel | 1991-06-04 | 1991-06-04 | Galvanized Steel | Pressurized
GA POWER/MILLEDGEVILLE OPER HQ | 800 GARRETT WAY | MILLEDGEVILLE | Baldwin | 4050067 | 3 |  |  | TRUE |  | TRUE | Removed from Ground | Used Oil | 500 | Bare Steel | 1991-06-01 | 1991-06-01 | Unknown
Former SHAW IND PLANT 88/WPP | 901 SOUTH WAYNE ST. | MILLEDGEVILLE | Baldwin | 4050113 | 2 |  |  | FALSE |  | FALSE | Removed from Ground | Diesel |  |  |  | 2019-06-05
S and K Short Stop | 3041 N COLUMBIA ST | MILLEDGEVILLE | Baldwin | 4050016 | 3 | Flapper Valve | 1997-04-02 | FALSE | 1997-04-02 | FALSE | Currently in Use | Premium | 8000 | Steel-Impressed Current | 1981-01-23 |  | Fiberglass Reinforced Plastic | Pressurized
PITTMAN SERVICE STATION | 1421 WEST HANCOCK | MILLEDGEVILLE | Baldwin | 4050017 | 1 |  |  | FALSE |  | FALSE | Removed from Ground | Gas (Historical Use) | 4000 | Bare Steel | 1976-01-24 | 2017-07-27 | Galvanized Steel | Pressurized
MILLEDGEVILLE PLANT | GA HWY 22 WEST | MILLEDGEVILLE | Baldwin | 4050023 | DIESEL | [5 empty] | Removed from Ground | Diesel | 10000 | Bare Steel | 1966-01-07 | 1988-06-01 | Galvanized Steel
Lake Laurel Country Food Mart | 279 LAKE LAUREL RD NE | MILLEDGEVILLE | Baldwin | 4050025 | 6 | Flapper Valve | 1997-09-03 | FALSE | 1997-09-03 | FALSE | Currently in Use | Diesel | 1000 | Composite | 1997-09-01 |  | Fiberglass Reinforced Plastic | Safe Suction (Euro)
GEORGE HOOKS | GA HWY 24 | MILLEDGEVILLE | Baldwin | 4050105 | 1 | [5 empty] | Removed from Ground | Gas (Historical Use) | 550 | Bare Steel | 1971-05-06 | 1999-06-08 | Galvanized Steel
FRAZIER 66 SVC STA | 1051 SOUTH ELBERT ST | MILLEDGEVILLE | Baldwin | 4050107 | 1 | [5 empty] | Removed from Ground | Gas (Historical Use) | 6000 | Bare Steel | 1965-04-04 | 1998-07-02 | Galvanized Steel
CHAMBER'S FINA | 451 WEST MONTGOMERY ST | MILLEDGEVILLE | Baldwin | 4050102 | 2 | [5 empty] | Removed from Ground | Gas (Historical Use) | 3000 | Bare Steel | 1966-05-02 | 1899-12-31 | Galvanized Steel
H & S ONE STOP | 610 HWY 49 WEST | MILLEDGEVILLE | Baldwin | 4050104 | 5 | Flapper Valve | 1998-07-09 | FALSE | 1998-07-09 | FALSE | Currently in Use | E-0 | 2000 | Galvanic (STIP-3) | 1987-06-12 |  | Double-Walled Flex | Safe Suction (Euro)
H & S ONE STOP | 610 HWY 49 WEST | MILLEDGEVILLE | Baldwin | 4050104 | 4 | Flapper Valve | 1998-07-01 | FALSE | 1998-07-01 | FALSE | Currently in Use | Regular | 8000 | Composite | 1987-06-12 |  | Double-Walled Flex | Safe Suction (Euro)
H & S ONE STOP | 610 HWY 49 WEST | MILLEDGEVILLE | Baldwin | 4050104 | 7 | Flapper Valve | 2001-04-06 | FALSE | 2001-04-06 | FALSE | Currently in Use | Diesel Off Road | 2000 | Galvanic (STIP-3) | 2001-04-06 |  | Double-Walled Flex | Safe Suction (Euro)
FOWLER FLEMISTER CONCRETE INC | 711 NORTH WILKINSON ST | MILLEDGEVILLE | Baldwin | 4050093 | 2 |  |  | FALSE |  | FALSE | Closed in Ground | Empty | 500 | Bare Steel | 1961-03-24 | 1983-01-01 | Bare Steel
KENNY'S COMPLETE AUTO & TIRE | 221 S WAYNE ST | MILLEDGEVILLE | Baldwin | 4050095 | 3 | Flapper Valve | 1996-07-23 | FALSE | 1996-07-23 | FALSE | Temporarily out of use | Gas (Historical Use) | 4000 | Steel-Impressed Current | 1972-05-05 |  | Fiberglass Reinforced Plastic | Pressurized
JET FOOD STORE #50 | 100 HWY 22 W | MILLEDGEVILLE | Baldwin | 4050097 | 1 | [5 empty] | Removed from Ground | Diesel | 1000 | Bare Steel | 1974-05-02 | 1995-11-28 | Galvanized Steel | Safe Suction (Euro)
RIVERSIDE | 107 OLD RIVER BRIDGE RD | MILLEDGEVILLE | Baldwin | 4050018 | 3 |  | 1997-04-01 | FALSE | 1997-04-01 | FALSE | Currently in Use | Gas (Historical Use) | 4000 | STIP-3/Impressed Current | 1986-01-23 |  | Cathodically Protected | Pressurized
JET FOOD STORE #59 | 1111 S WAYNE ST | MILLEDGEVILLE | Baldwin | 4050069 | 3 |  | 1990-01-01 | FALSE | 1990-01-01 | FALSE | Currently in Use | Gas (Historical Use) | 10000 | Steel-Impressed Current | 1983-12-01 |  | Cathodically Protected | Pressurized
MILLEDGEVILLE PLANT | GA HWY 22 WEST | MILLEDGEVILLE | Baldwin | 4050023 | EMERGGEN | [5 empty] | Removed from Ground | Gas (Historical Use) | 160 | Bare Steel | 1974-01-07 | 1988-06-01 | Galvanized Steel
WADE WOOD GROCERY | 586 GORDON HWY-GA HWY 243 | GRAY | Baldwin | 9050002 | 1 | [5 empty] | Removed from Ground | Gas (Historical Use) | 1000 | Not Marked/Unknown | 1991-11-27 | 1991-11-27 | Not Marked
GDBH MILLEDGE (formerly Central State Hospital) | 620 Broad St | Milledgeville | Baldwin | UST-SLOC-9050022 | 2 |  | 1997-01-23 |  | 1997-01-23 |  | Temporarily out of use | Diesel | 600 | Fiberglass Double Walled | 1997-01-23 |  | Fiberglass Reinforced Plastic | Safe Suction (Euro)
GDBH MILLEDGE (formerly Central State Hospital) | 620 Broad St | Milledgeville | Baldwin | UST-SLOC-10000181 | 1 |  | 2001-01-01 | FALSE | 2001-01-01 | FALSE | Currently in Use | Diesel | 8000 | Fiberglass | 2001-01-01 |  | Fiberglass Reinforced Plastic | Safe Suction (Euro)
GDBH MILLEDGE (formerly Central State Hospital) | 620 Broad St | Milledgeville | Baldwin | UST-SLOC-9050023 | 1 | [5 empty] | Removed from Ground | Diesel | 500 | Bare Steel | 1973-01-01 | 1997-02-10 | Copper | Safe Suction (Euro)
GDBH MILLEDGE (formerly Central State Hospital) | 620 Broad St | Milledgeville | Baldwin | UST-SLOC-9050017 | 2 |  | 2006-03-01 | FALSE | 2006-03-01 | FALSE | Temporarily out of use | Diesel | 2500 | Fiberglass Double Walled | 2006-03-01 |  | Fiberglass Reinforced Plastic | Safe Suction (Euro)
GDBH MILLEDGE (formerly Central State Hospital) | 620 Broad St | Milledgeville | Baldwin | UST-SLOC-4050002 | 3 | [5 empty] | Removed from Ground | Diesel | 12000 | Bare Steel | 1979-01-01 | 1996-10-31 | Bare Steel
GDBH MILLEDGE (formerly Central State Hospital) | 620 Broad St | Milledgeville | Baldwin | UST-SLOC-9050020 | 2 | [5 empty] | Removed from Ground | Diesel | 10000 | Not Marked/Unknown | 1997-11-30 | 1997-11-30 | Not Marked
GDBH MILLEDGE (formerly Central State Hospital) | 620 Broad St | Milledgeville | Baldwin | UST-SLOC-9050029 | 1 | [5 empty] | Removed from Ground | Diesel | 500 | Bare Steel | 1996-12-23 | 1996-12-23 | Bare Steel
GDBH MILLEDGE (formerly Central State Hospital) | 620 Broad St | Milledgeville | Baldwin | UST-SLOC-4050002 | 5 |  | 1997-01-01 |  | 1997-01-01 |  | Currently in Use | Diesel | 6000 | Double Walled | 1988-04-01 |  | Fiberglass Reinforced Plastic | Pressurized
GDBH MILLEDGE (formerly Central State Hospital) | 620 Broad St | Milledgeville | Baldwin | UST-SLOC-4050002 | 4 | [5 empty] | Removed from Ground | Diesel | 10000 | Marked Unknown | 1996-10-31 | 1996-10-31 | Unknown | Suction (American)
GDBH MILLEDGE (formerly Central State Hospital) | 620 Broad St | Milledgeville | Baldwin | UST-SLOC-9050027 | 1 | [5 empty] | Removed from Ground | Gas (Historical Use) | 500 | Marked Unknown | 1996-12-10 | 1996-12-10 | Unknown
GDBH MILLEDGE (formerly Central State Hospital) | 620 Broad St | Milledgeville | Baldwin | UST-SLOC-9050020 | 1 | [5 empty] | Removed from Ground | Diesel | 15000 | Bare Steel | 1973-01-01 | 1997-11-30 | Copper
GDBH MILLEDGE (formerly Central State Hospital) | 620 Broad St | Milledgeville | Baldwin | UST-SLOC-9050023 | 2 |  | 1997-01-23 | FALSE | 1997-01-23 | FALSE | Temporarily out of use | Diesel | 2500 | Fiberglass Double Walled | 1997-01-23 |  | Double-Walled Fiberglass | Safe Suction (Euro)
GDBH MILLEDGE (formerly Central State Hospital) | 620 Broad St | Milledgeville | Baldwin | UST-SLOC-9050017 | 1 |  |  |  | 1997-01-23 |  | Removed from Ground | Diesel | 1000 | Fiberglass Double Walled | 1997-01-23 | 2006-03-01 | Double-Walled Fiberglass | Safe Suction (Euro)
GDBH MILLEDGE (formerly Central State Hospital) | 620 Broad St | Milledgeville | Baldwin | UST-SLOC-4050002 | 2 |  | 1997-01-02 |  | 1997-01-02 |  | Currently in Use | Gas (Historical Use) | 10000 | Cathodically Protected Steel | 1988-04-01 |  | Fiberglass Reinforced Plastic | Pressurized
GDBH MILLEDGE (formerly Central State Hospital) | 620 Broad St | Milledgeville | Baldwin | UST-SLOC-9050018 | 2 | [5 empty] | Removed from Ground | Diesel | 550 | Bare Steel | 1987-01-01 | 1997-02-17 | Copper | Safe Suction (Euro)
GDBH MILLEDGE (formerly Central State Hospital) | 620 Broad St | Milledgeville | Baldwin | UST-SLOC-9050019 | 1 |  |  | TRUE |  | TRUE | Removed from Ground | Used Oil | 1000 | Bare Steel | 1965-01-28 | 1997-02-17 | Galvanized Steel
GDBH MILLEDGE (formerly Central State Hospital) | 620 Broad St | Milledgeville | Baldwin | UST-SLOC-10000255 | 1 |  | 2003-01-01 | FALSE | 2003-01-01 | FALSE | Currently in Use | Diesel | 12000 | Cathodically Protected Steel | 2003-01-01 |  | Fiberglass Reinforced Plastic | Suction (American)
GDBH MILLEDGE (formerly Central State Hospital) | 620 Broad St | Milledgeville | Baldwin | UST-SLOC-9050016 | 1 | [5 empty] | Removed from Ground | Diesel | 5000 | Marked Unknown | 1997-03-21 | 1997-03-21 | Unknown
GDBH MILLEDGE (formerly Central State Hospital) | 620 Broad St | Milledgeville | Baldwin | UST-SLOC-9050029 | 2 |  | 1997-01-23 |  | 1997-01-23 |  | Temporarily out of use | Diesel | 600 | Fiberglass Double Walled | 1997-01-23 |  | Fiberglass Reinforced Plastic | Suction (American)
GDBH MILLEDGE (formerly Central State Hospital) | 620 Broad St | Milledgeville | Baldwin | UST-SLOC-9050025 | 1 | [5 empty] | Closed in Ground | Diesel | 550 | Bare Steel | 1975-01-01 | 1999-06-21 | Copper
GDBH MILLEDGE (formerly Central State Hospital) | 620 Broad St | Milledgeville | Baldwin | UST-SLOC-9050016 | 2 |  | 1997-01-29 |  | 1997-01-29 |  | Currently in Use | Diesel | 2500 | Fiberglass Double Walled | 1997-01-29 |  | Fiberglass Reinforced Plastic | Suction (American)
GDBH MILLEDGE (formerly Central State Hospital) | 620 Broad St | Milledgeville | Baldwin | UST-SLOC-9050018 | 3 |  | 1997-01-23 |  | 1997-01-23 |  | Temporarily out of use | Diesel | 2500 | Fiberglass Double Walled | 1997-01-23 |  | Fiberglass Reinforced Plastic | Safe Suction (Euro)
GDBH MILLEDGE (formerly Central State Hospital) | 620 Broad St | Milledgeville | Baldwin | UST-SLOC-9050018 | 1 | [5 empty] | Removed from Ground | Diesel | 1000 | Bare Steel | 1962-01-01 | 1997-02-17 | Copper | Safe Suction (Euro)
GDBH MILLEDGE (formerly Central State Hospital) | 620 Broad St | Milledgeville | Baldwin | UST-SLOC-4050002 | 1 | [5 empty] | Removed from Ground | Gas (Historical Use) | 10000 | Bare Steel | 1976-01-29 | 1996-10-31 | Galvanized Steel
GDBH MILLEDGE (formerly Central State Hospital) | 620 Broad St | Milledgeville | Baldwin | UST-SLOC-9050028 | 1 | [5 empty] | Removed from Ground | Gas (Historical Use) | 500 | Marked Unknown | 1996-12-06 | 1996-12-06 | Unknown
GDBH MILLEDGE (formerly Central State Hospital) | 620 Broad St | Milledgeville | Baldwin | UST-SLOC-9050022 | 1 | [5 empty] | Removed from Ground | Diesel | 500 | Bare Steel | 1973-01-01 | 1996-12-17 | Copper | Safe Suction (Euro)
R&M Mart | 2610 Irwinton Rd | Milledgeville | Baldwin | 4050014 | 4B | Overfill Alarm | 2021-09-28 | FALSE | 2021-09-28 | FALSE | Currently in Use | Regular | 14000 | Composite Double Walled | 2021-09-20 |  | Double-Walled Fiberglass | Pressurized
PANCRAS | PO BOX 429 | LOUISVILLE | Baldwin | 4050051 | 1 | [5 empty] | Removed from Ground | Gas (Historical Use) | 1000 | Composite | 1984-04-04 | 1987-08-01 | Unknown
RACEWAY #7014- MILLEDGEVILLE | 500 MERIWETHER RD NW | MILLEDGEVILLE | Baldwin | 10003593 | 4 | Flapper Valve |  | FALSE |  | FALSE | Currently in Use | Diesel | 24000 | Fiberglass Double Walled | 2025-02-06 |  | Double-Walled Flex | Pressurized
QUICK STOP #3 | 2653 N COLUMBIA ST | MILLEDGEVILLE | Baldwin | 4050111 | 2 | Flapper Valve | 2022-02-15 | FALSE | 2022-02-15 | FALSE | Currently in Use | Regular | 8000 | Steel-Impressed Current | 1981-05-01 |  | Fiberglass Reinforced Plastic | Pressurized
PIERCES GROCERY | 588 GORDON HWY | GORDON | Baldwin | 4050116 | 5 | [5 empty] | Permanently Out Of Use | Empty | 2000 | Bare Steel | 1982-05-07 | 1985-12-01 | Galvanized Steel | Safe Suction (Euro)
PIERCES GROCERY | 588 GORDON HWY | GORDON | Baldwin | 4050116 | 4 | Flapper Valve | 1998-09-28 | FALSE | 1998-09-28 | FALSE | Currently in Use | Diesel Off Road | 1000 | Steel-Impressed Current | 1982-05-07 |  |  | Safe Suction (Euro)
R&M Mart | 2610 Irwinton Rd | Milledgeville | Baldwin | 4050014 | 3 |  | 1998-08-01 | FALSE | 1998-08-01 | FALSE | Removed from Ground | Diesel | 6000 | Steel-Impressed Current | 1979-01-24 |  | Steel (Impressed Current) | Safe Suction (Euro)
R&M Mart | 2610 Irwinton Rd | Milledgeville | Baldwin | 4050014 | 4A | Overfill Alarm | 2021-09-28 | FALSE | 2021-09-28 | FALSE | Currently in Use | Diesel | 4000 | Composite Double Walled | 2021-09-20 |  | Double-Walled Fiberglass | Pressurized
R&M Mart | 2610 Irwinton Rd | Milledgeville | Baldwin | 4050014 | 2 |  | 1998-08-01 | FALSE | 1998-08-01 | FALSE | Removed from Ground | Gas (Historical Use) | 8000 | Steel-Impressed Current | 1979-01-24 |  | Steel (Impressed Current) | Safe Suction (Euro)
MASONS STORE LLC | 2693 US HWY 441 S | MILLEDGEVILLE | Baldwin | 4050019 | 3 |  | 1985-06-01 |  | 1998-08-03 |  | Temporarily out of use | Gas (Historical Use) | 4000 | Cathodically Protected Steel | 1986-01-23 |  | Cathodically Protected | Safe Suction (Euro)
R&M Mart | 2610 Irwinton Rd | Milledgeville | Baldwin | 4050014 | 1 |  | 1998-08-01 | FALSE | 1998-08-01 | FALSE | Removed from Ground | Gas (Historical Use) | 8000 | Steel-Impressed Current | 1979-01-24 |  | Steel (Impressed Current) | Safe Suction (Euro)
Baldwin Co - Union Hill Ch Rd, Ph 3 (MSWL) | UNION HILL CHURCH RD | GORDON | Baldwin | 9050012 | 1 | [5 empty] | Removed from Ground | Diesel | 2000 | Bare Steel | 1980-01-01 | 1899-12-31 | Galvanized Steel
RACEWAY #7014- MILLEDGEVILLE | 500 MERIWETHER RD NW | MILLEDGEVILLE | Baldwin | 10003593 | 2A | Flapper Valve |  | FALSE |  | FALSE | Currently in Use | Premium | 12000 | Fiberglass Double Walled | 2025-02-06 |  | Double-Walled Flex | Pressurized
RACEWAY #7014- MILLEDGEVILLE | 500 MERIWETHER RD NW | MILLEDGEVILLE | Baldwin | 10003593 | 3B | Flapper Valve |  | FALSE |  | FALSE | Currently in Use | Diesel | 12000 | Fiberglass Double Walled | 2025-02-06 |  | Double-Walled Flex | Pressurized
RACEWAY #7014- MILLEDGEVILLE | 500 MERIWETHER RD NW | MILLEDGEVILLE | Baldwin | 10003593 | 2B | Flapper Valve |  | FALSE |  | FALSE | Currently in Use | E-85 | 12000 | Fiberglass Double Walled | 2025-02-06 |  | Double-Walled Flex | Pressurized
QUICK STOP #3 | 2653 N COLUMBIA ST | MILLEDGEVILLE | Baldwin | 4050111 | 1 | Flapper Valve | 2022-02-15 | FALSE | 2022-02-15 | FALSE | Currently in Use | Regular | 8000 | Steel-Impressed Current | 1981-05-01 |  | Fiberglass Reinforced Plastic | Pressurized
PIERCES GROCERY | 588 GORDON HWY | GORDON | Baldwin | 4050116 | 3 |  | 1998-09-28 | FALSE | 1998-08-28 | FALSE | Temporarily out of use | Premium | 4000 | Steel-Impressed Current | 1983-05-08 |  |  | Pressurized
MASONS STORE LLC | 2693 US HWY 441 S | MILLEDGEVILLE | Baldwin | 4050019 | 1 |  | 1985-06-01 | FALSE | 1998-08-03 | FALSE | Temporarily out of use | Gas (Historical Use) | 4000 |  | 1986-01-23 |  | Cathodically Protected | Safe Suction (Euro)
CENTRAL STATE HOSP/OLD SVC STA | SWINT AVE/BEHIND POWELL BLDG | MILLEDGEVILLE | Baldwin | 9050003 | 1 | [5 empty] | Removed from Ground | Gas (Historical Use) | 10000 | Bare Steel | 1993-11-23 | 1993-11-23 | Galvanized Steel | Gravity Fed
PIERCES GROCERY | 588 GORDON HWY | GORDON | Baldwin | 4050116 | 1 | Flapper Valve | 1998-09-28 | FALSE | 1998-09-28 | FALSE | Currently in Use | Regular | 5000 | Steel-Impressed Current | 1983-05-08 |  |  | Pressurized
MASONS STORE LLC | 2693 US HWY 441 S | MILLEDGEVILLE | Baldwin | 4050019 | 2 |  | 1985-06-01 | FALSE | 1998-08-03 | FALSE | Temporarily out of use | Gas (Historical Use) | 4000 |  | 1986-01-23 |  | Cathodically Protected | Safe Suction (Euro)
SOLO TOBACCO & FOOD | 1310 Irwinton Rd | Milledgeville | Baldwin | 4050015 | 3 |  | 1986-04-01 | FALSE | 1998-08-13 | FALSE | Temporarily out of use | Diesel | 10000 | Steel-Impressed Current | 1983-01-24 |  | Fiberglass Reinforced Plastic | Pressurized
PIERCES GROCERY | 588 GORDON HWY | GORDON | Baldwin | 4050116 | 2 | Flapper Valve | 1998-09-28 | FALSE | 1998-09-28 | FALSE | Currently in Use | Diesel | 5000 | Steel-Impressed Current | 1983-05-08 |  |  | Pressurized
RACEWAY #7014- MILLEDGEVILLE | 500 MERIWETHER RD NW | MILLEDGEVILLE | Baldwin | 10003593 | 1 | Flapper Valve |  | FALSE |  | FALSE | Currently in Use | Regular | 20000 | Fiberglass Double Walled | 2025-02-06 |  | Double-Walled Flex | Pressurized
CENTRAL STATE HOSP/OLD SVC STA | SWINT AVE/BEHIND POWELL BLDG | MILLEDGEVILLE | Baldwin | 9050003 | 2 | [5 empty] | Removed from Ground | Diesel | 10000 | Bare Steel | 1993-11-23 | 1993-11-23 | Galvanized Steel | Gravity Fed
QUICK STOP #3 | 2653 N COLUMBIA ST | MILLEDGEVILLE | Baldwin | 4050111 | 3 | Flapper Valve | 2022-02-15 | FALSE | 2022-02-15 | FALSE | Currently in Use | Premium | 8000 | Steel-Impressed Current | 1981-05-01 |  | Fiberglass Reinforced Plastic | Pressurized
SOLO TOBACCO & FOOD | 1310 Irwinton Rd | Milledgeville | Baldwin | 4050015 | 2 |  | 1986-04-01 | FALSE | 1998-08-13 | FALSE | Temporarily out of use | Premium | 10000 | Steel-Impressed Current | 1983-01-24 |  | Fiberglass Reinforced Plastic | Pressurized
R&M Mart | 2610 Irwinton Rd | Milledgeville | Baldwin | 4050014 | 4C | Overfill Alarm | 2021-09-28 | FALSE | 2021-09-28 | FALSE | Currently in Use | Premium | 6000 | Composite Double Walled | 2021-09-20 |  | Double-Walled Fiberglass | Pressurized
SOLO TOBACCO & FOOD | 1310 Irwinton Rd | Milledgeville | Baldwin | 4050015 | 1 |  | 1986-04-01 | FALSE | 1998-08-13 | FALSE | Temporarily out of use | Regular | 10000 | Steel-Impressed Current | 1983-01-24 |  | Fiberglass Reinforced Plastic | Pressurized
PANCRAS | PO BOX 429 | LOUISVILLE | Baldwin | 4050051 | 2 | [5 empty] | Removed from Ground | Diesel | 1000 | Composite | 1984-04-04 | 1987-08-01 | Unknown
CENTRAL STATE HOSPITAL (BOLAND BLDG) | 541 BOLAND Circle | MILLEDGEVILLE | Baldwin | 9050024 | 2 |  | 1997-01-23 | FALSE | 1997-01-23 | FALSE | Currently in Use | Diesel | 600 | Fiberglass Double Walled | 1997-01-23 |  | Fiberglass Reinforced Plastic | Safe Suction (Euro)
CENTRAL STATE HOSPITAL (BOLAND BLDG) | 541 BOLAND Circle | MILLEDGEVILLE | Baldwin | 9050024 | 1 |  |  | FALSE |  | FALSE | Removed from Ground |  | 500 |  | 1989-01-01 | 1996-12-17 | Copper | Safe Suction (Euro)
KING'S OIL #377 | 181 HISTORIC HOMER HWY | HOMER | Banks | 10000947 | 4B | Flapper Valve | 2005-06-01 | FALSE | 2005-06-01 | FALSE | Currently in Use | Diesel Off Road | 2000 | Composite | 2004-03-01 |  | Fiberglass Reinforced Plastic | Safe Suction (Euro)
GOLDEN PANTRY #61 | 1237 HISTORIC HOMER HWY | HOMER | Banks | 4060009 | 4 | Flapper Valve | 1998-11-03 | FALSE | 1998-11-03 | FALSE | Removed from Ground | Diesel | 10000 | Steel-Impressed Current | 1981-02-18 | 2003-02-01 |  | Pressurized
HOMER HARDWARE | 856 HISTORIC HOMER HWY | HOMER | Banks | 4060010 | 4 |  | 1999-01-19 | FALSE | 1999-01-19 | FALSE | Temporarily out of use | Empty | 6000 | Steel-Impressed Current | 1985-04-17 |  | Steel (Impressed Current)
HARDYS STORE | 1388 GA HWY 51 SOUTH | HOMER | Banks | 4060017 | 5 | [5 empty] | Closed in Ground | Gas (Historical Use) | 10000 | Bare Steel | 1981-01-01 | 1899-12-31 | Galvanized Steel | Pressurized
KING'S OIL #377 | 181 HISTORIC HOMER HWY | HOMER | Banks | 10000947 | 4C | Flapper Valve | 2005-06-01 | FALSE | 2005-06-01 | FALSE | Currently in Use | E-0 | 2000 | Composite | 2004-03-01 |  | Fiberglass Reinforced Plastic | Safe Suction (Euro)
HOMER HARDWARE | 856 HISTORIC HOMER HWY | HOMER | Banks | 4060010 | 2 |  | 1999-01-19 | FALSE | 1999-01-19 | FALSE | Temporarily out of use | Empty | 4000 | Steel-Impressed Current | 1975-04-18 |  | Steel (Impressed Current)
GA DOT 10102/BANKS CO MAINT HQ | 0 .4 MI S OF CR 300 ON CR 30 | HOMER | Banks | 4060012 | 102D1 | [5 empty] | Removed from Ground | Diesel | 2000 | Cathodically Protected Steel | 1990-01-01 | 2001-01-15 | Galvanized Steel | Suction (American)
ALLTEL GA INC | US HWY 441 | HOMER | Banks | 4060024 | 2 | [5 empty] | Removed from Ground | Diesel | 1000 | Concrete | 1997-01-01 | 1899-12-31 | Not Marked
GOLDEN PANTRY #61 | 1237 HISTORIC HOMER HWY | HOMER | Banks | 4060009 | 1 | Flapper Valve | 1998-11-03 | FALSE | 1998-11-03 | FALSE | Currently in Use | Regular | 10000 | Steel-Impressed Current | 1981-02-18 |  | Steel (Impressed Current) | Pressurized
KING'S OIL #377 | 181 HISTORIC HOMER HWY | HOMER | Banks | 10000947 | 4A | Flapper Valve | 2005-06-01 | FALSE | 2005-06-01 | FALSE | Currently in Use | Kerosene | 2000 | Composite | 2004-03-01 |  | Fiberglass Reinforced Plastic | Safe Suction (Euro)
BANKS CO COMM/SHOP | 451 OSCAR-RUCKER RD | HOMER | Banks | 9006020 | 3 | [5 empty] | Removed from Ground | Diesel | 3000 | Bare Steel | 1971-04-12 | 1998-11-24 | Galvanized Steel | Suction (American)
KING'S OIL #377 | 181 HISTORIC HOMER HWY | HOMER | Banks | 10000947 | 2 | Ball Float | 2005-06-01 | FALSE | 2005-06-01 | FALSE | Currently in Use | Premium | 6000 | Composite | 2004-03-01 |  | Fiberglass Reinforced Plastic | Pressurized
PATELS GROCERY | 4464 HWY 198 | HOMER | Banks | 9006009 | 4B | Flapper Valve | 2010-11-01 | FALSE | 2010-11-01 | FALSE | Currently in Use | Diesel | 5000 | Composite Double Walled | 2010-11-01 |  | Double-Walled Fiberglass | Pressurized
E C PARSON GROCERY | GA HWY 51 NORTH | HOMER | Banks | 9006012 | 2 | [5 empty] | Removed from Ground | Empty | 545 | Bare Steel | 1997-08-26 | 1997-08-26 | Not Marked
BANKS COUNTY BUS SHOP | 183 HWY 51 SOUTH | HOMER | Banks | 10001258 | 1A | Flapper Valve | 2006-09-12 | FALSE | 2006-09-12 | FALSE | Currently in Use | Regular | 2000 | Composite | 2006-09-01 |  | Fiberglass Reinforced Plastic | Safe Suction (Euro)
SUNRISE GROCERY | 2625 & 2713 GA HWY 441 N | HOMER | Banks | 60026 | 1 | [5 empty] | Removed from Ground | Gas (Historical Use) | 1000 | Bare Steel | 1986-05-28 | 1987-01-01 | Galvanized Steel
MARTINS OLD STORE | US 441 | HOMER | Banks | 9006007 | 1 | [5 empty] | Removed from Ground | Other | 0 | Marked Unknown | 1995-07-19 | 1995-07-19 | Unknown
PATELS GROCERY | 4464 HWY 198 | HOMER | Banks | 9006009 | 1 | [5 empty] | Removed from Ground | Gas (Historical Use) | 6000 | Bare Steel | 1974-01-01 | 1998-12-01 | Galvanized Steel | Suction (American)
GA DOT 10102/BANKS CO MAINT HQ | 0 .4 MI S OF CR 300 ON CR 30 | HOMER | Banks | 4060012 | 10102-1 | [5 empty] | Removed from Ground | Gas (Historical Use) | 1000 | Bare Steel | 1986-02-04 | 1993-09-28 | Galvanized Steel | Suction (American)
KONER STORE | SILVER SHOALS RD | HOMER | Banks | 4060013 | 1 | [5 empty] | Removed from Ground | Empty | 1000 | Bare Steel |  | 1899-12-31 | Galvanized Steel
KING'S OIL #377 | 181 HISTORIC HOMER HWY | HOMER | Banks | 10000947 | 1 | Ball Float | 2005-06-01 | FALSE | 2005-06-01 | FALSE | Currently in Use | Regular | 12000 | Composite | 2004-03-01 |  | Fiberglass Reinforced Plastic | Pressurized
PATELS GROCERY | 4464 HWY 198 | HOMER | Banks | 9006009 | 4A | Flapper Valve | 2010-11-01 | FALSE | 2010-11-01 | FALSE | Currently in Use | Regular | 10000 | Composite Double Walled | 2010-11-01 |  | Double-Walled Fiberglass | Pressurized
HARDYS STORE | 1388 GA HWY 51 SOUTH | HOMER | Banks | 4060017 | 3 | [5 empty] | Closed in Ground | Gas (Historical Use) | 1000 | Bare Steel | 1971-04-02 | 1899-12-31 | Galvanized Steel | Suction (American)
HOMER COUNTRY STORE | 977 HISTORIC HOMER HWY | HOMER | Banks | 4060022 | 4 |  | 1998-12-01 | FALSE | 1998-12-01 | FALSE | Abandoned-No Known Release | Gas (Historical Use) | 6000 | Steel-Impressed Current | 1978-05-02 |  | Cathodically Protected
E C PARSON GROCERY | GA HWY 51 NORTH | HOMER | Banks | 9006012 | 4 | [5 empty] | Removed from Ground | Empty | 545 | Bare Steel | 1997-08-26 | 1997-08-26 | Not Marked
BANKS COUNTY HIGH SCHOOL | GA HWY 51 & US HWY 441 | HOMER | Banks | 4060001 | 3 | [5 empty] | Currently in Use | Diesel | 3000 | Bare Steel | 1981-01-01 |  | Bare Steel
GA DOT 10102/BANKS CO MAINT HQ | 0 .4 MI S OF CR 300 ON CR 30 | HOMER | Banks | 4060012 | 10102-3 | [5 empty] | Removed from Ground | Gas (Historical Use) | 2000 | Cathodically Protected Steel | 1968-06-01 | 1989-12-14 | Galvanized Steel
HOMER COUNTRY STORE | 977 HISTORIC HOMER HWY | HOMER | Banks | 4060022 | 1 | [5 empty] | Closed in Ground | Gas (Historical Use) | 500 | Bare Steel | 1960-05-02 | 2000-03-01 | Galvanized Steel
GA DOT R-W/CALVIN GARRISON PRPTY | US HWY 441/GA HWY 15 EAST SIDE | HOMER | Banks | 9006005 | 2 | [5 empty] | Removed from Ground | Other | 550 | Bare Steel | 1992-10-08 | 1992-10-08 | Galvanized Steel | Gravity Fed
BANKS COUNTY HIGH SCHOOL | GA HWY 51 & US HWY 441 | HOMER | Banks | 4060001 | 2 | [5 empty] | Removed from Ground | Diesel | 3000 | Bare Steel | 1973-12-27 | 1991-04-01 | Bare Steel
BANKS COMMISSION CITY JAIL | 226 CANDLER ST | HOMER | Banks | 4060007 | 4 |  | 1998-06-01 |  | 1998-06-01 |  | Removed from Ground | Gas (Historical Use) | 6000 | Cathodically Protected Steel | 1989-06-12 | 2008-01-14 | Cathodically Protected | Suction (American)
KONER STORE | SILVER SHOALS RD | HOMER | Banks | 4060013 | 3 | [5 empty] | Removed from Ground | Empty | 1000 | Bare Steel |  | 1899-12-31 | Galvanized Steel
HARDYS STORE | 1388 GA HWY 51 SOUTH | HOMER | Banks | 4060017 | 4 | [5 empty] | Closed in Ground | Gas (Historical Use) | 1000 | Bare Steel | 1971-04-02 | 1899-12-31 | Galvanized Steel | Suction (American)
HARDYS STORE | 1388 GA HWY 51 SOUTH | HOMER | Banks | 4060017 | 1 | [5 empty] | Closed in Ground | Diesel | 1000 | Bare Steel | 1971-04-02 | 1899-12-31 | Galvanized Steel | Suction (American)
CITY OF HOMER | 120 RYLEE ST | HOMER | Banks | 9006003 | 1 | Flapper Valve | 1997-08-01 | FALSE | 1997-08-01 | FALSE | Removed from Ground | Empty | 10000 | Steel-Impressed Current | 1983-01-01 |  |  | Safe Suction (Euro)
GA DOT R-W/CALVIN GARRISON PRPTY | US HWY 441/GA HWY 15 EAST SIDE | HOMER | Banks | 9006005 | 1 | [5 empty] | Removed from Ground | Other | 550 | Bare Steel | 1992-10-08 | 1992-10-08 | Galvanized Steel | Gravity Fed
PATELS GROCERY | 4464 HWY 198 | HOMER | Banks | 9006009 | 3B | Flapper Valve | 1999-01-01 | FALSE | 1999-01-01 | FALSE | Currently in Use | Diesel Off Road | 2000 | Composite | 1999-01-01 |  | Fiberglass Reinforced Plastic | Pressurized
GOLDEN PANTRY #61 | 1237 HISTORIC HOMER HWY | HOMER | Banks | 4060009 | 2 | Flapper Valve | 1998-11-03 | FALSE | 1998-11-03 | FALSE | Temporarily out of use | Gas (Historical Use) | 10000 | Steel-Impressed Current | 1981-02-18 |  | Steel (Impressed Current) | Pressurized
HOMER HARDWARE | 856 HISTORIC HOMER HWY | HOMER | Banks | 4060010 | 3 |  | 1999-01-19 | FALSE | 1999-01-19 | FALSE | Temporarily out of use | Empty | 4000 | Steel-Impressed Current | 1975-04-18 |  | Steel (Impressed Current)
HOMER COUNTRY STORE | 977 HISTORIC HOMER HWY | HOMER | Banks | 4060022 | 3 |  | 1998-12-01 | FALSE | 1998-12-01 | FALSE | Abandoned-No Known Release | Gas (Historical Use) | 4000 | Steel-Impressed Current | 1978-05-02 |  | Cathodically Protected | Suction (American)
BANKS COUNTY BUS SHOP | 183 HWY 51 SOUTH | HOMER | Banks | 10001258 | 1B | Flapper Valve | 2006-09-12 | FALSE | 2006-09-12 | FALSE | Currently in Use | Diesel | 10000 | Composite | 2006-09-01 |  | Fiberglass Reinforced Plastic | Safe Suction (Euro)
SUNRISE GROCERY | 2625 & 2713 GA HWY 441 N | HOMER | Banks | 60026 | 2 | [5 empty] | Removed from Ground | Gas (Historical Use) | 1000 | Bare Steel | 1986-05-28 | 1987-01-01 | Galvanized Steel
MARTINS OLD STORE | US 441 | HOMER | Banks | 9006007 | 2 | [5 empty] | Removed from Ground | Other | 0 | Marked Unknown | 1995-07-19 | 1995-07-19 | Unknown
PATELS GROCERY | 4464 HWY 198 | HOMER | Banks | 9006009 | 3A | Flapper Valve | 1999-01-01 | FALSE | 1999-01-01 | FALSE | Currently in Use | Premium | 2000 | Composite | 1999-01-01 |  | Fiberglass Reinforced Plastic | Pressurized
GOLDEN PANTRY #61 | 1237 HISTORIC HOMER HWY | HOMER | Banks | 4060009 | 3 | Flapper Valve | 1998-11-03 | FALSE | 1998-11-03 | FALSE | Currently in Use | Diesel | 10000 | Steel-Impressed Current | 1981-02-18 |  | Steel (Impressed Current) | Pressurized
HOMER HARDWARE | 856 HISTORIC HOMER HWY | HOMER | Banks | 4060010 | 1 |  | 1999-01-19 | FALSE | 1999-01-19 | FALSE | Temporarily out of use | Empty | 8000 | Steel-Impressed Current | 1975-04-18 |  | Steel (Impressed Current)
KONER STORE | SILVER SHOALS RD | HOMER | Banks | 4060013 | 2 | [5 empty] | Removed from Ground | Empty | 1000 | Bare Steel |  | 1899-12-31 | Galvanized Steel
KONER STORE | SILVER SHOALS RD | HOMER | Banks | 4060013 | 4 | [5 empty] | Removed from Ground | Gas (Historical Use) | 4000 | Bare Steel | 1956-12-31 | 1899-12-31 | Galvanized Steel
HARDYS STORE | 1388 GA HWY 51 SOUTH | HOMER | Banks | 4060017 | 2 | [5 empty] | Closed in Ground | Gas (Historical Use) | 1000 | Bare Steel | 1971-04-02 | 1994-12-01 | Galvanized Steel | Suction (American)
BANKS COUNTY PRIMARY SCHOOL | PO BOX 197 | HOMER | Banks | 4060002 | 1 | [5 empty] | Removed from Ground | Diesel | 3000 | Bare Steel | 1982-12-28 | 1993-06-30 | Bare Steel
CITY OF HOMER | 120 RYLEE ST | HOMER | Banks | 9006003 | 2 | Flapper Valve | 1997-08-01 | FALSE | 1997-08-01 | FALSE | Removed from Ground | Empty | 10000 | Steel-Impressed Current | 1983-01-01 |  |  | Safe Suction (Euro)
E C PARSON GROCERY | GA HWY 51 NORTH | HOMER | Banks | 9006012 | 3 | [5 empty] | Removed from Ground | Empty | 942 | Bare Steel | 1997-08-26 | 1997-08-26 | Not Marked
BANKS CO COMM/SHOP | 451 OSCAR-RUCKER RD | HOMER | Banks | 9006020 | 2 | [5 empty] | Removed from Ground | Gas (Historical Use) | 3000 | Bare Steel | 1971-04-12 | 1998-11-24 | Galvanized Steel | Suction (American)
BANKS COUNTY HIGH SCHOOL | GA HWY 51 & US HWY 441 | HOMER | Banks | 4060001 | 1 | [5 empty] | Removed from Ground | Diesel | 3000 | Bare Steel | 1955-12-28 | 1991-04-04 | Bare Steel
HOMER COUNTRY STORE | 977 HISTORIC HOMER HWY | HOMER | Banks | 4060022 | 2 | [5 empty] | Closed in Ground | Gas (Historical Use) | 1000 | Bare Steel | 1960-05-02 | 2000-03-01 | Galvanized Steel
KING'S OIL #377 | 181 HISTORIC HOMER HWY | HOMER | Banks | 10000947 | 3 | Ball Float | 2005-06-01 | FALSE | 2005-06-01 | FALSE | Currently in Use | Diesel | 6000 | Composite | 2004-03-01 |  | Fiberglass Reinforced Plastic | Pressurized
PATELS GROCERY | 4464 HWY 198 | HOMER | Banks | 9006009 | 2 | [5 empty] | Removed from Ground | Gas (Historical Use) | 6000 | Bare Steel | 1974-01-01 | 1998-12-01 | Galvanized Steel | Suction (American)
E C PARSON GROCERY | GA HWY 51 NORTH | HOMER | Banks | 9006012 | 1 | [5 empty] | Removed from Ground | Empty | 942 | Bare Steel | 1997-08-26 | 1997-08-26 | Not Marked
BANKS COMMISSION CITY JAIL | 226 CANDLER ST | HOMER | Banks | 4060007 | 1 | [5 empty] | Closed in Ground | Gas (Historical Use) | 2000 | Bare Steel | 1971-04-12 | 1998-11-24 | Galvanized Steel | Suction (American)
GA DOT 10102/BANKS CO MAINT HQ | 0 .4 MI S OF CR 300 ON CR 30 | HOMER | Banks | 4060012 | 10102-2 | [5 empty] | Removed from Ground | Diesel | 1000 | Bare Steel | 1986-02-04 | 1989-12-14 | Galvanized Steel
E-Z SERVE #8291 | US HWY 441 @ I-85 | COMMERCE | Banks | 9000453 | 3 | [5 empty] | Removed from Ground | Other | 12000 | Fiberglass | 1989-01-01 | 2005-09-14 | Fiberglass Reinforced Plastic | Pressurized
MURPHY USA #6544 | 30985 US HWY 441 S | COMMERCE | Banks | 9006022 | 2B | Flapper Valve | 2000-08-09 | FALSE | 2000-08-09 | FALSE | Currently in Use | Plus | 6000 | Fiberglass Double Walled | 2000-08-02 |  | Double-Walled Flex | Pressurized
MURPHY USA #6544 | 30985 US HWY 441 S | COMMERCE | Banks | 9006022 | 1 | Flapper Valve | 2000-08-09 | FALSE | 2000-08-09 | FALSE | Currently in Use | Regular | 12000 | Fiberglass Double Walled | 2000-08-02 |  | Double-Walled Flex | Pressurized
66 FOOD MART | 30581 US 441 S | COMMERCE | Banks | 4060004 | 5 |  |  | TRUE |  | TRUE | Removed from Ground | Used Oil | 1000 | Marked Unknown | 1967-02-06 | 1899-12-31 | Unknown
66 FOOD MART | 30581 US 441 S | COMMERCE | Banks | 4060004 | 4 | [5 empty] | Removed from Ground | Diesel | 1000 | Marked Unknown | 1967-02-06 | 1899-12-31 | Unknown
CHICK FIL A | 30563 HWY 441 | COMMERCE | Banks | 9006021 | 2 | [5 empty] | Closed in Ground | Gas (Historical Use) | 2000 | Not Marked/Unknown | 1999-10-05 | 1999-10-05 | Not Marked
BOSWELL OIL CO | I-85 & US HWY 441 N | COMMERCE | Banks | 780004 | 4 |  |  | TRUE |  | TRUE | Removed from Ground | Used Oil | 550 | Cathodically Protected Steel | 1969-01-01 | 1989-10-01 | Galvanized Steel
BOSWELL OIL CO | I-85 & US HWY 441 N | COMMERCE | Banks | 780004 | 5 |  | 1989-12-01 |  | 1989-12-01 |  | Removed from Ground | Gas (Historical Use) | 10000 | Cathodically Protected Steel | 1989-12-05 | 2005-03-03 | Fiberglass Reinforced Plastic | Pressurized
BOSWELL OIL CO | I-85 & US HWY 441 N | COMMERCE | Banks | 780004 | 7 |  | 1989-12-01 |  | 1989-12-01 |  | Removed from Ground | Gas (Historical Use) | 10000 | Cathodically Protected Steel | 1989-12-05 | 2005-03-03 | Fiberglass Reinforced Plastic | Pressurized
TRAVEL CENTERS OF AMERICA #156 | 30732 US HWY 441 EXIT 149 | COMMERCE | Banks | 780058 | 2 | Flapper Valve | 1988-01-01 | FALSE | 1988-01-01 | FALSE | Currently in Use | Diesel | 20000 | Fiberglass | 1988-01-01 |  | Fiberglass Reinforced Plastic | Pressurized
BP FOOD MART #3 | 30605 US Hwy 441 & I-85 | Commerce | Banks | 4060014 | 1 | [5 empty] | Removed from Ground | Gas (Historical Use) | 6000 | Bare Steel | 1966-02-11 | 1987-09-01 | Galvanized Steel | Pressurized
RaceTrac #284 - Homer | 30580 HWY 441 S | COMMERCE | Banks | 4060020 | 3 |  | 1988-01-01 |  | 1988-01-01 |  | Removed from Ground | Gas (Historical Use) | 12000 | Bare Steel | 1980-05-04 | 1997-07-18 | Galvanized Steel | Pressurized
QUIKTRIP #828 | 30839 HWY 441 | COMMERCE | Banks | 10002000 | 4 | Flapper Valve | 2011-07-01 | FALSE | 2011-08-11 | FALSE | Currently in Use | Diesel | 12000 | Fiberglass Double Walled | 2011-03-01 |  | Double-Walled Fiberglass | Pressurized
BOSWELL OIL CO | I-85 & US HWY 441 N | COMMERCE | Banks | 780004 | 6 |  | 1989-12-01 |  | 1989-12-01 |  | Removed from Ground | Gas (Historical Use) | 10000 | Cathodically Protected Steel | 1989-12-05 | 2005-03-03 | Fiberglass Reinforced Plastic | Pressurized
HOYT D MCCOY | 268 DINK MCCOY RD | COMMERCE | Banks | 9006011 | 1 | Flapper Valve | 1995-08-01 |  | 1995-08-01 |  | Removed from Ground | Diesel | 6000 | Galvanic (STIP-3) | 1987-07-01 | 2007-10-02 | Cathodically Protected | Pressurized
BP FOOD MART #3 | 30605 US Hwy 441 & I-85 | Commerce | Banks | 4060014 | 9 | Flapper Valve | 1998-12-12 | FALSE | 1998-12-12 | FALSE | Currently in Use | Kerosene | 4000 | Fiberglass | 1987-10-01 |  | Fiberglass Reinforced Plastic | Pressurized
BP FOOD MART #3 | 30605 US Hwy 441 & I-85 | Commerce | Banks | 4060014 | 2 | [5 empty] | Removed from Ground | Gas (Historical Use) | 6000 | Bare Steel | 1966-02-11 | 1987-09-01 | Galvanized Steel | Pressurized
BP FOOD MART #3 | 30605 US Hwy 441 & I-85 | Commerce | Banks | 4060014 | 8 | Flapper Valve | 1998-12-12 | FALSE | 1998-12-12 | FALSE | Currently in Use | Diesel | 6000 | Fiberglass | 1987-10-01 |  | Fiberglass Reinforced Plastic | Pressurized
BOSWELL OIL CO | I-85 & US HWY 441 N | COMMERCE | Banks | 780004 | 1 | [5 empty] | Removed from Ground | Gas (Historical Use) | 5000 | Cathodically Protected Steel | 1969-01-01 | 1989-10-01 | Galvanized Steel
E-Z SERVE #8291 | US HWY 441 @ I-85 | COMMERCE | Banks | 9000453 | 2 | [5 empty] | Removed from Ground | Diesel | 20000 | Fiberglass | 1989-01-01 | 2005-07-05 | Fiberglass Reinforced Plastic | Pressurized
CHICK FIL A | 30563 HWY 441 | COMMERCE | Banks | 9006021 | 1 | [5 empty] | Closed in Ground | Gas (Historical Use) | 2000 | Not Marked/Unknown | 1999-10-05 | 1999-10-05 | Not Marked
BANJEE ENTERPRISES LLC | 30733 US HWY 441 & I-85 | COMMERCE | Banks | 4060011 | 4 |  | 1966-04-30 |  | 1966-04-30 |  | Removed from Ground | Gas (Historical Use) | 6000 | Steel-Impressed Current | 1966-04-30 | 2014-07-29 | Galvanized Steel | Pressurized
BANJEE ENTERPRISES LLC | 30733 US HWY 441 & I-85 | COMMERCE | Banks | 4060011 | 5 |  | 2007-01-01 | TRUE | 1966-04-30 | TRUE | Removed from Ground | Used Oil | 500 | Cathodically Protected Steel | 1966-04-30 | 2014-07-29 | Galvanized Steel | Pressurized
BOSWELL OIL CO | I-85 & US HWY 441 N | COMMERCE | Banks | 780004 | 2 | [5 empty] | Removed from Ground | Gas (Historical Use) | 10000 | Cathodically Protected Steel | 1969-01-01 | 1989-10-01 | Galvanized Steel
RaceTrac #284 - Homer | 30580 HWY 441 S | COMMERCE | Banks | 4060020 | 9B | Ball Float | 2014-07-29 | FALSE | 2014-07-29 | FALSE | Currently in Use | Diesel | 10000 | Fiberglass Double Walled | 2014-07-29 |  | Double-Walled Fiberglass | Pressurized
QUIKTRIP #828 | 30839 HWY 441 | COMMERCE | Banks | 10002000 | 3 | Flapper Valve | 2011-07-01 | FALSE | 2011-08-11 | FALSE | Currently in Use | Premium | 12000 | Fiberglass Double Walled | 2011-03-01 |  | Double-Walled Fiberglass | Pressurized
TRAVEL CENTERS OF AMERICA #156 | 30732 US HWY 441 EXIT 149 | COMMERCE | Banks | 780058 | 4 | Flapper Valve | 1988-01-01 | FALSE | 1988-01-01 | FALSE | Currently in Use | Gas (Historical Use) | 12000 | Fiberglass | 1988-01-01 |  | Fiberglass Reinforced Plastic | Pressurized
E-Z SERVE #8291 | US HWY 441 @ I-85 | COMMERCE | Banks | 9000453 | 5 | [5 empty] | Removed from Ground | Gas (Historical Use) | 12000 | Fiberglass | 1989-01-01 | 2005-09-14 | Fiberglass Reinforced Plastic | Pressurized
E-Z SERVE #8291 | US HWY 441 @ I-85 | COMMERCE | Banks | 9000453 | 4 | [5 empty] | Removed from Ground | Gas (Historical Use) | 12000 | Fiberglass | 1989-01-01 | 2005-09-14 | Fiberglass Reinforced Plastic | Pressurized
BP FOOD MART #3 | 30605 US Hwy 441 & I-85 | Commerce | Banks | 4060014 | 3 | [5 empty] | Removed from Ground | Gas (Historical Use) | 6000 | Bare Steel | 1966-02-11 | 1987-09-01 | Galvanized Steel | Pressurized
BANJEE ENTERPRISES LLC | 30733 US HWY 441 & I-85 | COMMERCE | Banks | 4060011 | 2 |  | 1966-04-30 |  | 1966-04-30 |  | Removed from Ground | Gas (Historical Use) | 6000 | Steel-Impressed Current | 1966-04-30 | 2014-07-29 | Galvanized Steel | Pressurized
TRAVEL CENTERS OF AMERICA #156 | 30732 US HWY 441 EXIT 149 | COMMERCE | Banks | 780058 | 5 | Flapper Valve | 1988-01-01 | FALSE | 1988-01-01 | FALSE | Currently in Use | Gas (Historical Use) | 12000 | Fiberglass | 1988-01-01 |  | Fiberglass Reinforced Plastic | Pressurized
E-Z SERVE #8291 | US HWY 441 @ I-85 | COMMERCE | Banks | 9000453 | 7 | [5 empty] | Removed from Ground | Kerosene | 2000 | Fiberglass | 1989-01-01 | 2005-09-14 | Fiberglass Reinforced Plastic | Pressurized
E-Z SERVE #8291 | US HWY 441 @ I-85 | COMMERCE | Banks | 9000453 | 1 | [5 empty] | Removed from Ground | Diesel | 20000 | Fiberglass | 1989-01-01 | 2005-07-05 | Fiberglass Reinforced Plastic | Pressurized
66 FOOD MART | 30581 US 441 S | COMMERCE | Banks | 4060004 | 3 | Flapper Valve | 1993-10-01 | FALSE | 1993-10-01 | FALSE | Currently in Use | Diesel | 4000 | Lined Interior/Impressed Current | 1975-02-06 |  | Fiberglass Reinforced Plastic | Pressurized
GILLSVILLE ELEMENTARY SCHOOL | RT 1 | GILLSVILLE | Banks | 4060003 | 1 | [5 empty] | Removed from Ground | Diesel | 1500 | Bare Steel | 1955-12-28 | 1995-05-10 | Unknown
MURPHY USA #6544 | 30985 US HWY 441 S | COMMERCE | Banks | 9006022 | 2A | Flapper Valve | 2000-08-09 | FALSE | 2000-08-09 | FALSE | Currently in Use | Premium | 6000 | Fiberglass Double Walled | 2000-08-02 |  | Double-Walled Flex | Pressurized
BP FOOD MART #3 | 30605 US Hwy 441 & I-85 | Commerce | Banks | 4060014 | 7 | Flapper Valve | 1998-12-12 | FALSE | 1998-12-12 | FALSE | Currently in Use | Premium | 10000 | Fiberglass | 1987-10-01 |  | Fiberglass Reinforced Plastic | Pressurized
BP FOOD MART #3 | 30605 US Hwy 441 & I-85 | Commerce | Banks | 4060014 | 5 | Flapper Valve | 1998-12-12 | FALSE | 1998-12-12 | FALSE | Currently in Use | Regular | 10000 | Fiberglass | 1987-10-01 |  | Fiberglass Reinforced Plastic | Pressurized
BP FOOD MART #3 | 30605 US Hwy 441 & I-85 | Commerce | Banks | 4060014 | 4 | [5 empty] | Removed from Ground | Diesel | 6000 | Bare Steel | 1983-02-12 | 1987-09-01 | Galvanized Steel | Pressurized
RaceTrac #284 - Homer | 30580 HWY 441 S | COMMERCE | Banks | 4060020 | 9A | Ball Float | 2014-07-29 | FALSE | 2014-07-29 | FALSE | Currently in Use | E-0 | 10000 | Fiberglass Double Walled | 2014-07-29 |  | Double-Walled Fiberglass | Pressurized
BANJEE ENTERPRISES LLC | 30733 US HWY 441 & I-85 | COMMERCE | Banks | 4060011 | 3 |  | 1966-04-30 |  | 1966-04-30 |  | Removed from Ground | Gas (Historical Use) | 6000 | Steel-Impressed Current | 1966-04-30 | 2014-07-29 | Galvanized Steel | Pressurized
66 FOOD MART | 30581 US 441 S | COMMERCE | Banks | 4060004 | 1 | Flapper Valve | 1993-10-01 | FALSE | 1993-10-01 | FALSE | Currently in Use | Regular | 10000 | Lined Interior/Impressed Current | 1969-02-06 |  | Fiberglass Reinforced Plastic | Pressurized
QUIKTRIP #828 | 30839 HWY 441 | COMMERCE | Banks | 10002000 | 1 | Flapper Valve | 2011-07-01 | FALSE | 2011-08-11 | FALSE | Currently in Use | Regular | 20000 | Fiberglass Double Walled | 2011-03-01 |  | Double-Walled Fiberglass | Pressurized
RaceTrac #284 - Homer | 30580 HWY 441 S | COMMERCE | Banks | 4060020 | 4 |  | 1988-01-01 |  | 1988-01-01 |  | Removed from Ground | Gas (Historical Use) | 12000 | Bare Steel | 1980-05-04 | 1997-07-18 | Galvanized Steel | Pressurized
RaceTrac #284 - Homer | 30580 HWY 441 S | COMMERCE | Banks | 4060020 | 10 | Ball Float | 2017-07-29 | FALSE | 2014-07-29 | FALSE | Currently in Use | Premium | 15000 | Fiberglass Double Walled | 2014-07-29 |  | Double-Walled Fiberglass | Pressurized
RaceTrac #284 - Homer | 30580 HWY 441 S | COMMERCE | Banks | 4060020 | 1 |  | 1988-01-01 |  | 1988-01-01 |  | Removed from Ground | Gas (Historical Use) | 12000 | Bare Steel | 1980-05-04 | 1997-07-18 | Galvanized Steel | Pressurized
RaceTrac #284 - Homer | 30580 HWY 441 S | COMMERCE | Banks | 4060020 | 7 | Ball Float | 1997-01-01 |  | 1997-01-01 |  | Removed from Ground | Gas (Historical Use) | 12000 | Double Walled | 1997-08-01 | 2014-10-19 | Fiberglass Reinforced Plastic | Pressurized
66 FOOD MART | 30581 US 441 S | COMMERCE | Banks | 4060004 | 2 | Flapper Valve | 1993-10-01 | FALSE | 1993-10-01 | FALSE | Currently in Use | Premium | 10000 | Lined Interior/Impressed Current | 1969-02-06 |  | Fiberglass Reinforced Plastic | Pressurized
TRAVEL CENTERS OF AMERICA #156 | 30732 US HWY 441 EXIT 149 | COMMERCE | Banks | 780058 | 1 | Flapper Valve | 1988-01-01 | FALSE | 1988-01-01 | FALSE | Currently in Use | Diesel | 20000 | Fiberglass | 1988-01-01 |  | Fiberglass Reinforced Plastic | Pressurized
TRAVEL CENTERS OF AMERICA #156 | 30732 US HWY 441 EXIT 149 | COMMERCE | Banks | 780058 | 6 |  | 1988-01-01 | TRUE | 1988-01-01 | TRUE | Currently in Use | Used Oil | 1000 | Fiberglass | 1988-01-01 |  | Fiberglass Reinforced Plastic | Gravity Fed
RaceTrac #284 - Homer | 30580 HWY 441 S | COMMERCE | Banks | 4060020 | 2 |  | 1988-01-01 |  | 1988-01-01 |  | Removed from Ground | Gas (Historical Use) | 12000 | Bare Steel | 1980-05-04 | 1997-07-18 | Galvanized Steel | Pressurized
RaceTrac #284 - Homer | 30580 HWY 441 S | COMMERCE | Banks | 4060020 | 8 | Ball Float | 2014-07-29 | FALSE | 2014-07-29 | FALSE | Currently in Use | Regular | 20000 | Fiberglass Double Walled | 2014-07-29 |  | Double-Walled Fiberglass | Pressurized
TRAVEL CENTERS OF AMERICA #156 | 30732 US HWY 441 EXIT 149 | COMMERCE | Banks | 780058 | 3 | Flapper Valve | 1988-01-01 | FALSE | 1988-01-01 | FALSE | Currently in Use | Diesel | 12000 | Fiberglass | 1988-01-01 |  | Fiberglass Reinforced Plastic | Pressurized
PAULS COUNTRY STORE | JACKSON RT 2 BOX 58A MAYSVILLE | MAYSVILLE | Banks | 782000 | 3 | [5 empty] | Removed from Ground | Gas (Historical Use) | 6000 | Cathodically Protected Steel | 1987-11-04 | 1993-08-01 | Galvanized Steel
RaceTrac #284 - Homer | 30580 HWY 441 S | COMMERCE | Banks | 4060020 | 5 | Ball Float | 1997-01-01 |  | 1997-01-01 |  | Removed from Ground | Gas (Historical Use) | 15000 | Double Walled | 1997-08-01 | 2014-10-19 | Fiberglass Reinforced Plastic | Pressurized
PAULS COUNTRY STORE | JACKSON RT 2 BOX 58A MAYSVILLE | MAYSVILLE | Banks | 782000 | 2 | [5 empty] | Removed from Ground | Gas (Historical Use) | 8000 | Cathodically Protected Steel | 1987-11-04 | 1993-08-01 | Galvanized Steel
8949 MAYSVILLE LLC | 8949 MAYSVILLE RD | MAYSVILLE | Banks | 4060008 | 3 | Flapper Valve | 1998-11-11 | FALSE | 1998-11-11 | FALSE | Temporarily out of use | Diesel | 10000 | Steel-Impressed Current | 1981-02-18 |  | Steel (Impressed Current) | Pressurized
RaceTrac #284 - Homer | 30580 HWY 441 S | COMMERCE | Banks | 4060020 | 6 | Ball Float | 1997-01-01 |  | 1997-01-01 |  | Removed from Ground | Diesel | 12000 | Double Walled | 1997-08-01 | 2014-10-19 | Fiberglass Reinforced Plastic | Pressurized
WENDY'S/FORMER SERV STATION | I-85 & US HWY 441 | COMMERCE | Banks | 9006013 | 1 | [5 empty] | Removed from Ground | Gas (Historical Use) | 0 | Not Marked/Unknown |  | 1899-12-31 | Not Marked
BANJEE ENTERPRISES LLC | 30733 US HWY 441 & I-85 | COMMERCE | Banks | 4060011 | 1 |  | 1966-04-30 |  | 1966-04-30 |  | Removed from Ground | Gas (Historical Use) | 6000 | Steel-Impressed Current | 1966-04-30 | 2014-07-29 | Galvanized Steel | Pressurized
8949 MAYSVILLE LLC | 8949 MAYSVILLE RD | MAYSVILLE | Banks | 4060008 | 1 | Flapper Valve | 1998-11-11 | FALSE | 1998-11-11 | FALSE | Currently in Use | Regular | 10000 | Steel-Impressed Current | 1981-02-18 |  | Steel (Impressed Current) | Pressurized
PAULS COUNTRY STORE | JACKSON RT 2 BOX 58A MAYSVILLE | MAYSVILLE | Banks | 782000 | 4 | [5 empty] | Removed from Ground | Kerosene | 1000 | Cathodically Protected Steel | 1987-11-04 | 1993-08-01 | Galvanized Steel
PAULS COUNTRY STORE | JACKSON RT 2 BOX 58A MAYSVILLE | MAYSVILLE | Banks | 782000 | 5 | [5 empty] | Removed from Ground | Diesel | 1000 | Cathodically Protected Steel | 1987-11-04 | 1993-08-01 | Galvanized Steel
PAULS COUNTRY STORE | JACKSON RT 2 BOX 58A MAYSVILLE | MAYSVILLE | Banks | 782000 | 1 | [5 empty] | Removed from Ground | Gas (Historical Use) | 8000 | Cathodically Protected Steel | 1987-11-04 | 1993-08-01 | Galvanized Steel
8949 MAYSVILLE LLC | 8949 MAYSVILLE RD | MAYSVILLE | Banks | 4060008 | 2 | Flapper Valve | 1998-11-11 | FALSE | 1998-11-11 | FALSE | Currently in Use | Premium | 10000 | Steel-Impressed Current | 1981-02-18 |  | Steel (Impressed Current) | Pressurized
E-Z SERVE #8291 | US HWY 441 @ I-85 | COMMERCE | Banks | 9000453 | 6 | [5 empty] | Removed from Ground | Gas (Historical Use) | 2000 | Fiberglass | 1989-01-01 | 2005-09-14 | Fiberglass Reinforced Plastic | Pressurized
BP FOOD MART #3 | 30605 US Hwy 441 & I-85 | Commerce | Banks | 4060014 | 6 | Flapper Valve | 1998-12-12 | FALSE | 1998-12-12 | FALSE | Currently in Use | Plus | 10000 | Fiberglass | 1987-10-01 |  | Fiberglass Reinforced Plastic | Pressurized
BOSWELL OIL CO | I-85 & US HWY 441 N | COMMERCE | Banks | 780004 | 3 | [5 empty] | Removed from Ground | Gas (Historical Use) | 10000 | Cathodically Protected Steel | 1969-01-01 | 1989-10-01 | Galvanized Steel
CHICK FIL A | 30563 HWY 441 | COMMERCE | Banks | 9006021 | 3 | [5 empty] | Closed in Ground | Gas (Historical Use) | 2000 | Not Marked/Unknown | 1999-10-05 | 1999-10-05 | Not Marked
QUIKTRIP #828 | 30839 HWY 441 | COMMERCE | Banks | 10002000 | 2 | Flapper Valve | 2011-07-01 | FALSE | 2011-08-11 | FALSE | Currently in Use | Regular | 20000 | Fiberglass Double Walled | 2011-03-01 |  | Double-Walled Fiberglass | Pressurized
SOUTHERN PROPERTIES LLC | 2284 DAMASCUS RD | BALDWIN | Banks | 9006006 | 4 | Flapper Valve | 1998-12-10 | FALSE | 1998-12-10 | FALSE | Temporarily out of use | Diesel Off Road | 1003 | Steel-Impressed Current | 1985-08-01 |  | Steel (Impressed Current) | Safe Suction (Euro)
SOUTHERN PROPERTIES LLC | 2284 DAMASCUS RD | BALDWIN | Banks | 9006006 | 5 | Flapper Valve | 1998-12-10 | FALSE | 1998-12-10 | FALSE | Temporarily out of use | Diesel Off Road | 1003 | Galvanic (STIP-3) | 1985-08-01 |  | Steel (Impressed Current) | Safe Suction (Euro)
SOUTHERN PROPERTIES LLC | 2284 DAMASCUS RD | BALDWIN | Banks | 9006006 | 2 | Flapper Valve | 1998-12-10 | FALSE | 1998-12-10 | FALSE | Temporarily out of use | Empty | 6110 | Steel-Impressed Current | 1985-08-01 |  | Fiberglass Reinforced Plastic | Pressurized
FIELDALE FARMS BALDWIN TRUCK SHOP | 555 BROILER BLVD | BALDWIN | Banks | 9006004 | BTS-3 |  |  | TRUE |  | TRUE | Removed from Ground | Used Oil | 2000 | Bare Steel | 1980-01-01 | 1990-04-01 | Not Marked | Gravity Fed
KING'S OIL #370 | 172 OTIS BROWN ROAD/HWY 441 | BALDWIN | Banks | 10000314 | 4 | Flapper Valve | 2003-03-19 | FALSE | 2002-12-22 | FALSE | Currently in Use | Kerosene | 1000 | Fiberglass | 2002-12-15 |  | Fiberglass Reinforced Plastic | Safe Suction (Euro)
FIELDALE FARMS BALDWIN TRUCK SHOP | 555 BROILER BLVD | BALDWIN | Banks | 9006004 | BTS-5 |  | 1995-05-31 | TRUE | 1995-05-31 | TRUE | Currently in Use | Diesel | 15000 | Composite | 1990-04-01 |  | Fiberglass Reinforced Plastic | Pressurized
SOUTHERN PROPERTIES LLC | 2284 DAMASCUS RD | BALDWIN | Banks | 9006006 | 1 | Flapper Valve | 1998-12-10 | FALSE | 1998-12-10 | FALSE | Temporarily out of use | Empty | 10000 | Steel-Impressed Current | 1985-08-01 |  | Fiberglass Reinforced Plastic | Pressurized
IRVIN'S COUNTRY STORE | HWY 441 SOUTH | BALDWIN | Banks | 9006008 | 1 | [5 empty] | Permanently Out of Use - historical purposes | Gas (Historical Use) | 1020 | Bare Steel |  | 1899-12-31 | Galvanized Steel | Suction (American)
FIELDALE FARMS BALDWIN TRUCK SHOP | 555 BROILER BLVD | BALDWIN | Banks | 9006004 | BTS-1 |  |  | FALSE |  | FALSE | Closed in Ground | Diesel | 15000 | Bare Steel | 1980-01-01 | 1990-04-01
FIELDALE FARMS BALDWIN TRUCK SHOP | 555 BROILER BLVD | BALDWIN | Banks | 9006004 | BTS-7 |  | 2006-12-08 | TRUE | 2006-12-08 | TRUE | Currently in Use | Diesel | 10000 | Composite | 2006-12-08 |  | Fiberglass Reinforced Plastic | Pressurized
FIELDALE FARMS BALDWIN TRUCK SHOP | 555 BROILER BLVD | BALDWIN | Banks | 9006004 | BTS-2 |  |  | FALSE |  | FALSE | Closed in Ground | Gas (Historical Use) | 15000 | Bare Steel | 1980-01-01 | 1990-04-01 | Not Marked
SOUTHERN PROPERTIES LLC | 2284 DAMASCUS RD | BALDWIN | Banks | 9006006 | 3 | Flapper Valve | 1998-12-10 | FALSE | 1998-12-10 | FALSE | Temporarily out of use | Empty | 5000 | Steel-Impressed Current | 1985-08-01 |  | Fiberglass Reinforced Plastic | Suction (American)
FIELDALE FARMS BALDWIN TRUCK SHOP | 555 BROILER BLVD | BALDWIN | Banks | 9006004 | BTS-4 |  | 1995-05-31 | TRUE | 1995-05-31 | TRUE | Currently in Use | Diesel | 15000 | Composite | 1990-04-01 |  | Fiberglass Reinforced Plastic | Pressurized
KING'S OIL #370 | 172 OTIS BROWN ROAD/HWY 441 | BALDWIN | Banks | 10000314 | 1 | Flapper Valve | 2003-03-19 | FALSE | 2002-12-22 | FALSE | Currently in Use | Regular | 12000 | Fiberglass | 2002-12-15 |  | Fiberglass Reinforced Plastic | Pressurized
KING'S OIL #370 | 172 OTIS BROWN ROAD/HWY 441 | BALDWIN | Banks | 10000314 | 2 | Flapper Valve | 2003-03-19 | FALSE | 2002-12-22 | FALSE | Currently in Use | Premium | 8000 | Fiberglass | 2002-12-15 |  | Fiberglass Reinforced Plastic | Pressurized
KING'S OIL #370 | 172 OTIS BROWN ROAD/HWY 441 | BALDWIN | Banks | 10000314 | 3 | Flapper Valve | 2003-03-19 | FALSE | 2002-12-22 | FALSE | Currently in Use | Diesel | 8000 | Fiberglass | 2002-12-15 |  | Fiberglass Reinforced Plastic | Pressurized
FIELDALE FARMS BALDWIN TRUCK SHOP | 555 BROILER BLVD | BALDWIN | Banks | 9006004 | BTS-6 |  |  | TRUE | 1995-05-31 | TRUE | Currently in Use | Used Oil | 2000 | Composite | 1990-04-01 |  | Fiberglass Reinforced Plastic | Gravity Fed
IRVIN'S COUNTRY STORE | HWY 441 SOUTH | BALDWIN | Banks | 9006008 | 2 | [5 empty] | Permanently Out of Use - historical purposes | Gas (Historical Use) | 1020 | Bare Steel |  | 1899-12-31 | Galvanized Steel | Suction (American)
J R BAIRD | 4665 DAMASCUS RD | TOCCOA | Banks | 1270022 | 1 | [5 empty] | Removed from Ground | Gas (Historical Use) | 1000 | Bare Steel | 1971-04-25 | 1997-11-17 | Galvanized Steel | Suction (American)
J R BAIRD | 4665 DAMASCUS RD | TOCCOA | Banks | 1270022 | 2 | [5 empty] | Removed from Ground | Gas (Historical Use) | 1000 | Bare Steel | 1971-04-25 | 1997-11-17 | Galvanized Steel | Suction (American)
RIEGEL TEXTILE CORP | COUNTY RD 432 | ALTO | Banks | 4060005 | 1 | [5 empty] | Removed from Ground | Kerosene | 20000 | Bare Steel | 1966-01-22 | 1994-10-15 | Bare Steel
Gas Express #151 | 40081 HWY 441 | COMMERCE | Banks | 10003565 | 2A | Flapper Valve | 2024-05-22 | FALSE | 2024-05-22 | FALSE | Currently in Use | Premium | 6000 | Composite Double Walled | 2024-05-22 |  | Double-Walled Flex | Pressurized
HOMER GROCERY | 2004 GA HWY 59 NORTH | COMMERCE | Banks | 4060016 | 5B | Flapper Valve | 1998-10-22 | FALSE | 1998-10-22 | FALSE | Currently in Use | Diesel Off Road | 1000 | Composite | 1998-10-22 |  | Fiberglass Reinforced Plastic | Safe Suction (Euro)
HOMER GROCERY | 2004 GA HWY 59 NORTH | COMMERCE | Banks | 4060016 | 3 | [5 empty] | Removed from Ground | Gas (Historical Use) | 560 | Bare Steel | 1960-04-02 | 1998-10-22 | Galvanized Steel | Suction (American)
Gas Express #151 | 40081 HWY 441 | COMMERCE | Banks | 10003565 | 2B | Flapper Valve | 2024-05-22 | FALSE | 2024-05-22 | FALSE | Currently in Use | Diesel | 6000 | Composite Double Walled | 2024-05-22 |  | Double-Walled Flex | Pressurized
RIEGEL TEXTILE CORP | COUNTY RD 432 | ALTO | Banks | 4060005 | 2 | [5 empty] | Removed from Ground | Other | 20000 | Bare Steel | 1966-01-22 | 1994-10-15 | Bare Steel
LOUISIANA PACIFIC CORP | RT 2 BOX 255/OLD CORNELIA HWY | ALTO | Banks | 9006002 | 2 | [5 empty] | Removed from Ground | Diesel | 10000 | Marked Unknown | 1991-11-18 | 1991-11-18 | Unknown
GA KRAFT CO | 1054 MT SINAI ROAD | LULA | Banks | 4060019 | 2 | [5 empty] | Removed from Ground | Diesel | 550 | Bare Steel | 1961-01-21 | 1989-01-01 | Galvanized Steel
LULA FOOD MART | 2448 GA HWY 51 | LULA | Banks | 9006010 | 2 |  | 1998-09-01 | FALSE | 1989-07-01 | FALSE | Currently in Use | Gas (Historical Use) | 6000 | Galvanic (STIP-3) | 1989-07-01 |  | Fiberglass Reinforced Plastic | Pressurized
WILEY GROCERY | 3037 HWY 441 SOUTH | HOMER | Banks | 4060015 | 1 | [5 empty] | Removed from Ground | Gas (Historical Use) | 1020 | Bare Steel | 1974-04-01 | 1899-12-31 | Galvanized Steel | Safe Suction (Euro)
GA KRAFT CO | 1054 MT SINAI ROAD | LULA | Banks | 4060019 | 1 | [5 empty] | Removed from Ground | Gas (Historical Use) | 550 | Bare Steel | 1961-01-21 | 1989-01-01 | Galvanized Steel
HOMER GROCERY | 2004 GA HWY 59 NORTH | COMMERCE | Banks | 4060016 | 1 | [5 empty] | Removed from Ground | Gas (Historical Use) | 6000 | Bare Steel | 1985-04-01 | 1998-10-22 | Galvanized Steel | Suction (American)
LOUISIANA PACIFIC CORP | RT 2 BOX 255/OLD CORNELIA HWY | ALTO | Banks | 9006002 | 1 | [5 empty] | Removed from Ground | Gas (Historical Use) | 10000 | Marked Unknown | 1991-11-18 | 1991-11-18 | Unknown
NEWTOWN GAS & GROCERY | 2905 YONAH-HOMER ROAD | LULA | Banks | 9006015 | 1 | Flapper Valve | 1999-04-01 |  | 1999-04-01 |  | Removed from Ground | Gas (Historical Use) | 5000 | Steel-Impressed Current | 1999-04-01 | 2012-05-22 | Steel (Impressed Current) | Suction (American)
WILEY GROCERY | 3037 HWY 441 SOUTH | HOMER | Banks | 4060015 | 2 | [5 empty] | Removed from Ground | Gas (Historical Use) | 1020 | Bare Steel | 1974-04-01 | 1899-12-31 | Galvanized Steel | Safe Suction (Euro)
WILEY GROCERY | 3037 HWY 441 SOUTH | HOMER | Banks | 4060015 | 3 | [5 empty] | Removed from Ground | Gas (Historical Use) | 1020 | Bare Steel | 1974-04-01 | 1899-12-31 | Galvanized Steel | Safe Suction (Euro)
HOMER GROCERY | 2004 GA HWY 59 NORTH | COMMERCE | Banks | 4060016 | 4 | [5 empty] | Removed from Ground | Diesel | 560 | Bare Steel | 1960-04-02 | 1998-10-22 | Bare Steel | Suction (American)
LOUISIANA PACIFIC CORP | RT 2 BOX 255/OLD CORNELIA HWY | ALTO | Banks | 9006002 | 3 | [5 empty] | Removed from Ground | Gas (Historical Use) | 10000 | Marked Unknown | 1991-11-18 | 1991-11-18 | Unknown
THURSTON DODD WELDING SHOP INC | RT 2 | LULA | Banks | 4060006 | 1 | [5 empty] | Removed from Ground | Gas (Historical Use) | 500 | Bare Steel | 1971-03-05 | 1899-12-31
AT&T/LULA | COUNTY LINE RD | LULA | Banks | 4060018 | 1 | [5 empty] | Removed from Ground | Kerosene | 6000 | Bare Steel | 1992-11-07 | 1992-11-07 | Copper | Suction (American)
NEWTOWN GAS & GROCERY | 2905 YONAH-HOMER ROAD | LULA | Banks | 9006015 | 2 | Flapper Valve | 1999-04-01 |  | 1999-04-01 |  | Removed from Ground | Gas (Historical Use) | 5000 | Steel-Impressed Current | 1999-04-01 | 2012-05-22 | Steel (Impressed Current) | Suction (American)
HOMER GROCERY | 2004 GA HWY 59 NORTH | COMMERCE | Banks | 4060016 | 2 | [5 empty] | Removed from Ground | Gas (Historical Use) | 560 | Bare Steel | 1971-04-02 | 1998-10-22 | Galvanized Steel | Suction (American)
WILEY GROCERY | 3037 HWY 441 SOUTH | HOMER | Banks | 4060015 | 4 | [5 empty] | Removed from Ground | Empty | 500 | Bare Steel | 1966-02-11 | 1899-12-31 | Galvanized Steel
WILEY GROCERY | 3037 HWY 441 SOUTH | HOMER | Banks | 4060015 | 5 | [5 empty] | Removed from Ground | Empty | 500 | Bare Steel | 1966-02-11 | 1899-12-31 | Galvanized Steel
LULA FOOD MART | 2448 GA HWY 51 | LULA | Banks | 9006010 | 1 |  | 1998-09-01 | FALSE | 1989-07-01 | FALSE | Currently in Use | Gas (Historical Use) | 6000 | Galvanic (STIP-3) | 1989-07-01 |  | Fiberglass Reinforced Plastic | Pressurized
LULA FOOD MART | 2448 GA HWY 51 | LULA | Banks | 9006010 | 3B | Flapper Valve | 2006-05-15 | FALSE | 2006-05-15 | FALSE | Currently in Use | Diesel | 1000 | Fiberglass | 2006-05-15 |  | Fiberglass Reinforced Plastic | Suction (American)
HOMER GROCERY | 2004 GA HWY 59 NORTH | COMMERCE | Banks | 4060016 | 6 | Flapper Valve | 1998-10-22 | FALSE | 1998-10-22 | FALSE | Currently in Use | Diesel | 1000 | Composite | 1998-10-22 |  | Fiberglass Reinforced Plastic | Safe Suction (Euro)
LULA FOOD MART | 2448 GA HWY 51 | LULA | Banks | 9006010 | 3A | Flapper Valve | 2006-05-15 | FALSE | 2006-05-15 | FALSE | Currently in Use | Diesel | 3000 | Fiberglass | 2006-05-16 |  | Fiberglass Reinforced Plastic | Pressurized
HOMER GROCERY | 2004 GA HWY 59 NORTH | COMMERCE | Banks | 4060016 | 5A | Flapper Valve | 1998-10-22 | FALSE | 1998-10-22 | FALSE | Currently in Use | Regular | 3000 | Composite | 1998-10-22 |  | Fiberglass Reinforced Plastic | Safe Suction (Euro)
Gas Express #151 | 40081 HWY 441 | COMMERCE | Banks | 10003565 | 1 | Flapper Valve | 2024-05-22 | FALSE | 2024-05-22 | FALSE | Currently in Use | Regular | 12000 | Composite Double Walled | 2024-05-22 |  | Double-Walled Flex | Pressurized
RIEGEL TEXTILE CORP | COUNTY RD 432 | ALTO | Banks | 4060005 | 3 | [5 empty] | Removed from Ground | Other | 20000 | Bare Steel | 1978-01-22 | 1994-10-15 | Bare Steel
WINDER RUG MILLS INC | 237 EAST ATHENS STREET | WINDER | Barrow | 4070053 | 3 | [5 empty] | Removed from Ground | Gas (Historical Use) | 2000 | Bare Steel |  | 1899-12-31 | Bare Steel
GOLD KIST STORE | US HWY 29 | WINDER | Barrow | 4070065 | 1 | [5 empty] | Removed from Ground | Gas (Historical Use) | 500 | Bare Steel | 1976-05-01 | 1990-09-15 | Galvanized Steel
WINDER FOOD MART | 56 S BROAD STREET | WINDER | Barrow | 4070069 | 5A | Flapper Valve | 2024-07-02 | FALSE | 2024-07-02 | FALSE | Currently in Use | Premium | 6000 | Composite Double Walled | 2024-07-02 |  | Double-Walled Fiberglass | Pressurized
DIVINE FOOD MART | 183 W ATHENS ST | WINDER | Barrow | 4070071 | 5 | Ball Float | 1996-04-10 | FALSE | 1996-04-10 | FALSE | Currently in Use | Diesel | 9816 | Fiberglass | 1996-04-10 |  | Double-Walled Fiberglass | Pressurized
HARRY'S PACKAGE STORE #81 | 209 E MAY ST | WINDER | Barrow | 4070074 | 1WO |  |  | TRUE |  | TRUE | Removed from Ground | Used Oil | 280 | Bare Steel | 1959-01-01 | 1993-12-01 | Unknown
PALM HARBOR HOMES (FORMER) | 976 AIRPORT RD | WINDER | Barrow | 9007014 | 1 | [5 empty] | Removed from Ground | Gas (Historical Use) | 1000 | Not Marked/Unknown | 1995-03-01 | 1995-03-01 | Not Marked
C W DONAHOO | BROAD ST | WINDER | Barrow | 70078 | 1 | [5 empty] | Removed from Ground | Gas (Historical Use) | 500 | Bare Steel | 1986-05-28 | 2001-02-01 | Galvanized Steel
GA POWER/WINDER DIST OPER HQ | 407 CEDAR CREEK RD | WINDER | Barrow | 4010038 | 16762 |  | 1994-03-17 | FALSE | 1994-03-17 | FALSE | Removed from Ground | Diesel | 10000 | Fiberglass | 1994-03-17 | 2018-04-18 | Fiberglass Reinforced Plastic | Pressurized
CHEVRON FOOD MART | 1194 HOG MOUNTAIN ROAD | WINDER | Barrow | 10001776 | 1 | Ball Float | 2008-11-01 | FALSE | 2008-11-01 | FALSE | Currently in Use | Gas (Historical Use) | 12000 | Tank Jacket | 2008-11-01 |  | Double-Walled Fiberglass | Pressurized
BP FOOD MART | 517 MIDLAND AVE | WINDER | Barrow | 10001845 | 1C | Flapper Valve | 2010-05-05 | FALSE | 2010-05-05 | FALSE | Currently in Use | Diesel | 5000 | Composite Double Walled | 2010-03-10 |  | Double-Walled Flex | Pressurized
EXXON FOOD MART | 529 PATRICK MILL RD | WINDER | Barrow | 10000489 | 3 | Ball Float | 2003-03-01 | FALSE | 2003-03-01 | FALSE | Currently in Use | Diesel | 12000 | Composite | 2003-03-01 |  | Double-Walled Fiberglass | Pressurized
STATHAM FULL SERVICE | 1911 ATLANTA HWY SE | STATHAM | Barrow | 4070038 | 2 |  | 1998-03-25 | FALSE | 1998-03-25 | FALSE | Removed from Ground | Empty | 6000 | Steel-Impressed Current | 1976-04-25 | 2016-06-23 |  | Suction (American)
GRIZZLE'S QUICK STOP | HWY 29 S | STATHAM | Barrow | 4070029 | 2 | [5 empty] | Removed from Ground | Gas (Historical Use) | 6000 | Bare Steel | 1974-04-07 | 2001-02-08 | Galvanized Steel
CLARK & DEATON | 1375 ATLANTA HWY NW | AUBURN | Barrow | 4070050 | 1 | [5 empty] | Removed from Ground | Gas (Historical Use) | 6000 | Bare Steel | 1976-04-24 | 1993-04-01 | Galvanized Steel
BARNETTE BROS USED CARS | 250 N BROAD ST | WINDER | Barrow | 4070062 | 1 | [5 empty] | Removed from Ground | Gas (Historical Use) | 550 | Bare Steel | 1971-04-18 | 1998-11-01 | Galvanized Steel
DIVINE FOOD MART | 183 W ATHENS ST | WINDER | Barrow | 4070071 | 3 | [5 empty] | Removed from Ground | Gas (Historical Use) | 4000 | Bare Steel | 1972-05-01 | 1996-04-01 | Galvanized Steel | Pressurized
Y & S INC | 228 N BROAD ST | WINDER | Barrow | 4070073 | 3 | Flapper Valve | 1994-04-29 | FALSE | 1994-04-29 | FALSE | Currently in Use | Premium | 10000 | Steel-Impressed Current | 1978-05-01 |  | Steel (Impressed Current) | Pressurized
DOTSONS GAS | HWY 29 RT 3 | WINDER | Barrow | 4070076 | 2 | [5 empty] | Removed from Ground | Kerosene | 1 | Bare Steel | 1971-07-17 | 2001-08-29 | Unknown
L M MCDONALD GULF | GA HWY 53 | WINDER | Barrow | 4070083 | 3 | [5 empty] | Removed from Ground | Gas (Historical Use) | 550 | Bare Steel | 1961-04-17 | 1998-08-01 | Galvanized Steel
FRAMS SERVICES INC | 243 E MAY ST | WINDER | Barrow | 9007028 | 2A | Flapper Valve | 1996-05-28 | FALSE | 1996-05-28 | FALSE | Currently in Use | Premium | 8000 | Composite | 1996-05-28 |  | Fiberglass Reinforced Plastic | Safe Suction (Euro)
BP FOOD MART | 830 LOGANVILLE HWY | WINDER | Barrow | 9007041 | 1 | Flapper Valve | 2001-05-01 | FALSE | 2001-05-01 | FALSE | Currently in Use | Premium | 12000 | Epoxy | 2001-05-10 |  | Double-Walled Fiberglass | Pressurized
GA FC/BARROW CO UNIT | RADIO STATION RD | WINDER | Barrow | 9007001 | 2 | [5 empty] | Removed from Ground | Gas (Historical Use) | 1000 | Cathodically Protected Steel | 1991-01-01 | 1996-07-09 | Bare Steel
PO MANN | 427 SOUTH BROAD ST | WINDER | Barrow | 9007004 | 4 | [5 empty] | Removed from Ground | Gas (Historical Use) | 4000 | Bare Steel | 1981-01-01 | 1990-08-15 | Galvanized Steel
PO MANN | 427 SOUTH BROAD ST | WINDER | Barrow | 9007004 | 1 | [5 empty] | Removed from Ground | Gas (Historical Use) | 4000 | Bare Steel | 1981-01-01 | 1990-08-15 | Galvanized Steel
AKINS FORD CORP | 503 W MAY ST | WINDER | Barrow | 9007006 | 1 |  |  | TRUE |  | TRUE | Removed from Ground | Used Oil | 1000 | Bare Steel | 1988-06-01 | 1994-04-20 | Galvanized Steel | Gravity Fed
ALLDA AIR | WINDER BARROW CO AIRPORT | WINDER | Barrow | 9007009 | 1 | [5 empty] | Removed from Ground | Gas (Historical Use) | 10000 | Marked Unknown | 1992-01-05 | 1992-01-05 | Unknown
EZ BUY III | 879 JEFFERSON HWY | WINDER | Barrow | 9007015 | 1-UNL |  | 1995-04-15 | FALSE | 1995-04-15 | FALSE | Currently in Use | Gas (Historical Use) | 6000 | Epoxy | 1995-04-15 |  | Fiberglass Reinforced Plastic | Pressurized
THRALL CAR MANUFACTURING CO | 880 AIRPORT RD | WINDER | Barrow | 70085 | 1 | [5 empty] | Removed from Ground | Diesel | 1000 | Cathodically Protected Steel | 1962-05-20 | 1987-08-01 | Unknown
PATRICKS SERVICE STATION | 6 E MAY ST | WINDER | Barrow | 4070056 | 3 |  | 1998-03-26 |  | 1998-03-26 |  | Removed from Ground | Gas (Historical Use) | 4000 | Steel-Impressed Current | 1971-04-18 | 2008-11-25 | Cathodically Protected | Safe Suction (Euro)
FRANKLIN HOUSE | 411 ATHENS ST | WINDER | Barrow | 4070060 | 2 | [5 empty] | Removed from Ground | Gas (Historical Use) | 10000 | Bare Steel | 1974-05-01 | 2000-09-21 | Galvanized Steel
JAMES DAVID RICE INC | 329 SOUTH JACKSON ST | WINDER | Barrow | 4070063 | 1 | [5 empty] | Removed from Ground | Diesel | 1000 | Bare Steel | 1978-04-16 | 1990-01-01 | Galvanized Steel
WINDER FOOD MART | 56 S BROAD STREET | WINDER | Barrow | 4070069 | 5B | Flapper Valve | 2024-07-02 | FALSE | 2024-07-02 | FALSE | Currently in Use | Diesel | 6000 | Composite Double Walled | 2024-07-02 |  | Double-Walled Fiberglass | Pressurized
DIVINE FOOD MART | 183 W ATHENS ST | WINDER | Barrow | 4070071 | 6 | Ball Float | 1996-04-10 | FALSE | 1996-04-10 | FALSE | Currently in Use | Premium | 9816 | Fiberglass | 1996-04-10 |  | Double-Walled Fiberglass | Pressurized
GAZEL INC | 233 N BROAD STREET | WINDER | Barrow | 9007030 | 20479 | Ball Float | 1996-08-09 | FALSE | 1996-08-09 | FALSE | Currently in Use | Premium | 12000 | Composite | 1996-08-08 |  | Fiberglass Reinforced Plastic | Pressurized
SHELL WINDER | 10 A PATRICK MILL ROAD | WINDER | Barrow | 9007039 | 1 | Ball Float | 2001-02-15 | FALSE | 2001-02-15 | FALSE | Currently in Use | Regular | 12000 | Fiberglass | 2001-02-15 |  | Double-Walled Flex | Pressurized
SHELL WINDER | 10 A PATRICK MILL ROAD | WINDER | Barrow | 9007039 | 3B | Ball Float | 2001-02-15 | FALSE | 2001-02-15 | FALSE | Currently in Use | Diesel | 5000 | Fiberglass | 2001-02-15 |  | Double-Walled Flex | Pressurized
GA FC/BARROW CO UNIT | RADIO STATION RD | WINDER | Barrow | 9007001 | 1 | [5 empty] | Removed from Ground | Diesel | 1000 | Cathodically Protected Steel | 1991-01-01 | 1996-07-09 | Bare Steel
EZ BUY III | 879 JEFFERSON HWY | WINDER | Barrow | 9007015 | 7-KERO |  | 1995-04-15 | FALSE | 1995-04-15 | FALSE | Currently in Use | Kerosene | 2000 | Epoxy | 1995-04-15 |  | Fiberglass Reinforced Plastic | Safe Suction (Euro)
SPEEDWAY GRADING CORP | 967 CARL BETHLEHEM RD | WINDER | Barrow | 9008092 | 1 | [5 empty] | Removed from Ground | Diesel | 10000 | Bare Steel | 1997-04-24 | 1997-04-24 | Unknown | Suction (American)
RAY RUTLEDGE INC | 771 SMITH MILL ROAD | WINDER | Barrow | 10002169 | 1 |  |  | FALSE |  | FALSE | Removed from Ground | Gas (Historical Use) | 8000 | Bare Steel | 1990-01-01 | 2012-11-06 | Bare Steel | Safe Suction (Euro)
RAY RUTLEDGE INC | 771 SMITH MILL ROAD | WINDER | Barrow | 10002169 | 4 |  |  | FALSE |  | FALSE | Removed from Ground | Diesel | 800 | Bare Steel | 1990-01-01 | 2012-11-06 | Bare Steel | Safe Suction (Euro)
MB HUFF GROCERY | 105 EAST MAY ST | WINDER | Barrow | 10002272 | 1 |  |  | FALSE |  | FALSE | Removed from Ground |  | 0 | Unknown |  | 1899-12-31
GERALD'S 66 (FORMERLY) | RFD HWY 29 | WINDER | Barrow | 4070064 | 1 | [5 empty] | Removed from Ground | Empty | 550 | Bare Steel | 1966-04-28 | 1999-04-05 | Galvanized Steel
SOUTHLAND TIMBER CO | BOMAN MILL RD | WINDER | Barrow | 4070086 | 1 | [5 empty] | Removed from Ground | Diesel | 500 | Bare Steel | 1979-05-03 | 1899-12-31 | Galvanized Steel
PROGRESS CONTAINER AND DISPLAY | 635 PATRICK MILL ROAD | WINDER | Barrow | 9007043 | 1 | Flapper Valve | 2020-05-21 | FALSE | 2001-01-20 | FALSE | Currently in Use | Diesel | 4000 | Composite | 2001-01-20 |  | Fiberglass Reinforced Plastic | Pressurized
MURPHY USA #6766 | 438 ATLANTA HWY NW | WINDER | Barrow | 9007045 | 1A |  | 2001-11-22 |  | 2001-11-22 |  | Currently in Use | Gas (Historical Use) | 14000 | Fiberglass Double Walled | 2001-11-14 |  | Double-Walled Flex | Pressurized
MURPHY USA #6766 | 438 ATLANTA HWY NW | WINDER | Barrow | 9007045 | 1A |  | 2001-11-22 |  | 2001-11-22 |  | Currently in Use | Gas (Historical Use) | 14000 | Fiberglass Double Walled | 2001-11-14 |  | Double-Walled Flex | Pressurized
MURPHY USA #6766 | 438 ATLANTA HWY NW | WINDER | Barrow | 9007045 | 1A |  | 2001-11-22 |  | 2001-11-22 |  | Currently in Use | Gas (Historical Use) | 14000 | Fiberglass Double Walled | 2001-11-14 |  | Double-Walled Flex | Pressurized
MURPHY USA #6766 | 438 ATLANTA HWY NW | WINDER | Barrow | 9007045 | 1A |  | 2001-11-22 |  | 2001-11-22 |  | Currently in Use | Gas (Historical Use) | 14000 | Fiberglass Double Walled | 2001-11-14 |  | Double-Walled Flex | Pressurized
BARROW COUNTY AIRPORT | 839 RONALD WOOD RD | WINDER | Barrow | 9007021 | 2 |  | 1998-12-22 |  | 1998-12-22 |  | Closed in Ground | Other | 12000 | Fiberglass | 1976-01-01 | 2000-12-30 | Cathodically Protected | Safe Suction (Euro)
WINDER POLICE DEPT | 320 SOUTH BROAD ST | WINDER | Barrow | 70059 | 1 | [5 empty] | Removed from Ground | Gas (Historical Use) | 560 | Bare Steel | 1966-01-01 | 1997-07-01 | Galvanized Steel
WICKER HUT ANTIQUES | 271 N BROAD ST | WINDER | Barrow | 10002670 | 1 |  |  | FALSE |  | FALSE | Removed from Ground | Not Marked | 300 | Bare Steel | 1940-01-01 | 2016-11-01 | Bare Steel
SHELL FOOD MART | 125 E MIDLAND AVE | WINDER | Barrow | 10001108 | P329082A | Ball Float | 2005-12-14 | FALSE | 2005-12-14 | FALSE | Currently in Use | Premium | 8000 | Fiberglass | 2005-11-10 |  | Double-Walled Fiberglass | Pressurized
INGLES GAS EXPRESS #57 | 285 N BROAD ST | WINDER | Barrow | 10001085 | 2 | Ball Float | 2005-12-28 | FALSE | 2005-12-28 | FALSE | Currently in Use | Diesel | 8000 | Fiberglass Double Walled | 2005-12-28 |  | Double-Walled Flex | Pressurized
FRANK'S GARAGE | 326 JEFFERSON ST | STATHAM | Barrow | 4070079 | 1 | [5 empty] | Removed from Ground | Gas (Historical Use) | 560 | Bare Steel | 1999-07-14 | 1999-07-14 | Galvanized Steel | Suction (American)
AUBURN ELEMENTARY SCHOOL | 142 SIXTH AVE | AUBURN | Barrow | 4070003 | 1 | [5 empty] | Removed from Ground | Gas (Historical Use) | 2000 | Bare Steel | 1966-01-06 | 1899-12-31 | Unknown
AUBURN FOOD MART | 1304 ATLANTA HWY 8 NW | AUBURN | Barrow | 70081 | 2 |  | 1998-12-18 |  | 1987-03-01 | TRUE | Removed from Ground | Gas (Historical Use) | 8000 | Steel-Impressed Current | 1986-01-01 | 2004-03-15 | Fiberglass Reinforced Plastic | Pressurized
PATRICKS SERVICE STATION | 6 E MAY ST | WINDER | Barrow | 4070056 | 5 |  | 1998-03-26 |  | 1998-03-26 |  | Removed from Ground | Diesel | 4000 | Steel-Impressed Current | 1971-04-18 | 2008-11-25 | Cathodically Protected | Safe Suction (Euro)
DIVINE FOOD MART | 183 W ATHENS ST | WINDER | Barrow | 4070071 | 4 | Ball Float | 1996-04-10 | FALSE | 1996-04-10 | FALSE | Currently in Use | Regular | 9816 | Fiberglass | 1996-04-10 |  | Double-Walled Fiberglass | Pressurized
Y & S INC | 228 N BROAD ST | WINDER | Barrow | 4070073 | 2 | Flapper Valve | 1994-04-29 | FALSE | 1994-04-29 | FALSE | Currently in Use | Diesel | 10000 | Steel-Impressed Current | 1978-05-01 |  | Steel (Impressed Current) | Safe Suction (Euro)
DOTSONS GAS | HWY 29 RT 3 | WINDER | Barrow | 4070076 | 3 | [5 empty] | Removed from Ground | Kerosene | 1 | Bare Steel | 1979-07-17 | 2001-08-29 | Unknown
PO MANN | 427 SOUTH BROAD ST | WINDER | Barrow | 9007004 | 3 | [5 empty] | Removed from Ground | Gas (Historical Use) | 4000 | Bare Steel | 1981-01-01 | 1990-08-15 | Galvanized Steel
BARROW COUNTY AIRPORT | 839 RONALD WOOD RD | WINDER | Barrow | 9007021 | 3 | [5 empty] | Removed from Ground | Gas (Historical Use) | 10000 | Bare Steel | 1998-07-01 | 1998-07-01 | Bare Steel | Safe Suction (Euro)
GA POWER/WINDER DIST OPER HQ | 407 CEDAR CREEK RD | WINDER | Barrow | 4010038 | 1 | [5 empty] | Removed from Ground | Diesel | 10000 | Marked Unknown | 1962-12-31 | 1992-08-27
FORT YARGO STATE PARK | 210 S BROAD ST | WINDER | Barrow | 10000574 | 1 | Flapper Valve | 2002-01-01 | FALSE | 2002-01-01 | FALSE | Temporarily out of use | Gas (Historical Use) | 2500 | Fiberglass Double Walled | 2002-01-01 |  | Fiberglass Reinforced Plastic | Safe Suction (Euro)
UNITED WASTE INC | 51 PATRICK MILL RD SW | WINDER | Barrow | 10000156 | 1 | Flapper Valve |  | FALSE | 1999-12-13 | FALSE | Currently in Use | Diesel | 20000 | Epoxy | 2002-09-12 |  | Double-Walled Flex | Pressurized
SHELL FOOD MART | 125 E MIDLAND AVE | WINDER | Barrow | 10001108 | P329081 | Ball Float | 2005-12-14 | FALSE | 2005-12-14 | FALSE | Currently in Use | Regular | 12000 | Fiberglass | 2005-11-10 |  | Flex | Pressurized
AASF 1 (WINDER) | ARMORY RD HWY 29 | WINDER | Barrow | 72000 | 1 | [5 empty] | Removed from Ground | Other | 6000 | Bare Steel | 1973-11-07 | 1899-12-31 | Unknown
IN N OUT | 504 HAYES LAKE RD | STATHAM | Barrow | 10001461 | 2 | Ball Float | 2007-06-01 | FALSE | 2007-06-01 | FALSE | Currently in Use | Gas (Historical Use) | 6000 | Composite Double Walled | 2007-06-01 |  | Double-Walled Fiberglass | Pressurized
VENTURES FOOD MART | 2059 ATLANTA HWY SE | STATHAM | Barrow | 4070072 | 2 | Flapper Valve | 1994-12-28 | FALSE | 1994-12-28 | FALSE | Currently in Use | Gas (Historical Use) | 8000 | Steel-Impressed Current | 1978-05-01 |  | Steel (Impressed Current) | Pressurized
AUBURN FOOD MART | 1304 ATLANTA HWY 8 NW | AUBURN | Barrow | 70081 | 3 |  | 1998-12-18 |  | 1987-03-01 | TRUE | Removed from Ground | Gas (Historical Use) | 8000 | Steel-Impressed Current | 1986-01-01 | 2004-03-15 | Fiberglass Reinforced Plastic | Pressurized
PATRICKS SERVICE STATION | 6 E MAY ST | WINDER | Barrow | 4070056 | 1 |  | 1998-03-26 |  | 1998-03-26 |  | Removed from Ground | Gas (Historical Use) | 4000 | Steel-Impressed Current | 1971-04-18 | 2008-11-25 | Cathodically Protected | Safe Suction (Euro)
WINDER/CITY SHOP | BUSH AVE | WINDER | Barrow | 4070058 | 1 | [5 empty] | Removed from Ground | Gas (Historical Use) | 560 | Bare Steel | 1947-12-31 | 1986-05-01 | Galvanized Steel
WINDER FOOD MART | 56 S BROAD STREET | WINDER | Barrow | 4070069 | 4 | Flapper Valve | 2024-07-02 | FALSE | 2024-07-02 | FALSE | Currently in Use | Regular | 12000 | Composite Double Walled | 2024-07-02 |  | Double-Walled Fiberglass | Pressurized
WINDER FOOD MART | 56 S BROAD STREET | WINDER | Barrow | 4070069 | 1 | Flapper Valve | 1994-03-23 | FALSE | 1994-03-23 | FALSE | Removed from Ground | Regular | 5000 | Steel-Impressed Current | 1980-05-01 |  | Steel (Impressed Current) | Pressurized
HARRY'S PACKAGE STORE #81 | 209 E MAY ST | WINDER | Barrow | 4070074 | 1R | [5 empty] | Removed from Ground | Gas (Historical Use) | 3000 | Bare Steel | 1959-01-01 | 1993-12-01 | Unknown
PURE MARKET | 1872 GA HWY 211 NE | WINDER | Barrow | 4070084 | 5 |  | 1998-10-10 | FALSE | 1998-10-10 | FALSE | Temporarily out of use | Kerosene | 550 | Steel-Impressed Current | 1991-01-01 |  | Steel (Impressed Current) | Safe Suction (Euro)
CIRCLE K 2723345 | 93 E MAY ST | WINDER | Barrow | 9007036 | 1 | Ball Float | 1996-10-26 | FALSE | 1996-10-26 | FALSE | Currently in Use | Diesel | 12000 | Composite | 1996-10-16 |  | Fiberglass Reinforced Plastic | Pressurized
CIRCLE K 2723345 | 93 E MAY ST | WINDER | Barrow | 9007036 | 4 | Flapper Valve | 1996-10-26 | FALSE | 1996-10-26 | FALSE | Currently in Use | Kerosene | 2000 | Composite | 1996-10-16 |  | Fiberglass Reinforced Plastic | Safe Suction (Euro)
SHELL WINDER | 10 A PATRICK MILL ROAD | WINDER | Barrow | 9007039 | 2 | Ball Float | 2001-02-15 | FALSE | 2001-02-15 | FALSE | Currently in Use | Premium | 10000 | Fiberglass | 2001-02-15 |  | Double-Walled Flex | Pressurized
BUSY BEE BP | HWY 81 AND 316 | WINDER | Barrow | 9007020 | 3 |  | 1992-01-01 |  | 1992-01-01 |  | Removed from Ground | Diesel | 8000 | Composite | 1992-01-01 | 2007-06-11 | Fiberglass Reinforced Plastic | Pressurized
OLD RUTLEDGE CONSTRUCTION COMPAN | STEPHENS STREET | WINDER | Barrow | 9008088 | 1 | [5 empty] | Removed from Ground | Gas (Historical Use) | 500 | Not Marked/Unknown | 1995-03-20 | 1995-03-20 | Not Marked
RAY RUTLEDGE INC | 771 SMITH MILL ROAD | WINDER | Barrow | 10002169 | 2 |  |  | FALSE |  | FALSE | Removed from Ground | Gas (Historical Use) | 6000 | Bare Steel | 1990-01-01 | 2012-11-06 | Bare Steel | Safe Suction (Euro)
THE MARKET | 1861 HWY 211 NE | WINDER | Barrow | 10001271 | 1C | Ball Float | 2006-07-01 | FALSE | 2006-07-01 | FALSE | Currently in Use | Regular | 4000 | Composite | 2006-07-01 |  | Fiberglass Reinforced Plastic | Pressurized
WINDER FOOD MART | 56 S BROAD STREET | WINDER | Barrow | 4070069 | 3 | Flapper Valve | 1994-03-23 | FALSE | 1994-03-23 | FALSE | Removed from Ground | Diesel | 8000 | Steel-Impressed Current | 1980-05-01 |  | Steel (Impressed Current) | Pressurized
DOTSONS GAS | HWY 29 RT 3 | WINDER | Barrow | 4070076 | 1 | [5 empty] | Removed from Ground | Diesel | 1 | Bare Steel | 1971-07-17 | 2001-08-29 | Unknown
WINDER WESLEYAN CHURCH | 64 E MIDLAND AVENUE | WINDER | Barrow | 9007032 | 1 | [5 empty] | Removed from Ground | Kerosene | 250 | Not Marked/Unknown | 1997-05-28 | 1997-05-28 | Not Marked
SAM'S II #124 | 159 WEST MAY ST (US HWY 29) | WINDER | Barrow | 9007003 | 2 | Exempted | 1996-01-01 | FALSE | 1996-01-01 | FALSE | Temporarily out of use | Gas (Historical Use) | 10000 | Galvanic (STIP-3) | 1997-04-01 |  | Fiberglass Reinforced Plastic | Pressurized
PALM HARBOR HOMES (FORMER) | 976 AIRPORT RD | WINDER | Barrow | 9007014 | 2 | [5 empty] | Removed from Ground | Gas (Historical Use) | 1000 | Not Marked/Unknown | 1995-03-20 | 1995-03-20 | Not Marked
BUSY BEE BP | HWY 81 AND 316 | WINDER | Barrow | 9007020 | 4 |  | 1992-01-01 |  | 1992-01-01 |  | Removed from Ground | Diesel | 4000 | Composite | 1992-01-01 | 2007-06-11 | Fiberglass Reinforced Plastic | Pressurized
BUSY BEE BP | HWY 81 AND 316 | WINDER | Barrow | 9007020 | 5 |  | 1992-01-01 |  | 1992-01-01 |  | Removed from Ground | Kerosene | 500 | Cathodically Protected Steel | 1992-01-01 | 2007-06-11 | Fiberglass Reinforced Plastic | Safe Suction (Euro)
C W DONAHOO | BROAD ST | WINDER | Barrow | 70078 | 2 | [5 empty] | Removed from Ground | Gas (Historical Use) | 500 | Bare Steel | 1986-05-28 | 2001-02-01 | Galvanized Steel
JAMES R HESTER | RT 1 BOX 219 | WINDER | Barrow | 4070052 | 1 | [5 empty] | Removed from Ground | Diesel | 10000 | Bare Steel | 1983-04-25 | 1996-01-01 | Galvanized Steel
WINDER/CITY SHOP | BUSH AVE | WINDER | Barrow | 4070058 | 2 | [5 empty] | Removed from Ground | Gas (Historical Use) | 1000 | Bare Steel | 1947-12-31 | 1997-07-01 | Galvanized Steel
BST/WINDER-R8159 | 101 CHURCH ST | WINDER | Barrow | 4070075 | 1 | [5 empty] | Removed from Ground | Other | 550 | Bare Steel | 1974-07-17 | 1995-10-25 | Copper | Suction (American)
MICHAEL JENKINS VACANT PROPERTY | 15 WEST CANDLER STREET | WINDER | Barrow | 9007031 | 1 | [5 empty] | Removed from Ground | Gas (Historical Use) | 550 | Not Marked/Unknown | 1996-07-01 | 1996-07-01 | Not Marked
CITY OF WINDER | 90 N BROAD STREET | WINDER | Barrow | 9007034 | 1 | [5 empty] | Removed from Ground | Empty | 1000 | Cathodically Protected Steel | 1997-07-01 | 1997-07-01 | Not Marked
CIRCLE K 2723345 | 93 E MAY ST | WINDER | Barrow | 9007036 | 3 | Ball Float | 1996-10-26 | FALSE | 1996-10-26 | FALSE | Currently in Use | Regular | 10000 | Composite | 1996-10-16 |  | Fiberglass Reinforced Plastic | Pressurized
MURPHY USA #6766 | 438 ATLANTA HWY NW | WINDER | Barrow | 9007045 | 2B |  | 2001-11-22 |  | 2001-11-22 |  | Currently in Use | Diesel | 7000 | Fiberglass Double Walled | 2001-11-14 |  | Double-Walled Flex | Pressurized
MURPHY USA #6766 | 438 ATLANTA HWY NW | WINDER | Barrow | 9007045 | 2B |  | 2001-11-22 |  | 2001-11-22 |  | Currently in Use | Diesel | 7000 | Fiberglass Double Walled | 2001-11-14 |  | Double-Walled Flex | Pressurized
MURPHY USA #6766 | 438 ATLANTA HWY NW | WINDER | Barrow | 9007045 | 2B |  | 2001-11-22 |  | 2001-11-22 |  | Currently in Use | Diesel | 7000 | Fiberglass Double Walled | 2001-11-14 |  | Double-Walled Flex | Pressurized
MURPHY USA #6766 | 438 ATLANTA HWY NW | WINDER | Barrow | 9007045 | 2B |  | 2001-11-22 |  | 2001-11-22 |  | Currently in Use | Diesel | 7000 | Fiberglass Double Walled | 2001-11-14 |  | Double-Walled Flex | Pressurized
SHREE DWARKESH LLC | 53 MONROE HWY | WINDER | Barrow | 9007046 | 2 | Ball Float | 2001-04-01 | FALSE | 2001-04-01 | FALSE | Currently in Use | Premium | 10000 | Fiberglass | 2001-02-24 |  | Double-Walled Flex | Pressurized
DONS FOOD & GAS | 186 W MAY ST | WINDER | Barrow | 9007002 | 6 | Flapper Valve | 2001-08-15 | FALSE | 2001-08-15 | TRUE | Currently in Use | Kerosene | 8000 | Fiberglass | 2001-10-01 |  | Fiberglass Reinforced Plastic | Safe Suction (Euro)
Circle K #216 | 731 HWY 211 NW | WINDER | Barrow | 10000208 | 3 | Ball Float | 2002-11-01 | FALSE | 2002-11-01 | FALSE | Currently in Use | Diesel | 8000 | Composite | 2002-11-01 |  | Double-Walled Flex | Pressurized
INGLES GAS EXPRESS #57 | 285 N BROAD ST | WINDER | Barrow | 10001085 | 1A | Ball Float | 2005-12-28 | FALSE | 2005-12-28 | FALSE | Currently in Use | Gas (Historical Use) | 25000 | Fiberglass Double Walled | 2005-11-15 |  | Double-Walled Flex | Pressurized
OILCO SHELL | 1233 ATLANTA HWY SE | WINDER | Barrow | 10001167 | 2B | Flapper Valve | 2006-07-06 | FALSE | 2006-07-06 | FALSE | Currently in Use | Diesel | 5000 | Composite | 2006-07-06 |  | Fiberglass Reinforced Plastic | Pressurized
GRIZZLE'S QUICK STOP | HWY 29 S | STATHAM | Barrow | 4070029 | 3 | [5 empty] | Removed from Ground | Gas (Historical Use) | 6000 | Bare Steel | 1974-04-07 | 2001-02-08 | Galvanized Steel
THE MARKET | 1861 HWY 211 NE | WINDER | Barrow | 10001271 | 2A | Ball Float | 2006-07-01 | FALSE | 2006-07-01 | FALSE | Currently in Use | Diesel | 8000 | Composite | 2006-07-01 |  | Fiberglass Reinforced Plastic | Pressurized
BP FOOD MART | 517 MIDLAND AVE | WINDER | Barrow | 10001845 | 1B | Flapper Valve | 2010-05-05 | FALSE | 2010-05-05 | FALSE | Currently in Use | Premium | 5000 | Composite Double Walled | 2010-03-10 |  | Double-Walled Flex | Pressurized
EXXON FOOD MART | 529 PATRICK MILL RD | WINDER | Barrow | 10000489 | 2 | Ball Float | 2003-03-01 | FALSE | 2003-03-01 | FALSE | Currently in Use | Premium | 12000 | Composite | 2003-03-01 |  | Double-Walled Fiberglass | Pressurized
CJS CAFE | 1279 HIGHWAY 29 | WINDER | Barrow | 10000937 | 3 |  |  | FALSE |  | FALSE | Removed from Ground | Gas (Historical Use) | 1000 | Bare Steel | 1968-01-01 | 2005-04-01
SHELL FOOD MART | 125 E MIDLAND AVE | WINDER | Barrow | 10001108 | P329082B | Ball Float | 2005-12-14 | FALSE | 2005-12-14 | FALSE | Currently in Use | Diesel | 4000 | Fiberglass | 2005-11-10 |  | Double-Walled Fiberglass | Pressurized
GA ARNG OMS #8 | WINDER-BARROW AIRPORT | WINDER | Barrow | 72001 | 1 | [5 empty] | Removed from Ground | Diesel | 3000 | Marked Unknown | 1973-11-07 | 1899-12-31 | Cathodically Protected
IN N OUT | 504 HAYES LAKE RD | STATHAM | Barrow | 10001461 | 1 | Ball Float | 2007-06-01 | FALSE | 2007-06-01 | FALSE | Currently in Use | Gas (Historical Use) | 12000 | Composite Double Walled | 2007-06-01 |  | Double-Walled Fiberglass | Pressurized
STATHAM FULL SERVICE | 1911 ATLANTA HWY SE | STATHAM | Barrow | 4070038 | 3 |  | 1998-03-25 | FALSE | 1998-03-25 | FALSE | Removed from Ground | Empty | 6000 | Steel-Impressed Current | 1976-04-25 | 2016-06-23 |  | Suction (American)
MARTIN MARIETTA AGGREGATES | 301 PARKS MILL RD/RT 2 | AUBURN | Barrow | 4070055 | 5 | [5 empty] | Closed in Ground | Other | 1000 | Cathodically Protected Steel | 1990-01-01 | 1997-09-30 | Fiberglass Reinforced Plastic
MARTIN MARIETTA AGGREGATES | 301 PARKS MILL RD/RT 2 | AUBURN | Barrow | 4070055 | 4 | [5 empty] | Closed in Ground | Gas (Historical Use) | 3000 | Cathodically Protected Steel | 1990-01-01 | 1997-09-30 | Fiberglass Reinforced Plastic
ASHLEY SUPER SERVICE | 63 W MAY ST | WINDER | Barrow | 4070049 | 2 |  | 1991-12-31 |  | 1991-12-31 |  | Removed from Ground | Gas (Historical Use) | 2000 | Steel-Impressed Current | 1983-04-26 | 2005-01-20 | Cathodically Protected | Suction (American)
FRANKLIN HOUSE | 411 ATHENS ST | WINDER | Barrow | 4070060 | 4 | [5 empty] | Removed from Ground | Gas (Historical Use) | 6000 | Bare Steel | 1974-05-01 | 2000-09-21 | Galvanized Steel
PURE MARKET | 1872 GA HWY 211 NE | WINDER | Barrow | 4070084 | 4 |  | 1998-10-10 | FALSE | 1998-10-10 | FALSE | Temporarily out of use | Gas (Historical Use) | 2000 | Steel-Impressed Current | 1991-01-01 |  | Steel (Impressed Current) | Safe Suction (Euro)
PURE MARKET | 1872 GA HWY 211 NE | WINDER | Barrow | 4070084 | 1 |  | 1998-10-10 | FALSE | 1998-10-10 | FALSE | Temporarily out of use | Gas (Historical Use) | 5000 | Steel-Impressed Current | 1966-04-17 |  | Steel (Impressed Current) | Safe Suction (Euro)
FRAMS SERVICES INC | 243 E MAY ST | WINDER | Barrow | 9007028 | 1 | Flapper Valve | 1996-05-28 | FALSE | 1996-05-28 | FALSE | Currently in Use | Regular | 12000 | Composite | 1996-05-28 |  | Fiberglass Reinforced Plastic | Pressurized
CITY OF WINDER | 83 W MAY STREET | WINDER | Barrow | 9007033 | 2 | [5 empty] | Removed from Ground | Empty | 2000 | Not Marked/Unknown | 1997-07-01 | 1997-07-01 | Not Marked
SHREE DWARKESH LLC | 53 MONROE HWY | WINDER | Barrow | 9007046 | 3 | Ball Float | 2001-04-01 | FALSE | 2001-04-01 | FALSE | Currently in Use | Diesel | 4000 | Fiberglass | 2001-02-24 |  | Double-Walled Flex | Pressurized
DONS FOOD & GAS | 186 W MAY ST | WINDER | Barrow | 9007002 | 1 | Flapper Valve | 1991-01-01 | FALSE | 1991-01-01 | TRUE | Currently in Use | Regular | 6000 | Galvanic (STIP-3) | 1991-01-01 |  | Fiberglass Reinforced Plastic | Pressurized
SAM'S II #124 | 159 WEST MAY ST (US HWY 29) | WINDER | Barrow | 9007003 | 3 | Exempted | 1996-01-01 | FALSE | 1996-01-01 | FALSE | Temporarily out of use | Diesel | 10000 | Galvanic (STIP-3) | 1997-04-01 |  | Fiberglass Reinforced Plastic | Pressurized
EZ BUY III | 879 JEFFERSON HWY | WINDER | Barrow | 9007015 | 4-DIESEL |  | 1995-04-15 | FALSE | 1995-04-15 | FALSE | Currently in Use | Diesel | 4000 | Epoxy | 1995-04-15 |  | Fiberglass Reinforced Plastic | Pressurized
THE MARKET | 1861 HWY 211 NE | WINDER | Barrow | 10001271 | 1A | Ball Float | 2006-07-01 | FALSE | 2006-07-01 | FALSE | Currently in Use | Regular | 10000 | Composite | 2006-07-01 |  | Fiberglass Reinforced Plastic | Pressurized
CIRCLE K 161 | 59-61 W MAY ST | WINDER | Barrow | 10000986 | 2 | Ball Float | 2005-06-01 | FALSE | 2005-06-01 | FALSE | Currently in Use | Gas (Historical Use) | 10000 | Composite | 2005-06-01 |  | Fiberglass Reinforced Plastic | Pressurized
AFFORDABLE TRUCK PARKING LLC | 15 PEARL PENTECOST RD | WINDER | Barrow | 70079 | 1 |  | 2011-12-05 | FALSE | 2011-12-05 | FALSE | Temporarily out of use | Empty | 10000 | Fiberglass | 1986-01-01 |  | Fiberglass Reinforced Plastic | Safe Suction (Euro)
Circle K #216 | 731 HWY 211 NW | WINDER | Barrow | 10000208 | 2 | Ball Float | 2002-11-01 | FALSE | 2002-11-01 | FALSE | Currently in Use | Premium | 10000 | Composite | 2002-11-01 |  | Double-Walled Flex | Pressurized
CJS CAFE | 1279 HIGHWAY 29 | WINDER | Barrow | 10000937 | 2 |  |  | FALSE |  | FALSE | Removed from Ground | Gas (Historical Use) | 1000 | Bare Steel | 1968-01-01 | 2005-04-01
OILCO SHELL | 1233 ATLANTA HWY SE | WINDER | Barrow | 10001167 | 1 | Flapper Valve | 2006-07-06 | FALSE | 2006-07-06 | FALSE | Currently in Use | Regular | 12000 | Composite | 2006-07-06 |  | Fiberglass Reinforced Plastic | Pressurized
ASHLEY SUPER SERVICE | 63 W MAY ST | WINDER | Barrow | 4070049 | 5 |  | 1998-12-31 |  | 1998-12-31 |  | Removed from Ground | Kerosene | 500 | Steel-Impressed Current | 1987-10-25 | 2005-01-20 | Cathodically Protected | Safe Suction (Euro)
ASHLEY SUPER SERVICE | 63 W MAY ST | WINDER | Barrow | 4070049 | 4 |  | 1998-12-31 |  | 1998-12-31 |  | Removed from Ground | Diesel | 1000 | Steel-Impressed Current | 1983-04-26 | 2005-01-20 | Cathodically Protected | Suction (American)
LANTHIER MACHINE SHOP | 111 NORTH WILLIAMSON | WINDER | Barrow | 4070061 | 1 | [5 empty] | Removed from Ground | Gas (Historical Use) | 1000 | Bare Steel | 1971-04-18 | 1998-10-01 | Galvanized Steel
GERALD'S 66 (FORMERLY) | RFD HWY 29 | WINDER | Barrow | 4070064 | 3 | [5 empty] | Removed from Ground | Empty | 1000 | Bare Steel | 1966-04-28 | 1999-04-05 | Galvanized Steel
WINDER RUG MILLS INC | 237 EAST ATHENS STREET | WINDER | Barrow | 4070053 | 2 | [5 empty] | Removed from Ground | Diesel | 10000 | Bare Steel |  | 1899-12-31 | Bare Steel
GERALD'S 66 (FORMERLY) | RFD HWY 29 | WINDER | Barrow | 4070064 | 2 | [5 empty] | Removed from Ground | Empty | 550 | Bare Steel | 1966-04-28 | 1999-04-05 | Galvanized Steel
GOLD KIST STORE | US HWY 29 | WINDER | Barrow | 4070065 | 2 | [5 empty] | Removed from Ground | Gas (Historical Use) | 500 | Bare Steel | 1976-05-01 | 1990-09-15 | Galvanized Steel
Y & S INC | 228 N BROAD ST | WINDER | Barrow | 4070073 | 1 | Flapper Valve | 1994-04-29 | FALSE | 1994-04-29 | FALSE | Currently in Use | Regular | 10000 | Steel-Impressed Current | 1978-05-01 |  | Steel (Impressed Current) | Pressurized
HARRY'S PACKAGE STORE #81 | 209 E MAY ST | WINDER | Barrow | 4070074 | 1P | [5 empty] | Removed from Ground | Gas (Historical Use) | 10000 | Bare Steel | 1959-01-01 | 1993-12-01 | Unknown
DOTSONS GAS | HWY 29 RT 3 | WINDER | Barrow | 4070076 | 4 | [5 empty] | Removed from Ground | Kerosene | 1 | Bare Steel | 1979-07-17 | 2001-08-29 | Unknown
DOTSONS GAS | HWY 29 RT 3 | WINDER | Barrow | 4070076 | 5 | [5 empty] | Removed from Ground | Kerosene | 1 | Bare Steel | 1974-07-16 | 2001-08-29 | Unknown
L M MCDONALD GULF | GA HWY 53 | WINDER | Barrow | 4070083 | 1 | [5 empty] | Removed from Ground | Gas (Historical Use) | 1000 | Bare Steel | 1961-04-17 | 1998-08-01 | Galvanized Steel
DIVINE FOOD MART | 183 W ATHENS ST | WINDER | Barrow | 4070071 | 1 | [5 empty] | Removed from Ground | Gas (Historical Use) | 10000 | Bare Steel | 1972-05-01 | 1996-04-01 | Galvanized Steel | Pressurized
HARRY'S PACKAGE STORE #81 | 209 E MAY ST | WINDER | Barrow | 4070074 | 3R | [5 empty] | Removed from Ground | Gas (Historical Use) | 3000 | Bare Steel | 1959-01-01 | 1993-12-01 | Unknown
MURPHY USA #6766 | 438 ATLANTA HWY NW | WINDER | Barrow | 9007045 | 1B |  | 2001-11-22 |  | 2001-11-22 |  | Currently in Use | Gas (Historical Use) | 7000 | Fiberglass Double Walled | 2001-11-14 |  | Double-Walled Flex | Pressurized
MURPHY USA #6766 | 438 ATLANTA HWY NW | WINDER | Barrow | 9007045 | 1B |  | 2001-11-22 |  | 2001-11-22 |  | Currently in Use | Gas (Historical Use) | 7000 | Fiberglass Double Walled | 2001-11-14 |  | Double-Walled Flex | Pressurized
CIRCLE K 161 | 59-61 W MAY ST | WINDER | Barrow | 10000986 | 1 | Ball Float | 2005-06-01 | FALSE | 2005-06-01 | FALSE | Currently in Use | Gas (Historical Use) | 12000 | Composite | 2005-06-01 |  | Fiberglass Reinforced Plastic | Pressurized
CLARK & DEATON | 1375 ATLANTA HWY NW | AUBURN | Barrow | 4070050 | 2 | [5 empty] | Removed from Ground | Gas (Historical Use) | 3000 | Bare Steel | 1971-04-25 | 1993-04-01 | Galvanized Steel
AUBURN FOOD MART | 1304 ATLANTA HWY 8 NW | AUBURN | Barrow | 70081 | 4 |  | 1998-12-18 |  | 1987-03-01 |  | Removed from Ground | Gas (Historical Use) | 2000 | Steel-Impressed Current | 1986-01-01 | 2002-08-21 | Fiberglass Reinforced Plastic | Pressurized
AUBURN FOOD MART | 1304 ATLANTA HWY 8 NW | AUBURN | Barrow | 70081 | 5 |  | 1998-12-18 |  | 1987-03-01 | TRUE | Removed from Ground | Diesel | 1000 | Steel-Impressed Current | 1986-01-01 | 2004-03-14 | Fiberglass Reinforced Plastic | Suction (American)
ASHLEY SUPER SERVICE | 63 W MAY ST | WINDER | Barrow | 4070049 | 3 |  | 1998-12-31 |  | 1998-12-31 |  | Removed from Ground | Gas (Historical Use) | 2000 | Steel-Impressed Current | 1983-04-26 | 2005-01-20 | Cathodically Protected | Suction (American)
FRANKLIN HOUSE | 411 ATHENS ST | WINDER | Barrow | 4070060 | 3 | [5 empty] | Removed from Ground | Gas (Historical Use) | 6000 | Bare Steel | 1974-05-01 | 2000-09-21 | Galvanized Steel
GAZEL INC | 233 N BROAD STREET | WINDER | Barrow | 9007030 | 20493 | Ball Float | 1996-08-09 | FALSE | 1996-08-09 | FALSE | Currently in Use | Regular | 15000 | Composite | 1996-08-08 |  | Fiberglass Reinforced Plastic | Pressurized
HILLS ACE HARDWARE | 186 W ATHENS STREET | WINDER | Barrow | 9007029 | 1 | [5 empty] | Removed from Ground | Empty | 1000 | Not Marked/Unknown | 1996-10-31 | 1996-10-31 | Not Marked
WINDER FOOD MART | 56 S BROAD STREET | WINDER | Barrow | 4070069 | 2 | Flapper Valve | 1994-03-23 | FALSE | 1994-03-23 | FALSE | Removed from Ground | Premium | 6000 | Steel-Impressed Current | 1980-05-01 |  | Steel (Impressed Current) | Pressurized
GLOBE COMMUNICATIONS INC | 846 JEFFERSON HWY | WINDER | Barrow | 9007025 | 1 | [5 empty] | Removed from Ground | Diesel | 10000 | Marked Unknown | 1996-01-01 | 1996-01-01 | Unknown
CIRCLE K 2723345 | 93 E MAY ST | WINDER | Barrow | 9007036 | 2 | Ball Float | 1996-10-26 | FALSE | 1996-10-26 | FALSE | Currently in Use | Premium | 12000 | Composite | 1996-10-16 |  | Fiberglass Reinforced Plastic | Pressurized
DONS FOOD & GAS | 186 W MAY ST | WINDER | Barrow | 9007002 | 3 |  | 1991-01-01 | FALSE | 1991-01-01 | TRUE | Currently in Use | Premium | 6000 | Galvanic (STIP-3) | 1991-01-01 |  | Fiberglass Reinforced Plastic | Pressurized
SAM'S II #124 | 159 WEST MAY ST (US HWY 29) | WINDER | Barrow | 9007003 | 1 | Exempted | 1996-01-01 | FALSE | 1996-01-01 | FALSE | Temporarily out of use | Gas (Historical Use) | 10000 | Galvanic (STIP-3) | 1997-04-01 |  | Fiberglass Reinforced Plastic | Pressurized
PO MANN | 427 SOUTH BROAD ST | WINDER | Barrow | 9007004 | 2 | [5 empty] | Removed from Ground | Gas (Historical Use) | 4000 | Bare Steel | 1981-01-01 | 1990-08-15 | Galvanized Steel
THE MARKET | 1861 HWY 211 NE | WINDER | Barrow | 10001271 | 2B | Ball Float | 2006-07-01 | FALSE | 2006-07-01 | FALSE | Currently in Use | Premium | 4000 | Composite | 2006-07-01 |  | Fiberglass Reinforced Plastic | Pressurized
83 HORTON STREET | 83 HORTON STREET | WINDER | Barrow | 10002548 | 1 |  |  | FALSE |  | FALSE | Removed from Ground | Kerosene | 8000 | Bare Steel | 2016-03-16 | 2016-03-16 | Copper
PATS TAVERNN (FORMER GAS STATION) | 1093 MONROE HIGHWAY | WINDER | Barrow | 10000770 | T-1 |  |  | FALSE |  | FALSE | Removed from Ground | Gas (Historical Use) | 1000 | Unknown | 2005-07-29 | 2005-07-29
GA ARNG OMS #8 | WINDER-BARROW AIRPORT | WINDER | Barrow | 72001 | 2 | [5 empty] | Removed from Ground | Gas (Historical Use) | 1500 | Marked Unknown | 1973-11-07 | 1899-12-31 | Galvanized Steel
MURPHY USA #6766 | 438 ATLANTA HWY NW | WINDER | Barrow | 9007045 | 1B |  | 2001-11-22 |  | 2001-11-22 |  | Currently in Use | Gas (Historical Use) | 7000 | Fiberglass Double Walled | 2001-11-14 |  | Double-Walled Flex | Pressurized
MURPHY USA #6766 | 438 ATLANTA HWY NW | WINDER | Barrow | 9007045 | 1B |  | 2001-11-22 |  | 2001-11-22 |  | Currently in Use | Gas (Historical Use) | 7000 | Fiberglass Double Walled | 2001-11-14 |  | Double-Walled Flex | Pressurized
SAM'S II #124 | 159 WEST MAY ST (US HWY 29) | WINDER | Barrow | 9007003 | 5 | Exempted | 1996-01-01 | FALSE | 1996-01-01 | FALSE | Temporarily out of use | Kerosene | 1000 | Galvanic (STIP-3) | 1996-01-01 |  | Fiberglass Reinforced Plastic | Safe Suction (Euro)
SAM'S II #124 | 159 WEST MAY ST (US HWY 29) | WINDER | Barrow | 9007003 | 4 | Exempted | 1996-01-01 | FALSE | 1996-01-01 | FALSE | Temporarily out of use | Gas (Historical Use) | 6000 | Composite | 1996-01-01 |  | Fiberglass Reinforced Plastic | Pressurized
BARROW COUNTY AIRPORT | 839 RONALD WOOD RD | WINDER | Barrow | 9007021 | 1 |  | 1998-12-22 |  | 1998-12-22 |  | Removed from Ground | Other | 12000 | Fiberglass | 1976-01-01 | 2005-10-28 | Double Walled | Safe Suction (Euro)
THRALL CAR MANUFACTURING CO | 880 AIRPORT RD | WINDER | Barrow | 70085 | #2GAS |  | 1987-08-01 |  |  |  | Removed from Ground | Gas (Historical Use) | 1000 | Cathodically Protected Steel | 1987-08-01 | 1998-04-27 | Bare Steel
FRANK'S GARAGE | 326 JEFFERSON ST | STATHAM | Barrow | 4070079 | 2 | [5 empty] | Removed from Ground | Gas (Historical Use) | 1060 | Bare Steel | 1999-07-14 | 1999-07-14 | Galvanized Steel | Suction (American)
MARTIN MARIETTA AGGREGATES | 301 PARKS MILL RD/RT 2 | AUBURN | Barrow | 4070055 | 2 | [5 empty] | Removed from Ground | Diesel | 3000 | Bare Steel | 1976-06-05 | 1991-09-03 | Bare Steel | Safe Suction (Euro)
THE MARKET | 1861 HWY 211 NE | WINDER | Barrow | 10001271 | 3 | Flapper Valve | 2006-10-01 | FALSE | 2006-10-01 | FALSE | Currently in Use | E-0 | 1000 | Composite | 2006-10-01 |  | Fiberglass Reinforced Plastic | Safe Suction (Euro)
CHEVRON FOOD MART | 1194 HOG MOUNTAIN ROAD | WINDER | Barrow | 10001776 | 2A | Ball Float | 2008-11-01 | FALSE | 2008-11-01 | FALSE | Currently in Use | Gas (Historical Use) | 10000 | Tank Jacket | 2008-11-01 |  | Double-Walled Fiberglass | Pressurized
BP FOOD MART | 517 MIDLAND AVE | WINDER | Barrow | 10001845 | 1A | Flapper Valve | 2010-05-05 | FALSE | 2010-05-05 | FALSE | Currently in Use | Regular | 15000 | Composite Double Walled | 2010-03-10 |  | Double-Walled Flex | Pressurized
STATHAM FULL SERVICE | 1911 ATLANTA HWY SE | STATHAM | Barrow | 4070038 | 4 |  | 1998-03-25 | FALSE | 1998-03-25 | FALSE | Removed from Ground | Empty | 1000 | Steel-Impressed Current | 1984-04-25 | 2016-06-23 |  | Suction (American)
STATHAM FULL SERVICE | 1911 ATLANTA HWY SE | STATHAM | Barrow | 4070038 | 5 |  | 1998-03-25 | FALSE | 1998-03-25 | FALSE | Removed from Ground | Empty | 500 | Steel-Impressed Current | 1984-04-25 | 2016-06-23 |  | Suction (American)
GRIZZLE'S QUICK STOP | HWY 29 S | STATHAM | Barrow | 4070029 | 1 | [5 empty] | Removed from Ground | Gas (Historical Use) | 2000 | Bare Steel | 1976-04-07 | 2001-02-08 | Galvanized Steel
PURE MARKET | 1872 GA HWY 211 NE | WINDER | Barrow | 4070084 | 2 |  | 1998-10-10 | FALSE | 1998-10-10 | FALSE | Temporarily out of use | Gas (Historical Use) | 5000 | Steel-Impressed Current | 1966-04-17 |  | Steel (Impressed Current) | Safe Suction (Euro)
CITY OF WINDER | 90 N BROAD STREET | WINDER | Barrow | 9007034 | 2 | [5 empty] | Removed from Ground | Empty | 1000 | Cathodically Protected Steel | 1997-07-01 | 1997-07-01 | Not Marked
BP FOOD MART | 830 LOGANVILLE HWY | WINDER | Barrow | 9007041 | 3 | Ball Float | 2001-05-01 | FALSE | 2001-05-01 | FALSE | Currently in Use | Diesel | 8000 | Epoxy | 2001-05-10 |  | Double-Walled Fiberglass | Pressurized
SHREE DWARKESH LLC | 53 MONROE HWY | WINDER | Barrow | 9007046 | 1 | Ball Float | 2001-04-01 | FALSE | 2001-04-01 | FALSE | Currently in Use | Regular | 12000 | Fiberglass | 2001-02-24 |  | Double-Walled Flex | Pressurized
BUSY BEE BP | HWY 81 AND 316 | WINDER | Barrow | 9007020 | 1 |  | 1992-01-01 |  | 1992-01-01 |  | Removed from Ground | Gas (Historical Use) | 10000 | Composite | 1992-01-01 | 2007-06-11 | Fiberglass Reinforced Plastic | Pressurized
THRALL CAR MANUFACTURING CO | 880 AIRPORT RD | WINDER | Barrow | 70085 | #1DIESEL |  | 1987-08-01 |  |  |  | Removed from Ground | Diesel | 1000 | Cathodically Protected Steel | 1987-08-01 | 1998-04-27 | Bare Steel
DONS FOOD & GAS | 186 W MAY ST | WINDER | Barrow | 9007002 | 2 | Flapper Valve | 1991-01-01 | FALSE | 1991-01-01 | TRUE | Currently in Use | Regular | 6000 | Galvanic (STIP-3) | 1991-01-01 |  | Fiberglass Reinforced Plastic | Pressurized
OLD BARROW CO DETENTION CTR | 33 N WOODLAWN AVE | WINDER | Barrow | 9007005 | 1 |  | 1998-11-02 |  | 1998-11-02 |  | Removed from Ground | Gas (Historical Use) | 2000 | Galvanic (STIP-3) | 1990-01-01 | 2012-04-12 | Galvanized Steel
BUSY BEE BP | HWY 81 AND 316 | WINDER | Barrow | 9007020 | 2 |  | 1992-01-01 |  | 1992-01-01 |  | Removed from Ground | Gas (Historical Use) | 8000 | Composite | 1992-01-01 | 2007-06-11 | Fiberglass Reinforced Plastic | Pressurized
GA POWER/WINDER DIST OPER HQ | 407 CEDAR CREEK RD | WINDER | Barrow | 4010038 | 338040 |  | 1992-09-11 |  | 1992-09-11 |  | Removed from Ground | Gas (Historical Use) | 5000 | Composite | 1992-09-11 | 2005-09-20 | Fiberglass Reinforced Plastic | Pressurized
OLD RUTLEDGE CONSTRUCTION COMPAN | STEPHENS STREET | WINDER | Barrow | 9008088 | 2 | [5 empty] | Removed from Ground | Gas (Historical Use) | 500 | Not Marked/Unknown | 1995-03-20 | 1995-03-20 | Not Marked
RAY RUTLEDGE INC | 771 SMITH MILL ROAD | WINDER | Barrow | 10002169 | 3 |  |  | FALSE |  | FALSE | Removed from Ground | Diesel | 1500 | Bare Steel | 1990-01-01 | 2012-11-06 | Bare Steel | Safe Suction (Euro)
CHEVRON FOOD MART | 1194 HOG MOUNTAIN ROAD | WINDER | Barrow | 10001776 | 2B | Ball Float | 2008-11-01 | FALSE | 2008-11-01 | FALSE | Currently in Use | Diesel | 5000 | Tank Jacket | 2008-11-01 |  | Double-Walled Fiberglass | Pressurized
VENTURES FOOD MART | 2059 ATLANTA HWY SE | STATHAM | Barrow | 4070072 | 3 |  | 1994-12-28 | FALSE | 1994-12-28 | FALSE | Currently in Use | Gas (Historical Use) | 8000 | Steel-Impressed Current | 1978-05-01 |  | Steel (Impressed Current) | Pressurized
P BOYS VIDEO | 1290 ATLANTA HWY NW | AUBURN | Barrow | 4070085 | 2 | [5 empty] | Removed from Ground | Gas (Historical Use) | 560 | Bare Steel | 1970-04-17 | 1999-01-01 | Galvanized Steel
AUBURN 196 LLC | 196 PARKS MILL RD | AUBURN | Barrow | 9007019 | 1 | Ball Float | 1998-06-17 | FALSE | 1998-06-17 | FALSE | Currently in Use | Regular | 6000 | Steel-Impressed Current | 1989-06-01 |  | Steel (Impressed Current) | Pressurized
CLARK & DEATON | 1375 ATLANTA HWY NW | AUBURN | Barrow | 4070050 | 4 | [5 empty] | Removed from Ground | Kerosene | 1000 | Bare Steel | 1971-04-25 | 1993-04-01 | Galvanized Steel
CLARK & DEATON | 1375 ATLANTA HWY NW | AUBURN | Barrow | 4070050 | 5 |  | 1993-05-03 | FALSE | 1993-05-03 | FALSE | Removed from Ground | Diesel | 5076 | Galvanic (STIP-3) | 1993-05-03 | 2017-08-14 | Fiberglass Reinforced Plastic | Safe Suction (Euro)
MARTIN MARIETTA AGGREGATES | 301 PARKS MILL RD/RT 2 | AUBURN | Barrow | 4070055 | 1 | [5 empty] | Removed from Ground | Diesel | 1000 | Bare Steel | 1976-06-05 | 1991-09-03 | Bare Steel | Safe Suction (Euro)
ASHLEY SUPER SERVICE | 63 W MAY ST | WINDER | Barrow | 4070049 | 7 |  |  | FALSE |  | FALSE | Removed from Ground | Gas (Historical Use) | 10000 | Unknown | 2005-01-20 | 2005-01-20 | Unknown
ASHLEY SUPER SERVICE | 63 W MAY ST | WINDER | Barrow | 4070049 | 1 |  | 1998-12-31 |  | 1998-12-31 |  | Removed from Ground | Gas (Historical Use) | 4000 | Steel-Impressed Current | 1983-04-26 | 2005-01-20 | Cathodically Protected | Suction (American)
JAMES R HESTER | RT 1 BOX 219 | WINDER | Barrow | 4070052 | 2 | [5 empty] | Removed from Ground | Gas (Historical Use) | 3000 | Bare Steel | 1984-04-24 | 1996-01-01 | Galvanized Steel
WINDER RUG MILLS INC | 237 EAST ATHENS STREET | WINDER | Barrow | 4070053 | 1 | [5 empty] | Removed from Ground | Diesel | 10000 | Bare Steel |  | 1899-12-31 | Bare Steel
FRANKLIN HOUSE | 411 ATHENS ST | WINDER | Barrow | 4070060 | 1 | [5 empty] | Removed from Ground | Gas (Historical Use) | 10000 | Bare Steel | 1974-05-01 | 2000-09-21 | Galvanized Steel
HARRY'S PACKAGE STORE #81 | 209 E MAY ST | WINDER | Barrow | 4070074 | 1U | [5 empty] | Removed from Ground | Gas (Historical Use) | 10000 | Bare Steel | 1959-01-01 | 1993-12-01 | Unknown
PATRICKS SERVICE STATION | 6 E MAY ST | WINDER | Barrow | 4070056 | 2 |  | 1998-03-26 |  | 1998-03-26 |  | Removed from Ground | Gas (Historical Use) | 4000 | Steel-Impressed Current | 1971-04-18 | 2008-11-25 | Cathodically Protected | Safe Suction (Euro)
DIVINE FOOD MART | 183 W ATHENS ST | WINDER | Barrow | 4070071 | 2 | [5 empty] | Removed from Ground | Gas (Historical Use) | 10000 | Bare Steel | 1972-05-01 | 1996-04-01 | Galvanized Steel | Pressurized
HARRY'S PACKAGE STORE #81 | 209 E MAY ST | WINDER | Barrow | 4070074 | 2R | [5 empty] | Removed from Ground | Gas (Historical Use) | 3000 | Bare Steel | 1959-01-01 | 1993-12-01 | Unknown
FRAMS SERVICES INC | 243 E MAY ST | WINDER | Barrow | 9007028 | 2B | Flapper Valve | 1996-05-28 | FALSE | 1996-05-28 | FALSE | Currently in Use | Diesel | 2000 | Composite | 1996-05-28 |  | Fiberglass Reinforced Plastic | Safe Suction (Euro)
DONS FOOD & GAS | 186 W MAY ST | WINDER | Barrow | 9007002 | 4 | Flapper Valve | 1991-01-01 | FALSE | 1991-01-01 | TRUE | Currently in Use | Diesel | 2000 | Galvanic (STIP-3) | 1991-01-01 |  | Fiberglass Reinforced Plastic | Pressurized
DONS FOOD & GAS | 186 W MAY ST | WINDER | Barrow | 9007002 | 5 |  | 1991-01-01 | FALSE | 1991-01-01 | TRUE | Temporarily out of use | Empty | 1000 | Galvanic (STIP-3) | 1991-01-01 |  | Fiberglass Reinforced Plastic | Pressurized
L M MCDONALD GULF | GA HWY 53 | WINDER | Barrow | 4070083 | 2 | [5 empty] | Removed from Ground | Gas (Historical Use) | 1000 | Bare Steel | 1961-04-17 | 1998-08-01 | Galvanized Steel
PURE MARKET | 1872 GA HWY 211 NE | WINDER | Barrow | 4070084 | 3 | [5 empty] | Removed from Ground | Gas (Historical Use) | 1000 | Bare Steel | 1966-04-17 | 1899-12-31 | Galvanized Steel
SAMS | 510 MAYE STREET | WINDER | Barrow | 9007037 | 1 | [5 empty] | Currently in Use | Diesel | 10000 | Epoxy |  |  | Galvanized Steel | Suction (American)
BP FOOD MART | 830 LOGANVILLE HWY | WINDER | Barrow | 9007041 | 2 | Flapper Valve | 2001-05-01 | FALSE | 2001-05-01 | FALSE | Currently in Use | Regular | 10000 | Epoxy | 2001-05-10 |  | Double-Walled Fiberglass | Pressurized
MURPHY USA #6766 | 438 ATLANTA HWY NW | WINDER | Barrow | 9007045 | 2A |  | 2001-11-22 |  | 2001-11-22 |  | Currently in Use | Gas (Historical Use) | 14000 | Fiberglass Double Walled | 2001-11-14 |  | Double-Walled Flex | Pressurized
MURPHY USA #6766 | 438 ATLANTA HWY NW | WINDER | Barrow | 9007045 | 2A |  | 2001-11-22 |  | 2001-11-22 |  | Currently in Use | Gas (Historical Use) | 14000 | Fiberglass Double Walled | 2001-11-14 |  | Double-Walled Flex | Pressurized
MURPHY USA #6766 | 438 ATLANTA HWY NW | WINDER | Barrow | 9007045 | 2A |  | 2001-11-22 |  | 2001-11-22 |  | Currently in Use | Gas (Historical Use) | 14000 | Fiberglass Double Walled | 2001-11-14 |  | Double-Walled Flex | Pressurized
MURPHY USA #6766 | 438 ATLANTA HWY NW | WINDER | Barrow | 9007045 | 2A |  | 2001-11-22 |  | 2001-11-22 |  | Currently in Use | Gas (Historical Use) | 14000 | Fiberglass Double Walled | 2001-11-14 |  | Double-Walled Flex | Pressurized
GA POWER/WINDER DIST OPER HQ | 407 CEDAR CREEK RD | WINDER | Barrow | 4010038 | 2 | [5 empty] | Removed from Ground | Gas (Historical Use) | 10000 | Marked Unknown | 1962-12-31 | 1992-08-27
EXXON FOOD MART | 529 PATRICK MILL RD | WINDER | Barrow | 10000489 | 1 | Ball Float | 2003-03-01 | FALSE | 2003-03-01 | FALSE | Currently in Use | Regular | 12000 | Composite | 2003-03-01 |  | Double-Walled Fiberglass | Pressurized
CITY OF WINDER | 83 W MAY STREET | WINDER | Barrow | 9007033 | 1 | [5 empty] | Removed from Ground | Empty | 2000 | Not Marked/Unknown | 1997-07-01 | 1997-07-01 | Not Marked
SHELL WINDER | 10 A PATRICK MILL ROAD | WINDER | Barrow | 9007039 | 3A | Ball Float | 2001-02-15 | FALSE | 2001-02-15 | FALSE | Currently in Use | Diesel Off Road | 10000 | Fiberglass | 2001-02-15 |  | Double-Walled Flex | Pressurized
EZ BUY III | 879 JEFFERSON HWY | WINDER | Barrow | 9007015 | 6-RACE |  | 1998-02-19 | FALSE | 1998-02-19 | FALSE | Currently in Use | Gas (Historical Use) | 1000 | Composite | 1998-02-19 |  | Fiberglass Reinforced Plastic | Safe Suction (Euro)
EZ BUY III | 879 JEFFERSON HWY | WINDER | Barrow | 9007015 | 2-UNL |  | 1995-04-15 | FALSE | 1995-04-15 | FALSE | Currently in Use | Gas (Historical Use) | 8000 | Epoxy | 1995-04-15 |  | Fiberglass Reinforced Plastic | Pressurized
SIMS SERVICE STATION | 111 EAST MAY ST | WINDER | Barrow | 10002273 | 1 |  |  | FALSE |  | FALSE | Removed from Ground |  | 0 | Unknown |  | 1899-12-31
THE MARKET | 1861 HWY 211 NE | WINDER | Barrow | 10001271 | 1B | Ball Float | 2006-07-01 | FALSE | 2006-07-01 | FALSE | Currently in Use | Diesel | 6000 | Composite | 2006-07-01 |  | Fiberglass Reinforced Plastic | Pressurized
IN N OUT | 504 HAYES LAKE RD | STATHAM | Barrow | 10001461 | 4 | Flapper Valve | 2007-06-01 | FALSE | 2007-06-01 | FALSE | Currently in Use | Diesel Off Road | 2000 | Composite Double Walled | 2007-06-01 |  | Double-Walled Fiberglass | Safe Suction (Euro)
THOMAS CONCRETE AUBURN PLANT 2 | 300 PARKS MILL RD | AUBURN | Barrow | 9007016 | 1 | Exempted | 1989-06-01 | FALSE | 1989-06-01 | FALSE | Temporarily out of use | Diesel | 10000 | Fiberglass | 1989-06-01 |  | Fiberglass Reinforced Plastic | Pressurized
CJS CAFE | 1279 HIGHWAY 29 | WINDER | Barrow | 10000937 | 1 |  |  | FALSE |  | FALSE | Removed from Ground | Diesel | 3000 | Bare Steel | 1968-01-01 | 2005-04-01
OILCO SHELL | 1233 ATLANTA HWY SE | WINDER | Barrow | 10001167 | 3 | Flapper Valve | 2006-07-06 | FALSE | 2006-07-06 | FALSE | Currently in Use | Diesel Off Road | 1000 | Composite | 2006-07-06 |  | Fiberglass Reinforced Plastic | Safe Suction (Euro)
INGLES GAS EXPRESS #57 | 285 N BROAD ST | WINDER | Barrow | 10001085 | 1B | Ball Float | 2005-12-28 | FALSE | 2005-12-28 | FALSE | Currently in Use | Gas (Historical Use) | 7000 | Fiberglass Double Walled | 2005-11-15 |  | Double-Walled Flex | Pressurized
PATS TAVERNN (FORMER GAS STATION) | 1093 MONROE HIGHWAY | WINDER | Barrow | 10000770 | T-2 |  |  | FALSE |  | FALSE | Removed from Ground | Gas (Historical Use) | 1000 | Unknown | 2005-07-29 | 2005-07-29
P BOYS VIDEO | 1290 ATLANTA HWY NW | AUBURN | Barrow | 4070085 | 3 | [5 empty] | Removed from Ground | Gas (Historical Use) | 560 | Bare Steel | 1970-04-17 | 1999-01-01 | Galvanized Steel
EZ BUY III | 879 JEFFERSON HWY | WINDER | Barrow | 9007015 | 3-SUP |  | 1995-04-15 | FALSE | 1995-04-15 | FALSE | Currently in Use | Gas (Historical Use) | 6000 | Epoxy | 1995-04-15 |  | Fiberglass Reinforced Plastic | Pressurized
WICKER HUT ANTIQUES | 271 N BROAD ST | WINDER | Barrow | 10002670 | 2 |  |  | FALSE |  | FALSE | Removed from Ground |  | 300 | Bare Steel | 1940-01-01 | 2016-11-01 | Bare Steel
Circle K #216 | 731 HWY 211 NW | WINDER | Barrow | 10000208 | 1 | Ball Float | 2002-11-01 | FALSE | 2002-11-01 | FALSE | Currently in Use | Regular | 12000 | Composite | 2002-11-01 |  | Double-Walled Flex | Pressurized
SPEEDWAY CORP | 535 BROAD ST | STATHAM | Barrow | 70080 | 1 | [5 empty] | Removed from Ground | Diesel | 1000 | Bare Steel | 1971-06-14 | 1986-01-01 | Galvanized Steel
FRANK'S GARAGE | 326 JEFFERSON ST | STATHAM | Barrow | 4070079 | 3 | [5 empty] | Closed in Ground | Gas (Historical Use) | 0 | Bare Steel |  | 1899-12-31 | Galvanized Steel
AT&T/STATHAM | GA HWY 211 | STATHAM | Barrow | 4070082 | 1 | [5 empty] | Removed from Ground | Kerosene | 6000 | Bare Steel | 1965-01-01 | 1992-04-30 | Copper | Suction (American)
VENTURES FOOD MART | 2059 ATLANTA HWY SE | STATHAM | Barrow | 4070072 | 1 | Flapper Valve | 1994-12-28 | FALSE | 1994-12-28 | FALSE | Currently in Use | Gas (Historical Use) | 8000 | Steel-Impressed Current | 1978-05-01 |  | Steel (Impressed Current) | Pressurized
MARTIN MARIETTA AGGREGATES | 301 PARKS MILL RD/RT 2 | AUBURN | Barrow | 4070055 | 3 | [5 empty] | Closed in Ground | Diesel | 8000 | Cathodically Protected Steel | 1990-01-01 | 1997-09-30 | Fiberglass Reinforced Plastic
AUBURN 196 LLC | 196 PARKS MILL RD | AUBURN | Barrow | 9007019 | 3 | Ball Float | 1998-06-17 | FALSE | 1998-06-17 | FALSE | Currently in Use | Diesel | 6000 | Steel-Impressed Current | 1989-06-01 |  | Steel (Impressed Current) | Pressurized
MARTIN MARIETTA AGGREGATES | 301 PARKS MILL RD/RT 2 | AUBURN | Barrow | 4070055 | 6 | [5 empty] | Closed in Ground | Other | 1000 | Cathodically Protected Steel | 1990-01-01 | 1997-09-30 | Fiberglass Reinforced Plastic
P BOYS VIDEO | 1290 ATLANTA HWY NW | AUBURN | Barrow | 4070085 | 1 | [5 empty] | Removed from Ground | Gas (Historical Use) | 1000 | Bare Steel | 1970-04-17 | 1999-01-01 | Galvanized Steel
AUBURN 196 LLC | 196 PARKS MILL RD | AUBURN | Barrow | 9007019 | 2 | Ball Float | 1998-06-17 | FALSE | 1998-06-17 | FALSE | Currently in Use | Premium | 6000 | Steel-Impressed Current | 1989-06-01 |  | Steel (Impressed Current) | Pressurized
IN N OUT | 504 HAYES LAKE RD | STATHAM | Barrow | 10001461 | 3 | Ball Float | 2007-06-01 | FALSE | 2007-06-01 | FALSE | Currently in Use | Diesel | 4000 | Composite Double Walled | 2007-06-01 |  | Double-Walled Fiberglass | Pressurized
STATHAM FULL SERVICE | 1911 ATLANTA HWY SE | STATHAM | Barrow | 4070038 | 1 |  | 1998-03-25 | FALSE | 1998-03-25 | FALSE | Removed from Ground | Empty | 6000 | Steel-Impressed Current | 1976-04-25 | 2016-06-23 |  | Suction (American)
AUBURN FOOD MART | 1304 ATLANTA HWY 8 NW | AUBURN | Barrow | 70081 | 1 |  | 1998-12-18 |  | 1987-03-01 | TRUE | Removed from Ground | Gas (Historical Use) | 8000 | Steel-Impressed Current | 1987-03-01 | 2004-03-15 | Fiberglass Reinforced Plastic | Pressurized
UNITED WASTE INC | 51 PATRICK MILL RD SW | WINDER | Barrow | 10000156 | 2 |  |  | FALSE |  | FALSE | [6 empty] | Double-Walled Flex | Pressurized
CIRCLE K 161 | 59-61 W MAY ST | WINDER | Barrow | 10000986 | 3 | Ball Float | 2005-06-01 | FALSE | 2005-06-01 | FALSE | Currently in Use | Diesel | 12000 | Composite | 2005-06-01 |  | Fiberglass Reinforced Plastic | Pressurized
OILCO SHELL | 1233 ATLANTA HWY SE | WINDER | Barrow | 10001167 | 2A | Flapper Valve | 2006-07-06 | FALSE | 2006-07-06 | FALSE | Currently in Use | Premium | 7000 | Composite | 2006-07-06 |  | Fiberglass Reinforced Plastic | Pressurized
AASF 1 (WINDER) | ARMORY RD HWY 29 | WINDER | Barrow | 72000 | 2 | [5 empty] | Removed from Ground | Other | 6000 | Bare Steel | 1973-11-07 | 1899-12-31 | Unknown
CLARK & DEATON | 1375 ATLANTA HWY NW | AUBURN | Barrow | 4070050 | 3 | [5 empty] | Removed from Ground | Diesel | 1000 | Bare Steel | 1971-04-25 | 1993-04-01 | Galvanized Steel
P BOYS VIDEO | 1290 ATLANTA HWY NW | AUBURN | Barrow | 4070085 | 4 | [5 empty] | Removed from Ground | Gas (Historical Use) | 560 | Bare Steel | 1970-04-17 | 1999-01-01 | Galvanized Steel
AUBURN ELEMENTARY SCHOOL | 142 SIXTH AVE | AUBURN | Barrow | 4070003 | 2 | [5 empty] | Removed from Ground | Gas (Historical Use) | 500 | Bare Steel | 1966-01-06 | 1899-12-31 | Unknown
ATHENS ST SERVICE STATION | 126 W ATHENS ST | WINDER | Barrow | 4070001 | 3 | [5 empty] | Removed from Ground | Gas (Historical Use) | 3000 | Bare Steel | 1966-04-17 | 1985-12-01 | Galvanized Steel
HOG MOUNTAIN GROCERY | 1353 HOG MTN RD | WINDER | Barrow | 4070002 | 1 | [5 empty] | Removed from Ground | Gas (Historical Use) | 500 | Bare Steel | 1961-02-28 | 1987-01-01 | Galvanized Steel
GEN TELEPHONE/EMERGENCY GEN TANK | 104 SOUTH WOODLAWN | WINDER | Barrow | 4070009 | 352050-1 | [5 empty] | Removed from Ground | Diesel | 1000 | Bare Steel | 1978-02-28 | 1991-03-01 | Galvanized Steel
MCNEAL MARKET | 72 MCNEAL RD | WINDER | Barrow | 4070012 | 3 | [5 empty] | Removed from Ground | Gas (Historical Use) | 8000 | Bare Steel | 1977-01-30 | 1993-08-17 | Galvanized Steel | Safe Suction (Euro)
WINDER TEXACO | CORNER BROAD & MAY STREETS | WINDER | Barrow | 4070024 | 3 | [5 empty] | Removed from Ground | Gas (Historical Use) | 4000 | Bare Steel | 1961-04-08 | 1996-10-15 | Galvanized Steel
PRUETT OIL CO | 206 WEST MAY ST | WINDER | Barrow | 4070034 | 1 | [5 empty] | Removed from Ground | Diesel | 6000 | Bare Steel | 1976-04-25 | 1988-12-01 | Galvanized Steel
FORMER CIRCLE K #1194 | 800 EAST MAY ST | WINDER | Barrow | 4070700 | 4 |  | 1994-03-24 |  | 1994-03-24 |  | Removed from Ground | Gas (Historical Use) | 6000 | Cathodically Protected Steel | 1980-05-01 | 1996-03-26 | Bare Steel | Pressurized
ATHENS ST SERVICE STATION | 126 W ATHENS ST | WINDER | Barrow | 4070001 | 4 | [5 empty] | Removed from Ground | Diesel | 287 | Bare Steel | 1976-04-17 | 1985-12-01 | Galvanized Steel
ATHENS ST SERVICE STATION | 126 W ATHENS ST | WINDER | Barrow | 4070001 | 5 | Flapper Valve | 1998-06-17 | FALSE | 1998-06-17 | FALSE | Currently in Use | Regular | 3000 | Galvanic (STIP-3) | 1986-01-01 |  | Fiberglass Reinforced Plastic | Safe Suction (Euro)
ATHENS ST SERVICE STATION | 126 W ATHENS ST | WINDER | Barrow | 4070001 | 7 | Flapper Valve | 1998-06-17 | FALSE | 1998-06-17 | FALSE | Currently in Use | E-0 | 2000 | Galvanic (STIP-3) | 1986-01-01 |  | Fiberglass Reinforced Plastic | Safe Suction (Euro)
HOG MOUNTAIN GROCERY | 1353 HOG MTN RD | WINDER | Barrow | 4070002 | 6 |  | 1989-01-01 |  | 1989-01-01 |  | Removed from Ground | Gas (Historical Use) | 2000 | Cathodically Protected Steel | 1989-01-01 | 2016-04-25 | Cathodically Protected | Safe Suction (Euro)
HOG MOUNTAIN GROCERY | 1353 HOG MTN RD | WINDER | Barrow | 4070002 | 10 |  | 1989-01-01 |  | 1989-01-01 |  | Removed from Ground | Kerosene | 1000 | Cathodically Protected Steel | 1989-01-01 | 2016-04-25 | Cathodically Protected
HOLSENBECK ELEMENTARY SCHOOL | HOLSENBECK RD | WINDER | Barrow | 4070005 | 1 | [5 empty] | Removed from Ground | Other | 3000 | Bare Steel | 1966-01-06 | 1899-12-31 | Galvanized Steel
WINDER CONCRETE PLANT | 613 E MIDLAND AVE | WINDER | Barrow | 4070018 | 4 | Ball Float | 1998-11-20 | FALSE | 1998-11-20 | FALSE | Removed from Ground | Diesel | 12000 | Composite | 1998-11-01 |  | Fiberglass Reinforced Plastic | Pressurized
QUICK PANTRY | 141 BROAD ST | WINDER | Barrow | 4070020 | 2 | Ball Float | 1983-02-18 | FALSE | 1983-02-18 | FALSE | Currently in Use | Premium | 10000 | Steel-Impressed Current | 1983-02-18 |  | Fiberglass Reinforced Plastic | Pressurized
CITGO FOOD MART | 113 S BROAD ST | WINDER | Barrow | 9147084 | 2 | Ball Float | 1999-04-15 | FALSE | 1999-04-15 | FALSE | Currently in Use | Premium | 8000 | Fiberglass | 1999-04-15 |  | Fiberglass Reinforced Plastic | Pressurized
COUNTY LINE ELEMENTARY SCHOOL | GA HWY 211 @T CO LINE RD | WINDER | Barrow | 4070004 | 1 | [5 empty] | Removed from Ground | Other | 2000 | Bare Steel | 1966-01-06 | 1899-12-31 | Galvanized Steel
MCNEAL MARKET | 72 MCNEAL RD | WINDER | Barrow | 4070012 | 2 | [5 empty] | Removed from Ground | Gas (Historical Use) | 5000 | Bare Steel | 1977-01-30 | 1993-08-17 | Galvanized Steel | Safe Suction (Euro)
MCNEAL MARKET | 72 MCNEAL RD | WINDER | Barrow | 4070012 | 4-P |  | 1993-02-01 | FALSE | 1993-02-01 | FALSE | Temporarily out of use | Gas (Historical Use) | 6000 | Epoxy | 1993-03-01 |  | Fiberglass Reinforced Plastic | Safe Suction (Euro)
ATHENS ST SERVICE STATION | 126 W ATHENS ST | WINDER | Barrow | 4070001 | 1 | [5 empty] | Removed from Ground | Gas (Historical Use) | 2000 | Bare Steel | 1966-04-17 | 1985-12-01 | Galvanized Steel
HOG MOUNTAIN GROCERY | 1353 HOG MTN RD | WINDER | Barrow | 4070002 | 3 | [5 empty] | Removed from Ground | Gas (Historical Use) | 1000 | Bare Steel | 1976-02-29 | 1987-01-01 | Galvanized Steel
MCNEAL MARKET | 72 MCNEAL RD | WINDER | Barrow | 4070012 | 5-S |  | 1993-02-01 | FALSE | 1993-02-01 | FALSE | Temporarily out of use | Gas (Historical Use) | 6000 | Epoxy | 1993-03-01 |  | Fiberglass Reinforced Plastic | Safe Suction (Euro)
OUZTS CHEV CO | 500 WEST MAY ST | WINDER | Barrow | 4070017 | 1 | [5 empty] | Removed from Ground | Gas (Historical Use) | 1000 | Bare Steel | 1985-03-10 | 2000-02-25 | Galvanized Steel | Safe Suction (Euro)
NGMC BARROW | 316 N BROAD ST | WINDER | Barrow | 4070019 | 1 | Flapper Valve | 1997-08-15 | FALSE | 1997-08-15 | FALSE | Currently in Use | Diesel | 5000 | Steel-Impressed Current | 1983-03-01 |  | Steel (Impressed Current) | Safe Suction (Euro)
WINDER LUMBER CO | 137 EAST CANDLER ST | WINDER | Barrow | 4070026 | STORE | [5 empty] | Removed from Ground | Gas (Historical Use) | 500 | Bare Steel | 1926-04-07 | 1899-12-31 | Galvanized Steel
SM 4 SQUARE VENTURE INC | 855 JEFFERSON HWY | WINDER | Barrow | 4070041 | 11B | Flapper Valve | 2018-08-01 | FALSE | 2018-08-01 | FALSE | Currently in Use | Premium | 3500 | Composite Double Walled | 2018-07-01 |  | Double-Walled Flex | Pressurized
DICKIE'S COUNTRY STORE | 1112 HWY 211 NW | WINDER | Barrow | 4070042 | 5 |  | 1993-05-20 |  | 1993-05-20 |  | Removed from Ground | Gas (Historical Use) | 3000 | Cathodically Protected Steel | 1993-05-20 | 1998-05-01 | Fiberglass Reinforced Plastic | Safe Suction (Euro)
DICKIE'S COUNTRY STORE | 1112 HWY 211 NW | WINDER | Barrow | 4070042 | 7 |  | 1993-05-20 |  | 1993-05-20 |  | Removed from Ground | Gas (Historical Use) | 2000 | Cathodically Protected Steel | 1993-05-20 | 1998-05-01 | Fiberglass Reinforced Plastic | Safe Suction (Euro)
HOG MOUNTAIN GROCERY | 1353 HOG MTN RD | WINDER | Barrow | 4070002 | 9 |  | 1989-01-01 |  | 1989-01-01 |  | Removed from Ground | Diesel | 1000 | Cathodically Protected Steel | 1989-01-01 | 2016-04-25 | Cathodically Protected | Safe Suction (Euro)
HOG MOUNTAIN GROCERY | 1353 HOG MTN RD | WINDER | Barrow | 4070002 | 8 |  | 1989-01-01 |  | 1989-01-01 |  | Removed from Ground | Gas (Historical Use) | 2000 | Cathodically Protected Steel | 1989-01-01 | 2016-04-25 | Cathodically Protected | Safe Suction (Euro)
DOUG HARWELL & JERRY CASSITER | 200 EAST MAY ST | WINDER | Barrow | 4070007 | 1 | [5 empty] | Removed from Ground | Gas (Historical Use) | 0 | Marked Unknown | 1966-03-04 | 1985-01-01 | Unknown
UNKNOWN FACILITY | HWY 81 | WINDER | Barrow | 4070010 | 1 | [5 empty] | Permanently Out of Use - historical purposes | Diesel | 500 | Bare Steel |  | 1899-12-31 | Copper
SM 4 SQUARE VENTURE INC | 855 JEFFERSON HWY | WINDER | Barrow | 4070041 | 4 | [5 empty] | Removed from Ground | Diesel | 500 | Bare Steel | 1983-04-26 | 1995-03-01 | Galvanized Steel
SM 4 SQUARE VENTURE INC | 855 JEFFERSON HWY | WINDER | Barrow | 4070041 | 7 |  | 1995-04-18 |  | 1995-04-18 |  | Removed from Ground | Gas (Historical Use) | 4000 | Fiberglass | 1995-04-18 | 2002-10-29 | Fiberglass Reinforced Plastic | Safe Suction (Euro)
SM 4 SQUARE VENTURE INC | 855 JEFFERSON HWY | WINDER | Barrow | 4070041 | 5 | [5 empty] | Removed from Ground | Kerosene | 285 | Bare Steel | 1983-04-26 | 1995-03-01 | Galvanized Steel
DICKIE'S COUNTRY STORE | 1112 HWY 211 NW | WINDER | Barrow | 4070042 | 4 | [5 empty] | Removed from Ground | Diesel | 1000 | Bare Steel | 1982-04-25 | 1993-04-01 | Galvanized Steel
STEPAN CO | 951 BANKHEAD HWY | WINDER | Barrow | 4070044 | 4 | [5 empty] | Removed from Ground | Hazardous Substance | 2000 | Bare Steel | 1980-04-21 | 1991-11-05 | Bare Steel
TRIANGLE COMPANY | 408 JEFFERSON HWY | WINDER | Barrow | 4070022 | 3 | Flapper Valve | 1991-03-01 | FALSE | 1991-03-01 | FALSE | Removed from Ground | Gas (Historical Use) | 10000 | Steel-Impressed Current | 1982-02-18 |  | Fiberglass Reinforced Plastic | Pressurized
PET DAIRY | 821 NORTH BROAD ST | WINDER | Barrow | 4070028 | 2 | [5 empty] | Removed from Ground | Gas (Historical Use) | 5000 | Bare Steel | 1956-03-29 | 1974-01-01 | Galvanized Steel
DON'S GULF STA | 401 NORTH BROAD ST | WINDER | Barrow | 4070030 | 2 | [5 empty] | Removed from Ground | Gas (Historical Use) | 10000 | Not Marked/Unknown |  | 1899-12-31 | Not Marked
DICKIE'S COUNTRY STORE | 1112 HWY 211 NW | WINDER | Barrow | 4070042 | 1 | [5 empty] | Removed from Ground | Gas (Historical Use) | 2000 | Bare Steel | 1974-04-25 | 1993-04-01 | Galvanized Steel
CITGO FOOD MART | 113 S BROAD ST | WINDER | Barrow | 9147084 | 4 | Flapper Valve | 1999-04-15 | FALSE | 1999-04-15 | FALSE | Currently in Use | Kerosene | 1000 | Fiberglass | 1999-04-15 |  | Fiberglass Reinforced Plastic | Pressurized
FORMER CIRCLE K #1194 | 800 EAST MAY ST | WINDER | Barrow | 4070700 | 3 |  | 1994-03-24 |  | 1994-03-24 |  | Removed from Ground | Gas (Historical Use) | 8000 | Cathodically Protected Steel | 1980-05-01 | 1996-03-26 | Bare Steel | Pressurized
HOG MOUNTAIN GROCERY | 1353 HOG MTN RD | WINDER | Barrow | 4070002 | 2 | [5 empty] | Removed from Ground | Gas (Historical Use) | 500 | Bare Steel | 1961-02-28 | 1987-01-01 | Galvanized Steel
JOHNS MANVILLE | 713 BANKHEAD HWY | WINDER | Barrow | 4070014 | 4 | [5 empty] | Removed from Ground | Gas (Historical Use) | 1000 | Bare Steel | 1969-01-31 | 1995-10-01 | Bare Steel | Suction (American)
JOHNS MANVILLE | 713 BANKHEAD HWY | WINDER | Barrow | 4070014 | 1 | [5 empty] | Removed from Ground | Empty | 15000 | Bare Steel | 1977-01-31 | 1995-10-01 | Bare Steel | Suction (American)
MCNEAL MARKET | 72 MCNEAL RD | WINDER | Barrow | 4070012 | 1 | [5 empty] | Removed from Ground | Gas (Historical Use) | 8000 | Bare Steel | 1977-01-30 | 1993-08-17 | Galvanized Steel | Safe Suction (Euro)
JOHNS MANVILLE | 713 BANKHEAD HWY | WINDER | Barrow | 4070014 | 3 | [5 empty] | Removed from Ground | Other | 10000 | Bare Steel | 1969-01-31 | 1998-06-01 | Bare Steel | Suction (American)
TRIANGLE COMPANY | 408 JEFFERSON HWY | WINDER | Barrow | 4070022 | 2 | Flapper Valve | 1991-03-01 | FALSE | 1991-03-01 | FALSE | Removed from Ground | Gas (Historical Use) | 10000 | Steel-Impressed Current | 1982-02-18 |  | Fiberglass Reinforced Plastic | Pressurized
WINDER LUMBER CO | 137 EAST CANDLER ST | WINDER | Barrow | 4070026 | GAS | [5 empty] | Removed from Ground | Gas (Historical Use) | 1000 | Bare Steel | 1956-04-07 | 1899-12-31 | Galvanized Steel
DON'S GULF STA | 401 NORTH BROAD ST | WINDER | Barrow | 4070030 | 3 | [5 empty] | Removed from Ground | Gas (Historical Use) | 3000 | Not Marked/Unknown |  | 1899-12-31 | Not Marked
PRUETT OIL CO | 47 PORTER ST | WINDER | Barrow | 4070033 | 6 | Overfill Alarm | 1994-06-07 |  | 1994-06-07 |  | Temporarily out of use | Empty | 2000 | Galvanic (STIP-3) | 1985-04-25 |  | Galvanized Steel | Pressurized
WINDER CONCRETE PLANT | 613 E MIDLAND AVE | WINDER | Barrow | 4070018 | 3 | [5 empty] | Removed from Ground | Gas (Historical Use) | 550 | Bare Steel | 1970-01-01 | 1992-09-30 | Bare Steel | Suction (American)
BARROW CO JAIL | BARROW COUNTY JAIL | WINDER | Barrow | 4070031 | 1 | [5 empty] | Removed from Ground | Gas (Historical Use) | 1000 | Bare Steel | 1935-04-26 | 1899-12-31 | Galvanized Steel
MIGHTY MUFFLER OF WINDER | 151 N BROAD | WINDER | Barrow | 4070035 | 2 | [5 empty] | Removed from Ground | Gas (Historical Use) | 500 | Bare Steel | 1966-04-08 | 1999-12-01 | Galvanized Steel
SM 4 SQUARE VENTURE INC | 855 JEFFERSON HWY | WINDER | Barrow | 4070041 | 1 | [5 empty] | Removed from Ground | Gas (Historical Use) | 2000 | Bare Steel | 1983-04-26 | 1995-03-01 | Galvanized Steel
BUTLER GROCERY | HWY 82 RT 1 | WINDER | Barrow | 4070043 | 2 | [5 empty] | Removed from Ground | Gas (Historical Use) | 1000 | Cathodically Protected Steel | 1981-04-25 | 1996-06-01 | Galvanized Steel | Suction (American)
KUNTRY KORNER | 1170 CARL-BETHLEHEM RD | WINDER | Barrow | 4070045 | 2 |  | 1990-01-01 |  | 1990-01-01 |  | Removed from Ground | Gas (Historical Use) | 2000 | Cathodically Protected Steel | 1990-01-01 | 1899-12-31 |  | Safe Suction (Euro)
PROJECT ONE INC | 699 ATLANTA HWY SE STE-C6 | WINDER | Barrow | 4070048 | 1 | Flapper Valve | 1998-06-01 | FALSE | 1998-06-01 | FALSE | Currently in Use | Regular | 10000 | STIP-3/Impressed Current | 1984-04-28 |  | Fiberglass Reinforced Plastic | Pressurized
CITGO FOOD MART | 113 S BROAD ST | WINDER | Barrow | 9147084 | 1 | Ball Float | 1999-04-15 | FALSE | 1999-04-15 | FALSE | Currently in Use | Regular | 10000 | Fiberglass | 1999-04-15 |  | Fiberglass Reinforced Plastic | Pressurized
JOHNS MANVILLE | 713 BANKHEAD HWY | WINDER | Barrow | 4070014 | 5 | [5 empty] | Closed in Ground | Empty | 1000 | Concrete | 1969-01-31 | 1984-06-01 | Bare Steel
QUICK PANTRY | 141 BROAD ST | WINDER | Barrow | 4070020 | 1 | Ball Float | 1983-02-18 | FALSE | 1983-02-18 | FALSE | Currently in Use | Regular | 10000 | Steel-Impressed Current | 1983-02-18 |  | Fiberglass Reinforced Plastic | Pressurized
PERKLAND DAIRY FARMS INC | PERKINS RD RT 2 BOX 102 | WINDER | Barrow | 4070023 | 1 | [5 empty] | Removed from Ground | Gas (Historical Use) | 4000 | Bare Steel | 1976-04-11 | 1995-01-01 | Galvanized Steel
WINDER TEXACO | CORNER BROAD & MAY STREETS | WINDER | Barrow | 4070024 | 2 | [5 empty] | Removed from Ground | Gas (Historical Use) | 4000 | Bare Steel | 1961-04-08 | 1996-10-15 | Galvanized Steel
PRUETT OIL CO | 47 PORTER ST | WINDER | Barrow | 4070033 | 3 | Overfill Alarm | 1994-06-07 |  | 1994-06-07 |  | Temporarily out of use | Empty | 8000 | Galvanic (STIP-3) | 1985-04-25 |  | Galvanized Steel | Pressurized
PRUETT OIL CO | 206 WEST MAY ST | WINDER | Barrow | 4070034 | 3 | [5 empty] | Removed from Ground | Gas (Historical Use) | 1000 | Bare Steel | 1971-04-26 | 1988-12-01 | Galvanized Steel
MIGHTY MUFFLER OF WINDER | 151 N BROAD | WINDER | Barrow | 4070035 | 1 | [5 empty] | Removed from Ground | Gas (Historical Use) | 500 | Bare Steel | 1966-04-08 | 1999-12-01 | Galvanized Steel
BARROW CO GARAGE | CANDLER ST | WINDER | Barrow | 4070036 | 1 | [5 empty] | Removed from Ground | Gas (Historical Use) | 1000 | Bare Steel | 1981-04-25 | 1998-10-01 | Galvanized Steel
ATHENS ST SERVICE STATION | 126 W ATHENS ST | WINDER | Barrow | 4070001 | 2 | [5 empty] | Removed from Ground | Gas (Historical Use) | 2000 | Bare Steel | 1967-04-18 | 1985-12-01 | Galvanized Steel
UNKNOWN FACILITY | HWY 81 | WINDER | Barrow | 4070010 | 3 | [5 empty] | Permanently Out of Use - historical purposes | Other | 500 | Bare Steel | 1968-01-01 | 1899-12-31 | Unknown
MCNEAL MARKET | 72 MCNEAL RD | WINDER | Barrow | 4070012 | 6-B |  | 1993-02-01 | FALSE | 1993-02-01 | FALSE | Temporarily out of use | Gas (Historical Use) | 8000 | Epoxy | 1993-03-01 |  | Fiberglass Reinforced Plastic | Pressurized
WINDER LUMBER CO | 137 EAST CANDLER ST | WINDER | Barrow | 4070026 | BLOCKPLANT | [5 empty] | Removed from Ground | Gas (Historical Use) | 500 | Bare Steel | 1936-04-07 | 1899-12-31 | Galvanized Steel
FORMER CIRCLE K #1194 | 800 EAST MAY ST | WINDER | Barrow | 4070700 | 1 |  | 1994-03-24 |  | 1994-03-24 |  | Removed from Ground | Gas (Historical Use) | 8000 | Cathodically Protected Steel | 1980-05-01 | 1996-03-26 | Bare Steel | Pressurized
WINDER CONCRETE PLANT | 613 E MIDLAND AVE | WINDER | Barrow | 4070018 | 1 | [5 empty] | Removed from Ground | Diesel | 7000 | Bare Steel | 1970-01-01 | 1998-11-01 | Bare Steel | Suction (American)
WINDER TEXACO | CORNER BROAD & MAY STREETS | WINDER | Barrow | 4070024 | 5 |  |  | TRUE |  | TRUE | Removed from Ground | Used Oil | 1000 | Bare Steel | 1961-04-08 | 1996-10-15 | Galvanized Steel
WINDER TEXACO | CORNER BROAD & MAY STREETS | WINDER | Barrow | 4070024 | 4 | [5 empty] | Removed from Ground | Diesel | 4000 | Bare Steel | 1961-04-08 | 1996-10-15 | Galvanized Steel
BARROW CO JAIL | BARROW COUNTY JAIL | WINDER | Barrow | 4070031 | 2 | [5 empty] | Removed from Ground | Gas (Historical Use) | 500 | Bare Steel | 1961-04-25 | 1899-12-31 | Galvanized Steel
PRUETT OIL CO | 206 WEST MAY ST | WINDER | Barrow | 4070034 | 2 | [5 empty] | Removed from Ground | Kerosene | 3000 | Bare Steel | 1971-04-26 | 1988-12-01 | Galvanized Steel
SM 4 SQUARE VENTURE INC | 855 JEFFERSON HWY | WINDER | Barrow | 4070041 | 11A | Flapper Valve | 2018-08-01 | FALSE | 2018-08-01 | FALSE | Currently in Use | Regular | 13000 | Composite Double Walled | 2018-07-01 |  | Double-Walled Flex | Pressurized
DICKIE'S COUNTRY STORE | 1112 HWY 211 NW | WINDER | Barrow | 4070042 | 2 | [5 empty] | Removed from Ground | Gas (Historical Use) | 1000 | Bare Steel | 1974-04-25 | 1993-04-01 | Galvanized Steel
ATHENS ST SERVICE STATION | 126 W ATHENS ST | WINDER | Barrow | 4070001 | 9 |  | 1998-06-17 | FALSE | 1998-06-17 | FALSE | Currently in Use | Kerosene | 550 | Galvanic (STIP-3) | 1986-01-01 |  | Fiberglass Reinforced Plastic | Safe Suction (Euro)
ATHENS ST SERVICE STATION | 126 W ATHENS ST | WINDER | Barrow | 4070001 | 6 | Flapper Valve | 1998-06-17 | FALSE | 1998-06-17 | FALSE | Currently in Use | E-0 | 3000 | Galvanic (STIP-3) | 1986-01-01 |  | Fiberglass Reinforced Plastic | Safe Suction (Euro)
ATHENS ST SERVICE STATION | 126 W ATHENS ST | WINDER | Barrow | 4070001 | 8 | Flapper Valve | 1998-06-17 | FALSE | 1998-06-17 | FALSE | Currently in Use | Diesel | 1000 | Galvanic (STIP-3) | 1986-01-01 |  | Fiberglass Reinforced Plastic | Safe Suction (Euro)
WINDER LUMBER CO | 137 EAST CANDLER ST | WINDER | Barrow | 4070026 | FUEL | [5 empty] | Removed from Ground | Diesel | 5000 | Bare Steel | 1956-04-07 | 1899-12-31 | Galvanized Steel
GA DOT 10103/BARROW CO MAINT HQ | GA HWY 11 SOUTH/.1 MI W ON TOWER | WINDER | Barrow | 4070027 | 103G1 | [5 empty] | Removed from Ground | Gas (Historical Use) | 1000 | Bare Steel | 1973-01-01 | 1899-12-31 | Galvanized Steel | Suction (American)
PET DAIRY | 821 NORTH BROAD ST | WINDER | Barrow | 4070028 | 1 | [5 empty] | Removed from Ground | Gas (Historical Use) | 10000 | Bare Steel | 1974-03-29 | 1899-12-31 | Galvanized Steel
SM 4 SQUARE VENTURE INC | 855 JEFFERSON HWY | WINDER | Barrow | 4070041 | 10 |  | 1995-04-18 |  | 1995-04-18 |  | Removed from Ground | Kerosene | 1000 | Fiberglass | 1995-04-18 | 2002-10-29 | Fiberglass Reinforced Plastic | Safe Suction (Euro)
STEPAN CO | 951 BANKHEAD HWY | WINDER | Barrow | 4070044 | 6 | [5 empty] | Removed from Ground | Other | 30000 | Cathodically Protected Steel | 1980-04-21 | 1998-12-14 | Bare Steel
KUNTRY KORNER | 1170 CARL-BETHLEHEM RD | WINDER | Barrow | 4070045 | 1 |  | 1990-01-01 |  | 1990-01-01 |  | Removed from Ground | Gas (Historical Use) | 2000 | Cathodically Protected Steel | 1984-04-25 | 1899-12-31 |  | Safe Suction (Euro)
HOG MOUNTAIN GROCERY | 1353 HOG MTN RD | WINDER | Barrow | 4070002 | 5 | [5 empty] | Removed from Ground | Diesel | 500 | Bare Steel | 1985-02-28 | 1987-01-01 | Galvanized Steel
HOG MOUNTAIN GROCERY | 1353 HOG MTN RD | WINDER | Barrow | 4070002 | 4 | [5 empty] | Removed from Ground | Gas (Historical Use) | 100 | Bare Steel | 1976-02-29 | 1987-01-01 | Galvanized Steel
HOG MOUNTAIN GROCERY | 1353 HOG MTN RD | WINDER | Barrow | 4070002 | 7 |  | 1989-01-01 |  | 1989-01-01 |  | Removed from Ground | Gas (Historical Use) | 2000 | Cathodically Protected Steel | 1989-01-01 | 2016-04-25 | Cathodically Protected | Safe Suction (Euro)
BUILDERS TRANSPORT INC | PIPELINE RD PO BOX 388 | WINDER | Barrow | 4070006 | 1 |  |  | TRUE |  | TRUE | Removed from Ground | Used Oil | 250 | Bare Steel | 1976-01-09 | 1989-09-08 | Unknown
DOUG HARWELL & JERRY CASSITER | 200 EAST MAY ST | WINDER | Barrow | 4070007 | 2 | [5 empty] | Removed from Ground | Gas (Historical Use) | 0 | Marked Unknown | 1966-03-04 | 1985-01-01 | Unknown
UNKNOWN FACILITY | HWY 81 | WINDER | Barrow | 4070010 | 2 | [5 empty] | Permanently Out of Use - historical purposes | Other | 500 | Bare Steel | 1968-01-01 | 1899-12-31 | Unknown
TRIANGLE COMPANY | 408 JEFFERSON HWY | WINDER | Barrow | 4070022 | 1 | Flapper Valve | 1991-03-01 | FALSE | 1991-03-01 | FALSE | Removed from Ground | Gas (Historical Use) | 10000 | Steel-Impressed Current | 1982-02-18 | 2021-01-13 | Fiberglass Reinforced Plastic | Pressurized
PERKLAND DAIRY FARMS INC | PERKINS RD RT 2 BOX 102 | WINDER | Barrow | 4070023 | 2 | [5 empty] | Removed from Ground | Diesel | 6000 | Bare Steel | 1976-04-11 | 1995-01-01 | Galvanized Steel
WINDER LUMBER CO | 137 EAST CANDLER ST | WINDER | Barrow | 4070026 | 5 | [5 empty] | Removed from Ground | Diesel | 3000 | Bare Steel | 1951-04-08 | 1899-12-31 | Galvanized Steel
GA DOT 10103/BARROW CO MAINT HQ | GA HWY 11 SOUTH/.1 MI W ON TOWER | WINDER | Barrow | 4070027 | 103D1 | [5 empty] | Removed from Ground | Diesel | 1000 | Bare Steel | 1973-01-01 | 1899-12-31 | Galvanized Steel | Suction (American)
PRUETT OIL CO | 47 PORTER ST | WINDER | Barrow | 4070033 | 1 | Overfill Alarm | 1994-06-07 |  | 1994-06-07 |  | Temporarily out of use | Empty | 10000 | Galvanic (STIP-3) | 1985-04-25 |  | Galvanized Steel | Pressurized
PRUETT OIL CO | 47 PORTER ST | WINDER | Barrow | 4070033 | 4 | Overfill Alarm | 1994-06-07 |  | 1994-06-07 |  | Temporarily out of use | Empty | 8000 | Galvanic (STIP-3) | 1985-04-25 |  | Galvanized Steel | Pressurized
SM 4 SQUARE VENTURE INC | 855 JEFFERSON HWY | WINDER | Barrow | 4070041 | 3 | [5 empty] | Removed from Ground | Gas (Historical Use) | 1000 | Bare Steel | 1983-04-26 | 1995-03-01 | Galvanized Steel
DICKIE'S COUNTRY STORE | 1112 HWY 211 NW | WINDER | Barrow | 4070042 | 3 | [5 empty] | Removed from Ground | Gas (Historical Use) | 1000 | Bare Steel | 1976-04-25 | 1993-04-01 | Galvanized Steel
SM 4 SQUARE VENTURE INC | 855 JEFFERSON HWY | WINDER | Barrow | 4070041 | 11C | Flapper Valve | 2018-08-01 | FALSE | 2018-08-01 | FALSE | Currently in Use | Diesel | 3500 | Composite Double Walled | 2018-07-01 |  | Double-Walled Flex | Pressurized
DICKIE'S COUNTRY STORE | 1112 HWY 211 NW | WINDER | Barrow | 4070042 | 9 | [5 empty] | Removed from Ground | Kerosene | 1000 | Cathodically Protected Steel | 1993-05-20 | 1998-05-01 | Fiberglass Reinforced Plastic | Safe Suction (Euro)
DICKIE'S COUNTRY STORE | 1112 HWY 211 NW | WINDER | Barrow | 4070042 | 8 |  | 1993-05-20 |  | 1993-05-20 |  | Removed from Ground | Diesel | 1000 | Cathodically Protected Steel | 1993-05-20 | 1998-05-01 | Fiberglass Reinforced Plastic | Safe Suction (Euro)
MIGHTY MUFFLER OF WINDER | 151 N BROAD | WINDER | Barrow | 4070035 | 3 | [5 empty] | Removed from Ground | Gas (Historical Use) | 1500 | Bare Steel | 1976-04-08 | 1999-12-01 | Galvanized Steel
BASS-MIMS GOODYEAR STORE | 202 WEST MAY ST | WINDER | Barrow | 4070046 | 1 |  |  | TRUE |  | TRUE | Removed from Ground | Used Oil | 1000 | Bare Steel | 1973-04-10 | 1999-09-01 | Galvanized Steel
KUNTRY KORNER | 1170 CARL-BETHLEHEM RD | WINDER | Barrow | 4070045 | 6 |  | 2001-09-25 | FALSE | 2001-09-25 | FALSE | Removed from Ground | Gas (Historical Use) | 6000 | Epoxy | 2001-09-25 | 2018-10-30 |  | Pressurized
PRUETT OIL CO | 47 PORTER ST | WINDER | Barrow | 4070033 | 2 | Overfill Alarm | 1994-06-07 |  | 1994-06-07 |  | Temporarily out of use | Empty | 10000 | Galvanic (STIP-3) | 1985-04-25 |  | Galvanized Steel | Pressurized
PROJECT ONE INC | 699 ATLANTA HWY SE STE-C6 | WINDER | Barrow | 4070048 | 4 | Flapper Valve | 1998-06-01 | FALSE | 1998-06-01 | FALSE | Currently in Use | Diesel | 6000 | STIP-3/Impressed Current | 1984-04-28 |  | Steel (Impressed Current) | Suction (American)
JOHNS MANVILLE | 713 BANKHEAD HWY | WINDER | Barrow | 4070014 | 2 | [5 empty] | Removed from Ground | Other | 10000 | Bare Steel | 1977-01-31 | 1997-12-01 | Bare Steel | Suction (American)
QUICK PANTRY | 141 BROAD ST | WINDER | Barrow | 4070020 | 3 | Ball Float | 1983-02-18 | FALSE | 1983-02-18 | FALSE | Currently in Use | Diesel | 10000 | Steel-Impressed Current | 1983-02-18 |  | Fiberglass Reinforced Plastic | Pressurized
TRIANGLE COMPANY | 408 JEFFERSON HWY | WINDER | Barrow | 4070022 | 4 | Flapper Valve | 1991-03-01 | FALSE | 1991-03-01 | FALSE | Removed from Ground | Diesel | 10000 | Steel-Impressed Current | 1982-02-18 |  | Fiberglass Reinforced Plastic | Pressurized
DON'S GULF STA | 401 NORTH BROAD ST | WINDER | Barrow | 4070030 | 4 | [5 empty] | Removed from Ground | Gas (Historical Use) | 3000 | Not Marked/Unknown |  | 1899-12-31 | Not Marked
PRUETT OIL CO | 47 PORTER ST | WINDER | Barrow | 4070033 | 5 | Overfill Alarm | 1994-06-07 |  | 1994-06-07 |  | Temporarily out of use | Empty | 2000 | Galvanic (STIP-3) | 1985-04-25 |  | Galvanized Steel | Pressurized
PROJECT ONE INC | 699 ATLANTA HWY SE STE-C6 | WINDER | Barrow | 4070048 | 2 | Flapper Valve | 1998-06-01 | FALSE | 1998-06-01 | FALSE | Currently in Use | Premium | 8000 | STIP-3/Impressed Current | 1984-04-28 |  | Fiberglass Reinforced Plastic | Pressurized
DICKIE'S COUNTRY STORE | 1112 HWY 211 NW | WINDER | Barrow | 4070042 | 6 |  | 1993-05-20 |  | 1993-05-20 |  | Removed from Ground | Gas (Historical Use) | 2000 | Cathodically Protected Steel | 1993-05-20 | 1998-05-01 | Fiberglass Reinforced Plastic | Safe Suction (Euro)
PROJECT ONE INC | 699 ATLANTA HWY SE STE-C6 | WINDER | Barrow | 4070048 | 3 | Flapper Valve | 1998-06-01 | FALSE | 1998-06-01 | FALSE | Currently in Use | E-10 | 8000 | STIP-3/Impressed Current | 1984-04-28 |  | Fiberglass Reinforced Plastic | Pressurized
PROJECT ONE INC | 699 ATLANTA HWY SE STE-C6 | WINDER | Barrow | 4070048 | 5 | Flapper Valve | 1998-06-01 | FALSE | 1998-09-01 | FALSE | Temporarily out of use | Diesel Off Road | 1000 | Galvanic (STIP-3) | 1984-04-28 |  | Steel (Impressed Current) | Suction (American)
WINDER TEXACO | CORNER BROAD & MAY STREETS | WINDER | Barrow | 4070024 | 1 | [5 empty] | Removed from Ground | Gas (Historical Use) | 4000 | Bare Steel | 1961-04-08 | 1996-10-15 | Galvanized Steel
BARROW CO JAIL | BARROW COUNTY JAIL | WINDER | Barrow | 4070031 | 2 | [5 empty] | Removed from Ground | Gas (Historical Use) | 500 | Bare Steel | 1961-04-25 | 1899-12-31 | Galvanized Steel
MIGHTY MUFFLER OF WINDER | 151 N BROAD | WINDER | Barrow | 4070035 | 4 | [5 empty] | Removed from Ground | Diesel | 1000 | Bare Steel | 1976-04-08 | 1999-12-01 | Galvanized Steel
STEPAN CO | 951 BANKHEAD HWY | WINDER | Barrow | 4070044 | 3 | [5 empty] | Removed from Ground | Hazardous Substance | 2000 | Bare Steel | 1980-04-21 | 1991-11-05 | Bare Steel
KUNTRY KORNER | 1170 CARL-BETHLEHEM RD | WINDER | Barrow | 4070045 | 5 |  | 1990-01-01 | FALSE | 1990-01-01 | FALSE | Removed from Ground | Kerosene | 1000 | Galvanic (STIP-3) | 1984-04-25 | 2018-10-30 | Galvanized Steel | Safe Suction (Euro)
KUNTRY KORNER | 1170 CARL-BETHLEHEM RD | WINDER | Barrow | 4070045 | 4 |  | 1990-01-01 | FALSE | 1990-01-01 | FALSE | Removed from Ground | Diesel | 1000 | Galvanic (STIP-3) | 1984-04-25 | 2018-10-30 | Galvanized Steel | Safe Suction (Euro)
DON'S GULF STA | 401 NORTH BROAD ST | WINDER | Barrow | 4070030 | 1 | [5 empty] | Removed from Ground | Gas (Historical Use) | 10000 | Not Marked/Unknown |  | 1899-12-31 | Not Marked
STEPAN CO | 951 BANKHEAD HWY | WINDER | Barrow | 4070044 | 8 | [5 empty] | Removed from Ground | Other | 30000 | Bare Steel | 1980-01-01 | 1995-09-27 | Bare Steel
STEPAN CO | 951 BANKHEAD HWY | WINDER | Barrow | 4070044 | 2 | [5 empty] | Removed from Ground | Gas (Historical Use) | 3000 | Bare Steel | 1980-04-21 | 1995-09-27 | Bare Steel
PRUETT OIL CO | 206 WEST MAY ST | WINDER | Barrow | 4070034 | 5 | [5 empty] | Removed from Ground | Gas (Historical Use) | 1000 | Bare Steel | 1976-04-25 | 1988-12-01 | Galvanized Steel
PRUETT OIL CO | 206 WEST MAY ST | WINDER | Barrow | 4070034 | 4 | [5 empty] | Removed from Ground | Gas (Historical Use) | 1000 | Bare Steel | 1976-04-25 | 1988-12-01 | Galvanized Steel
STEPAN CO | 951 BANKHEAD HWY | WINDER | Barrow | 4070044 | 5 | [5 empty] | Removed from Ground | Other | 30000 | Cathodically Protected Steel | 1980-04-21 | 1998-12-14 | Bare Steel | Suction (American)
STEPAN CO | 951 BANKHEAD HWY | WINDER | Barrow | 4070044 | 1 | [5 empty] | Removed from Ground | Diesel | 3000 | Bare Steel | 1980-04-21 | 1995-09-27 | Bare Steel
STEPAN CO | 951 BANKHEAD HWY | WINDER | Barrow | 4070044 | 7 | [5 empty] | Removed from Ground | Other | 15000 | Bare Steel | 1980-01-01 | 1995-09-27 | Bare Steel
SM 4 SQUARE VENTURE INC | 855 JEFFERSON HWY | WINDER | Barrow | 4070041 | 2 | [5 empty] | Removed from Ground | Gas (Historical Use) | 1000 | Bare Steel | 1983-04-26 | 1995-03-01 | Galvanized Steel
ASHLEY SUPER SERVICE | 63 W MAY ST | WINDER | Barrow | 4070049 | 6 |  |  | FALSE |  | FALSE | Removed from Ground | Gas (Historical Use) | 10000 | Unknown | 2005-01-20 | 2005-01-20 | Unknown
KUNTRY KORNER | 1170 CARL-BETHLEHEM RD | WINDER | Barrow | 4070045 | 7 |  | 2001-09-25 | FALSE | 2001-09-25 | FALSE | Removed from Ground | Gas (Historical Use) | 4000 | Epoxy | 2001-09-25 | 2018-10-30 |  | Pressurized
CITGO FOOD MART | 113 S BROAD ST | WINDER | Barrow | 9147084 | 3 | Ball Float | 1999-04-15 | FALSE | 1999-04-15 | FALSE | Currently in Use | Diesel | 8000 | Fiberglass | 1999-04-15 |  | Fiberglass Reinforced Plastic | Pressurized
FORMER CIRCLE K #1194 | 800 EAST MAY ST | WINDER | Barrow | 4070700 | 2 |  | 1994-03-24 |  | 1994-03-24 |  | Removed from Ground | Gas (Historical Use) | 8000 | Cathodically Protected Steel | 1980-05-01 | 1996-03-26 | Bare Steel | Pressurized
WINDER CONCRETE PLANT | 613 E MIDLAND AVE | WINDER | Barrow | 4070018 | 2 | [5 empty] | Removed from Ground | Gas (Historical Use) | 550 | Bare Steel | 1970-01-01 | 1991-03-25 | Bare Steel
SM 4 SQUARE VENTURE INC | 855 JEFFERSON HWY | WINDER | Barrow | 4070041 | 9 |  | 1995-04-18 |  | 1995-04-18 |  | Removed from Ground | Gas (Historical Use) | 1000 | Fiberglass | 1995-04-18 | 2002-10-29 | Fiberglass Reinforced Plastic | Safe Suction (Euro)
SM 4 SQUARE VENTURE INC | 855 JEFFERSON HWY | WINDER | Barrow | 4070041 | 6 |  | 1995-04-18 |  | 1995-04-18 |  | Removed from Ground | Gas (Historical Use) | 4000 | Fiberglass | 1995-04-18 | 2002-10-29 | Fiberglass Reinforced Plastic | Safe Suction (Euro)
SM 4 SQUARE VENTURE INC | 855 JEFFERSON HWY | WINDER | Barrow | 4070041 | 8 |  | 1995-04-18 |  | 1995-04-18 |  | Removed from Ground | Gas (Historical Use) | 4000 | Fiberglass | 1995-04-18 | 2002-10-29 | Fiberglass Reinforced Plastic | Safe Suction (Euro)
BUTLER GROCERY | HWY 82 RT 1 | WINDER | Barrow | 4070043 | 1 | [5 empty] | Removed from Ground | Gas (Historical Use) | 1000 | Cathodically Protected Steel | 1985-04-25 | 1996-06-01 | Galvanized Steel | Suction (American)
KUNTRY KORNER | 1170 CARL-BETHLEHEM RD | WINDER | Barrow | 4070045 | 3 |  | 1990-01-01 |  | 1990-01-01 |  | Removed from Ground | Gas (Historical Use) | 3000 | Cathodically Protected Steel | 1990-01-01 | 1899-12-31 |  | Safe Suction (Euro)
RHS OIL CO | 1937 Atlanta Hwy SE | STATHAM | Barrow | 9108004 | 3 |  | 1990-07-01 | FALSE | 1990-07-01 | FALSE | Currently in Use | Premium | 8200 | Composite | 1990-07-01 |  | Fiberglass Reinforced Plastic | Pressurized
RHS OIL CO | 1937 Atlanta Hwy SE | STATHAM | Barrow | 9108004 | 2 |  | 1990-07-01 | FALSE | 1990-07-01 | FALSE | Currently in Use | Regular | 8200 | Composite | 1990-07-01 |  | Fiberglass Reinforced Plastic | Pressurized
RHS OIL CO | 1937 Atlanta Hwy SE | STATHAM | Barrow | 9108004 | 5 | Flapper Valve | 1990-07-01 | FALSE | 1990-07-01 | FALSE | Currently in Use | Kerosene | 2000 | Composite | 1990-07-01 |  | Fiberglass Reinforced Plastic | Suction (American)
RHS OIL CO | 1937 Atlanta Hwy SE | STATHAM | Barrow | 9108004 | 4 |  | 1990-07-01 | FALSE | 1990-07-01 | FALSE | Currently in Use | Diesel | 8200 | Composite | 1990-07-01 |  | Fiberglass Reinforced Plastic | Pressurized
786 Corner Store Inc | 6 PLEASANT HILL CHURCH RD | WINDER | Barrow | 10003295 | 1B | Flapper Valve | 2023-02-15 | FALSE | 2022-11-01 | FALSE | Currently in Use | Premium | 4000 | Composite Double Walled | 2022-09-01 |  | Double-Walled Flex | Pressurized
786 Corner Store Inc | 6 PLEASANT HILL CHURCH RD | WINDER | Barrow | 10003295 | 1A | Flapper Valve | 2023-02-15 | FALSE | 2022-11-01 | FALSE | Currently in Use | Regular | 12000 | Composite Double Walled | 2022-09-01 |  | Double-Walled Flex | Pressurized
RHS OIL CO | 1937 Atlanta Hwy SE | STATHAM | Barrow | 9108004 | 1 |  | 1990-07-01 | FALSE | 1990-07-01 | FALSE | Currently in Use | Regular | 8200 | Composite | 1990-07-01 |  | Fiberglass Reinforced Plastic | Pressurized
BARROW COUNTY C-STORE 102 | 1408 HWY 124 | HOSCHTON | Barrow | 10001602 | 1A | Ball Float | 2008-09-01 | FALSE | 2008-09-01 | FALSE | Currently in Use | Premium | 12000 | Fiberglass Double Walled | 2008-09-01 |  | Double-Walled Fiberglass | Pressurized
CIRCLE K 3285 | 1975 HWY 211 | HOSCHTON | Barrow | 9007040 | 2 | Ball Float | 2000-01-01 | FALSE | 2000-01-01 | FALSE | Currently in Use | Regular | 12000 | Galvanic (STIP-3) | 2000-01-01 |  | Fiberglass Reinforced Plastic | Pressurized
BARROW COUNTY C-STORE 102 | 1408 HWY 124 | HOSCHTON | Barrow | 10001602 | 1B | Ball Float | 2008-09-01 | FALSE | 2008-09-01 | FALSE | Currently in Use | Diesel | 5000 | Fiberglass Double Walled | 2008-09-01 |  | Double-Walled Fiberglass | Pressurized
SHOP RITE | 1640 ATLANTA HWY | AUBURN | Barrow | 9007018 | 4 |  |  | FALSE |  | FALSE | [6 empty] | Fiberglass Reinforced Plastic | Pressurized
CIRCLE K 3285 | 1975 HWY 211 | HOSCHTON | Barrow | 9007040 | 3 |  | 2000-01-01 | FALSE | 2000-01-01 | FALSE | Currently in Use | Diesel | 8000 | Galvanic (STIP-3) | 2000-01-01 |  | Fiberglass Reinforced Plastic | Pressurized
CIRCLE K 3285 | 1975 HWY 211 | HOSCHTON | Barrow | 9007040 | 1 | Ball Float | 2000-01-01 | FALSE | 2000-01-01 | FALSE | Currently in Use | Regular | 12000 | Galvanic (STIP-3) | 2000-01-01 |  | Fiberglass Reinforced Plastic | Pressurized
ONE STOP MARKET | 1463 HWY 124 | HOSCHTON | Barrow | 10001294 | 2 |  |  | FALSE |  | FALSE | Removed from Ground | Gas (Historical Use) | 1000 | Bare Steel | 2007-02-15 | 2007-02-15 | Galvanized Steel
RLS INC | 1225 VICTRON DRIVE | HOSCHTON | Barrow | 9007044 | 1A | Flapper Valve | 2001-03-01 | FALSE | 2001-03-01 | FALSE | Removed from Ground | Diesel | 2000 | Composite | 2001-03-01 |  | Fiberglass Reinforced Plastic | Safe Suction (Euro)
ONE STOP MARKET | 1463 HWY 124 | HOSCHTON | Barrow | 10001294 | 3 |  |  | FALSE |  | FALSE | Removed from Ground | Gas (Historical Use) | 500 | Bare Steel | 2007-02-15 | 2007-02-15 | Galvanized Steel
ONE STOP MARKET | 1463 HWY 124 | HOSCHTON | Barrow | 10001294 | 1 |  |  | FALSE |  | FALSE | Removed from Ground | Gas (Historical Use) | 2000 | Bare Steel | 2007-02-15 | 2007-02-15 | Galvanized Steel
SHOP RITE | 1640 ATLANTA HWY | AUBURN | Barrow | 9007018 | 3 |  | 1989-06-15 |  | 1989-06-15 |  | Temporarily out of use | Gas (Historical Use) | 8000 | Galvanic (STIP-3) | 1989-06-15 |  | Fiberglass Reinforced Plastic | Pressurized
BARROW COUNTY C-STORE 102 | 1408 HWY 124 | HOSCHTON | Barrow | 10001602 | 2 | Ball Float | 2008-09-01 | FALSE | 2008-09-01 | FALSE | Currently in Use | Regular | 7000 | Fiberglass Double Walled | 2008-09-01 |  | Double-Walled Fiberglass | Pressurized
SHOP RITE | 1640 ATLANTA HWY | AUBURN | Barrow | 9007018 | 5 |  | 1989-06-15 |  | 1989-06-15 |  | Temporarily out of use | Kerosene | 2000 | Galvanic (STIP-3) | 1989-06-15 |  | Fiberglass Reinforced Plastic | Pressurized
SHOP RITE | 1640 ATLANTA HWY | AUBURN | Barrow | 9007018 | 1 | Ball Float | 1989-06-15 | FALSE | 1989-06-15 | FALSE | Currently in Use | Regular | 8000 | Galvanic (STIP-3) | 1989-06-15 |  | Fiberglass Reinforced Plastic | Pressurized
RLS INC | 1225 VICTRON DRIVE | HOSCHTON | Barrow | 9007044 | 1B | Flapper Valve | 2001-03-01 | FALSE | 2001-03-01 | FALSE | Removed from Ground | Diesel Off Road | 2000 | Composite | 2001-03-01 |  | Fiberglass Reinforced Plastic | Safe Suction (Euro)
SHOP RITE | 1640 ATLANTA HWY | AUBURN | Barrow | 9007018 | 2 | Ball Float | 1989-06-15 | FALSE | 1989-06-15 | FALSE | Currently in Use | Premium | 8000 | Galvanic (STIP-3) | 1989-06-15 |  | Fiberglass Reinforced Plastic | Pressurized
786 Corner Store Inc | 6 PLEASANT HILL CHURCH RD | WINDER | Barrow | 10003295 | 1C | Flapper Valve | 2023-02-15 | FALSE | 2022-11-01 | FALSE | Currently in Use | Diesel On Road | 4000 | Composite Double Walled | 2022-09-01 |  | Double-Walled Flex | Pressurized
BP | 401 JEFFERSON HWY | WINDER | Barrow | 10003517 | 1A | Flapper Valve | 2023-09-14 | FALSE | 2023-09-14 | FALSE | Currently in Use | Regular | 18000 |  | 2023-09-14 |  | Double-Walled Fiberglass | Pressurized
BP | 401 JEFFERSON HWY | WINDER | Barrow | 10003517 | 1B | Flapper Valve | 2023-09-14 | FALSE | 2023-09-14 | FALSE | Currently in Use | Premium | 4000 |  | 2023-09-14 |  | Double-Walled Fiberglass | Pressurized
BP | 401 JEFFERSON HWY | WINDER | Barrow | 10003517 | 1C | Flapper Valve | 2023-09-14 | FALSE | 2023-09-14 | FALSE | Currently in Use | Diesel | 3000 |  | 2023-09-14 |  | Double-Walled Fiberglass | Pressurized
Chevron | 1049 Loganville Hwy | Bethlehem | Barrow | 10003226 | 1B | Flapper Valve | 2021-09-08 | FALSE | 2021-09-08 | FALSE | Currently in Use | Premium | 4000 | Composite Double Walled | 2021-09-08 |  | Double-Walled Fiberglass | Pressurized
Chevron | 1049 Loganville Hwy | Bethlehem | Barrow | 10003226 | 1A | Flapper Valve | 2021-09-08 | FALSE | 2021-09-08 | FALSE | Currently in Use | Regular | 12000 | Composite Double Walled | 2021-09-08 |  | Double-Walled Fiberglass | Pressurized
Chevron | 1049 Loganville Hwy | Bethlehem | Barrow | 10003226 | 1D | Flapper Valve | 2021-09-08 | FALSE | 2021-09-08 | FALSE | Currently in Use | Diesel | 4000 | Composite Double Walled | 2021-09-08 |  | Double-Walled Fiberglass | Pressurized
Chevron | 1049 Loganville Hwy | Bethlehem | Barrow | 10003226 | 1C | Flapper Valve | 2021-09-08 | FALSE | 2021-09-08 | FALSE | Currently in Use | E-0 | 4000 | Composite Double Walled | 2021-09-08 |  | Double-Walled Fiberglass | Pressurized
EAST MAY FOOD MART | 214 E. MAY ST | WINDER | Barrow | 10003267 | 1C | Flapper Valve | 2021-12-21 | FALSE | 2021-12-21 | FALSE | Currently in Use | Diesel | 4000 | Composite Double Walled | 2021-12-21 |  | Double-Walled Fiberglass | Pressurized
EAST MAY FOOD MART | 214 E. MAY ST | WINDER | Barrow | 10003267 | 1A | Flapper Valve | 2021-12-21 | FALSE | 2021-12-21 | FALSE | Currently in Use | Regular | 12000 | Composite Double Walled | 2021-12-21 |  | Double-Walled Fiberglass | Pressurized
CHEVRON FOOD MART | 752 HWY 211 | WINDER | Barrow | 10003403 | 1 | Overfill Alarm | 2022-04-01 | FALSE | 2022-04-01 | FALSE | Currently in Use | Regular | 10000 | Fiberglass | 2022-09-28 |  |  | Pressurized
CHEVRON FOOD MART | 752 HWY 211 | WINDER | Barrow | 10003403 | 1 | Overfill Alarm | 2022-04-01 | FALSE | 2022-04-01 | FALSE | Currently in Use | Premium | 5000 | Fiberglass | 2022-09-28 |  |  | Pressurized
CHEVRON FOOD MART | 752 HWY 211 | WINDER | Barrow | 10003403 | 1 | Overfill Alarm | 2022-04-01 | FALSE | 2022-04-01 | FALSE | Currently in Use | Regular | 4000 | Fiberglass | 2022-09-28 |  |  | Pressurized
EAST MAY FOOD MART | 214 E. MAY ST | WINDER | Barrow | 10003267 | 1B | Flapper Valve | 2021-12-21 | FALSE | 2021-12-21 | FALSE | Currently in Use | Premium | 4000 | Composite Double Walled | 2021-12-21 |  | Double-Walled Fiberglass | Pressurized
Auburn Market | 44 Auburn Gate Lane | Auburn | Barrow | 10003436 | 4 | Flapper Valve | 2023-08-20 | FALSE | 2023-08-20 | FALSE | Currently in Use | E-0 | 4000 | Composite Double Walled | 2023-08-10 |  | Double-Walled Fiberglass | Pressurized
Auburn Market | 44 Auburn Gate Lane | Auburn | Barrow | 10003436 | 3 | Flapper Valve | 2023-08-20 | FALSE | 2023-08-20 | FALSE | Currently in Use | Diesel | 5000 | Composite Double Walled | 2023-08-10 |  | Double-Walled Fiberglass | Pressurized
CHEVRON FOOD MART | 752 HWY 211 | WINDER | Barrow | 10003403 | 1 | Overfill Alarm | 2022-04-01 | FALSE | 2022-04-01 | FALSE | Currently in Use | Diesel | 4000 | Fiberglass | 2022-09-28 |  |  | Pressurized
DOUGLAS F HARWELL | GA HWY 11 RT 1 | BETHLEHEM | Barrow | 4070008 | 2 | [5 empty] | Closed in Ground | Gas (Historical Use) | 0 | Marked Unknown | 1966-03-04 | 1983-01-01 | Unknown
FRIENDSHIP SERVICES LLC | 649 CHRISTMAS AVE | BETHLEHEM | Barrow | 10000816 | 2A | Ball Float | 2004-09-01 | FALSE | 2004-09-01 | FALSE | Currently in Use | Diesel | 7000 | Fiberglass | 2004-09-01 |  | Fiberglass Reinforced Plastic | Pressurized
CARLS SUPERETTE | 1132 ATLANTA HWY | AUBURN | Barrow | 4070080 | 3 | [5 empty] | Removed from Ground | Other | 1000 | Not Marked/Unknown | 1990-09-01 | 1990-09-01 | Not Marked
Jessmart Inc. | 767 Christmas Avenue | Bethlehem | Barrow | 4070068 | 1 | Flapper Valve | 1997-03-01 | FALSE | 1997-03-01 | FALSE | Currently in Use | Regular | 8000 | Steel-Impressed Current | 1982-05-01 |  | Fiberglass Reinforced Plastic | Pressurized
RUTLEDGE GROCERY | MANGER ST | BETHLEHEM | Barrow | 9007007 | 2 | [5 empty] | Removed from Ground | Gas (Historical Use) | 550 | Bare Steel | 1995-06-01 | 1995-06-01 | Galvanized Steel
EXXON FOOD MART | 925 LOGANVILLE HWY | BETHLEHEM | Barrow | 9007042 | 2 | Ball Float | 2000-09-27 | FALSE | 2000-09-28 | FALSE | Currently in Use | Gas (Historical Use) | 10000 | Epoxy | 2000-09-23 |  | Double-Walled Flex | Pressurized
Mountain Express #637 | 1296 ATLANTA HWY | AUBURN | Barrow | 4070021 | 2 |  | 1998-10-02 |  | 1998-10-02 |  | Removed from Ground | Gas (Historical Use) | 6110 | Steel-Impressed Current | 1978-02-18 | 2002-03-07 | Cathodically Protected
SUPER H #3 | 752 CHRISTMAS AVE | BETHLEHEM | Barrow | 4070040 | 6 | Flapper Valve | 1992-03-01 | FALSE | 1992-03-01 | FALSE | Currently in Use | Premium | 6032 | Steel-Impressed Current | 1992-03-18 |  | Fiberglass Reinforced Plastic | Pressurized
SUPER H #3 | 752 CHRISTMAS AVE | BETHLEHEM | Barrow | 4070040 | 8 | Flapper Valve | 1992-03-01 | FALSE | 1992-03-01 | FALSE | Currently in Use | Kerosene | 2019 | Steel-Impressed Current | 1992-03-18 |  | Fiberglass Reinforced Plastic | Pressurized
VINEYARD GAS & GROCERY | 2075 HWY 211 | BRASELTON | Barrow | 9007027 | 1 | Flapper Valve | 1996-03-04 | FALSE | 1996-03-04 | FALSE | Currently in Use | Regular | 12000 | Composite | 1996-03-04 |  | Fiberglass Reinforced Plastic | Pressurized
Mountain Express #637 | 1296 ATLANTA HWY | AUBURN | Barrow | 4070021 | 4 |  | 1998-10-02 |  | 1998-10-02 |  | Removed from Ground | Diesel | 6110 | Steel-Impressed Current | 1978-02-18 | 2002-03-07 | Cathodically Protected
VINEYARD GAS & GROCERY | 2075 HWY 211 | BRASELTON | Barrow | 9007027 | 3A | Flapper Valve | 1996-03-04 | FALSE | 1996-03-04 | FALSE | Currently in Use | Diesel | 8000 | Composite | 1996-03-04 |  | Fiberglass Reinforced Plastic | Pressurized
HARRISON POULTRY INC | 108 E STAR ST | BETHLEHEM | Barrow | 4070054 | 1 | Flapper Valve | 1998-08-01 | FALSE | 1998-08-01 | FALSE | Currently in Use | Diesel | 10000 | Steel-Impressed Current | 1976-04-01 |  | Steel (Impressed Current) | Safe Suction (Euro)
SUPER H #3 | 752 CHRISTMAS AVE | BETHLEHEM | Barrow | 4070040 | 2 | [5 empty] | Removed from Ground | Gas (Historical Use) | 1000 | Bare Steel | 1974-04-25 | 1992-02-01 | Galvanized Steel
Auburn Market | 44 Auburn Gate Lane | Auburn | Barrow | 10003436 | 1 | Flapper Valve | 2023-08-20 | FALSE | 2023-08-20 | FALSE | Currently in Use | Regular | 1200 | Composite Double Walled | 2023-08-10 |  | Double-Walled Fiberglass | Pressurized
EXXON FOOD MART | 925 LOGANVILLE HWY | BETHLEHEM | Barrow | 9007042 | 1 | Ball Float | 2000-09-27 | FALSE | 2000-09-28 | FALSE | Currently in Use | Gas (Historical Use) | 12000 | Epoxy | 2000-09-23 |  | Double-Walled Flex | Pressurized
VINEYARD GAS & GROCERY | 2075 HWY 211 | BRASELTON | Barrow | 9007027 | 3B | Flapper Valve | 1996-03-04 | FALSE | 1996-03-04 | FALSE | Temporarily out of use | Kerosene | 4000 | Composite | 1996-03-04 |  | Fiberglass Reinforced Plastic | Safe Suction (Euro)
Mountain Express #637 | 1296 ATLANTA HWY | AUBURN | Barrow | 4070021 | 1 |  | 1998-10-02 |  | 1998-10-02 |  | Removed from Ground | Gas (Historical Use) | 12000 | Steel-Impressed Current | 1978-02-18 | 2002-03-07 | Cathodically Protected
CARLS SUPERETTE | 1132 ATLANTA HWY | AUBURN | Barrow | 4070080 | 2 | [5 empty] | Removed from Ground | Other | 2000 | Not Marked/Unknown | 1990-09-01 | 1990-09-01 | Not Marked
INGLES GAS EXPRESS #451 | 1502 ATLANTA HWY NW | AUBURN | Barrow | 10001431 | 2 | Flapper Valve | 2007-11-01 | FALSE | 2007-11-01 | FALSE | Currently in Use | Premium | 7000 | Fiberglass Double Walled | 2007-10-24 |  | Double-Walled Flex | Pressurized
Jessmart Inc. | 767 Christmas Avenue | Bethlehem | Barrow | 4070068 | 3 | Flapper Valve | 1997-03-01 | FALSE | 1997-03-01 | FALSE | Currently in Use | Premium | 8000 | Steel-Impressed Current | 1982-05-01 |  | Fiberglass Reinforced Plastic | Pressurized
RUTLEDGE GROCERY | MANGER ST | BETHLEHEM | Barrow | 9007007 | 1 | [5 empty] | Removed from Ground | Gas (Historical Use) | 1000 | Bare Steel | 1995-06-01 | 1995-06-01 | Galvanized Steel
CIRCLE K 2723325 | 634 CHRISTMAS AVE | BETHLEHEM | Barrow | 9007012 | 1 | Ball Float | 2013-10-24 | FALSE | 2004-01-01 | FALSE | Removed from Ground | Regular | 10000 | Fiberglass | 1994-02-09 |  | Double-Walled Flex | Pressurized
HARRISON POULTRY INC | 108 E STAR ST | BETHLEHEM | Barrow | 4070054 | 4 | [5 empty] | Removed from Ground | Gas (Historical Use) | 3000 | Bare Steel | 1978-04-01 | 2005-08-01 | Galvanized Steel | Safe Suction (Euro)
HARRISON POULTRY INC | 108 E STAR ST | BETHLEHEM | Barrow | 4070054 | 5 |  |  | FALSE |  | FALSE | Removed from Ground | Used Oil | 550 | Unknown | 1976-01-01 | 2005-08-24 | Unknown
AUBURN FOOD MART | 1703 ATLANTA HWY | AUBURN | Barrow | 9007017 | 2X | Flapper Valve | 1990-03-01 | FALSE | 1990-03-01 | FALSE | Currently in Use | Plus | 10000 | Galvanic (STIP-3) | 1990-03-01 |  | Fiberglass Reinforced Plastic | Pressurized
RaceTrac #2307 - Braselton 211 | 1944 HWY 211 NW | HOSCHTON | Barrow | 10002750 | 3A | Overfill Alarm | 2017-08-14 | FALSE | 2017-08-14 | FALSE | Currently in Use | Diesel | 10000 | Fiberglass Double Walled | 2017-08-14 |  | Double-Walled Fiberglass | Pressurized
SUPER H #3 | 752 CHRISTMAS AVE | BETHLEHEM | Barrow | 4070040 | 3 | [5 empty] | Removed from Ground | Gas (Historical Use) | 2000 | Bare Steel | 1976-04-25 | 1992-02-01 | Galvanized Steel
PEACHTREE TOOLING CORP | 976 GA HWY 124 | BRASELTON | Barrow | 4070047 | 2 | [5 empty] | Removed from Ground | Gas (Historical Use) | 1000 | Bare Steel | 1983-04-26 | 1995-06-06 | Galvanized Steel
INGLES GAS EXPRESS #451 | 1502 ATLANTA HWY NW | AUBURN | Barrow | 10001431 | 4 | Flapper Valve | 2007-11-01 | FALSE | 2007-11-01 | FALSE | Currently in Use | Diesel | 5000 | Fiberglass Double Walled | 2007-10-24 |  | Double-Walled Flex | Pressurized
Mountain Express #637 | 1296 ATLANTA HWY | AUBURN | Barrow | 4070021 | 7B | Ball Float | 2004-05-01 | FALSE | 2004-05-01 | FALSE | Currently in Use | Diesel Off Road | 4000 | Composite | 2004-05-01 |  | Double-Walled Flex | Pressurized
Mountain Express #637 | 1296 ATLANTA HWY | AUBURN | Barrow | 4070021 | 5 | Ball Float | 2004-12-01 | FALSE | 2004-12-01 | FALSE | Currently in Use | Regular | 12000 | Composite | 2004-05-01 |  | Double-Walled Flex | Pressurized
CARLS SUPERETTE | 1132 ATLANTA HWY | AUBURN | Barrow | 4070080 | 6 | Flapper Valve | 1990-09-01 | FALSE | 1990-09-01 | FALSE | Currently in Use | Diesel | 8000 | Galvanic (STIP-3) | 1990-09-01 |  | Fiberglass Reinforced Plastic | Pressurized
AUBURN FOOD MART | 1703 ATLANTA HWY | AUBURN | Barrow | 9007017 | 3UL | Flapper Valve | 1990-03-01 | FALSE | 1990-03-01 | FALSE | Currently in Use | Regular | 10000 | Galvanic (STIP-3) | 1990-03-01 |  | Fiberglass Reinforced Plastic | Pressurized
HARRISON POULTRY INC | 108 E STAR ST | BETHLEHEM | Barrow | 4070054 | 3 | [5 empty] | Removed from Ground | Gas (Historical Use) | 3000 | Cathodically Protected Steel | 1978-04-01 | 1998-05-01 | Galvanized Steel | Suction (American)
SUPER H #3 | 752 CHRISTMAS AVE | BETHLEHEM | Barrow | 4070040 | 5 | Flapper Valve | 1992-03-01 | FALSE | 1992-03-01 | FALSE | Currently in Use | Regular | 8272 | Steel-Impressed Current | 1992-03-18 |  | Fiberglass Reinforced Plastic | Pressurized
SUPER H #3 | 752 CHRISTMAS AVE | BETHLEHEM | Barrow | 4070040 | 4 | Flapper Valve | 1992-03-01 | FALSE | 1992-03-01 | FALSE | Currently in Use | Regular | 6032 | Steel-Impressed Current | 1992-03-18 |  | Fiberglass Reinforced Plastic | Pressurized
CIRCLE K 2723325 | 634 CHRISTMAS AVE | BETHLEHEM | Barrow | 9007012 | 2 | Ball Float | 2009-11-10 | FALSE | 2004-01-01 | FALSE | Removed from Ground | Premium | 10000 | Fiberglass | 1994-02-09 |  | Double-Walled Flex | Pressurized
HARRISON POULTRY INC | 107 SMITH MILL ROAD | BETHLEHEM | Barrow | 10001083 | 1 | Flapper Valve | 2006-03-15 | FALSE | 2006-03-15 | FALSE | Currently in Use | Diesel | 10000 | Composite | 2006-03-15 |  | Double-Walled Flex | Safe Suction (Euro)
PEACHTREE TOOLING CORP | 976 GA HWY 124 | BRASELTON | Barrow | 4070047 | 1 | [5 empty] | Removed from Ground | Diesel | 1000 | Bare Steel | 1983-04-26 | 1995-06-06 | Galvanized Steel
SUPER H #3 | 752 CHRISTMAS AVE | BETHLEHEM | Barrow | 4070040 | 7 | Flapper Valve | 1992-03-01 | FALSE | 1992-03-01 | FALSE | Currently in Use | Diesel | 4014 | Steel-Impressed Current | 1992-03-18 |  | Fiberglass Reinforced Plastic | Pressurized
SUPER H #3 | 752 CHRISTMAS AVE | BETHLEHEM | Barrow | 4070040 | 1 | [5 empty] | Removed from Ground | Gas (Historical Use) | 1000 | Bare Steel | 1974-04-25 | 1992-02-01 | Galvanized Steel
RUTLEDGE GROCERY | MANGER ST | BETHLEHEM | Barrow | 9007007 | 3 | [5 empty] | Removed from Ground | Gas (Historical Use) | 550 | Bare Steel | 1995-06-01 | 1995-06-01 | Galvanized Steel
FRIENDSHIP SERVICES LLC | 649 CHRISTMAS AVE | BETHLEHEM | Barrow | 10000816 | 1 | Ball Float | 2004-09-01 | FALSE | 2004-09-01 | FALSE | Currently in Use | Regular | 12000 | Fiberglass | 2004-09-01 |  | Fiberglass Reinforced Plastic | Pressurized
CARLS SUPERETTE | 1132 ATLANTA HWY | AUBURN | Barrow | 4070080 | 7 | Flapper Valve | 1990-09-01 | FALSE | 1990-09-01 | FALSE | Currently in Use | Kerosene | 2000 | Galvanic (STIP-3) | 1990-09-01 |  | Fiberglass Reinforced Plastic | Safe Suction (Euro)
CARLS SUPERETTE | 1132 ATLANTA HWY | AUBURN | Barrow | 4070080 | 4 | Flapper Valve | 1990-09-01 | FALSE | 1990-09-01 | FALSE | Currently in Use | Regular | 8000 | Galvanic (STIP-3) | 1990-09-01 |  | Fiberglass Reinforced Plastic | Pressurized
CARLS SUPERETTE | 1132 ATLANTA HWY | AUBURN | Barrow | 4070080 | 1 | [5 empty] | Removed from Ground | Other | 2000 | Bare Steel | 1990-09-01 | 1990-09-01 | Not Marked
CHEVRON | 703 KILCREASE RD & HWY 316 | AUBURN | Barrow | 10001074 | 1 | Ball Float | 2004-06-26 | FALSE | 2004-03-26 | FALSE | Currently in Use | Regular | 12000 | Epoxy | 2004-06-26 |  | Fiberglass Reinforced Plastic | Pressurized
EXXON FOOD MART | 925 LOGANVILLE HWY | BETHLEHEM | Barrow | 9007042 | 3 | Ball Float | 2000-09-27 | FALSE | 2000-09-28 | FALSE | Currently in Use | Diesel | 8000 | Epoxy | 2000-09-23 |  | Double-Walled Flex | Pressurized
AUBURN FOOD MART | 1703 ATLANTA HWY | AUBURN | Barrow | 9007017 | 5KI | Flapper Valve | 1990-03-01 | FALSE | 1990-03-01 | FALSE | Currently in Use | Diesel | 4000 | Galvanic (STIP-3) | 1990-03-01 |  | Fiberglass Reinforced Plastic | Pressurized
Jessmart Inc. | 767 Christmas Avenue | Bethlehem | Barrow | 4070068 | 2 | Flapper Valve | 1997-03-01 | FALSE | 1997-03-01 | FALSE | Currently in Use | Diesel | 8000 | Steel-Impressed Current | 1982-05-01 |  | Fiberglass Reinforced Plastic | Pressurized
EON PETROLEUM CORP. | 1334 ATLANTA HWY NW | AUBURN | Barrow | 9007024 | 702579 | Ball Float | 1995-11-29 | FALSE | 1995-11-29 | FALSE | Currently in Use | Regular | 12000 | Fiberglass | 1995-11-29 |  | Double-Walled Fiberglass | Pressurized
AUBURN FOOD MART | 1703 ATLANTA HWY | AUBURN | Barrow | 9007017 | 4DC | Flapper Valve | 1990-03-01 | FALSE | 1990-03-01 | FALSE | Currently in Use | Diesel Off Road | 6000 | Galvanic (STIP-3) | 1990-03-01 |  | Fiberglass Reinforced Plastic | Pressurized
Mountain Express #637 | 1296 ATLANTA HWY | AUBURN | Barrow | 4070021 | 3 |  | 1998-10-02 |  | 1998-10-02 |  | Removed from Ground | Gas (Historical Use) | 6000 | Steel-Impressed Current | 1978-02-18 | 2002-03-07 | Cathodically Protected
CARLS SUPERETTE | 1132 ATLANTA HWY | AUBURN | Barrow | 4070080 | 5 | Flapper Valve | 1990-09-01 | FALSE | 1990-09-01 | FALSE | Currently in Use | Premium | 8000 | Galvanic (STIP-3) | 1990-09-01 |  | Fiberglass Reinforced Plastic | Pressurized
AUBURN FOOD MART | 1703 ATLANTA HWY | AUBURN | Barrow | 9007017 | 1P | Flapper Valve | 1990-03-01 | FALSE | 1990-03-01 | FALSE | Currently in Use | Premium | 10000 | Galvanic (STIP-3) | 1990-03-01 |  | Fiberglass Reinforced Plastic | Pressurized
CHEVRON | 703 KILCREASE RD & HWY 316 | AUBURN | Barrow | 10001074 | 2A | Ball Float | 2004-06-26 | FALSE | 2004-06-26 | FALSE | Currently in Use | Premium | 8000 | Epoxy | 2004-06-26 |  | Fiberglass Reinforced Plastic | Pressurized
INGLES GAS EXPRESS #451 | 1502 ATLANTA HWY NW | AUBURN | Barrow | 10001431 | 3 | Flapper Valve | 2007-11-01 | FALSE | 2007-11-01 | FALSE | Currently in Use | Diesel | 5000 | Fiberglass Double Walled | 2007-10-24 |  | Double-Walled Flex | Pressurized
ABANDONED TANKS IN DOT RIGHT-OF-WAY | 1141 ATLANTA HIGHWAY (US 29) | AUBURN | Barrow | 10002037 | 1 |  |  | FALSE |  | FALSE | Removed from Ground | Gas (Historical Use) | 500 | Bare Steel | 2011-09-19 | 2011-09-19 | Bare Steel
DOUGLAS F HARWELL | GA HWY 11 RT 1 | BETHLEHEM | Barrow | 4070008 | 1 | [5 empty] | Closed in Ground | Gas (Historical Use) | 0 | Marked Unknown | 1966-03-04 | 1983-01-01 | Unknown
Mountain Express #637 | 1296 ATLANTA HWY | AUBURN | Barrow | 4070021 | 8 | Flapper Valve | 2004-05-01 | FALSE | 2004-05-01 | FALSE | Currently in Use | Kerosene | 2000 | Composite | 2004-05-01 |  | Double-Walled Flex | Pressurized
ABANDONED TANKS IN DOT RIGHT-OF-WAY | 1141 ATLANTA HIGHWAY (US 29) | AUBURN | Barrow | 10002037 | 2 |  |  | FALSE |  | FALSE | Removed from Ground | Gas (Historical Use) | 500 | Bare Steel | 2011-09-19 | 2011-09-19 | Bare Steel
RaceTrac #2307 - Braselton 211 | 1944 HWY 211 NW | HOSCHTON | Barrow | 10002750 | 2B | Overfill Alarm | 2017-08-14 | FALSE | 2017-08-14 | FALSE | Currently in Use | E-85 | 10000 | Fiberglass Double Walled | 2017-08-14 |  | Double-Walled Fiberglass | Pressurized
RaceTrac #2307 - Braselton 211 | 1944 HWY 211 NW | HOSCHTON | Barrow | 10002750 | 1 | Overfill Alarm | 2017-08-14 | FALSE | 2017-08-14 | FALSE | Currently in Use | Regular | 20000 | Fiberglass Double Walled | 2017-08-14 |  | Double-Walled Fiberglass | Pressurized
Mountain Express #637 | 1296 ATLANTA HWY | AUBURN | Barrow | 4070021 | 7A | Ball Float | 2004-05-01 | FALSE | 2004-05-01 | FALSE | Currently in Use | Diesel | 8000 | Composite | 2004-05-01 |  | Double-Walled Flex | Pressurized
RaceTrac #2307 - Braselton 211 | 1944 HWY 211 NW | HOSCHTON | Barrow | 10002750 | 3B | Overfill Alarm | 2017-08-14 | FALSE | 2017-08-14 | FALSE | Currently in Use | Diesel | 10000 | Fiberglass Double Walled | 2017-08-14 |  | Double-Walled Fiberglass | Pressurized
Neighbors Market | 1158 Carl Bethlehem Rd | Winder | Barrow | 10003117 | 1A | Flapper Valve |  | FALSE | 2020-07-16 | FALSE | Currently in Use | Regular | 13000 | Composite Double Walled | 2020-07-16 |  | Double-Walled Fiberglass | Pressurized
Neighbors Market | 1158 Carl Bethlehem Rd | Winder | Barrow | 10003117 | 2A | Flapper Valve |  | FALSE | 2020-07-16 | FALSE | Currently in Use | Premium | 7000 | Composite Double Walled | 2020-07-16 |  | Double-Walled Fiberglass | Pressurized
Neighbors Market | 1158 Carl Bethlehem Rd | Winder | Barrow | 10003117 | 2B | Flapper Valve |  | FALSE | 2020-07-16 | FALSE | Currently in Use | Diesel On Road | 5000 | Composite Double Walled | 2020-07-16 |  | Double-Walled Fiberglass | Pressurized
Neighbors Market | 1158 Carl Bethlehem Rd | Winder | Barrow | 10003117 | 1B | Flapper Valve |  | FALSE | 2020-07-16 | FALSE | Currently in Use | E-0 | 2000 | Composite Double Walled | 2020-07-16 |  | Double-Walled Fiberglass | Pressurized
RACETRAC #2544 | 839 Loganville Hwy | Bethlehem | Barrow | 10003204 | 2A | Overfill Alarm | 2021-07-04 | FALSE | 2021-07-04 | FALSE | Currently in Use | Premium | 12000 | Fiberglass | 2021-06-04 |  |  | Pressurized
RACETRAC #2544 | 839 Loganville Hwy | Bethlehem | Barrow | 10003204 | 4A | Overfill Alarm | 2021-07-04 | FALSE | 2021-07-04 | FALSE | Currently in Use | Diesel | 14000 | Fiberglass | 2021-06-04 |  |  | Pressurized
RACETRAC #2544 | 839 Loganville Hwy | Bethlehem | Barrow | 10003204 | 3B | Overfill Alarm | 2021-07-04 | FALSE | 2021-07-04 | FALSE | Currently in Use | Diesel | 12000 | Fiberglass | 2021-06-04 |  |  | Pressurized
RACETRAC #2544 | 839 Loganville Hwy | Bethlehem | Barrow | 10003204 | 2B | Overfill Alarm | 2021-07-04 | FALSE | 2021-07-04 | FALSE | Currently in Use | E-85 | 12000 | Fiberglass | 2021-06-04 |  |  | Pressurized
RACETRAC #2544 | 839 Loganville Hwy | Bethlehem | Barrow | 10003204 | 1 | Overfill Alarm | 2021-07-04 | FALSE | 2021-07-04 | FALSE | Currently in Use | Regular | 20000 | Fiberglass | 2021-06-04 |  |  | Pressurized
Auburn Market | 44 Auburn Gate Lane | Auburn | Barrow | 10003436 | 2 | Flapper Valve | 2023-08-20 | FALSE | 2023-08-20 | FALSE | Currently in Use | Premium | 6000 | Composite Double Walled | 2023-08-10 |  | Double-Walled Fiberglass | Pressurized
HARRISON POULTRY INC | 108 E STAR ST | BETHLEHEM | Barrow | 4070054 | 2 | Flapper Valve | 1998-08-01 | FALSE | 1998-08-01 | FALSE | Currently in Use | Gas (Historical Use) | 10000 | Steel-Impressed Current | 1978-04-01 |  | Steel (Impressed Current) | Safe Suction (Euro)
CIRCLE K 2723325 | 634 CHRISTMAS AVE | BETHLEHEM | Barrow | 9007012 | 3 | Flapper Valve | 2009-11-08 | FALSE | 2004-01-01 | FALSE | Removed from Ground | Kerosene | 2000 | Fiberglass | 1994-02-09 |  | Double-Walled Flex | Safe Suction (Euro)
FRIENDSHIP SERVICES LLC | 649 CHRISTMAS AVE | BETHLEHEM | Barrow | 10000816 | 2B | Ball Float | 2004-09-01 | FALSE | 2004-09-01 | FALSE | Currently in Use | Premium | 8000 | Fiberglass | 2004-09-01 |  | Fiberglass Reinforced Plastic | Pressurized
VINEYARD GAS & GROCERY | 2075 HWY 211 | BRASELTON | Barrow | 9007027 | 2 | Flapper Valve | 1996-03-04 | FALSE | 1996-03-04 | FALSE | Currently in Use | Premium | 10000 | Composite | 1996-03-04 |  | Fiberglass Reinforced Plastic | Pressurized
Mountain Express #637 | 1296 ATLANTA HWY | AUBURN | Barrow | 4070021 | 6 | Flapper Valve | 2004-05-01 | FALSE | 2004-05-01 | FALSE | Currently in Use | Premium | 10000 | Composite | 2004-05-01 |  | Double-Walled Flex | Pressurized
EON PETROLEUM CORP. | 1334 ATLANTA HWY NW | AUBURN | Barrow | 9007024 | 702585 | Flapper Valve | 1995-11-29 | FALSE | 1995-11-29 | FALSE | Currently in Use | Kerosene | 2000 | Fiberglass | 1995-11-29 |  | Flex | Safe Suction (Euro)
EON PETROLEUM CORP. | 1334 ATLANTA HWY NW | AUBURN | Barrow | 9007024 | 702580 | Ball Float | 1995-11-29 | FALSE | 1995-11-29 | FALSE | Currently in Use | Premium | 12000 | Fiberglass | 1995-11-29 |  | Flex | Pressurized
CHEVRON | 703 KILCREASE RD & HWY 316 | AUBURN | Barrow | 10001074 | 2b | Ball Float | 2004-06-24 | FALSE | 2004-06-24 | FALSE | Currently in Use | Diesel | 4000 | Epoxy | 2004-06-24 |  | Fiberglass Reinforced Plastic | Pressurized
INGLES GAS EXPRESS #451 | 1502 ATLANTA HWY NW | AUBURN | Barrow | 10001431 | 1 | Flapper Valve | 2007-11-01 | FALSE | 2007-11-01 | FALSE | Currently in Use | Regular | 25000 | Fiberglass Double Walled | 2007-10-24 |  | Double-Walled Flex | Pressurized
RaceTrac #2307 - Braselton 211 | 1944 HWY 211 NW | HOSCHTON | Barrow | 10002750 | 2A | Overfill Alarm | 2017-08-14 | FALSE | 2017-08-14 | FALSE | Currently in Use | Premium | 10000 | Fiberglass Double Walled | 2017-08-14 |  | Double-Walled Fiberglass | Pressurized
RACETRAC #2544 | 839 Loganville Hwy | Bethlehem | Barrow | 10003204 | 3A | Overfill Alarm | 2021-06-04 | FALSE | 2021-06-04 | FALSE | Currently in Use | Diesel | 12000 | Fiberglass | 2021-06-04 |  |  | Pressurized
EASY SHOP #2 | 2812 HWY 113 | TAYLORSVILLE | Bartow | 1150060 | 5 | Flapper Valve | 1998-07-14 |  | 1998-07-14 |  | Removed from Ground | Diesel | 3000 | Galvanic (STIP-3) | 1982-05-09 | 2013-05-29 | Galvanized Steel | Pressurized
ROBERT A JAMISON | 5665 JOE FRANK HARRIS PKWY | ADAIRSVILLE | Bartow | 4080173 | 1 | [5 empty] | Removed from Ground | Gas (Historical Use) | 1000 | Bare Steel | 1971-05-08 | 1999-10-19 | Galvanized Steel | Safe Suction (Euro)
CHEMICAL PRODUCTS CORP | 102 OLD MILL RD | CARTERSVILLE | Bartow | 4080067 | 1 | [5 empty] | Removed from Ground | Diesel | 500 | Bare Steel | 1964-04-15 | 1991-07-03 | Galvanized Steel
BURNT HICKORY GROCERY | 805 BURNT HICKORY RD | CARTERSVILLE | Bartow | 4080087 | 4 |  | 1994-11-22 |  | 1994-11-22 |  | Removed from Ground | Kerosene | 1000 | Composite | 1994-11-01 | 2010-02-25 | Cathodically Protected | Safe Suction (Euro)
BURNT HICKORY GROCERY | 805 BURNT HICKORY RD | CARTERSVILLE | Bartow | 4080087 | 1 |  | 1995-11-01 |  | 1995-11-01 |  | Removed from Ground | Diesel | 6000 | Cathodically Protected Steel | 1985-04-05 | 2010-02-25 | Fiberglass Reinforced Plastic | Pressurized
Zamar LLC | 1331 HWY 113 SW | CARTERSVILLE | Bartow | 4080116 | 2 |  |  | FALSE |  | FALSE | Removed from Ground | Gas (Historical Use) | 2000 | Bare Steel | 1978-02-20 | 1993-03-01 | Galvanized Steel
KROGER GA 293 | 51 N MORNINGSIDE DR | CARTERSVILLE | Bartow | 10001874 | 2B |  | 2010-07-08 | FALSE | 2010-07-08 | FALSE | Removed from Ground | Gas (Historical Use) | 8000 | Fiberglass Double Walled | 2010-06-17 | 2016-10-19 | Double-Walled Flex | Pressurized
KROGER GA 293 | 51 N MORNINGSIDE DR | CARTERSVILLE | Bartow | 10001874 | 1 |  | 2010-07-08 | FALSE | 2010-07-08 | FALSE | Removed from Ground | Gas (Historical Use) | 20000 | Fiberglass Double Walled | 2010-06-17 | 2016-10-19 | Double-Walled Flex | Pressurized
BP STOP N GO | 806 EUHAILEE RD | CARTERSVILLE | Bartow | 10001714 | 1A | Flapper Valve | 2008-07-16 | FALSE | 2008-07-16 | FALSE | Currently in Use | Premium | 8000 | Composite Double Walled | 2008-07-15 |  | Double-Walled Fiberglass | Pressurized
ATLANTIC STEEL CO/CARTERSVILLE P | 384 OLD GRASSDALE RD | CARTERSVILLE | Bartow | 9000374 | C2 | [5 empty] | Removed from Ground | Diesel | 2000 | Bare Steel | 1975-05-08 | 1988-12-14 | Bare Steel
FORMER SERVICE STATION | 14 PEEPLES VALLEY ROAD | CARTERSVILLE | Bartow | 9008091 | 2 | [5 empty] | Removed from Ground | Gas (Historical Use) | 550 | Not Marked/Unknown |  | 1899-12-31 | Not Marked
CIRCLE K #2723653 | 1325 E MAIN ST (EXIT 124 @ I75) | CARTERSVILLE | Bartow | 9008105 | 3 | Ball Float | 1998-02-01 | FALSE | 1998-02-01 | FALSE | Currently in Use | Diesel | 15000 | Composite | 1998-02-01 |  | Fiberglass Reinforced Plastic | Pressurized
CARTERSVILLE TA | 981 CASSVILLE WHITE RD | CARTERSVILLE | Bartow | 9008111 | 6 | Exempted | 1999-05-01 | TRUE | 1999-05-01 | TRUE | Currently in Use | Used Oil | 4000 | Fiberglass Double Walled | 1999-04-01 |  | Double-Walled Fiberglass | Gravity
DON VOYLES DODGE CHRYSLER PLYMOU | 816 JOE FRANK HARRIS PKWY | CARTERSVILLE | Bartow | 9008060 | 1 | [5 empty] | Removed from Ground | Gas (Historical Use) | 1000 | Marked Unknown | 1995-08-04 | 1995-08-04 | Unknown
CASSVILLE FIRE STATION | 1799 CASSVILLE RD | CARTERSVILLE | Bartow | 9008070 | 1 | [5 empty] | Removed from Ground | Diesel | 0 | Not Marked/Unknown | 1981-01-01 | 1998-12-01 | Not Marked
CASS WHITE BEER & TOBACCO | 998 CASS WHITE RD NE | CARTERSVILLE | Bartow | 9008019 | 157509 | Ball Float | 1986-01-01 | FALSE | 1986-01-01 | FALSE | Currently in Use | Gas (Historical Use) | 10000 | Epoxy | 1990-01-01 |  | Fiberglass Reinforced Plastic | Pressurized
CASS WHITE BEER & TOBACCO | 998 CASS WHITE RD NE | CARTERSVILLE | Bartow | 9008019 | 1 | [5 empty] | Removed from Ground | Empty | 3000 | Bare Steel | 1980-01-01 | 1989-06-01 | Galvanized Steel
PATHWAY TRAVEL PLAZA | 7746 HWY 140 | ADAIRSVILLE | Bartow | 4080139 | 4 |  | 1989-08-23 |  | 1989-08-23 |  | Removed from Ground | Other | 10000 | Bare Steel | 1970-05-08 | 1998-08-12 | Bare Steel
ADCOCK MOTORS | 5581 JOE FRANK HARRIS PKWY | ADAIRSVILLE | Bartow | 4080171 | 1 | [5 empty] | Removed from Ground | Diesel | 4000 | Bare Steel | 1976-05-05 | 1998-03-01 | Galvanized Steel | Suction (American)
ADAIRSVILLE SUPERMARKET | 5859 JOE FRANK HARRIS PKWY | ADAIRSVILLE | Bartow | 10002348 | 2 | Flapper Valve | 2014-08-01 | FALSE | 2014-03-01 | FALSE | Currently in Use | Premium | 5000 | Tank Jacket Double Walled | 2014-02-01 |  | Double-Walled Fiberglass | Pressurized
ADCOCK MOTORS | 5581 JOE FRANK HARRIS PKWY | ADAIRSVILLE | Bartow | 4080171 | 2 | [5 empty] | Removed from Ground | Gas (Historical Use) | 4000 | Bare Steel | 1976-05-05 | 1998-03-01 | Galvanized Steel | Suction (American)
TNH2366 LLC | 2366 B HWY 113 | TAYLORSVILLE | Bartow | 9008058 | 1 | Ball Float | 1989-11-20 | TRUE | 1989-11-20 | FALSE | Currently in Use | Regular | 8000 |  | 1989-11-20 |  | Fiberglass Reinforced Plastic | Pressurized
EASY SHOP #2 | 2812 HWY 113 | TAYLORSVILLE | Bartow | 1150060 | 1 | Flapper Valve | 1998-07-14 |  | 1998-07-14 |  | Removed from Ground | Gas (Historical Use) | 3000 | Galvanic (STIP-3) | 1982-05-09 | 2013-05-29 | Galvanized Steel | Pressurized
EASY SHOP #2 | 2812 HWY 113 | TAYLORSVILLE | Bartow | 1150060 | 4 | Flapper Valve | 1998-07-14 |  | 1998-07-14 |  | Removed from Ground | Gas (Historical Use) | 6000 | Galvanic (STIP-3) | 1982-05-09 | 2013-05-29 | Galvanized Steel | Pressurized
JAT OIL, INC. | 651 JOE FRANK HARRIS PKWY | CARTERSVILLE | Bartow | 4080017 | 7 | Ball Float | 2008-03-01 | FALSE | 2008-03-01 | FALSE | Currently in Use | Diesel | 20000 | Fiberglass Double Walled | 2008-03-01 |  | Double-Walled Fiberglass | Pressurized
JAT OIL, INC. | 651 JOE FRANK HARRIS PKWY | CARTERSVILLE | Bartow | 4080017 | 7 | Ball Float | 2008-03-01 | FALSE | 2008-03-01 | FALSE | Currently in Use | Diesel | 20000 | Fiberglass Double Walled | 2008-03-01 |  | Double-Walled Fiberglass | Pressurized
WEST SIDE SHELL SVC STA | WEST AVE | CARTERSVILLE | Bartow | 4080029 | 4 | [5 empty] | Removed from Ground | Diesel | 1000 | Bare Steel | 1966-01-09 | 1999-02-08 | Galvanized Steel | Safe Suction (Euro)
PHOENIX AIR GROUP INC | 177 HWY 61 SE | CARTERSVILLE | Bartow | 4080036 | 1 |  | 1998-03-26 | FALSE | 1998-03-26 | FALSE | Currently in Use | Aviaion gas/AV Gas | 10000 | Steel-Impressed Current | 1979-02-26 |  |  | Pressurized
IMP MKT INC DBA GAS N GO | 301 SOUTH ERWIN ST | CARTERSVILLE | Bartow | 4080045 | 3 | Ball Float | 2005-02-14 | FALSE | 2005-02-14 | FALSE | Currently in Use | Regular | 10000 | Epoxy | 2005-02-14 |  | Fiberglass Reinforced Plastic | Pressurized
RYDER TRUCK RENTAL INC #0470 | 1 SWISHER DR | CARTERSVILLE | Bartow | 4080048 | 1 | [5 empty] | Removed from Ground | Diesel | 10000 | Bare Steel | 1970-03-14 | 1993-05-27 | Galvanized Steel
MAPCO EXPRESS INC #3529 | 118 TENNESSEE ST | CARTERSVILLE | Bartow | 4080065 | 1 | Ball Float | 1985-01-01 | FALSE | 1985-01-01 | FALSE | Currently in Use | Regular | 9728 | Fiberglass Double Walled | 1985-04-15 |  | Double-Walled Fiberglass | Pressurized
SAMS | 1914 JOE FRANK HARRIS PKWY | CARTERSVILLE | Bartow | 4080066 | 3 | Ball Float | 1991-03-01 | FALSE | 1991-03-01 | FALSE | Currently in Use | Premium | 10000 | Fiberglass Double Walled | 1991-03-01 |  | Double-Walled Fiberglass | Pressurized
AAA TEXACO (SUNOCO) | 700 JOE FRANK HARRIS PKWY | CARTERSVILLE | Bartow | 4080072 | 2 | Flapper Valve | 1996-03-01 | FALSE | 1996-03-01 | FALSE | Currently in Use | Premium | 10000 | Steel-Impressed Current | 1984-04-02 |  | Fiberglass Reinforced Plastic | Pressurized
THE FEED PLACE | RT 4 | CARTERSVILLE | Bartow | 4080208 | 2 | [5 empty] | Removed from Ground | Gas (Historical Use) | 1060 | Bare Steel |  | 1899-12-31 | Galvanized Steel
BARTOW COUNTY SCHOOL BUS SHOP | 65 FIRE TOWER RD | CARTERSVILLE | Bartow | 4080005 | 1 | [5 empty] | Removed from Ground | Gas (Historical Use) | 10000 | Bare Steel | 1982-02-18 | 1994-05-20 | Galvanized Steel
ALSO BUSINESS LLC, | 800 JOE FRANK HARRIS PKWY | CARTERSVILLE | Bartow | 4080013 | 2102 | Ball Float | 1998-11-01 | FALSE | 1998-11-01 | FALSE | Currently in Use | Regular | 10000 | Galvanic (STIP-3) | 1985-10-01 |  | Fiberglass Reinforced Plastic | Pressurized
TOWNSEND'S COMPLETE AUTO CARE | 8 WEST AVE | CARTERSVILLE | Bartow | 4080035 | PREM-B | [5 empty] | Removed from Ground | Gas (Historical Use) | 2000 | Bare Steel | 1966-01-01 | 1999-12-01 | Unknown | Suction (American)
TIDWELL PLUMBING INC | 1504 SUGAR VALLEY RD | CARTERSVILLE | Bartow | 4080044 | 2 | [5 empty] | Removed from Ground | Gas (Historical Use) | 500 | Bare Steel | 1971-03-06 | 1998-03-27 | Galvanized Steel | Safe Suction (Euro)
CTY OF CARTERSVILLE WTR DEPT | 100 WALNUT GROVE RD | CARTERSVILLE | Bartow | 4080050 | 1 | [5 empty] | Removed from Ground | Gas (Historical Use) | 1000 | Bare Steel | 1981-03-12 | 1998-10-02 | Galvanized Steel
SOUTHERN YARN DYERS INC | 101 CONYERS IND DR | CARTERSVILLE | Bartow | 4080053 | 1 | [5 empty] | Removed from Ground | Diesel | 2500 | Bare Steel | 1976-03-19 | 1994-01-01 | Galvanized Steel
CORPS OF ENG/ALLATOONA LAKE | GA HWY 294 NORTH | CARTERSVILLE | Bartow | 4080062 | 4 | [5 empty] | Removed from Ground | Diesel | 1000 | Bare Steel | 1961-04-07 | 1987-04-01 | Galvanized Steel
SAMS | 1914 JOE FRANK HARRIS PKWY | CARTERSVILLE | Bartow | 4080066 | 5 |  | 1991-03-01 |  | 1991-03-01 |  | Temporarily out of use | Kerosene | 4000 | Fiberglass | 1994-03-01 |  | Double-Walled Fiberglass
GA DOT #10601/DIST 6 MAINT SHOP | 500 JOE FRANK HARRIS PKWY (REAR) | CARTERSVILLE | Bartow | 4080074 | 601D1 | [5 empty] | Removed from Ground | Diesel | 10000 | Bare Steel | 1961-02-07 | 1997-09-24 | Galvanized Steel | Safe Suction (Euro)
PARKWAY MINI MART | 730 JFH PKWY | CARTERSVILLE | Bartow | 4080098 | 3 | [5 empty] | Removed from Ground | Gas (Historical Use) | 1000 | Bare Steel | 1976-02-26 | 1990-01-01 | Galvanized Steel
CHARLES M GILREATH | 145 W MAIN ST | CARTERSVILLE | Bartow | 4080101 | 1 |  | 1998-11-01 |  | 1998-11-01 |  | Removed from Ground | Gas (Historical Use) | 1000 | Steel-Impressed Current | 1971-02-26 | 2004-10-13 | Cathodically Protected | Suction (American)
SUGAR VALLEY QUICK MART | 1061 SUGAR VALLEY RD SW | CARTERSVILLE | Bartow | 4080155 | 5 | Ball Float | 1997-02-01 | FALSE | 1997-02-01 | FALSE | Currently in Use | Regular | 10000 | Fiberglass | 1997-02-01 |  | Fiberglass Reinforced Plastic | Pressurized
CHEVRON FOOD MART | 873 CASSVILLE WHITE RD NW | CARTERSVILLE | Bartow | 4080163 | 2 | Ball Float | 1997-07-08 | FALSE | 1997-07-08 | FALSE | Currently in Use | Premium | 8000 | Steel-Impressed Current | 1972-04-25 |  | Fiberglass Reinforced Plastic | Pressurized
FIRST BRANDS CORPORATION | 101 OLD MILL RD | CARTERSVILLE | Bartow | 4080194 | 1 |  | 1990-01-16 |  | 1990-01-16 |  | Removed from Ground | Diesel | 30000 | Bare Steel | 1972-01-01 | 1997-04-21 | Galvanized Steel | Pressurized
BARTOW COUNTY SCHOOL BUS SHOP | 65 FIRE TOWER RD | CARTERSVILLE | Bartow | 4080005 | 4 | Ball Float | 1994-05-01 | FALSE | 1994-05-01 | FALSE | Currently in Use | Gas (Historical Use) | 8000 | Composite | 1994-05-01 |  | Fiberglass Reinforced Plastic | Pressurized
ENTERPRISE VENTURE #4 | 108 E MAIN ST | CARTERSVILLE | Bartow | 4080018 | 1 | [5 empty] | Removed from Ground | Gas (Historical Use) | 3000 | Bare Steel | 1947-12-31 | 1986-10-15 | Galvanized Steel
WEST SIDE SHELL SVC STA | WEST AVE | CARTERSVILLE | Bartow | 4080029 | 3 | [5 empty] | Removed from Ground | Gas (Historical Use) | 3000 | Bare Steel | 1976-01-10 | 1999-02-08 | Galvanized Steel | Safe Suction (Euro)
THRALL CAR MANUFACTURING CO | 190 OLD GRASSDALE RD | CARTERSVILLE | Bartow | 4080043 | 3 | [5 empty] | Removed from Ground | Diesel | 1000 | Cathodically Protected Steel | 1989-04-01 | 1995-04-27 | Galvanized Steel
IMP MKT INC DBA GAS N GO | 301 SOUTH ERWIN ST | CARTERSVILLE | Bartow | 4080045 | 1 |  | 1998-11-18 |  | 1998-11-18 |  | Removed from Ground | Gas (Historical Use) | 8000 | Cathodically Protected Steel | 1975-03-13 | 2005-01-25 | Cathodically Protected | Suction (American)
HOWELL SVC STA | US HWY 41 @ MOON ST | CARTERSVILLE | Bartow | 4080021 | 3 | [5 empty] | Removed from Ground | Gas (Historical Use) | 1100 | Bare Steel | 1966-01-09 | 1996-09-12 | Galvanized Steel
SELF RECYCLING INC | 168 CASSVILLE RD SE | CARTERSVILLE | Bartow | 4080038 | 1 | [5 empty] | Removed from Ground | Empty | 2000 | Bare Steel | 1983-02-27 | 1987-07-01 | Galvanized Steel
NAVAL AIR STA REC SITE/BLDG 90 | RT 2 BLDG 90 | CARTERSVILLE | Bartow | 4080057 | 1 | [5 empty] | Removed from Ground | Gas (Historical Use) | 2000 | Composite | 1982-04-08 | 1991-09-26 | Galvanized Steel
AAA TEXACO (SUNOCO) | 700 JOE FRANK HARRIS PKWY | CARTERSVILLE | Bartow | 4080072 | 3 | Flapper Valve | 1996-03-01 | FALSE | 1996-03-01 | FALSE | Currently in Use | Racing Fuel | 6000 | Steel-Impressed Current | 1984-04-02 |  | Fiberglass Reinforced Plastic | Pressurized
GA DOT #10601/DIST 6 MAINT SHOP | 500 JOE FRANK HARRIS PKWY (REAR) | CARTERSVILLE | Bartow | 4080074 | 2 | Overfill Alarm | 1997-07-15 | FALSE | 1997-07-15 | FALSE | Currently in Use | Diesel | 10000 | Fiberglass | 1997-07-15 |  | Double-Walled Fiberglass | Pressurized
GILREATH OIL CO | 726 JOE FRANK HARRIS PKWY | CARTERSVILLE | Bartow | 4080099 | 4 | Flapper Valve | 1998-12-10 | FALSE | 1998-12-10 | FALSE | Removed from Ground | Gas (Historical Use) | 10000 | Steel-Impressed Current | 1981-02-25 |  |  | Pressurized
GILREATH OIL CO | 726 JOE FRANK HARRIS PKWY | CARTERSVILLE | Bartow | 4080099 | 7 |  | 1998-12-10 | FALSE | 1998-12-10 | FALSE | Removed from Ground |  | 1000 | Steel-Impressed Current | 1981-02-25
GILREATH OIL CO | 726 JOE FRANK HARRIS PKWY | CARTERSVILLE | Bartow | 4080099 | 5 | Flapper Valve | 1998-12-10 | FALSE | 1998-12-10 | FALSE | Removed from Ground | Kerosene | 3000 | Steel-Impressed Current | 1981-02-25 |  |  | Pressurized
CIRCLE K #2723675 | 5646 HWY 20 SE | CARTERSVILLE | Bartow | 4080103 | 3 | Flapper Valve | 2009-11-10 | FALSE | 1996-01-01 | FALSE | Currently in Use | Premium | 12000 | Steel-Impressed Current | 1982-03-10 |  | Fiberglass Reinforced Plastic | Pressurized
QUICK MART | 423 N TENNESSEE ST | CARTERSVILLE | Bartow | 4080115 | 4 | Flapper Valve | 1998-04-08 | FALSE | 1998-04-08 | FALSE | Currently in Use | Diesel | 4000 | Steel-Impressed Current | 1982-02-20 |  | Fiberglass Reinforced Plastic | Pressurized
SHELL FOOD MART | 874 CASS-WHITE RD | CARTERSVILLE | Bartow | 9008024 | 5 | [5 empty] | Removed from Ground | Gas (Historical Use) | 8000 | Bare Steel | 1978-01-09 | 1987-11-30 | Galvanized Steel
PRINT SHOP | CORNER OF ERWIN & CHEROKEE ST | CARTERSVILLE | Bartow | 9008031 | 2 | [5 empty] | Removed from Ground | Gas (Historical Use) | 1000 | Bare Steel | 1997-01-04 | 1997-01-04 | Not Marked
FORMER GULF STATION | GILMER & CHEROKEE STS | CARTERSVILLE | Bartow | 9008041 | 3 | [5 empty] | Removed from Ground | Gas (Historical Use) | 1000 | Not Marked/Unknown | 1991-12-03 | 1991-12-03 | Not Marked
MONA FOOD MART | 1340 E MAIN ST | CARTERSVILLE | Bartow | 10000726 | 1B | Ball Float | 2004-05-10 | FALSE | 2004-05-10 | FALSE | Currently in Use | Diesel | 5000 | Fiberglass | 2004-04-28 |  | Double-Walled Fiberglass | Pressurized
EXXON FOOD STORE | 5698 HWY 20 | CARTERSVILLE | Bartow | 10000204 | 2 | Flapper Valve | 2002-05-23 | FALSE | 2002-05-23 | FALSE | Currently in Use | Diesel | 12000 | Fiberglass | 2002-04-11 |  | Double-Walled Flex | Pressurized
BP FOODMART | 263 CASSVILLE RD | CARTERSVILLE | Bartow | 10001535 | 2 | Ball Float | 2008-02-01 | FALSE | 2008-02-01 | FALSE | Currently in Use | Premium | 5000 | Composite | 2008-02-01 |  | Double-Walled Fiberglass
INGLES GAS EXPRESS #76 | 879 JOE FRANK HARRIS PKWY | CARTERSVILLE | Bartow | 10002587 | 2A | Flapper Valve | 2016-07-29 | FALSE |  | FALSE | Currently in Use | Diesel | 5000 | Fiberglass Double Walled | 2016-07-29 |  | Double-Walled Flex | Pressurized
RIAZ & SONS INC | 5626 HWY 20 | CARTERSVILLE | Bartow | 9000133 | 6 | Ball Float | 1988-03-01 | FALSE | 1988-03-01 | FALSE | Currently in Use | Regular | 8000 | Fiberglass | 1988-03-31 |  | Fiberglass Reinforced Plastic | Pressurized
BANKHEAD ENTERPRISES INC | KINCANNON RD RT 1 | CARTERSVILLE | Bartow | 600782 | 1 | [5 empty] | Permanently Out of Use - historical purposes | Gas (Historical Use) | 4000 | Bare Steel | 1974-05-08 | 1899-12-31 | Galvanized Steel
BANKHEAD ENTERPRISES INC | KINCANNON RD RT 1 | CARTERSVILLE | Bartow | 600782 | 4 | [5 empty] | Permanently Out of Use - historical purposes | Other | 2000 | Bare Steel | 1977-05-07 | 1899-12-31 | Galvanized Steel
CITY OF CARTERSVILLE | 4 COOK ST | CARTERSVILLE | Bartow | 4080049 | 2 | [5 empty] | Removed from Ground | Gas (Historical Use) | 7500 | Bare Steel | 1975-03-13 | 1994-12-12 | Galvanized Steel
PARKWAY MINI MART | 730 JFH PKWY | CARTERSVILLE | Bartow | 4080098 | 2 | [5 empty] | Removed from Ground | Gas (Historical Use) | 2000 | Bare Steel | 1966-02-25 | 1990-01-01 | Galvanized Steel
GOLD KIST INC | 127 PORK CENTER RD | CARTERSVILLE | Bartow | 4080106 | 2 |  |  | FALSE |  | FALSE | Permanently Out of Use - historical purposes | Gas (Historical Use) | 475 | Bare Steel | 1972-05-01 |  | Galvanized Steel
GRASSDALE CHEVRON | 1370 JFH PKWY | CARTERSVILLE | Bartow | 4080117 | 4 |  | 1998-04-08 |  | 1998-04-08 |  | Removed from Ground | Gas (Historical Use) | 6000 | Steel-Impressed Current | 1974-02-20 | 2014-11-21 | Fiberglass Reinforced Plastic | Pressurized
ROBERT A JAMISON | 5665 JOE FRANK HARRIS PKWY | ADAIRSVILLE | Bartow | 4080173 | 3 | [5 empty] | Removed from Ground | Gas (Historical Use) | 1000 | Bare Steel | 1971-05-08 | 1999-10-19 | Galvanized Steel | Safe Suction (Euro)
IRONHILL GROCERY | TAYLORSVILLE RD | TAYLORSVILLE | Bartow | 82001 | 1 | [5 empty] | Removed from Ground | Gas (Historical Use) | 2000 | Bare Steel | 1984-11-04 | 1999-12-09 | Galvanized Steel | Safe Suction (Euro)
SANDYS GROCERY | 1572 JOE FRANK HARRIS PKWY | CARTERSVILLE | Bartow | 9008027 | 2 |  | 1998-12-01 | FALSE | 1998-12-01 | FALSE | Removed from Ground | Gas (Historical Use) | 10027 | Fiberglass | 1986-01-01 | 2008-06-13 |  | Pressurized
CSX TRANSPORTATION | JONES MILL RD | CARTERSVILLE | Bartow | 9008030 | 1 | [5 empty] | Removed from Ground | Other | 1000 | Not Marked/Unknown | 1993-02-19 | 1993-02-19 | Not Marked
FORMERLY TINA JAY & JANET HUGHES PROPERTY | 2062 HIGHWAY 113 | TAYLORSVILLE | Bartow | 10000950 | 2 |  |  | FALSE |  | FALSE | Removed from Ground | Empty | 2000 | Unknown | 2005-06-23 | 2005-06-23
EASY SHOP #2 | 2812 HWY 113 | TAYLORSVILLE | Bartow | 1150060 | 6 | Flapper Valve | 1998-07-14 |  | 1998-07-14 |  | Closed in Ground | Kerosene | 550 | Galvanic (STIP-3) | 1982-05-09 | 2013-05-29 | Galvanized Steel | Suction (American)
GA POWER/PLANT BOWEN | 317 COVERED BRIDGE RD SW | TAYLORSVILLE | Bartow | 9000669 | 5 | [5 empty] | Removed from Ground | Diesel | 5000 | Bare Steel | 1971-05-11 | 1988-01-01 | Bare Steel
GA POWER/PLANT BOWEN | 317 COVERED BRIDGE RD SW | TAYLORSVILLE | Bartow | 9000669 | 29 | [5 empty] | Removed from Ground | Diesel | 50 | Bare Steel | 1971-05-11 | 1988-01-01 | Bare Steel
426 CARTERSVILLE INC. | 426 HAMILTON CROSSING RD | CARTERSVILLE | Bartow | 9008106 | 3 | Flapper Valve | 1998-03-03 | FALSE | 1998-03-03 | FALSE | Currently in Use | Diesel | 2000 | Fiberglass | 1998-02-18 |  | Double-Walled Fiberglass | Safe Suction (Euro)
RED BARN GROCERY | 1348 CASSVILLE RD NW | CARTERSVILLE | Bartow | 4080120 | 6 |  | 1993-06-01 | FALSE | 1993-06-01 | FALSE | Currently in Use | Diesel | 6000 | Galvanic (STIP-3) | 1993-06-01 |  | Double-Walled Fiberglass | Pressurized
OWNBEY ENTERPRISES INC | 1339 HWY 113 SW | CARTERSVILLE | Bartow | 4080122 | 3 |  | 1998-08-01 | FALSE | 1998-08-01 | FALSE | Removed from Ground | Gas (Historical Use) | 20000 | Steel-Impressed Current | 1976-02-21 |  |  | Pressurized
GET-N-FLY | 786 WEST AVE | CARTERSVILLE | Bartow | 4080125 | 1 | Ball Float | 1993-05-01 | FALSE | 1993-05-01 | FALSE | Currently in Use | Regular | 6000 | Steel-Impressed Current | 1985-02-27 |  | Steel (Impressed Current) | Pressurized
GA POWER CO/CARTERSVILLE DIST HQ | 41 MASSELL DR/HWY 41 NORTH | CARTERSVILLE | Bartow | 4080131 | 618346 | Flapper Valve | 1991-05-04 | FALSE | 1991-05-04 | FALSE | Currently in Use | Diesel | 6000 | Composite | 1991-01-01 |  | Double-Walled Fiberglass | Pressurized
PATHWAY TRAVEL PLAZA | 7746 HWY 140 | ADAIRSVILLE | Bartow | 4080139 | 3 |  | 1989-08-23 |  | 1989-08-23 |  | Removed from Ground | Other | 10000 | Bare Steel | 1970-05-08 | 1998-08-12 | Bare Steel
CAMILLE'S CORNER | 5136 JOE FRANK HARRIS PKWY | ADAIRSVILLE | Bartow | 10001448 | 1 |  | 2006-11-18 | FALSE | 2006-11-18 | FALSE | Currently in Use | Regular | 15000 | Composite | 2006-11-18 |  | Fiberglass Reinforced Plastic | Pressurized
FAST TRACK FOOD MART | 7320 ADAIRSVILLE HIGHWAY | ADAIRSVILLE | Bartow | 82003 | 1 | Ball Float | 1987-11-04 | FALSE | 1987-11-04 | FALSE | Currently in Use | Regular | 10000 | Fiberglass | 1987-11-04 |  | Fiberglass Reinforced Plastic | Pressurized
KNIGHTS EXXON | 102 PRINCETON BLVD | ADAIRSVILLE | Bartow | 10001174 | 1 | Ball Float | 2006-06-12 | FALSE | 2006-06-12 | FALSE | Currently in Use | Regular | 15000 | Composite | 2006-06-12 |  | Double-Walled Fiberglass | Pressurized
WILSON'S STATION | 748 JFH PKWY | CARTERSVILLE | Bartow | 4080107 | 3 | [5 empty] | Removed from Ground | Gas (Historical Use) | 3000 | Bare Steel | 1972-02-21 | 1996-05-01 | Bare Steel | Pressurized
SHORT N EASY FOOD MART | 429 GRASSDALE RD | CARTERSVILLE | Bartow | 4080130 | 10002 | Ball Float | 1997-08-01 | FALSE | 1997-08-01 | FALSE | Currently in Use | Premium | 10134 | Steel-Impressed Current | 1981-04-28 |  | Fiberglass Reinforced Plastic | Pressurized
EXXON FOOD STORE | 5698 HWY 20 | CARTERSVILLE | Bartow | 10000204 | 1 | Flapper Valve | 2002-05-23 | FALSE | 2002-05-23 | FALSE | Currently in Use | Regular | 12000 | Fiberglass | 2002-04-11 |  | Double-Walled Flex | Pressurized
SHANZA PETRO INC | 5661 HWY 20 NE | CARTERSVILLE | Bartow | 9008094 | 2 | Ball Float | 1996-04-11 | FALSE | 1996-04-11 | FALSE | Currently in Use | Premium | 12279 | Composite | 1996-04-11 |  | Fiberglass Reinforced Plastic | Pressurized
VACANT LOT | 775 JOE FRANK HARRIS PARKWAY | CARTERSVILLE | Bartow | 9008114 | 2 | [5 empty] | Removed from Ground | Gas (Historical Use) | 3000 | Bare Steel | 1985-01-01 | 1985-01-01 | Bare Steel
CITY OF CARTERSVILLE | 4 COOK ST | CARTERSVILLE | Bartow | 4080049 | 2D | Ball Float | 1994-12-12 | FALSE | 1994-12-12 | FALSE | Removed from Ground | Diesel | 12000 | Composite | 1994-12-12 | 2020-02-24 | Fiberglass Reinforced Plastic | Pressurized
SOUTHERN YARN DYERS INC | 101 CONYERS IND DR | CARTERSVILLE | Bartow | 4080053 | 2 | [5 empty] | Removed from Ground | Diesel | 2500 | Bare Steel | 1976-03-19 | 1994-01-01 | Galvanized Steel
GA DOT/CARTERSVILLE HQ MAINT ACT | MARTIN RD @ US HWY 411 | CARTERSVILLE | Bartow | 4080073 | 1060301 | [5 empty] | Removed from Ground | Gas (Historical Use) | 1000 | Bare Steel | 1990-04-02 | 1990-04-02 | Not Marked
GA DOT #10601/DIST 6 MAINT SHOP | 500 JOE FRANK HARRIS PKWY (REAR) | CARTERSVILLE | Bartow | 4080074 | 601G2 | [5 empty] | Removed from Ground | Gas (Historical Use) | 2000 | Bare Steel | 1961-02-07 | 1997-09-24 | Galvanized Steel | Safe Suction (Euro)
THOMAS CONCRETE | BURNT HICKORY RD @ GILLIAM SPUR | CARTERSVILLE | Bartow | 4080088 | 2 | [5 empty] | Removed from Ground | Diesel | 10000 | Bare Steel | 1984-04-05 | 1999-02-07 | Galvanized Steel | Safe Suction (Euro)
CHARLES M GILREATH | 145 W MAIN ST | CARTERSVILLE | Bartow | 4080101 | 2 |  | 1998-11-01 |  | 1998-11-01 |  | Removed from Ground | Gas (Historical Use) | 1000 | Steel-Impressed Current | 1971-02-26 | 2004-10-13 | Cathodically Protected | Suction (American)
WILSON'S STATION | 748 JFH PKWY | CARTERSVILLE | Bartow | 4080107 | 4 | [5 empty] | Removed from Ground | Gas (Historical Use) | 2000 | Bare Steel | 1972-02-21 | 1996-05-01 | Bare Steel | Pressurized
GAS CARD #1 | 310 S TENNESSEE ST | CARTERSVILLE | Bartow | 4080118 | 2 |  | 1997-12-09 | FALSE | 1997-12-09 | FALSE | Removed from Ground |  | 6000 | Steel-Impressed Current | 1997-12-03 | 2017-10-06 |  | Pressurized
ABANDONED - SHOPE WISE FOOD STORE | GRASSDALE RD | CARTERSVILLE | Bartow | 4080137 | 2 |  |  | FALSE |  | FALSE | Temporarily out of use | Gas (Historical Use) | 1000 | Bare Steel | 1978-05-08 |  | Bare Steel
IRONHILL GROCERY | TAYLORSVILLE RD | TAYLORSVILLE | Bartow | 82001 | 2 | [5 empty] | Removed from Ground | Gas (Historical Use) | 1000 | Bare Steel | 1972-11-07 | 1999-12-09 | Galvanized Steel | Safe Suction (Euro)
RHODES GROCERY | US HWY 41 S | TAYLORSVILLE | Bartow | 4080027 | 3 | [5 empty] | Permanently Out of Use - historical purposes | Kerosene | 500 | Bare Steel | 1976-01-10 | 1899-12-31 | Galvanized Steel
TNH2366 LLC | 2366 B HWY 113 | TAYLORSVILLE | Bartow | 9008058 | 4 | Ball Float | 1989-11-20 | TRUE | 1989-11-20 | FALSE | Currently in Use | Diesel | 4000 |  | 1989-11-20 |  | Fiberglass Reinforced Plastic | Pressurized
QUICKFUEL | 445 S ERWIN ST | CARTERSVILLE | Bartow | 80211 | 5 | Ball Float | 2003-09-01 | FALSE | 2003-09-01 | FALSE | Currently in Use | Diesel | 4000 | Composite | 2003-09-01 |  |  | Pressurized
GA DOT 10605/BRIDGE SHOP | MARTIN RD @ 157 OLD MARTIN RD OF | CARTERSVILLE | Bartow | 80219 | 605G1 | [5 empty] | Removed from Ground | Gas (Historical Use) | 1000 | Cathodically Protected Steel | 1986-01-01 | 2001-05-21 | Galvanized Steel | Safe Suction (Euro)
CARRIER RESOURCES CORP | US HWY 411 NORTH | CARTERSVILLE | Bartow | 80220 | 3 | [5 empty] | Removed from Ground | Other | 6000 | Bare Steel | 1969-05-12 | 1990-11-01 | Galvanized Steel
WORLD CARPETS INC/CARTERSVILLE S | INDUSTRIAL DRIVE | CARTERSVILLE | Bartow | 9000657 | 2 | [5 empty] | Removed from Ground | Diesel | 3000 | Bare Steel | 1972-12-16 | 1990-08-01 | Bare Steel
BARTOW AGGREGATES/ADAIRSVILLE QU | EAST 140 | ADAIRSVILLE | Bartow | 9008021 | 1 | [5 empty] | Removed from Ground | Gas (Historical Use) | 2000 | Cathodically Protected Steel | 1988-08-01 | 1992-01-01 | Bare Steel
CHEVRON FOOD MART | 7865 ADAIRSVILLE HWY | ADAIRSVILLE | Bartow | 9008046 | 2 | Ball Float | 1994-04-30 | FALSE | 1994-04-30 | FALSE | Currently in Use | Plus | 10000 | Composite | 1994-04-30 |  | Fiberglass Reinforced Plastic | Pressurized
QuikTrip #757 | 961 Hwy 140 NW | Adairsville | Bartow | 9008113 | 1 |  | 1999-09-01 | FALSE | 1999-09-01 | FALSE | Currently in Use | Diesel | 12000 | Fiberglass Double Walled | 1999-04-21 |  | Double Walled | Pressurized
QuikTrip #757 | 961 Hwy 140 NW | Adairsville | Bartow | 9008113 | 7 |  | 1999-09-01 | FALSE | 1999-09-01 | FALSE | Currently in Use | Diesel | 12000 | Fiberglass Double Walled | 1999-04-21 |  | Double Walled | Pressurized
ADAIRSVILLE FINA | 5701 JOE FRANK HARRIS PKWY | ADAIRSVILLE | Bartow | 4080097 | 1 | [5 empty] | Removed from Ground | Gas (Historical Use) | 1060 | Bare Steel | 1999-12-16 | 1999-12-16 | Galvanized Steel | Safe Suction (Euro)
ADAIRSVILLE FINA | 5701 JOE FRANK HARRIS PKWY | ADAIRSVILLE | Bartow | 4080097 | 4 | [5 empty] | Removed from Ground | Gas (Historical Use) | 1000 | Bare Steel | 1999-12-16 | 1999-12-16 | Galvanized Steel | Safe Suction (Euro)
GA FC-BARTOW CO UNIT | 1005 NORTH TENNESSEE RD | CARTERSVILLE | Bartow | 4080069 | 204710 |  | 1992-07-08 |  | 1992-07-08 |  | Removed from Ground | Diesel | 1000 | Galvanic (STIP-3) | 1992-07-08 | 2002-06-15 | Cathodically Protected | Safe Suction (Euro)
SATNAM SINGH | 112 KINGSTON HWY 293 | CARTERSVILLE | Bartow | 9008050 | 1 | Flapper Valve | 1995-04-28 | FALSE | 1995-04-28 | FALSE | Currently in Use | Regular | 10000 | Composite | 1994-04-28 |  |  | Pressurized
CIRCLE K #2723646 | 899 JOE FRANK HARRIS PKWY/US HWY | CARTERSVILLE | Bartow | 9008055 | 2 |  | 1994-04-01 |  | 1994-04-01 |  | Removed from Ground | Gas (Historical Use) | 8000 | Composite | 1987-01-01 | 2016-04-27 | Fiberglass Reinforced Plastic | Pressurized
CLAUDE WHITENER | 1586 HWY 411 NE | CARTERSVILLE | Bartow | 9008067 | 3 | [5 empty] | Removed from Ground | Gas (Historical Use) | 1000 | Bare Steel | 1973-09-01 | 1998-09-26 | Galvanized Steel | Safe Suction (Euro)
SHELL FOOD MART | 874 CASS-WHITE RD | CARTERSVILLE | Bartow | 9008024 | 4 |  | 1988-01-01 |  | 1988-01-01 |  | Currently in Use | Diesel | 6000 | Steel-Impressed Current | 1988-01-01 |  | Galvanized Steel | Pressurized
SHELL FOOD MART | 874 CASS-WHITE RD | CARTERSVILLE | Bartow | 9008024 | 1 |  | 1988-01-01 |  | 1988-01-01 |  | Currently in Use | Gas (Historical Use) | 10000 | Steel-Impressed Current | 1988-01-01 |  | Galvanized Steel | Pressurized
SHELL FOOD MART | 874 CASS-WHITE RD | CARTERSVILLE | Bartow | 9008024 | 7 | [5 empty] | Removed from Ground | Gas (Historical Use) | 8000 | Bare Steel | 1978-01-09 | 1987-11-30 | Galvanized Steel
SANDYS GROCERY | 1572 JOE FRANK HARRIS PKWY | CARTERSVILLE | Bartow | 9008027 | 1 |  | 1998-12-01 |  | 1998-12-01 |  | Removed from Ground | Gas (Historical Use) | 6500 | Steel-Impressed Current | 1986-01-01 | 2000-06-01 | Cathodically Protected | Pressurized
PRINT SHOP | CORNER OF ERWIN & CHEROKEE ST | CARTERSVILLE | Bartow | 9008031 | 3 | [5 empty] | Removed from Ground | Gas (Historical Use) | 1000 | Bare Steel | 1997-01-04 | 1997-01-04 | Not Marked
CHEVRON #40179 | 2319 US HWY 411 NE | CARTERSVILLE | Bartow | 9008039 | 2 | [5 empty] | Removed from Ground | Gas (Historical Use) | 10000 | Not Marked/Unknown | 1991-04-01 | 1991-04-01 | Not Marked
MARMAC OIL CO | 556 CASSVILLE RD | CARTERSVILLE | Bartow | 570166 | 2 |  | 1998-12-01 |  | 1998-12-01 |  | Removed from Ground | Gas (Historical Use) | 15000 | Steel-Impressed Current | 1977-01-01 | 2015-03-24 | Cathodically Protected | Pressurized
SMITHS FINA | 1930 JOE FRANK HARRIS PKWY | CARTERSVILLE | Bartow | 80224 | 2 | [5 empty] | Removed from Ground | Gas (Historical Use) | 1000 | Bare Steel | 1999-12-01 | 1999-12-01 | Galvanized Steel | Suction (American)
CORPS OF ENG/ALLATOONA MAINT FAC | 126 BARTOW BEACH RD | CARTERSVILLE | Bartow | 80206 | 1 |  | 1998-08-10 |  | 1998-08-10 |  | Removed from Ground | Diesel | 2000 | Galvanic (STIP-3) | 1987-05-15 | 2002-04-17 | Fiberglass Reinforced Plastic | Safe Suction (Euro)
MONA FOOD MART | 1340 E MAIN ST | CARTERSVILLE | Bartow | 10000726 | 1A | Ball Float | 2004-05-10 | FALSE | 2004-05-10 | FALSE | Currently in Use | Premium | 10000 | Fiberglass | 2004-04-28 |  | Double-Walled Fiberglass | Pressurized
BURNT HICKORY FOOD MART | 1160 BURNT HICKORY RD | CARTERSVILLE | Bartow | 10002012 | 2 | Ball Float | 2011-05-05 | FALSE | 2011-05-05 | FALSE | Currently in Use | Premium | 4000 | Composite Double Walled | 2011-05-05 |  | Double-Walled Flex | Pressurized
BP FOODMART | 263 CASSVILLE RD | CARTERSVILLE | Bartow | 10001535 | 1 | Ball Float | 2008-02-01 | FALSE | 2008-02-01 | FALSE | Currently in Use | Regular | 12000 | Composite | 2008-02-01 |  | Double-Walled Fiberglass
BP STOP N GO | 806 EUHAILEE RD | CARTERSVILLE | Bartow | 10001714 | 2B | Ball Float | 2008-07-16 | FALSE | 2008-07-16 | FALSE | Currently in Use | Regular | 10000 | Composite Double Walled | 2008-07-15 |  | Double-Walled Fiberglass | Pressurized
RIAZ & SONS INC | 5626 HWY 20 | CARTERSVILLE | Bartow | 9000133 | 5 | Ball Float | 1988-03-01 | FALSE | 1988-03-01 | FALSE | Currently in Use | Regular | 10000 | Fiberglass | 1988-03-31 |  | Fiberglass Reinforced Plastic | Pressurized
Kwik Serv 19 | 496 E MAIN ST | CARTERSVILLE | Bartow | 9008100 | 1 |  | 1996-12-17 | FALSE | 1996-12-17 | FALSE | Currently in Use | Regular | 10000 | Composite | 1996-11-01 |  | Double-Walled Fiberglass | Pressurized
CARTERSVILLE TA | 981 CASSVILLE WHITE RD | CARTERSVILLE | Bartow | 9008111 | 3 | Flapper Valve | 1999-05-01 | FALSE | 1999-05-01 | FALSE | Currently in Use | Diesel | 30000 | Fiberglass Double Walled | 1999-04-01 |  | Double-Walled Fiberglass | Pressurized
TINTORIA PIANA US INC | 220 S ERWIN ST | CARTERSVILLE | Bartow | 9008061 | 2 | [5 empty] | Removed from Ground | Gas (Historical Use) | 500 | Bare Steel | 1976-01-01 | 1899-12-31 | Bare Steel
INGLES GAS EXPRESS #76 | 879 JOE FRANK HARRIS PKWY | CARTERSVILLE | Bartow | 10002587 | 1B | Flapper Valve | 2016-07-29 | FALSE |  | FALSE | Currently in Use | Premium | 7000 | Fiberglass Double Walled | 2016-07-29 |  | Double-Walled Flex | Pressurized
BANKHEAD ENTERPRISES INC | KINCANNON RD RT 1 | CARTERSVILLE | Bartow | 600782 | 3 | [5 empty] | Permanently Out of Use - historical purposes | Diesel | 3000 | Bare Steel | 1974-05-08 | 1899-12-31 | Galvanized Steel
COWBOYS #9 | 2310 US HWY 411 & I-75 | CARTERSVILLE | Bartow | 9008095 | 2 | [5 empty] | Removed from Ground | Gas (Historical Use) | 8000 | Fiberglass | 1997-10-22 | 1997-10-22 | Galvanized Steel | Pressurized
Kwik Serv 19 | 496 E MAIN ST | CARTERSVILLE | Bartow | 9008100 | 2 |  | 1996-12-17 | FALSE | 1996-12-17 | FALSE | Currently in Use | Plus | 10000 | Composite | 1996-11-01 |  | Double-Walled Fiberglass | Pressurized
CARTERSVILLE TA | 981 CASSVILLE WHITE RD | CARTERSVILLE | Bartow | 9008111 | 2 | Flapper Valve | 1999-05-01 | FALSE | 1999-05-01 | FALSE | Currently in Use | Premium | 8000 | Fiberglass Double Walled | 1999-04-01 |  | Double-Walled Fiberglass | Pressurized
QUIKTRIP #792 | 1364 JOE FRANK HARRIS PKWY | CARTERSVILLE | Bartow | 9008118 | 1 | Flapper Valve | 2001-01-01 | FALSE | 2001-01-01 | FALSE | Currently in Use | Regular | 20000 | Fiberglass | 2000-10-01 |  |  | Pressurized
GUNN CONTRACTING SERVICES | 35 LIPSCOMB CIRCLE | CARTERSVILLE | Bartow | 9008064 | 1 | [5 empty] | Removed from Ground | Gas (Historical Use) | 1500 | Bare Steel | 1981-01-01 | 1994-01-01 | Galvanized Steel | Safe Suction (Euro)
BARTOW CTY FIRE DEPT | 5435 HWY 20 | CARTERSVILLE | Bartow | 9008004 | 2 |  | 1995-11-08 |  | 1995-11-08 |  | Removed from Ground | Gas (Historical Use) | 1011 | Galvanic (STIP-3) | 1987-01-01 | 2016-11-09 | Fiberglass Reinforced Plastic | Safe Suction (Euro)
QUIKTRIP #792 | 1364 JOE FRANK HARRIS PKWY | CARTERSVILLE | Bartow | 9008118 | 4B | Flapper Valve | 2016-11-09 | FALSE | 2016-11-09 | FALSE | Currently in Use | Diesel | 12000 | Fiberglass Double Walled | 2016-11-10 |  | Double-Walled Flex | Pressurized
CITGO EXPRESS | 1144 N TENNESSEE ST | CARTERSVILLE | Bartow | 9008119 | 1 | Ball Float | 2001-08-01 | FALSE | 2001-08-01 | FALSE | Currently in Use | Regular | 12000 | Fiberglass | 2001-08-01 |  | Fiberglass Reinforced Plastic | Pressurized
NO FACILITY NAME GIVEN | HWY 41 & GRASSDALE RD | CARTERSVILLE | Bartow | 9008049 | 1 | [5 empty] | Removed from Ground | Gas (Historical Use) | 1000 | Marked Unknown | 1994-10-01 | 1994-10-01 | Unknown
CIRCLE K #2723646 | 899 JOE FRANK HARRIS PKWY/US HWY | CARTERSVILLE | Bartow | 9008055 | 4 |  | 1994-04-01 |  | 1994-04-01 |  | Removed from Ground | Diesel | 6000 | Composite | 1987-01-01 | 2016-04-27 | Fiberglass Reinforced Plastic | Pressurized
TNH2366 LLC | 2366 B HWY 113 | TAYLORSVILLE | Bartow | 9008058 | 5 | Ball Float | 1989-11-20 | TRUE | 1989-11-20 | FALSE | Currently in Use | Diesel Off Road | 2000 |  | 1989-11-20 |  | Fiberglass Reinforced Plastic | Pressurized
RIAZ & SONS INC | 5626 HWY 20 | CARTERSVILLE | Bartow | 9000133 | 1 | [5 empty] | Removed from Ground | Gas (Historical Use) | 6000 | Bare Steel | 1976-05-07 | 1988-02-01 | Galvanized Steel
RIAZ & SONS INC | 5626 HWY 20 | CARTERSVILLE | Bartow | 9000133 | 7 | Ball Float | 1988-03-01 | FALSE | 1988-03-01 | FALSE | Currently in Use | Premium | 8000 | Fiberglass | 1988-03-31 |  | Fiberglass Reinforced Plastic | Pressurized
ADMINISTRATION & MAINTENANCE DEP | 65 GILREATH ROAD NW | CARTERSVILLE | Bartow | 9008087 | 1 | [5 empty] | Removed from Ground | Gas (Historical Use) | 3000 | Not Marked/Unknown | 1996-06-27 | 1996-06-27 | Not Marked
CIRCLE K #2723653 | 1325 E MAIN ST (EXIT 124 @ I75) | CARTERSVILLE | Bartow | 9008105 | 2 | Ball Float | 1998-02-01 | FALSE | 1998-02-01 | FALSE | Currently in Use | Premium | 12000 | Composite | 1998-02-01 |  | Fiberglass Reinforced Plastic | Pressurized
CSX CARTERSVILLE | 24 PUBLIC SQUARE | CARTERSVILLE | Bartow | 9008080 | 2 | [5 empty] | Removed from Ground | Gas (Historical Use) | 1000 | Not Marked/Unknown | 1996-04-29 | 1996-04-29 | Not Marked
RIAZ & SONS INC | 5626 HWY 20 | CARTERSVILLE | Bartow | 9000133 | 2 | [5 empty] | Removed from Ground | Gas (Historical Use) | 6000 | Bare Steel | 1976-05-07 | 1988-02-01 | Galvanized Steel
RIAZ & SONS INC | 5626 HWY 20 | CARTERSVILLE | Bartow | 9000133 | 8 | Flapper Valve | 1988-03-01 | FALSE | 1988-03-01 | FALSE | Currently in Use | Diesel | 4000 | Fiberglass | 1988-03-31 |  | Fiberglass Reinforced Plastic | Pressurized
SHORT EXPRESS | 71 OLD GRASSDALE RD | CARTERSVILLE | Bartow | 9008093 | 3 | Ball Float | 1996-09-26 | FALSE | 1996-09-26 | TRUE | Currently in Use | Gas (Historical Use) | 10000 | Composite | 1996-09-25 |  | Double-Walled Flex | Pressurized
RAILROAD GROCERY | 273 NORTH ERWIN STREET | CARTERSVILLE | Bartow | 9008101 | RU | [5 empty] | Removed from Ground | Gas (Historical Use) | 5000 | Cathodically Protected Steel | 1990-01-02 | 2011-07-21 | Galvanized Steel | Suction (American)
VACANT LOT | 775 JOE FRANK HARRIS PARKWAY | CARTERSVILLE | Bartow | 9008114 | 3 | [5 empty] | Removed from Ground | Gas (Historical Use) | 3000 | Bare Steel | 1985-01-01 | 1985-01-01 | Bare Steel
AMERI-MART | 1153 BURNT HICKORY RD | CARTERSVILLE | Bartow | 9008063 | 1 |  | 1997-05-02 | FALSE | 1997-05-02 | FALSE | Currently in Use | Premium | 8000 | Galvanic (STIP-3) | 1987-11-04 |  | Fiberglass Reinforced Plastic | Pressurized
AMERI-MART | 1153 BURNT HICKORY RD | CARTERSVILLE | Bartow | 9008063 | 4 |  | 1997-05-02 | FALSE | 1997-05-02 | FALSE | Currently in Use | Diesel | 1000 |  | 1987-11-04 |  | Fiberglass Reinforced Plastic | Pressurized
CHEVRON FOOD MART INC | 1401 WEST AVE | CARTERSVILLE | Bartow | 9008082 | 1 | Ball Float | 1995-05-15 | FALSE | 1995-05-15 | FALSE | Currently in Use | Regular | 12000 | Fiberglass | 1995-05-01 |  | Double-Walled Fiberglass | Pressurized
PALS FOOD MART | 225 E CHURCH ST | CARTERSVILLE | Bartow | 9008010 | 6 |  | 1997-07-01 |  | 1997-07-01 |  | Removed from Ground | Gas (Historical Use) | 6110 | Steel-Impressed Current | 1976-01-01 | 2005-11-14 | Fiberglass Reinforced Plastic | Pressurized
CARTERSVILLE SHELL | 5629 GA HWY 20 NE | CARTERSVILLE | Bartow | 9008018 | 1 | Ball Float | 1989-01-01 | FALSE | 1989-01-01 | FALSE | Currently in Use | Regular | 12000 | Epoxy | 1989-01-01 |  | Fiberglass Reinforced Plastic | Pressurized
RED CARPET INN | 851 CASS WHITE RD | CARTERSVILLE | Bartow | 9008034 | 1 | [5 empty] | Removed from Ground | Gas (Historical Use) | 10000 | Not Marked/Unknown | 1998-07-01 | 1998-07-01 | Not Marked
ALLIED READYMIX INC | 144 CASSVILLE RD | CARTERSVILLE | Bartow | 9008012 | 3 |  |  | FALSE |  | FALSE | Removed from Ground | Used Oil | 2000 | Bare Steel | 2002-09-01 | 2002-09-01 | Galvanized Steel
MARTINS PURE | 722 JOE FRANK HARRIS PKWY | CARTERSVILLE | Bartow | 9008020 | 2 | Flapper Valve | 1998-04-01 | FALSE | 1998-04-01 | FALSE | Currently in Use | Diesel | 3000 | Steel-Impressed Current | 1981-01-01 |  | Fiberglass Reinforced Plastic | Pressurized
SOUTHSIDE CHEVRON | 310 S TENNESSEE ST | CARTERSVILLE | Bartow | 9008025 | 3 |  | 1997-12-09 | FALSE | 1997-12-09 | FALSE | Removed from Ground |  | 6000 | Steel-Impressed Current | 2013-12-18 | 2017-10-06 | Fiberglass Reinforced Plastic | Pressurized
YASMIN INVESTMENTS | 794 CASS WHITE RD | CARTERSVILLE | Bartow | 9008032 | 3 | Ball Float | 1993-02-20 | FALSE | 1993-02-20 | FALSE | Currently in Use | Premium | 10000 | Fiberglass | 1985-01-01 |  | Fiberglass Reinforced Plastic | Pressurized
CYPRUS INDUSTRIAL MINERALS | 150 PAGA MINE RD | CARTERSVILLE | Bartow | 9000509 | 5 | [5 empty] | Removed from Ground | Other | 5000 | Bare Steel | 1970-02-12 | 1990-01-08 | Bare Steel
932 HWY 140 LLC | 932 HWY 140 | ADAIRSVILLE | Bartow | 80222 | 2 |  | 1995-11-08 |  | 1995-11-08 |  | Closed in Ground | Gas (Historical Use) | 10000 | Steel-Impressed Current | 1987-01-01 | 2000-12-06 | Cathodically Protected | Pressurized
K&B GROCERY | 715 CASSVILLE RD | CARTERSVILLE | Bartow | 9008076 | 1 | [5 empty] | Closed in Ground | Gas (Historical Use) | 1000 | Bare Steel | 1997-01-03 | 1997-01-03 | Bare Steel | Suction (American)
ALLATOONA LANDING MARINA | 24 ALLATOONA LANDING RD | CARTERSVILLE | Bartow | 9008011 | 2 | Flapper Valve | 1999-01-01 | FALSE | 1999-01-01 | FALSE | Removed from Ground | E-0 | 4000 | Steel-Impressed Current | 1986-01-01 |  | Steel (Impressed Current) | Pressurized
CARTERSVILLE SHELL | 5629 GA HWY 20 NE | CARTERSVILLE | Bartow | 9008018 | 3 | Ball Float | 1989-01-01 | FALSE | 1989-01-01 | FALSE | Currently in Use | Premium | 12000 | Epoxy | 1989-01-01 |  | Fiberglass Reinforced Plastic | Pressurized
YASMIN INVESTMENTS | 794 CASS WHITE RD | CARTERSVILLE | Bartow | 9008032 | 2 | Ball Float | 1993-02-20 | FALSE | 1993-02-20 | FALSE | Currently in Use | Regular | 10000 | Fiberglass | 1985-01-01 |  | Fiberglass Reinforced Plastic | Pressurized
MWC PROCEEDS INC/MIDWEST COAST T | US HWY 411 NORTH | CARTERSVILLE | Bartow | 80228 | 4 |  |  | TRUE |  | TRUE | Removed from Ground | Used Oil | 1000 | Bare Steel | 1970-01-05 | 1990-11-01 | Galvanized Steel
MWC PROCEEDS INC/MIDWEST COAST T | US HWY 411 NORTH | CARTERSVILLE | Bartow | 80228 | 1 | [5 empty] | Removed from Ground | Diesel | 10000 | Bare Steel | 1970-01-05 | 1990-11-01 | Galvanized Steel
CIRCLE K #2723639 | 1361 JOE FRANK HARRIS PKWY | CARTERSVILLE | Bartow | 7008001 | 4 |  |  | TRUE |  | TRUE | Removed from Ground | Used Oil | 750 | Bare Steel | 1973-01-01 | 1993-03-17 | Bare Steel | Gravity Fed
CIRCLE K #2723639 | 1361 JOE FRANK HARRIS PKWY | CARTERSVILLE | Bartow | 7008001 | 7 | Ball Float | 1994-03-17 | FALSE | 1994-03-17 | FALSE | Currently in Use | Diesel | 4000 | Composite | 1994-03-17 |  | Fiberglass Reinforced Plastic | Pressurized
CIRCLE K #2723639 | 1361 JOE FRANK HARRIS PKWY | CARTERSVILLE | Bartow | 7008001 | 1 | [5 empty] | Removed from Ground | Gas (Historical Use) | 4000 | Bare Steel | 1973-01-01 | 1993-03-17 | Bare Steel | Suction (American)
QUICK MART | 423 N TENNESSEE ST | CARTERSVILLE | Bartow | 4080115 | 1 | Flapper Valve | 1998-04-08 | FALSE | 1998-04-08 | FALSE | Currently in Use | Regular | 8000 | Steel-Impressed Current | 1982-02-20 |  | Fiberglass Reinforced Plastic | Pressurized
GAS CARD #1 | 310 S TENNESSEE ST | CARTERSVILLE | Bartow | 4080118 | 3 |  | 1997-12-09 | FALSE | 1997-12-09 | FALSE | Removed from Ground |  | 6000 | Steel-Impressed Current | 1997-12-03 | 2017-10-06 |  | Pressurized
GA COUNTRY STORE | GA HWY 140 | ADAIRSVILLE | Bartow | 4080166 | 2 | [5 empty] | Removed from Ground | Gas (Historical Use) | 500 | Bare Steel | 1961-05-05 | 1899-12-31 | Galvanized Steel | Suction (American)
GA POWER/PLANT BOWEN | 317 COVERED BRIDGE RD SW | TAYLORSVILLE | Bartow | 9000669 | 15 | [5 empty] | Removed from Ground | Gas (Historical Use) | 550 | Bare Steel | 1971-05-11 | 1988-03-01 | Bare Steel
GA POWER/PLANT BOWEN | 317 COVERED BRIDGE RD SW | TAYLORSVILLE | Bartow | 9000669 | 36 |  |  | TRUE |  | TRUE | Removed from Ground | Used Oil | 500 | Bare Steel | 1971-05-11 | 1988-01-01 | Bare Steel
CHEVRON FOOD MART INC | 1401 WEST AVE | CARTERSVILLE | Bartow | 9008082 | 2 | Ball Float | 1995-05-15 | FALSE | 1995-05-15 | FALSE | Currently in Use | Premium | 12000 | Fiberglass | 1995-05-01 |  | Double-Walled Fiberglass | Pressurized
BARTOW CTY FIRE DEPT | 5435 HWY 20 | CARTERSVILLE | Bartow | 9008004 | 1 |  | 1995-11-08 |  | 1995-11-08 |  | Removed from Ground | Empty | 3008 | Galvanic (STIP-3) | 1987-01-01 | 2016-11-09 | Fiberglass Reinforced Plastic | Safe Suction (Euro)
GA DOT #10604/CARTERSVILLE MAINT | 199 WESTVIEW DR NE | CARTERSVILLE | Bartow | 9008022 | 604G1 | [5 empty] | Removed from Ground | Gas (Historical Use) | 1000 | Bare Steel | 1966-02-07 | 2001-05-22 | Bare Steel | Safe Suction (Euro)
POPHAM OIL CO STATION (FORMER) | SW FELTON RD & US HWY 41 | CARTERSVILLE | Bartow | 9008033 | 0 | [5 empty] | Removed from Ground | Other | 0 | Not Marked/Unknown |  | 1899-12-31 | Not Marked
L & N GROGERY | 609 SANDTOWN RD SE | CARTERSVILLE | Bartow | 9008035 | 1 | [5 empty] | Removed from Ground | Gas (Historical Use) | 500 | Bare Steel | 1966-01-08 | 1899-12-31 | Galvanized Steel | Safe Suction (Euro)
MARMAC OIL CO | 556 CASSVILLE RD | CARTERSVILLE | Bartow | 570166 | 6 |  | 1998-12-01 |  | 1998-12-01 |  | Removed from Ground | Gas (Historical Use) | 20000 | Steel-Impressed Current | 1973-04-24 | 2015-03-24 | Cathodically Protected | Pressurized
CENTER STREET GROCERYS | 394 HWY 294 E | CARTERSVILLE | Bartow | 80227 | 3 | [5 empty] | Removed from Ground | Gas (Historical Use) | 500 | Bare Steel | 1977-01-03 | 1999-01-10 | Galvanized Steel | Safe Suction (Euro)
MWC PROCEEDS INC/MIDWEST COAST T | US HWY 411 NORTH | CARTERSVILLE | Bartow | 80228 | 5 | [5 empty] | Removed from Ground | Other | 8000 | Bare Steel | 1970-01-05 | 1990-11-01 | Galvanized Steel
CYPRUS INDUSTRIAL MINERALS | 150 PAGA MINE RD | CARTERSVILLE | Bartow | 9000509 | 6 |  |  | TRUE |  | TRUE | Removed from Ground | Used Oil | 1000 | Bare Steel | 1970-02-12 | 1990-01-09 | Bare Steel
Zamar LLC | 1331 HWY 113 SW | CARTERSVILLE | Bartow | 4080116 | 3 |  |  | FALSE |  | FALSE | Removed from Ground | Gas (Historical Use) | 2000 | Bare Steel | 1978-02-20 | 1993-03-01 | Galvanized Steel
SHORT STOP | 501 CASSVILLE RD | CARTERSVILLE | Bartow | 4080128 | 13001 | Ball Float | 1997-02-01 | FALSE | 1997-02-01 | FALSE | Currently in Use | Regular | 10027 | Steel-Impressed Current | 1982-04-28 |  | Fiberglass Reinforced Plastic | Pressurized
GA POWER CO/CARTERSVILLE DIST HQ | 41 MASSELL DR/HWY 41 NORTH | CARTERSVILLE | Bartow | 4080131 | A |  | 1989-01-27 |  | 1989-01-27 |  | Closed in Ground | Diesel | 10000 | Fiberglass | 1982-06-11 | 1997-05-12 | Fiberglass Reinforced Plastic | Pressurized
WATTS AVIATION INC | AIRPORT RD RT 1 | CARTERSVILLE | Bartow | 4080133 | 3 | [5 empty] | Removed from Ground | Gas (Historical Use) | 2000 | Bare Steel | 1995-05-23 | 1995-05-23 | Galvanized Steel
208 LEAKE STREET | 208 LEAKE STREET | CARTERSVILLE | Bartow | 10002147 | 1 |  |  | FALSE |  | FALSE | Removed from Ground | Diesel | 2000 | Unknown | 2000-01-01 | 2000-01-01 | Unknown
BP STOP N GO | 806 EUHAILEE RD | CARTERSVILLE | Bartow | 10001714 | 1B | Ball Float | 2008-07-16 | FALSE | 2008-07-16 | FALSE | Currently in Use | Diesel | 4000 | Composite Double Walled | 2011-02-17 |  | Double-Walled Fiberglass | Pressurized
426 CARTERSVILLE INC. | 426 HAMILTON CROSSING RD | CARTERSVILLE | Bartow | 9008106 | 1 | Flapper Valve | 1998-03-03 | FALSE | 1998-03-03 | FALSE | Currently in Use | Regular | 12000 | Fiberglass | 1998-02-18 |  | Double-Walled Fiberglass | Pressurized
CARTERSVILLE TA | 981 CASSVILLE WHITE RD | CARTERSVILLE | Bartow | 9008111 | 5 |  | 1999-05-01 | FALSE | 1999-05-01 | FALSE | Currently in Use | New Oil | 8000 | Fiberglass Double Walled | 1999-04-01 |  | Double-Walled Fiberglass | Pressurized
CARTERSVILLE TA | 981 CASSVILLE WHITE RD | CARTERSVILLE | Bartow | 9008111 | 4 | Flapper Valve | 1999-05-01 | FALSE | 1999-05-01 | FALSE | Currently in Use | Diesel | 30000 | Fiberglass Double Walled | 1999-04-01 |  | Double-Walled Fiberglass | Pressurized
CARTERSVILLE TA | 981 CASSVILLE WHITE RD | CARTERSVILLE | Bartow | 9008111 | 7 | Flapper Valve | 2016-12-22 | FALSE |  | FALSE | Currently in Use | Biodiesel | 20000 | Fiberglass Double Walled | 2016-12-10 |  | Double-Walled Fiberglass | Pressurized
MONA FOOD MART | 1340 E MAIN ST | CARTERSVILLE | Bartow | 10000726 | 2A | Ball Float | 2004-05-10 | FALSE | 2004-05-10 | FALSE | Currently in Use | Regular | 12000 | Fiberglass | 2004-04-28 |  | Double-Walled Fiberglass | Pressurized
OLD MILL BP | 122 OLD MILL RD | CARTERSVILLE | Bartow | 10000545 | 1 | Flapper Valve | 2003-06-02 | FALSE | 2003-06-02 | FALSE | Currently in Use | Regular | 15000 | Composite | 2003-05-01 |  | Fiberglass Reinforced Plastic | Pressurized
CIRCLE K #2723554 | 902 JOE FRANK HARRIS PKWY | CARTERSVILLE | Bartow | 82000 | 3 |  | 1987-11-04 |  | 1987-11-04 |  | Currently in Use | Gas (Historical Use) | 10000 | Fiberglass | 1987-11-04 |  | Fiberglass Reinforced Plastic | Pressurized
ATLANTIC STEEL CO/CARTERSVILLE P | 384 OLD GRASSDALE RD | CARTERSVILLE | Bartow | 9000374 | C3 | [5 empty] | Removed from Ground | Gas (Historical Use) | 1000 | Bare Steel | 1981-05-07 | 1996-10-16 | Galvanized Steel
BANKHEAD ENTERPRISES INC | KINCANNON RD RT 1 | CARTERSVILLE | Bartow | 600782 | 2 | [5 empty] | Permanently Out of Use - historical purposes | Diesel | 3000 | Bare Steel | 1974-05-08 | 1899-12-31 | Galvanized Steel
FIRST BRANDS CORP/UNION CARBIDE | 101 OLD MILL RD | CARTERSVILLE | Bartow | 9000312 | 1 | [5 empty] | Removed from Ground | Gas (Historical Use) | 500 | Bare Steel | 1960-01-01 | 1989-05-01 | Galvanized Steel
FORMER SERVICE STATION | 14 PEEPLES VALLEY ROAD | CARTERSVILLE | Bartow | 9008091 | 3 | [5 empty] | Removed from Ground | Diesel | 550 | Not Marked/Unknown |  | 1899-12-31 | Not Marked
Kwik Serv 19 | 496 E MAIN ST | CARTERSVILLE | Bartow | 9008100 | 3 |  | 1996-12-17 | FALSE | 1996-12-17 | FALSE | Currently in Use | Premium | 10000 | Composite | 1996-11-01 |  | Double-Walled Fiberglass | Pressurized
CIRCLE K #2723653 | 1325 E MAIN ST (EXIT 124 @ I75) | CARTERSVILLE | Bartow | 9008105 | 1 | Ball Float | 1998-02-01 | FALSE | 1998-02-01 | FALSE | Currently in Use | Regular | 15000 | Composite | 1998-02-01 |  | Fiberglass Reinforced Plastic | Pressurized
CARTERSVILLE TA | 981 CASSVILLE WHITE RD | CARTERSVILLE | Bartow | 9008111 | 1 |  | 1999-05-01 | FALSE | 1999-05-01 | FALSE | Currently in Use | Regular | 15000 | Fiberglass Double Walled | 1999-04-01 |  | Fiberglass Reinforced Plastic | Pressurized
R D SIMPSON | 55 ZENA DR | CARTERSVILLE | Bartow | 9008053 | 2 |  | 1995-03-24 |  | 1995-03-24 |  | Permanently Out of Use - historical purposes | Empty | 3016 | Unknown | 1995-03-24 | 1899-12-31 | Bare Steel | Suction (American)
TNH2366 LLC | 2366 B HWY 113 | TAYLORSVILLE | Bartow | 9008058 | 3 | Ball Float | 1989-11-20 | TRUE | 1989-11-20 | FALSE | Currently in Use | E-0 | 8000 |  | 1989-11-20 |  | Fiberglass Reinforced Plastic | Pressurized
GA POWER/PLANT BOWEN | 317 COVERED BRIDGE RD SW | TAYLORSVILLE | Bartow | 9000669 | 37 |  |  | TRUE |  | TRUE | Currently in Use | Used Oil | 2005 | Bare Steel | 1987-01-01 |  | Not Marked
CSX CARTERSVILLE | 24 PUBLIC SQUARE | CARTERSVILLE | Bartow | 9008080 | 1 | [5 empty] | Removed from Ground | Kerosene | 250 | Marked Unknown | 1996-04-29 | 1996-04-29 | Unknown
PIEDMONT CARTERSVILLE HOSPITAL | 960 JOE FRANK HARRIS Parkway SE | CARTERSVILLE | Bartow | 9008006 | 1 | Flapper Valve | 1995-02-21 | FALSE | 1995-02-21 | FALSE | Currently in Use | Diesel | 10000 | Epoxy | 1985-02-21 |  | Flex | Pressurized
GA COUNTRY STORE | GA HWY 140 | ADAIRSVILLE | Bartow | 4080166 | 1 | [5 empty] | Removed from Ground | Gas (Historical Use) | 1000 | Bare Steel | 1961-05-05 | 1899-12-31 | Galvanized Steel | Suction (American)
KNIGHTS EXXON | 102 PRINCETON BLVD | ADAIRSVILLE | Bartow | 10001174 | 2B | Ball Float | 2006-06-12 | FALSE | 2006-06-12 | FALSE | Currently in Use | Diesel | 6000 | Composite | 2006-06-12 |  | Double-Walled Fiberglass | Pressurized
TAYLORSVILLE MINI MART | CARTERSVILLE ST | TAYLORSVILLE | Bartow | 4080109 | 3 | [5 empty] | Removed from Ground | Gas (Historical Use) | 1000 | Bare Steel | 1977-02-20 | 1999-02-15 | Galvanized Steel | Safe Suction (Euro)
GA POWER/PLANT BOWEN | 317 COVERED BRIDGE RD SW | TAYLORSVILLE | Bartow | 9000669 | 17 |  |  | TRUE |  | TRUE | Currently in Use | Used Oil | 250 | Concrete | 1981-05-08 |  | Unknown
MONA FOOD MART | 1340 E MAIN ST | CARTERSVILLE | Bartow | 10000726 | 2B | Flapper Valve | 2004-05-10 | FALSE | 2004-05-10 | FALSE |  |  | 3000 | Fiberglass | 2004-04-28 |  | Double-Walled Fiberglass | Pressurized
SHELL TRAVEL CENTER | 1340 E MAIN ST | CARTERSVILLE | Bartow | 10000346 | 2 | Flapper Valve | 2003-01-09 | FALSE | 2003-01-09 | FALSE | Currently in Use | Premium | 12000 | Fiberglass | 2003-01-09 |  | Double-Walled Fiberglass | Pressurized
CIRCLE K #2723554 | 902 JOE FRANK HARRIS PKWY | CARTERSVILLE | Bartow | 82000 | 4 |  | 1987-11-04 |  | 1987-11-04 |  | Currently in Use | Diesel | 4000 | Fiberglass | 1987-11-04 |  | Fiberglass Reinforced Plastic | Pressurized
CIRCLE K #2723554 | 902 JOE FRANK HARRIS PKWY | CARTERSVILLE | Bartow | 82000 | 5 |  | 1987-11-04 |  | 1987-11-04 |  | Currently in Use | Kerosene | 2000 | Fiberglass | 1987-11-04 |  | Fiberglass Reinforced Plastic | Pressurized
BURNT HICKORY FOOD MART #361 | 804 BURNT HICKORY RD | CARTERSVILLE | Bartow | 10001489 | 2B | Ball Float | 2007-12-01 | FALSE | 2007-12-01 | FALSE | Currently in Use | Diesel | 4000 | Composite Double Walled | 2007-12-01 |  | Double-Walled Flex | Pressurized
QUIKTRIP #792 | 1364 JOE FRANK HARRIS PKWY | CARTERSVILLE | Bartow | 9008118 | 4A | Flapper Valve | 2016-11-09 | FALSE | 2016-11-09 | FALSE | Currently in Use | E-0 | 10000 | Fiberglass Double Walled | 2016-11-10 |  | Double-Walled Flex | Pressurized
SATNAM SINGH | 112 KINGSTON HWY 293 | CARTERSVILLE | Bartow | 9008050 | 2 | Flapper Valve | 1995-04-28 | FALSE | 1995-04-28 | FALSE | Currently in Use | Regular | 10000 | Composite | 1994-04-28 |  |  | Pressurized
CIRCLE K #2723646 | 899 JOE FRANK HARRIS PKWY/US HWY | CARTERSVILLE | Bartow | 9008055 | 3 |  | 1994-04-01 |  | 1994-04-01 |  | Removed from Ground | Gas (Historical Use) | 8000 | Composite | 1987-01-01 | 2016-04-27 | Fiberglass Reinforced Plastic | Pressurized
AMERI-MART | 1153 BURNT HICKORY RD | CARTERSVILLE | Bartow | 9008063 | 3 |  | 1997-05-02 | FALSE | 1997-05-02 | FALSE | Currently in Use | Plus | 8000 | Galvanic (STIP-3) | 1987-11-04 |  | Fiberglass Reinforced Plastic | Pressurized
JP Truckers Lounge | 2320 US 411 NE | Cartersville | Bartow | 9008009 | 1 | [5 empty] | Removed from Ground | Gas (Historical Use) | 6000 | Fiberglass | 1972-01-01 | 1996-05-02 | Galvanized Steel | Pressurized
SHELL FOOD MART | 874 CASS-WHITE RD | CARTERSVILLE | Bartow | 9008024 | 2 |  | 1988-01-01 |  | 1988-01-01 |  | Currently in Use | Gas (Historical Use) | 10000 | Steel-Impressed Current | 1988-01-01 |  | Galvanized Steel | Pressurized
PRINT SHOP | CORNER OF ERWIN & CHEROKEE ST | CARTERSVILLE | Bartow | 9008031 | 4 | [5 empty] | Removed from Ground | Gas (Historical Use) | 1000 | Bare Steel | 1997-01-04 | 1997-01-04 | Not Marked
RED CARPET INN | 851 CASS WHITE RD | CARTERSVILLE | Bartow | 9008034 | 2 | [5 empty] | Removed from Ground | Gas (Historical Use) | 10000 | Not Marked/Unknown | 1998-07-01 | 1998-07-01 | Not Marked
FORMER GULF STATION | GILMER & CHEROKEE STS | CARTERSVILLE | Bartow | 9008041 | 1 | [5 empty] | Removed from Ground | Gas (Historical Use) | 1000 | Not Marked/Unknown | 1991-12-03 | 1991-12-03 | Not Marked
BURNT HICKORY FOOD MART | 1160 BURNT HICKORY RD | CARTERSVILLE | Bartow | 10002012 | 1 | Ball Float | 2011-05-05 | FALSE | 2011-05-05 | FALSE | Currently in Use | Regular | 12000 | Composite Double Walled | 2011-05-05 |  | Double-Walled Flex | Pressurized
CARTERSVILLE SHOPPING CENTER | 138 -240 SOUTH TENNESSEE STREET | CARTERSVILLE | Bartow | 10001910 | 1 |  |  | FALSE |  | FALSE | Closed in Ground | Gas (Historical Use) | 0 | Unknown | 2000-01-01 | 2000-01-01 | Unknown
BP STOP N GO | 806 EUHAILEE RD | CARTERSVILLE | Bartow | 10001714 | 2A | Flapper Valve | 2008-07-16 | FALSE | 2008-07-16 | FALSE | Currently in Use | E-0 | 2000 | Composite Double Walled | 2008-07-15 |  | Double-Walled Fiberglass | Pressurized
SHORT EXPRESS | 71 OLD GRASSDALE RD | CARTERSVILLE | Bartow | 9008093 | 1 | Ball Float | 1996-09-26 | FALSE | 1996-09-26 | TRUE | Currently in Use | Regular | 10000 | Composite | 1996-09-25 |  | Double-Walled Flex | Pressurized
FORMER SERVICE STATION | 14 PEEPLES VALLEY ROAD | CARTERSVILLE | Bartow | 9008091 | 5 | [5 empty] | Removed from Ground | Diesel | 550 | Not Marked/Unknown |  | 1899-12-31 | Not Marked
FORMER SERVICE STATION | 14 PEEPLES VALLEY ROAD | CARTERSVILLE | Bartow | 9008091 | 4 | [5 empty] | Removed from Ground | Diesel | 550 | Not Marked/Unknown |  | 1899-12-31 | Not Marked
CHARLES M GILREATH | 145 W MAIN ST | CARTERSVILLE | Bartow | 4080101 | 5 |  |  | TRUE |  | TRUE | Removed from Ground | Used Oil | 500 | Bare Steel | 1971-02-26 | 2004-10-13 | Galvanized Steel
CHARLES M GILREATH | 145 W MAIN ST | CARTERSVILLE | Bartow | 4080101 | 4 | [5 empty] | Removed from Ground | Diesel | 500 | Bare Steel | 1971-02-26 | 2004-10-13 | Galvanized Steel | Suction (American)
GOLD KIST FEED MILL | RED COMB DR | CARTERSVILLE | Bartow | 4080105 | 1 | [5 empty] | Removed from Ground | Gas (Historical Use) | 1000 | Bare Steel | 1961-05-10 | 1986-01-01 | Galvanized Steel
RED TOP TEXACO | 300 RED TOP MOUNTAIN RD | CARTERSVILLE | Bartow | 4080110 | 3 | Flapper Valve | 1996-03-01 | FALSE | 1996-03-01 | FALSE | Currently in Use | Gas (Historical Use) | 6000 | Steel-Impressed Current | 1982-09-12 |  | Steel (Impressed Current) | Pressurized
Zamar LLC | 1331 HWY 113 SW | CARTERSVILLE | Bartow | 4080116 | 8 | Ball Float | 2000-05-20 | FALSE | 2000-05-20 | FALSE | Currently in Use | Regular | 10000 | Composite | 2000-05-20 |  | Fiberglass Reinforced Plastic | Pressurized
Zamar LLC | 1331 HWY 113 SW | CARTERSVILLE | Bartow | 4080116 | 6 | Ball Float | 1995-03-24 | FALSE | 1995-03-24 | FALSE | Currently in Use | Premium | 4000 | Galvanic (STIP-3) | 1993-03-24 |  | Fiberglass Reinforced Plastic | Pressurized
GRASSDALE CHEVRON | 1370 JFH PKWY | CARTERSVILLE | Bartow | 4080117 | 3 |  | 1998-04-08 |  | 1998-04-08 |  | Removed from Ground | Gas (Historical Use) | 8000 | Steel-Impressed Current | 1974-02-20 | 2014-11-21 | Fiberglass Reinforced Plastic | Pressurized
RED BARN GROCERY | 1348 CASSVILLE RD NW | CARTERSVILLE | Bartow | 4080120 | 2 | [5 empty] | Removed from Ground | Gas (Historical Use) | 2000 | Bare Steel | 1974-02-05 | 1993-06-01 | Galvanized Steel
OWNBEY ENTERPRISES INC | 1339 HWY 113 SW | CARTERSVILLE | Bartow | 4080122 | 10 |  | 2007-08-07 | TRUE | 1998-08-01 | TRUE | Removed from Ground | Used Oil | 550 | Steel-Impressed Current | 1976-02-21
LUCKYS CAR WASH | 142 CASSVILLE RD | CARTERSVILLE | Bartow | 4080136 | 3 |  |  | FALSE |  | FALSE | Closed in Ground | Used Oil | 500 | Unknown | 2000-08-17 | 2000-08-17 | Unknown
ROBERT A JAMISON | 5665 JOE FRANK HARRIS PKWY | ADAIRSVILLE | Bartow | 4080173 | 4 | [5 empty] | Removed from Ground | Kerosene | 2000 | Bare Steel | 1978-05-07 | 1999-10-19 | Galvanized Steel | Safe Suction (Euro)
RHODES GROCERY | US HWY 41 S | TAYLORSVILLE | Bartow | 4080027 | 1 | [5 empty] | Permanently Out of Use - historical purposes | Gas (Historical Use) | 2000 | Bare Steel | 1981-01-09 | 1899-12-31 | Galvanized Steel
TNH2366 LLC | 2366 B HWY 113 | TAYLORSVILLE | Bartow | 9008058 | 2 | Ball Float | 1989-11-20 | TRUE | 1989-11-20 | FALSE | Currently in Use | Premium | 8000 |  | 1989-11-20 |  | Fiberglass Reinforced Plastic | Pressurized
EASY SHOP #2 | 2812 HWY 113 | TAYLORSVILLE | Bartow | 1150060 | 3 | Flapper Valve | 1998-07-14 |  | 1998-07-14 |  | Removed from Ground | Gas (Historical Use) | 6000 | Galvanic (STIP-3) | 1982-05-09 | 2013-05-29 | Galvanized Steel | Pressurized
VACANT LOT | 775 JOE FRANK HARRIS PARKWAY | CARTERSVILLE | Bartow | 9008114 | 1 | [5 empty] | Removed from Ground | Diesel | 3000 | Bare Steel | 1985-01-01 | 1985-01-01 | Bare Steel
QUIKTRIP #792 | 1364 JOE FRANK HARRIS PKWY | CARTERSVILLE | Bartow | 9008118 | 3 | Flapper Valve | 2001-01-01 | FALSE | 2001-01-01 | FALSE | Currently in Use | Premium | 12000 | Fiberglass | 2000-10-01 |  |  | Pressurized
BARTOW COUNTY PUBLIC WORKS | 1388 BURNT HICKORY RD | CARTERSVILLE | Bartow | 9008072 | 1 | [5 empty] | Removed from Ground | Gas (Historical Use) | 2000 | Bare Steel | 1976-01-01 | 1999-01-01 | Galvanized Steel | Suction (American)
MARTINS PURE | 722 JOE FRANK HARRIS PKWY | CARTERSVILLE | Bartow | 9008020 | 1 | Flapper Valve | 1998-04-01 | FALSE | 1998-04-01 | FALSE | Temporarily out of use | Diesel | 3000 | Steel-Impressed Current | 1981-01-01 |  | Fiberglass Reinforced Plastic | Pressurized
MARTINS PURE | 722 JOE FRANK HARRIS PKWY | CARTERSVILLE | Bartow | 9008020 | 4 | Flapper Valve | 1998-04-01 | FALSE | 1998-04-01 | FALSE | Currently in Use | Regular | 6000 | Steel-Impressed Current | 1988-01-01 |  | Fiberglass Reinforced Plastic | Pressurized
CARTERSVILLE COUNTRY CLUB | 1310 JOE FRANK HARRIS PKWY | CARTERSVILLE | Bartow | 9008040 | 1 | Flapper Valve | 1992-09-16 | FALSE | 1992-09-16 | FALSE | Removed from Ground | Gas (Historical Use) | 1000 | Galvanic (STIP-3) | 1992-09-16 |  | Fiberglass Reinforced Plastic | Safe Suction (Euro)
CARRIER RESOURCES CORP | US HWY 411 NORTH | CARTERSVILLE | Bartow | 80220 | 2 | [5 empty] | Removed from Ground | Diesel | 10000 | Bare Steel | 1969-05-12 | 1990-11-01 | Galvanized Steel
CENTER STREET GROCERYS | 394 HWY 294 E | CARTERSVILLE | Bartow | 80227 | 2 | Flapper Valve | 1999-01-10 |  | 1999-01-10 |  | Removed from Ground | Gas (Historical Use) | 1000 | Galvanic (STIP-3) | 1987-01-01 | 2013-09-10 | Fiberglass Reinforced Plastic | Safe Suction (Euro)
CIRCLE K #2723639 | 1361 JOE FRANK HARRIS PKWY | CARTERSVILLE | Bartow | 7008001 | 8 | Ball Float | 1994-03-17 | FALSE | 1994-03-17 | FALSE | Currently in Use | Kerosene | 2000 | Composite | 1994-03-17 |  | Fiberglass Reinforced Plastic | Pressurized
CIRCLE K #2723639 | 1361 JOE FRANK HARRIS PKWY | CARTERSVILLE | Bartow | 7008001 | 2 | [5 empty] | Removed from Ground | Gas (Historical Use) | 5000 | Bare Steel | 1973-01-01 | 1993-03-17 | Bare Steel | Suction (American)
BILL & FAYS COUNTRY STORE | 6410 GA HWY 140 W | ADAIRSVILLE | Bartow | 9008008 | 1 | [5 empty] | Removed from Ground | Gas (Historical Use) | 2000 | Bare Steel | 1981-01-01 | 1999-09-21 | Galvanized Steel | Safe Suction (Euro)
JP Truckers Lounge | 2320 US 411 NE | Cartersville | Bartow | 9008009 | 2 | [5 empty] | Removed from Ground | Gas (Historical Use) | 6000 | Fiberglass | 1972-01-01 | 1996-05-02 | Galvanized Steel | Pressurized
ALLIED READYMIX INC | 144 CASSVILLE RD | CARTERSVILLE | Bartow | 9008012 | 2 |  |  | FALSE |  | FALSE | Removed from Ground | Used Oil | 6000 | Bare Steel | 2002-09-01 | 2002-09-01 | Galvanized Steel
CASS WHITE BEER & TOBACCO | 998 CASS WHITE RD NE | CARTERSVILLE | Bartow | 9008019 | 3 | [5 empty] | Removed from Ground | Empty | 8000 | Bare Steel | 1980-01-01 | 1989-06-01 | Galvanized Steel
MARTINS PURE | 722 JOE FRANK HARRIS PKWY | CARTERSVILLE | Bartow | 9008020 | 3 | Flapper Valve | 1998-04-01 | FALSE | 1998-04-01 | FALSE | Currently in Use | Regular | 6000 | Steel-Impressed Current | 1988-01-01 |  | Fiberglass Reinforced Plastic | Pressurized
SOUTHSIDE CHEVRON | 310 S TENNESSEE ST | CARTERSVILLE | Bartow | 9008025 | 2 |  | 1997-12-09 | FALSE | 1997-12-09 | FALSE | Removed from Ground |  | 3000 | Steel-Impressed Current | 2013-12-18 | 2017-10-06 | Fiberglass Reinforced Plastic | Pressurized
MARMAC OIL CO | 556 CASSVILLE RD | CARTERSVILLE | Bartow | 570166 | 3 |  | 1998-12-01 |  | 1998-12-01 |  | Removed from Ground | Diesel | 20000 | Steel-Impressed Current | 1977-01-01 | 2015-03-24 | Cathodically Protected | Pressurized
FORMER MORSE AUTOMOTIVE | 101 FRICTION DRIVE | CARTERSVILLE | Bartow | 80229 | 4 |  |  | FALSE |  | FALSE | Closed in Ground | Other | 12000 | Bare Steel | 1998-01-01 | 1998-01-01 | Bare Steel
CYPRUS INDUSTRIAL MINERALS | 150 PAGA MINE RD | CARTERSVILLE | Bartow | 9000509 | 3 | [5 empty] | Removed from Ground | Other | 5000 | Bare Steel | 1970-02-12 | 1990-01-08 | Bare Steel
MAPCO EXPRESS 3600 | 6434 JOE FRANK HARRIS PKWY | ADAIRSVILLE | Bartow | 9008054 | 3 | Ball Float | 1994-11-21 | FALSE | 1994-11-21 | FALSE | Currently in Use | Premium | 10278 | Composite | 1994-11-21 |  | Double-Walled Flex | Pressurized
EVANS AUTO REPAIR | 528 JOE FRANK HARRIS PKWY | ADAIRSVILLE | Bartow | 9008112 | 3 | [5 empty] | Permanently Out of Use - historical purposes | Gas (Historical Use) | 0 | Bare Steel |  | 1899-12-31 | Bare Steel
BEAMER ADAIRSVILLE BP | 7875 ADAIRSVILLE HWY | ADAIRSVILLE | Bartow | 9008107 | 2 | Overfill Alarm | 1992-06-01 | FALSE | 1992-06-01 | FALSE | Currently in Use | Premium | 10000 | Fiberglass Double Walled | 1992-06-01 |  | Double-Walled Fiberglass | Pressurized
JORDON'S GULF | NORTH MAIN ST | ADAIRSVILLE | Bartow | 4080091 | 1 | [5 empty] | Removed from Ground | Gas (Historical Use) | 1000 | Bare Steel | 1963-04-24 | 1988-12-13 | Galvanized Steel
ADAIRSVILLE VALERO | 926 GA HWY 140 @ I-75 | ADAIRSVILLE | Bartow | 4080079 | 3 | Flapper Valve | 1993-11-11 | FALSE | 1993-11-11 | FALSE | Currently in Use | Plus | 10000 | Fiberglass | 1985-06-01 |  | Double-Walled Flex | Pressurized
PATTYS TRUCK STOP | 940 HWY 140 | ADAIRSVILLE | Bartow | 4080026 | 8 | Ball Float | 2003-09-15 | FALSE | 2003-09-15 | FALSE | Currently in Use | Premium | 12000 | Composite | 2013-01-16 |  | Double-Walled Fiberglass | Pressurized
WATTS AVIATION INC | AIRPORT RD RT 1 | CARTERSVILLE | Bartow | 4080133 | 1 | [5 empty] | Removed from Ground | Gas (Historical Use) | 10000 | Bare Steel | 1995-05-23 | 1995-05-23 | Galvanized Steel
ABANDONED - SHOPE WISE FOOD STORE | GRASSDALE RD | CARTERSVILLE | Bartow | 4080137 | 4 |  |  | FALSE |  | FALSE | Temporarily out of use | Gas (Historical Use) | 1000 | Bare Steel | 1978-05-08 |  | Bare Steel
RIAZ & SONS INC | 5626 HWY 20 | CARTERSVILLE | Bartow | 9000133 | 3 | [5 empty] | Removed from Ground | Gas (Historical Use) | 6000 | Bare Steel | 1976-05-07 | 1988-02-01 | Galvanized Steel
ADCOCK MOTORS | 5581 JOE FRANK HARRIS PKWY | ADAIRSVILLE | Bartow | 4080171 | 3 | [5 empty] | Removed from Ground | Gas (Historical Use) | 2000 | Bare Steel | 1976-05-05 | 1998-03-01 | Galvanized Steel | Suction (American)
CHEVRON #40179 | 2319 US HWY 411 NE | CARTERSVILLE | Bartow | 9008039 | 4 |  |  | TRUE |  | TRUE | Removed from Ground | Used Oil | 550 | Not Marked/Unknown |  | 1899-12-31 | Not Marked
CHEVRON #40179 | 2319 US HWY 411 NE | CARTERSVILLE | Bartow | 9008039 | 1 | [5 empty] | Removed from Ground | Gas (Historical Use) | 10000 | Not Marked/Unknown | 1991-04-01 | 1991-04-01 | Not Marked
MTAB INC | US HWY 411/344 @ BIDDY RD | CARTERSVILLE | Bartow | 9008043 | 1 | [5 empty] | Removed from Ground | Gas (Historical Use) | 250 | Not Marked/Unknown | 1992-01-17 | 1992-01-17 | Not Marked
MARMAC OIL CO | 556 CASSVILLE RD | CARTERSVILLE | Bartow | 570166 | 5 |  | 1998-12-01 |  | 1998-12-01 |  | Removed from Ground | Diesel | 10000 | Steel-Impressed Current | 1973-04-24 | 2015-03-24 | Cathodically Protected | Pressurized
CENTER STREET GROCERYS | 394 HWY 294 E | CARTERSVILLE | Bartow | 80227 | 4 | [5 empty] | Removed from Ground | Kerosene | 500 | Bare Steel | 1977-01-03 | 1999-01-10 | Galvanized Steel | Safe Suction (Euro)
MWC PROCEEDS INC/MIDWEST COAST T | US HWY 411 NORTH | CARTERSVILLE | Bartow | 80228 | 3 | [5 empty] | Removed from Ground | Other | 6000 | Bare Steel | 1970-01-05 | 1990-11-01 | Galvanized Steel
FORMER MORSE AUTOMOTIVE | 101 FRICTION DRIVE | CARTERSVILLE | Bartow | 80229 | 2 |  |  | FALSE |  | FALSE | Closed in Ground | Other | 12000 | Bare Steel | 1998-01-01 | 1998-01-01 | Bare Steel
CIRCLE K #2723639 | 1361 JOE FRANK HARRIS PKWY | CARTERSVILLE | Bartow | 7008001 | 5 |  | 1994-03-17 | FALSE | 1994-03-17 | FALSE | Currently in Use | Regular | 15000 | Composite | 1994-03-17 |  | Fiberglass Reinforced Plastic | Pressurized
CYPRUS INDUSTRIAL MINERALS | 150 PAGA MINE RD | CARTERSVILLE | Bartow | 9000509 | 4 | [5 empty] | Removed from Ground | Other | 5000 | Bare Steel | 1970-02-12 | 1990-01-08 | Bare Steel
JIMS TIRE AND AUTO | 5285 JOE FRANK HARRIS PARKWAY | ADAIRSVILLE | Bartow | 9008116 | 1 | [5 empty] | Permanently Out of Use - historical purposes | Gas (Historical Use) | 1000 | Bare Steel |  | 1899-12-31 | Unknown
BEAMER ADAIRSVILLE BP | 7875 ADAIRSVILLE HWY | ADAIRSVILLE | Bartow | 9008107 | 3 | Ball Float | 1992-06-01 | FALSE | 1992-06-01 | FALSE | Currently in Use | Diesel | 10000 | Fiberglass Double Walled | 1992-06-01 |  | Double-Walled Fiberglass | Pressurized
FORMERLY TINA JAY & JANET HUGHES PROPERTY | 2062 HIGHWAY 113 | TAYLORSVILLE | Bartow | 10000950 | 4 |  |  | FALSE |  | FALSE | Removed from Ground | Empty | 3000 | Unknown | 2005-06-23 | 2005-06-23
FORMERLY TINA JAY & JANET HUGHES PROPERTY | 2062 HIGHWAY 113 | TAYLORSVILLE | Bartow | 10000950 | 5 |  |  | FALSE |  | FALSE | Removed from Ground | Empty | 650 | Unknown | 2005-06-28 | 2005-06-28
GA POWER/PLANT BOWEN | 317 COVERED BRIDGE RD SW | TAYLORSVILLE | Bartow | 9000669 | 8 | [5 empty] | Removed from Ground | Gas (Historical Use) | 1000 | Bare Steel | 1966-05-12 | 1988-01-01 | Bare Steel
GA POWER/PLANT BOWEN | 317 COVERED BRIDGE RD SW | TAYLORSVILLE | Bartow | 9000669 | 2 | [5 empty] | Currently in Use | Diesel | 200000 | Bare Steel | 1971-05-11 |  | Unknown
CIRCLE K #2723646 | 899 JOE FRANK HARRIS PKWY/US HWY | CARTERSVILLE | Bartow | 9008055 | 5 |  | 1994-04-01 |  | 1994-04-01 |  | Removed from Ground | Kerosene | 6000 | Composite | 1987-01-01 | 2016-04-27 | Fiberglass Reinforced Plastic | Pressurized
BARTOW COUNTY PUBLIC WORKS | 1388 BURNT HICKORY RD | CARTERSVILLE | Bartow | 9008072 | 2 | [5 empty] | Removed from Ground | Diesel | 2000 | Bare Steel | 1976-01-01 | 1999-01-01 | Galvanized Steel | Suction (American)
COLONIAL BAKING CO | US HWY 41 N RT 3 | CARTERSVILLE | Bartow | 9008002 | 1 | [5 empty] | Closed in Ground | Gas (Historical Use) | 2000 | Marked Unknown | 1977-01-01 | 1988-05-01 | Unknown
PALS FOOD MART | 225 E CHURCH ST | CARTERSVILLE | Bartow | 9008010 | 1 |  | 1997-10-14 |  |  |  | Removed from Ground | Gas (Historical Use) | 2000 | Cathodically Protected Steel | 1987-01-01 | 1997-09-01 | Galvanized Steel | Pressurized
ALLATOONA LANDING MARINA | 24 ALLATOONA LANDING RD | CARTERSVILLE | Bartow | 9008011 | 1 | Flapper Valve | 1999-01-01 | FALSE | 1999-01-01 | FALSE | Removed from Ground | E-0 | 4000 | Steel-Impressed Current | 1983-01-01 |  | Steel (Impressed Current) | Pressurized
SANDYS GROCERY | 1572 JOE FRANK HARRIS PKWY | CARTERSVILLE | Bartow | 9008027 | 3 |  | 1998-12-01 |  | 1998-12-01 |  | Removed from Ground | Gas (Historical Use) | 4100 | Steel-Impressed Current | 1979-01-01 | 1999-09-23 | Cathodically Protected | Pressurized
PRINT SHOP | CORNER OF ERWIN & CHEROKEE ST | CARTERSVILLE | Bartow | 9008031 | 1 | [5 empty] | Removed from Ground | Gas (Historical Use) | 1000 | Bare Steel | 1997-01-04 | 1997-01-04 | Not Marked
CARRIER RESOURCES CORP | US HWY 411 NORTH | CARTERSVILLE | Bartow | 80220 | 4 |  |  | TRUE |  | TRUE | Removed from Ground | Used Oil | 1000 | Bare Steel | 1969-05-12 | 1990-11-01 | Galvanized Steel
CARRIER RESOURCES CORP | US HWY 411 NORTH | CARTERSVILLE | Bartow | 80220 | 1 | [5 empty] | Removed from Ground | Diesel | 10000 | Bare Steel | 1969-05-12 | 1990-11-01 | Galvanized Steel
WORLD CARPETS INC/CARTERSVILLE S | INDUSTRIAL DRIVE | CARTERSVILLE | Bartow | 9000657 | 3 | [5 empty] | Removed from Ground | Other | 16000 | Bare Steel | 1978-12-15 | 1990-08-29 | Bare Steel
CHEVRON FOOD MART | 7865 ADAIRSVILLE HWY | ADAIRSVILLE | Bartow | 9008046 | 1 | Ball Float | 1994-04-03 | FALSE | 1994-04-30 | FALSE | Currently in Use | Regular | 10000 | Composite | 1994-04-30 |  | Fiberglass Reinforced Plastic | Pressurized
ADAIRSVILLE VALERO | 926 GA HWY 140 @ I-75 | ADAIRSVILLE | Bartow | 4080079 | 10 | Flapper Valve | 1993-11-11 | FALSE | 1993-11-11 | FALSE | Currently in Use | Diesel | 4000 | Composite | 1993-10-01 |  | Double-Walled Flex
CITY MARKET | US HWY 41 | ADAIRSVILLE | Bartow | 4080199 | 8 |  | 1995-01-01 |  | 1995-07-06 |  | Removed from Ground | Gas (Historical Use) | 8000 | Not Marked/Unknown | 1980-07-01 | 1899-12-31 | Fiberglass Reinforced Plastic | Safe Suction (Euro)
CITY MARKET | US HWY 41 | ADAIRSVILLE | Bartow | 4080199 | 6 |  | 1995-04-28 |  | 1988-12-19 |  | Removed from Ground | Diesel | 3000 | Cathodically Protected Steel | 1988-12-19 | 1899-12-31 | Fiberglass Reinforced Plastic | Safe Suction (Euro)
GA POWER/PLANT BOWEN | 317 COVERED BRIDGE RD SW | TAYLORSVILLE | Bartow | 9000669 | 3B |  |  | TRUE |  | TRUE | Removed from Ground | Used Oil | 2000 | Bare Steel | 1981-05-08 | 1988-01-01 | Galvanized Steel
GA POWER/PLANT BOWEN | 317 COVERED BRIDGE RD SW | TAYLORSVILLE | Bartow | 9000669 | 16 | [5 empty] | Removed from Ground | Gas (Historical Use) | 1000 | Bare Steel | 1971-05-11 | 1988-03-01 | Bare Steel
CAMILLE'S CORNER | 5136 JOE FRANK HARRIS PKWY | ADAIRSVILLE | Bartow | 10001448 | 4 |  | 2006-11-18 | FALSE | 2006-11-18 | FALSE | Currently in Use | Diesel | 5000 | Composite | 2006-11-18 |  | Fiberglass Reinforced Plastic | Pressurized
FORMERLY TINA JAY & JANET HUGHES PROPERTY | 2062 HIGHWAY 113 | TAYLORSVILLE | Bartow | 10000950 | 1 |  |  | FALSE |  | FALSE | Removed from Ground | Empty | 1000 | Unknown | 2005-06-23 | 2005-06-23
GA POWER/PLANT BOWEN | 317 COVERED BRIDGE RD SW | TAYLORSVILLE | Bartow | 9000669 | 28 | [5 empty] | Closed in Ground | Diesel | 55 | Bare Steel | 1976-05-09 | 1988-02-01 | Bare Steel
GA POWER/PLANT BOWEN | 317 COVERED BRIDGE RD SW | TAYLORSVILLE | Bartow | 9000669 | 32 | [5 empty] | Currently in Use | Diesel | 1000 | Bare Steel | 1971-05-11 |  | Unknown
GA POWER/PLANT BOWEN | 317 COVERED BRIDGE RD SW | TAYLORSVILLE | Bartow | 9000669 | 38 |  |  | TRUE |  | TRUE | Currently in Use | Used Oil | 2760 | Bare Steel | 1987-01-01 |  | Not Marked
COWBOYS #9 | 2310 US HWY 411 & I-75 | CARTERSVILLE | Bartow | 9008095 | 3 | [5 empty] | Removed from Ground | Gas (Historical Use) | 8000 | Fiberglass | 1997-10-22 | 1997-10-22 | Galvanized Steel | Pressurized
SATNAM SINGH | 112 KINGSTON HWY 293 | CARTERSVILLE | Bartow | 9008050 | 3 | Flapper Valve | 1995-04-28 | FALSE | 1995-04-28 | FALSE | Currently in Use | Premium | 10000 | Composite | 1994-04-28 |  |  | Pressurized
AMERI-MART | 1153 BURNT HICKORY RD | CARTERSVILLE | Bartow | 9008063 | 2 |  | 1997-05-02 | FALSE | 1997-05-02 | FALSE | Currently in Use | Regular | 8000 | Galvanic (STIP-3) | 1987-11-04 |  | Fiberglass Reinforced Plastic | Pressurized
K&B GROCERY | 715 CASSVILLE RD | CARTERSVILLE | Bartow | 9008076 | 2 | [5 empty] | Closed in Ground | Gas (Historical Use) | 1000 | Bare Steel | 1997-01-03 | 1997-01-03 | Bare Steel | Suction (American)
CHEVRON FOOD MART INC | 1401 WEST AVE | CARTERSVILLE | Bartow | 9008082 | 3 | Ball Float | 1995-05-15 | FALSE | 1995-05-15 | FALSE | Currently in Use | Diesel | 10000 | Fiberglass | 1995-05-01 |  | Double-Walled Fiberglass | Pressurized
JP Truckers Lounge | 2320 US 411 NE | Cartersville | Bartow | 9008009 | 6 | Ball Float | 1996-05-15 | FALSE | 2021-08-10 | FALSE | Currently in Use | Regular | 8000 | Galvanic (STIP-3) | 1996-05-15 |  | Fiberglass Reinforced Plastic | Pressurized
JP Truckers Lounge | 2320 US 411 NE | Cartersville | Bartow | 9008009 | 9 | Flapper Valve | 1996-05-15 | FALSE | 2021-08-10 | FALSE | Currently in Use | Diesel | 8000 | Galvanic (STIP-3) | 1996-05-15 |  | Fiberglass Reinforced Plastic | Pressurized
JP Truckers Lounge | 2320 US 411 NE | Cartersville | Bartow | 9008009 | 8 | Flapper Valve | 1996-05-15 | FALSE | 2021-08-10 | FALSE | Currently in Use | Diesel | 8000 | Galvanic (STIP-3) | 1996-05-15 |  | Fiberglass Reinforced Plastic | Pressurized
ADAIRSVILLE VALERO | 926 GA HWY 140 @ I-75 | ADAIRSVILLE | Bartow | 4080079 | 8 | [5 empty] | Removed from Ground | Other | 50 | Bare Steel | 1984-01-01 | 1984-01-01 | Galvanized Steel
ADAIRSVILLE VALERO | 926 GA HWY 140 @ I-75 | ADAIRSVILLE | Bartow | 4080079 | 9 | Flapper Valve | 1993-11-11 | FALSE | 1993-11-11 | FALSE | Currently in Use | Premium | 10000 | Composite | 1993-10-01 |  | Double-Walled Flex
ADAIRSVILLE VALERO | 926 GA HWY 140 @ I-75 | ADAIRSVILLE | Bartow | 4080079 | 6 | [5 empty] | Removed from Ground | Other | 50 | Bare Steel | 1971-07-16 | 1984-01-01 | Galvanized Steel
PALS FOOD MART | 225 E CHURCH ST | CARTERSVILLE | Bartow | 9008010 | 5 |  | 1997-07-01 |  | 1997-07-01 |  | Removed from Ground | Gas (Historical Use) | 8000 | Steel-Impressed Current | 1976-01-01 | 2005-11-14 | Fiberglass Reinforced Plastic | Pressurized
PALS FOOD MART | 225 E CHURCH ST | CARTERSVILLE | Bartow | 9008010 | 4 | [5 empty] | Removed from Ground | Gas (Historical Use) | 800 | Bare Steel | 1976-01-01 | 1997-09-01 | Galvanized Steel
PALS FOOD MART | 225 E CHURCH ST | CARTERSVILLE | Bartow | 9008010 | 7 |  | 1997-07-01 |  | 1997-07-01 |  | Removed from Ground | Gas (Historical Use) | 6110 | Steel-Impressed Current | 1976-01-01 | 2005-11-14 | Fiberglass Reinforced Plastic | Pressurized
GA DOT #10604/CARTERSVILLE MAINT | 199 WESTVIEW DR NE | CARTERSVILLE | Bartow | 9008022 | 604D1 | [5 empty] | Removed from Ground | Diesel | 1000 | Cathodically Protected Steel | 1989-08-10 | 2001-05-22 | Galvanized Steel | Safe Suction (Euro)
SHELL FOOD MART | 874 CASS-WHITE RD | CARTERSVILLE | Bartow | 9008024 | 3 |  | 1988-01-01 |  | 1988-01-01 |  | Currently in Use | Gas (Historical Use) | 10000 | Steel-Impressed Current | 1988-01-01 |  | Galvanized Steel | Pressurized
FORMER GULF STATION | GILMER & CHEROKEE STS | CARTERSVILLE | Bartow | 9008041 | 2 | [5 empty] | Removed from Ground | Gas (Historical Use) | 1000 | Not Marked/Unknown | 1991-12-03 | 1991-12-03 | Not Marked
SUGAR VALLEY QUICK MART | 1061 SUGAR VALLEY RD SW | CARTERSVILLE | Bartow | 4080155 | 2 | [5 empty] | Removed from Ground | Gas (Historical Use) | 1000 | Bare Steel | 1970-04-25 | 1997-02-01 | Galvanized Steel | Suction (American)
JO-JO's MARKET | 851 EUHARLEE RD SW | CARTERSVILLE | Bartow | 4080160 | 4 |  | 1998-12-01 |  | 1998-12-01 |  | Removed from Ground | Diesel | 2000 | Steel-Impressed Current | 1975-04-26 | 2010-04-01 | Cathodically Protected | Suction (American)
JO-JO's MARKET | 851 EUHARLEE RD SW | CARTERSVILLE | Bartow | 4080160 | 1 |  | 1998-12-01 |  | 1998-12-01 |  | Removed from Ground | Gas (Historical Use) | 2000 | Steel-Impressed Current | 1975-04-26 | 2010-04-10 | Cathodically Protected | Suction (American)
JO-JO's MARKET | 851 EUHARLEE RD SW | CARTERSVILLE | Bartow | 4080160 | 7 | Ball Float | 2010-04-01 | FALSE | 2010-04-01 | FALSE | Currently in Use | Diesel | 5000 | Tank Jacket Double Walled | 2010-04-01 |  | Double-Walled Fiberglass | Pressurized
COLLINS POINT TEXACO | 901 JOE FRANK HARRIS PKWY | CARTERSVILLE | Bartow | 4080169 | 3 | [5 empty] | Removed from Ground | Gas (Historical Use) | 3000 | Bare Steel | 1960-04-25 | 1993-02-01 | Galvanized Steel
BST/CARTERSVILLE SOC R3420 | 26 FREEMAN ST | CARTERSVILLE | Bartow | 4080196 | 1 | [5 empty] | Removed from Ground | Gas (Historical Use) | 3000 | Bare Steel | 1972-07-08 | 1990-10-01 | Unknown | Pressurized
BARTOW COUNTY SCHOOL BUS SHOP | 65 FIRE TOWER RD | CARTERSVILLE | Bartow | 4080005 | 2 | [5 empty] | Removed from Ground | Diesel | 8000 | Bare Steel | 1982-02-18 | 1994-05-20 | Galvanized Steel
QUIKTRIP #792 | 1364 JOE FRANK HARRIS PKWY | CARTERSVILLE | Bartow | 9008118 | 2 | Flapper Valve | 2001-01-01 | FALSE | 2001-01-01 | FALSE | Currently in Use | Regular | 20000 | Fiberglass | 2000-10-01 |  |  | Pressurized
CIRCLE K #2723646 | 899 JOE FRANK HARRIS PKWY/US HWY | CARTERSVILLE | Bartow | 9008055 | 1 |  | 1994-04-01 |  | 1994-04-01 |  | Removed from Ground | Gas (Historical Use) | 10000 | Composite | 1987-01-01 | 2016-04-27 | Fiberglass Reinforced Plastic | Pressurized
DON VOYLES DODGE CHRYSLER PLYMOU | 816 JOE FRANK HARRIS PKWY | CARTERSVILLE | Bartow | 9008060 | 2 | [5 empty] | Removed from Ground | Diesel | 500 | Marked Unknown | 1995-08-16 | 1995-08-16 | Unknown
FORMER BARTOW COUNTY BLDG MAINTENANCE | 109 N BARTOW ST | CARTERSVILLE | Bartow | 9008071 | 1 |  | 1989-03-21 | FALSE | 1989-03-21 | FALSE | Removed from Ground | Gas (Historical Use) | 3000 | Galvanic (STIP-3) | 1989-03-21 | 2017-10-18 | Double-Walled Fiberglass | Safe Suction (Euro)
L & N GROGERY | 609 SANDTOWN RD SE | CARTERSVILLE | Bartow | 9008035 | 2 | [5 empty] | Removed from Ground | Gas (Historical Use) | 500 | Bare Steel | 1966-01-08 | 1899-12-31 | Galvanized Steel | Safe Suction (Euro)
QUICKFUEL | 445 S ERWIN ST | CARTERSVILLE | Bartow | 80211 | 1 |  | 1998-10-09 |  | 1998-10-09 |  | Removed from Ground | Empty | 8000 | Steel-Impressed Current | 1976-05-15 | 2003-07-20 | Cathodically Protected | Suction (American)
QUICKFUEL | 445 S ERWIN ST | CARTERSVILLE | Bartow | 80211 | 4 | Ball Float | 2003-09-01 | FALSE | 2003-09-01 | FALSE | Currently in Use | Premium | 8000 | Composite | 2003-09-01 |  |  | Pressurized
SMITHS FINA | 1930 JOE FRANK HARRIS PKWY | CARTERSVILLE | Bartow | 80224 | 3 | [5 empty] | Removed from Ground | Gas (Historical Use) | 1000 | Bare Steel | 1999-12-01 | 1999-12-01 | Galvanized Steel | Suction (American)
CENTER STREET GROCERYS | 394 HWY 294 E | CARTERSVILLE | Bartow | 80227 | 1 | Flapper Valve | 1999-01-10 |  | 1999-01-10 |  | Removed from Ground | Gas (Historical Use) | 1000 | Galvanic (STIP-3) | 1987-01-01 | 2013-09-10 | Fiberglass Reinforced Plastic | Safe Suction (Euro)
BILL & FAYS COUNTRY STORE | 6410 GA HWY 140 W | ADAIRSVILLE | Bartow | 9008008 | 4 | [5 empty] | Removed from Ground | Gas (Historical Use) | 500 | Bare Steel | 1966-01-01 | 1999-09-21 | Galvanized Steel | Safe Suction (Euro)
BILL & FAYS COUNTRY STORE | 6410 GA HWY 140 W | ADAIRSVILLE | Bartow | 9008008 | 5 | [5 empty] | Removed from Ground | Kerosene | 2000 | Bare Steel | 1981-01-01 | 1999-09-21 | Galvanized Steel | Safe Suction (Euro)
J&W GROCERY | NORTH MAIN ST BOX 3A RT 2 | ADAIRSVILLE | Bartow | 4080113 | 1 | [5 empty] | Removed from Ground | Gas (Historical Use) | 6000 | Bare Steel | 1985-02-20 | 1988-11-01 | Galvanized Steel
EXXON STATION #55501 | I-75 & GA HWY 140 | ADAIRSVILLE | Bartow | 4080089 | 4 | [5 empty] | Removed from Ground | Gas (Historical Use) | 8000 | Cathodically Protected Steel | 1969-03-10 | 1988-09-07 | Fiberglass Reinforced Plastic
ADAIRSVILLE HIGH SCHOOL | PO BOX 968 | ADAIRSVILLE | Bartow | 4080004 | 1 | [5 empty] | Removed from Ground | Gas (Historical Use) | 6000 | Bare Steel | 1982-02-18 | 1899-12-31 | Galvanized Steel
QUICKFUEL | 445 S ERWIN ST | CARTERSVILLE | Bartow | 80211 | 2 |  | 1998-10-09 |  | 1998-10-09 |  | Removed from Ground | Gas (Historical Use) | 8000 | Steel-Impressed Current | 1976-05-15 | 2003-07-20 | Cathodically Protected | Suction (American)
SMITHS FINA | 1930 JOE FRANK HARRIS PKWY | CARTERSVILLE | Bartow | 80224 | 1 | [5 empty] | Removed from Ground | Gas (Historical Use) | 2000 | Bare Steel | 1999-12-01 | 1999-12-01 | Galvanized Steel | Suction (American)
SMITHS FINA | 1930 JOE FRANK HARRIS PKWY | CARTERSVILLE | Bartow | 80224 | 4 | [5 empty] | Removed from Ground | Gas (Historical Use) | 1000 | Bare Steel | 1999-12-01 | 1999-12-01 | Galvanized Steel | Suction (American)
FORMER MORSE AUTOMOTIVE | 101 FRICTION DRIVE | CARTERSVILLE | Bartow | 80229 | 3 |  |  | FALSE |  | FALSE | Closed in Ground | Other | 12000 | Bare Steel | 1998-01-01 | 1998-01-01 | Bare Steel
ADAIRSVILLE VALERO | 926 GA HWY 140 @ I-75 | ADAIRSVILLE | Bartow | 4080079 | 1 | [5 empty] | Permanently Out Of Use | Gas (Historical Use) | 10000 | Fiberglass | 1985-06-01 | 1993-11-11 | Double-Walled Fiberglass | Pressurized
ADAIRSVILLE VALERO | 926 GA HWY 140 @ I-75 | ADAIRSVILLE | Bartow | 4080079 | 7 | [5 empty] | Removed from Ground | Other | 50 | Bare Steel | 1984-01-01 | 1984-01-01 | Galvanized Steel
PATTYS TRUCK STOP | 940 HWY 140 | ADAIRSVILLE | Bartow | 4080026 | 4 |  |  | FALSE |  | FALSE | Removed from Ground | Gas (Historical Use) | 10000 | Bare Steel | 1972-01-10 | 1993-10-20 | Galvanized Steel | Pressurized
PATTYS TRUCK STOP | 940 HWY 140 | ADAIRSVILLE | Bartow | 4080026 | 7 | Ball Float | 2003-09-15 | FALSE | 2003-09-15 | FALSE | Currently in Use | Regular | 12000 | Composite | 2013-01-16 |  | Double-Walled Fiberglass | Pressurized
PATTYS TRUCK STOP | 940 HWY 140 | ADAIRSVILLE | Bartow | 4080026 | 5 |  |  | FALSE |  | FALSE | Removed from Ground | Gas (Historical Use) | 10000 | Bare Steel | 1972-01-10 | 1993-10-20 | Galvanized Steel | Pressurized
CITY MARKET | US HWY 41 | ADAIRSVILLE | Bartow | 4080199 | 7 |  | 1995-04-28 |  | 1988-12-19 |  | Removed from Ground | Gas (Historical Use) | 3000 | Cathodically Protected Steel | 1988-12-19 | 1899-12-31 | Fiberglass Reinforced Plastic | Safe Suction (Euro)
MAPCO EXPRESS 3600 | 6434 JOE FRANK HARRIS PKWY | ADAIRSVILLE | Bartow | 9008054 | 1 | Ball Float | 1994-11-21 | FALSE | 1994-11-21 | FALSE | Currently in Use | Regular | 10278 | Composite | 1994-11-21 |  | Double-Walled Flex | Pressurized
JIMS TIRE AND AUTO | 5285 JOE FRANK HARRIS PARKWAY | ADAIRSVILLE | Bartow | 9008116 | 3 | [5 empty] | Permanently Out of Use - historical purposes | Gas (Historical Use) | 550 | Bare Steel |  | 1899-12-31 | Unknown
EVANS AUTO REPAIR | 528 JOE FRANK HARRIS PKWY | ADAIRSVILLE | Bartow | 9008112 | 2 | [5 empty] | Permanently Out of Use - historical purposes | Gas (Historical Use) | 0 | Bare Steel |  | 1899-12-31 | Bare Steel
BEAMER ADAIRSVILLE BP | 7875 ADAIRSVILLE HWY | ADAIRSVILLE | Bartow | 9008107 | 1 | Ball Float | 1992-06-01 | FALSE | 1992-06-01 | FALSE | Currently in Use | Regular | 10000 | Fiberglass Double Walled | 1992-06-01 |  | Double-Walled Fiberglass | Pressurized
JORDON'S GULF | NORTH MAIN ST | ADAIRSVILLE | Bartow | 4080091 | 2 | [5 empty] | Removed from Ground | Gas (Historical Use) | 1000 | Bare Steel | 1963-04-24 | 1988-12-13 | Galvanized Steel
CITY OF ADAIRSVILLE | UNKNOWN | ADAIRSVILLE | Bartow | 84215 | 2 | [5 empty] | Removed from Ground | Gas (Historical Use) | 1065 | Bare Steel | 1974-06-16 | 1986-11-30 | Galvanized Steel
ALSO BUSINESS LLC, | 800 JOE FRANK HARRIS PKWY | CARTERSVILLE | Bartow | 4080013 | 2103 | Ball Float | 1998-11-01 | FALSE | 1998-11-01 | FALSE | Currently in Use | Premium | 10000 | Galvanic (STIP-3) | 1985-10-01 |  | Fiberglass Reinforced Plastic | Pressurized
ENTERPRISE VENTURE #4 | 108 E MAIN ST | CARTERSVILLE | Bartow | 4080018 | 3 | [5 empty] | Removed from Ground | Gas (Historical Use) | 3000 | Bare Steel | 1947-12-31 | 1986-10-15 | Galvanized Steel
WORLD CARPETS INC/CARTERSVILLE S | INDUSTRIAL DRIVE | CARTERSVILLE | Bartow | 9000657 | 1 | [5 empty] | Removed from Ground | Diesel | 3000 | Bare Steel | 1972-12-16 | 1990-08-29 | Bare Steel
CYPRUS INDUSTRIAL MINERALS | 150 PAGA MINE RD | CARTERSVILLE | Bartow | 9000509 | 2 | [5 empty] | Removed from Ground | Diesel | 29000 | Bare Steel | 1980-02-10 | 1990-01-22 | Bare Steel
932 HWY 140 LLC | 932 HWY 140 | ADAIRSVILLE | Bartow | 80222 | 5 | Flapper Valve | 1995-11-08 | FALSE | 1995-11-08 | FALSE | Temporarily out of use | Kerosene | 2000 | Steel-Impressed Current | 1987-01-01 |  |  | Suction (American)
932 HWY 140 LLC | 932 HWY 140 | ADAIRSVILLE | Bartow | 80222 | 4 | Flapper Valve | 1995-11-08 | FALSE | 1995-11-08 | FALSE | Currently in Use | Diesel | 6000 | Steel-Impressed Current | 1987-01-01 |  |  | Pressurized
WOMACK OIL/CLOSED PURE OIL STATI | 6349 JOE FRANK HARRIS PKWY | ADAIRSVILLE | Bartow | 9008045 | 1 | [5 empty] | Removed from Ground | Empty | 6000 | Not Marked/Unknown |  | 1899-12-31 | Not Marked
JIMS TIRE AND AUTO | 5285 JOE FRANK HARRIS PARKWAY | ADAIRSVILLE | Bartow | 9008116 | 2 | [5 empty] | Permanently Out of Use - historical purposes | Gas (Historical Use) | 1000 | Bare Steel |  | 1899-12-31 | Unknown
SAKAI AMERICA MANUFACTURING INC | 90 INDUSTRIAL PKWY | ADAIRSVILLE | Bartow | 9008117 | 1 |  | 2001-04-05 | FALSE | 2001-04-05 | FALSE | Removed from Ground | Diesel | 2000 | Composite | 2001-04-05 | 2017-06-27 | Aboveground | Pressurized
QuikTrip #757 | 961 Hwy 140 NW | Adairsville | Bartow | 9008113 | 2 |  | 1999-09-01 | FALSE | 1999-09-01 | FALSE | Currently in Use | Gas (Historical Use) | 12000 | Fiberglass Double Walled | 1999-04-21 |  | Double Walled | Pressurized
ADAIRSVILLE FINA | 5701 JOE FRANK HARRIS PKWY | ADAIRSVILLE | Bartow | 4080097 | 3 | [5 empty] | Removed from Ground | Kerosene | 1060 | Bare Steel | 1999-12-16 | 1999-12-16 | Galvanized Steel | Safe Suction (Euro)
PATTYS TRUCK STOP | 940 HWY 140 | ADAIRSVILLE | Bartow | 4080026 | 3 | Flapper Valve | 1992-03-17 | FALSE | 1992-03-17 | FALSE | Temporarily out of use | Diesel | 20000 | Steel-Impressed Current | 2013-01-16 |  | Steel (Impressed Current) | Pressurized
ADAIRSVILLE HIGH SCHOOL | PO BOX 968 | ADAIRSVILLE | Bartow | 4080004 | 2 | [5 empty] | Removed from Ground | Diesel | 6000 | Bare Steel | 1982-02-18 | 1899-12-31 | Galvanized Steel
WOMACK OIL/CLOSED PURE OIL STATI | 6349 JOE FRANK HARRIS PKWY | ADAIRSVILLE | Bartow | 9008045 | 3 | [5 empty] | Removed from Ground | Empty | 6000 | Not Marked/Unknown |  | 1899-12-31 | Not Marked
BST/ADAIRSVILLE CO/RE044 | 208 MAIN ST N | ADAIRSVILLE | Bartow | 9008028 | 1 | Flapper Valve | 1992-02-15 | FALSE | 1992-02-15 | FALSE | Currently in Use | Diesel | 1000 | Fiberglass Double Walled | 1992-02-15 |  | Copper | Suction (American)
MAPCO EXPRESS 3600 | 6434 JOE FRANK HARRIS PKWY | ADAIRSVILLE | Bartow | 9008054 | 2 | Ball Float | 1994-11-21 | FALSE | 1994-11-21 | FALSE | Currently in Use | Plus | 10278 | Composite | 1994-11-21 |  | Double-Walled Flex | Pressurized
JIMS TIRE AND AUTO | 5285 JOE FRANK HARRIS PARKWAY | ADAIRSVILLE | Bartow | 9008116 | 4 | [5 empty] | Permanently Out of Use - historical purposes | Kerosene | 550 | Bare Steel |  | 1899-12-31 | Unknown
QuikTrip #757 | 961 Hwy 140 NW | Adairsville | Bartow | 9008113 | 5 |  | 1999-09-01 | FALSE | 1999-09-01 | FALSE | Currently in Use | Diesel | 12000 | Fiberglass Double Walled | 1999-04-21 |  | Double Walled | Pressurized
QuikTrip #757 | 961 Hwy 140 NW | Adairsville | Bartow | 9008113 | 4 |  | 1999-09-01 | FALSE | 1999-09-01 | FALSE | Temporarily out of use | Gas (Historical Use) | 12000 | Fiberglass Double Walled | 1999-04-21 |  | Double Walled | Pressurized
ADAIRSVILLE VALERO | 926 GA HWY 140 @ I-75 | ADAIRSVILLE | Bartow | 4080079 | 2 | Flapper Valve | 1993-11-11 | FALSE | 1993-11-11 | FALSE | Currently in Use | Regular | 10000 | Fiberglass | 1985-06-01 |  | Double-Walled Flex | Pressurized
PATTYS TRUCK STOP | 940 HWY 140 | ADAIRSVILLE | Bartow | 4080026 | 1 |  |  | FALSE |  | FALSE | Removed from Ground | Gas (Historical Use) | 10000 | Bare Steel | 1972-01-10 | 1993-10-20 | Galvanized Steel | Pressurized
CARTERSVILLE COUNTRY CLUB | 1310 JOE FRANK HARRIS PKWY | CARTERSVILLE | Bartow | 9008040 | 2 | Flapper Valve | 1992-09-16 | FALSE | 1992-09-16 | FALSE | Removed from Ground | Diesel | 1000 | Galvanic (STIP-3) | 1992-09-16 |  | Fiberglass Reinforced Plastic | Safe Suction (Euro)
GA DOT 10605/BRIDGE SHOP | MARTIN RD @ 157 OLD MARTIN RD OF | CARTERSVILLE | Bartow | 80219 | 605D1 | [5 empty] | Removed from Ground | Diesel | 1000 | Cathodically Protected Steel | 1986-01-01 | 2001-05-21 | Galvanized Steel | Safe Suction (Euro)
MWC PROCEEDS INC/MIDWEST COAST T | US HWY 411 NORTH | CARTERSVILLE | Bartow | 80228 | 2 | [5 empty] | Removed from Ground | Diesel | 10000 | Bare Steel | 1970-01-05 | 1990-11-01 | Galvanized Steel
FORMER MORSE AUTOMOTIVE | 101 FRICTION DRIVE | CARTERSVILLE | Bartow | 80229 | 1 |  |  |  | 1986-01-01 |  | Closed in Ground | Other | 12000 | Bare Steel | 1986-05-21 | 1998-06-01 | Bare Steel | Suction (American)
CIRCLE K #2723639 | 1361 JOE FRANK HARRIS PKWY | CARTERSVILLE | Bartow | 7008001 | 3 | [5 empty] | Removed from Ground | Gas (Historical Use) | 5000 | Bare Steel | 1973-01-01 | 1993-03-17 | Bare Steel | Suction (American)
MEADOW GOLD DAIRY/BORDEN | MORNINGSIDE ST @ MOON & CHURCH | CARTERSVILLE | Bartow | 9000749 | 120.01 | [5 empty] | Removed from Ground | Diesel | 1000 | Bare Steel | 1980-01-01 | 1990-10-01 | Bare Steel
932 HWY 140 LLC | 932 HWY 140 | ADAIRSVILLE | Bartow | 80222 | 3 | Flapper Valve | 1995-11-08 | FALSE | 1995-11-08 | FALSE | Currently in Use | Premium | 10000 | Steel-Impressed Current | 1987-01-01 |  |  | Pressurized
932 HWY 140 LLC | 932 HWY 140 | ADAIRSVILLE | Bartow | 80222 | 1 | Flapper Valve | 1995-11-08 | FALSE | 1995-11-08 | FALSE | Currently in Use | Regular | 10000 | Steel-Impressed Current | 1987-01-01 |  |  | Pressurized
BILL & FAYS COUNTRY STORE | 6410 GA HWY 140 W | ADAIRSVILLE | Bartow | 9008008 | 2 | [5 empty] | Removed from Ground | Gas (Historical Use) | 1000 | Bare Steel | 1966-01-01 | 1999-09-21 | Galvanized Steel | Safe Suction (Euro)
CHEVRON FOOD MART | 7865 ADAIRSVILLE HWY | ADAIRSVILLE | Bartow | 9008046 | 4 | Flapper Valve | 1994-04-30 | FALSE | 1994-04-30 | FALSE | Currently in Use | Diesel | 8000 | Composite | 1994-04-30 |  | Fiberglass Reinforced Plastic | Pressurized
J&W GROCERY | NORTH MAIN ST BOX 3A RT 2 | ADAIRSVILLE | Bartow | 4080113 | 2 | [5 empty] | Removed from Ground | Gas (Historical Use) | 6000 | Bare Steel | 1985-02-20 | 1988-11-01 | Galvanized Steel
AT&T/ADAIRSVILLE | 4663 JOE FRANK HARRIS PKWY NW | ADAIRSVILLE | Bartow | 4080206 | 1 | [5 empty] | Removed from Ground | Diesel | 20000 | Bare Steel | 1957-01-01 | 1993-07-26 | Copper | Suction (American)
MARMAC OIL CO | 556 CASSVILLE RD | CARTERSVILLE | Bartow | 570166 | 1 |  | 1998-12-01 |  | 1998-12-01 |  | Removed from Ground | Gas (Historical Use) | 20000 | Steel-Impressed Current | 1977-01-01 | 2015-03-24 | Cathodically Protected | Pressurized
CYPRUS INDUSTRIAL MINERALS | 150 PAGA MINE RD | CARTERSVILLE | Bartow | 9000509 | 1 | [5 empty] | Removed from Ground | Gas (Historical Use) | 10000 | Bare Steel | 1970-02-12 | 1990-01-11 | Bare Steel
MEADOW GOLD DAIRY/BORDEN | MORNINGSIDE ST @ MOON & CHURCH | CARTERSVILLE | Bartow | 9000749 | 120.02 | [5 empty] | Removed from Ground | Gas (Historical Use) | 1000 | Bare Steel | 1980-01-01 | 1990-10-01 | Bare Steel
PALS FOOD MART | 225 E CHURCH ST | CARTERSVILLE | Bartow | 9008010 | 3 |  | 1997-10-14 |  |  |  | Removed from Ground | Gas (Historical Use) | 6110 | Cathodically Protected Steel | 1970-01-01 | 1997-09-01 | Galvanized Steel | Pressurized
CARTERSVILLE SHELL | 5629 GA HWY 20 NE | CARTERSVILLE | Bartow | 9008018 | 2 | Ball Float | 1989-01-01 | FALSE | 1989-01-01 | FALSE | Currently in Use | Regular | 12000 | Epoxy | 1989-01-01 |  | Fiberglass Reinforced Plastic | Pressurized
CASS WHITE BEER & TOBACCO | 998 CASS WHITE RD NE | CARTERSVILLE | Bartow | 9008019 | 2 | [5 empty] | Removed from Ground | Empty | 8000 | Bare Steel | 1980-01-01 | 1989-06-01 | Galvanized Steel
CASS WHITE BEER & TOBACCO | 998 CASS WHITE RD NE | CARTERSVILLE | Bartow | 9008019 | 157511 | Ball Float | 1986-01-01 | FALSE | 1986-01-01 | FALSE | Currently in Use | Gas (Historical Use) | 10000 | Epoxy | 1990-01-01 |  | Fiberglass Reinforced Plastic | Pressurized
SOUTHSIDE CHEVRON | 310 S TENNESSEE ST | CARTERSVILLE | Bartow | 9008025 | 1 |  | 1997-12-09 | FALSE | 1997-12-09 | FALSE | Removed from Ground |  | 2000 | Steel-Impressed Current | 2013-12-18 | 2017-10-06 | Fiberglass Reinforced Plastic | Pressurized
YASMIN INVESTMENTS | 794 CASS WHITE RD | CARTERSVILLE | Bartow | 9008032 | 1 | Ball Float | 1993-02-20 | FALSE | 1993-02-20 | FALSE | Currently in Use | Diesel | 10000 | Fiberglass | 1985-01-01 |  | Fiberglass Reinforced Plastic | Pressurized
CIRCLE K #2723639 | 1361 JOE FRANK HARRIS PKWY | CARTERSVILLE | Bartow | 7008001 | 6 | Ball Float | 1994-03-17 | FALSE | 1994-03-17 | FALSE | Currently in Use | Premium | 8000 | Composite | 1994-03-17 |  | Fiberglass Reinforced Plastic | Pressurized
CHEVRON FOOD MART | 7865 ADAIRSVILLE HWY | ADAIRSVILLE | Bartow | 9008046 | 3 | Ball Float | 1994-04-30 | FALSE | 1994-04-30 | FALSE | Currently in Use | Premium | 8000 | Composite | 1994-04-30 |  | Fiberglass Reinforced Plastic | Pressurized
ADAIRSVILLE VALERO | 926 GA HWY 140 @ I-75 | ADAIRSVILLE | Bartow | 4080079 | 5 | [5 empty] | Removed from Ground | Other | 50 | Bare Steel | 1971-07-16 | 1984-01-01 | Galvanized Steel
ADAIRSVILLE VALERO | 926 GA HWY 140 @ I-75 | ADAIRSVILLE | Bartow | 4080079 | 4 |  |  | TRUE |  | TRUE | Removed from Ground | Used Oil | 1000 | Fiberglass | 1985-04-21 | 1993-08-18 | Fiberglass Reinforced Plastic | Gravity Fed
QUICKFUEL | 445 S ERWIN ST | CARTERSVILLE | Bartow | 80211 | 3 | Ball Float | 2003-09-01 | FALSE | 2003-09-01 | FALSE | Currently in Use | Regular | 12000 | Composite | 2003-09-01 |  |  | Pressurized
WOMACK OIL/CLOSED PURE OIL STATI | 6349 JOE FRANK HARRIS PKWY | ADAIRSVILLE | Bartow | 9008045 | 2 | [5 empty] | Removed from Ground | Empty | 6000 | Not Marked/Unknown |  | 1899-12-31 | Not Marked
EVANS AUTO REPAIR | 528 JOE FRANK HARRIS PKWY | ADAIRSVILLE | Bartow | 9008112 | 1 | [5 empty] | Permanently Out of Use - historical purposes | Empty | 0 | Bare Steel |  | 1899-12-31 | Bare Steel
JORDON'S GULF | NORTH MAIN ST | ADAIRSVILLE | Bartow | 4080091 | 3 | [5 empty] | Removed from Ground | Gas (Historical Use) | 2000 | Bare Steel | 1982-04-23 | 1988-12-13 | Galvanized Steel
QuikTrip #757 | 961 Hwy 140 NW | Adairsville | Bartow | 9008113 | 3 |  | 1999-09-01 | FALSE | 1999-09-01 | FALSE | Currently in Use | Gas (Historical Use) | 12000 | Fiberglass Double Walled | 1999-04-21 |  | Double Walled | Pressurized
ADAIRSVILLE FINA | 5701 JOE FRANK HARRIS PKWY | ADAIRSVILLE | Bartow | 4080097 | 2 | [5 empty] | Removed from Ground | Gas (Historical Use) | 1060 | Bare Steel | 1999-12-16 | 1999-12-16 | Galvanized Steel | Safe Suction (Euro)
EXXON STATION #55501 | I-75 & GA HWY 140 | ADAIRSVILLE | Bartow | 4080089 | 2 | [5 empty] | Removed from Ground | Gas (Historical Use) | 6000 | Cathodically Protected Steel | 1969-03-10 | 1988-09-07 | Fiberglass Reinforced Plastic
BILL & FAYS COUNTRY STORE | 6410 GA HWY 140 W | ADAIRSVILLE | Bartow | 9008008 | 3 | [5 empty] | Removed from Ground | Gas (Historical Use) | 500 | Bare Steel | 1966-01-01 | 1999-09-21 | Galvanized Steel | Safe Suction (Euro)
EXXON STATION #55501 | I-75 & GA HWY 140 | ADAIRSVILLE | Bartow | 4080089 | 3 | [5 empty] | Removed from Ground | Gas (Historical Use) | 6000 | Cathodically Protected Steel | 1969-03-10 | 1988-09-07 | Fiberglass Reinforced Plastic
PATTYS TRUCK STOP | 940 HWY 140 | ADAIRSVILLE | Bartow | 4080026 | 6 | Flapper Valve | 1993-11-19 | FALSE | 1993-11-19 | FALSE | Currently in Use | Diesel | 20000 | Steel-Impressed Current | 2013-01-16 |  | Steel (Impressed Current) | Pressurized
PATTYS TRUCK STOP | 940 HWY 140 | ADAIRSVILLE | Bartow | 4080026 | 2 | Flapper Valve | 1992-03-17 | FALSE | 1992-03-17 | FALSE | Temporarily out of use | Diesel | 20000 | Steel-Impressed Current | 2013-01-16 |  | Steel (Impressed Current) | Pressurized
CITY OF ADAIRSVILLE | UNKNOWN | ADAIRSVILLE | Bartow | 84215 | 1 | [5 empty] | Removed from Ground | Gas (Historical Use) | 1065 | Bare Steel | 1974-06-16 | 1986-11-30 | Galvanized Steel
HOWELL SVC STA | US HWY 41 @ MOON ST | CARTERSVILLE | Bartow | 4080021 | 5 | [5 empty] | Removed from Ground | Empty | 500 | Bare Steel | 1966-01-09 | 1996-09-12 | Galvanized Steel
WEST SIDE SHELL SVC STA | WEST AVE | CARTERSVILLE | Bartow | 4080029 | 1 | [5 empty] | Removed from Ground | Gas (Historical Use) | 1000 | Bare Steel | 1966-01-09 | 1999-02-08 | Galvanized Steel | Safe Suction (Euro)
GA STATE PATROL POST 3 | US HWY 41 RT 7 | CARTERSVILLE | Bartow | 4080032 | 1 | [5 empty] | Removed from Ground | Gas (Historical Use) | 3000 | Bare Steel | 1973-03-04 | 2002-06-16 | Galvanized Steel
SOUTHERN MACH & FAB CO INC | 18 COMMERCE DR | CARTERSVILLE | Bartow | 4080039 | 1 | [5 empty] | Removed from Ground | Gas (Historical Use) | 3000 | Bare Steel | 1981-02-26 | 1999-03-01 | Galvanized Steel | Suction (American)
THRALL CAR MANUFACTURING CO | 190 OLD GRASSDALE RD | CARTERSVILLE | Bartow | 4080043 | 1 | [5 empty] | Removed from Ground | Diesel | 3000 | Bare Steel | 1979-01-16 | 1989-07-01 | Galvanized Steel
RYDER TRUCK RENTAL INC #0470 | 1 SWISHER DR | CARTERSVILLE | Bartow | 4080048 | 3 | [5 empty] | Removed from Ground | Other | 6000 | Bare Steel | 1974-03-14 | 1993-05-27 | Galvanized Steel
CORPS OF ENG/ALLATOONA LAKE | GA HWY 294 NORTH | CARTERSVILLE | Bartow | 4080062 | 2 | [5 empty] | Removed from Ground | Diesel | 500 | Bare Steel | 1956-04-07 | 1987-04-01 | Galvanized Steel
MAPCO EXPRESS INC #3529 | 118 TENNESSEE ST | CARTERSVILLE | Bartow | 4080065 | 2 | Flapper Valve | 1985-01-01 | FALSE | 1985-01-01 | FALSE | Currently in Use | Plus | 9728 | Fiberglass Double Walled | 1985-04-15 |  | Double-Walled Fiberglass | Pressurized
GA FC-BARTOW CO UNIT | 1005 NORTH TENNESSEE RD | CARTERSVILLE | Bartow | 4080069 | 204706 |  | 1992-07-08 |  | 1992-07-08 |  | Removed from Ground | Gas (Historical Use) | 1000 | Galvanic (STIP-3) | 1992-07-08 | 2002-06-15 | Cathodically Protected | Safe Suction (Euro)
GA DOT/CARTERSVILLE HQ MAINT ACT | MARTIN RD @ US HWY 411 | CARTERSVILLE | Bartow | 4080073 | 1001401 | [5 empty] | Removed from Ground | Gas (Historical Use) | 1000 | Bare Steel | 1993-02-02 | 1993-02-02 | Galvanized Steel
BURNT HICKORY GROCERY | 805 BURNT HICKORY RD | CARTERSVILLE | Bartow | 4080087 | 3 |  | 1995-11-01 |  | 1995-11-01 |  | Removed from Ground | Gas (Historical Use) | 6000 | Cathodically Protected Steel | 1985-04-05 | 2010-02-25 | Cathodically Protected | Pressurized
RED TOP TEXACO | 300 RED TOP MOUNTAIN RD | CARTERSVILLE | Bartow | 4080110 | 1 | Ball Float | 1996-03-01 | FALSE | 1996-03-01 | FALSE | Currently in Use | Gas (Historical Use) | 8000 | Steel-Impressed Current | 1982-09-12 |  | Steel (Impressed Current) | Pressurized
INGLES GAS EXPRESS #476 | 825 WEST AVE | CARTERSVILLE | Bartow | 10001141 | 3 | Flapper Valve | 2006-06-06 | FALSE | 2006-06-06 | FALSE | Currently in Use | Gas (Historical Use) | 25000 | Fiberglass Double Walled | 2006-06-02 |  | Double-Walled Fiberglass | Pressurized
SHELL TRAVEL CENTER | 1340 E MAIN ST | CARTERSVILLE | Bartow | 10000346 | 3 | Ball Float | 2003-01-09 | FALSE | 2003-01-09 | FALSE | Currently in Use | Diesel | 15000 | Fiberglass | 2003-01-09 |  | Double-Walled Fiberglass | Pressurized
BURNT HICKORY FOOD MART #361 | 804 BURNT HICKORY RD | CARTERSVILLE | Bartow | 10001489 | 2A | Flapper Valve | 2007-12-01 | FALSE | 2007-12-01 | FALSE | Currently in Use | Premium | 4000 | Composite Double Walled | 2007-12-01 |  | Double-Walled Flex | Pressurized
INGLES GAS EXPRESS #76 | 879 JOE FRANK HARRIS PKWY | CARTERSVILLE | Bartow | 10002587 | 1A | Flapper Valve | 2016-07-29 | FALSE |  | FALSE | Currently in Use | Regular | 25000 | Fiberglass Double Walled | 2016-07-29 |  | Double-Walled Flex | Pressurized
CASSVILLE COMPREHENSIVE HIGH SCH | 738 GRASSDALE ROAD | CARTERSVILLE | Bartow | 9008086 | 1 | [5 empty] | Removed from Ground | Diesel | 10000 | Not Marked/Unknown |  | 1899-12-31 | Not Marked
COWBOYS #9 | 2310 US HWY 411 & I-75 | CARTERSVILLE | Bartow | 9008095 | 1 | [5 empty] | Removed from Ground | Gas (Historical Use) | 10000 | Fiberglass | 1997-10-22 | 1997-10-22 | Galvanized Steel | Pressurized
Kwik Serv 19 | 496 E MAIN ST | CARTERSVILLE | Bartow | 9008100 | 4 |  | 1996-12-17 | FALSE | 1996-12-17 | FALSE | Currently in Use | Diesel | 8000 | Composite | 1996-11-01 |  | Double-Walled Fiberglass | Pressurized
GRASSDALE CHEVRON | 1370 JFH PKWY | CARTERSVILLE | Bartow | 4080117 | 1 |  | 1998-04-08 |  | 1998-04-08 |  | Removed from Ground | Diesel | 3000 | Steel-Impressed Current | 1969-02-20 | 2014-11-21 | Fiberglass Reinforced Plastic | Pressurized
RED BARN GROCERY | 1348 CASSVILLE RD NW | CARTERSVILLE | Bartow | 4080120 | 5 |  | 1993-06-01 | FALSE | 1993-06-01 | FALSE | Currently in Use | Premium | 6000 | Galvanic (STIP-3) | 1993-06-01 |  | Double-Walled Fiberglass | Pressurized
SHORT WAY | 1204 WEST AVE | CARTERSVILLE | Bartow | 4080127 | 12002 | Ball Float | 1997-12-20 | FALSE | 1997-12-20 | FALSE | Currently in Use | Premium | 10027 | Steel-Impressed Current | 1982-04-28 |  | Fiberglass Reinforced Plastic | Pressurized
SHORT N EASY FOOD MART | 429 GRASSDALE RD | CARTERSVILLE | Bartow | 4080130 | 10001 | Ball Float | 1997-08-01 | FALSE | 1997-08-01 | FALSE | Currently in Use | Regular | 10134 | Steel-Impressed Current | 1981-04-28 |  | Fiberglass Reinforced Plastic | Pressurized
LUCKYS CAR WASH | 142 CASSVILLE RD | CARTERSVILLE | Bartow | 4080136 | 1 | [5 empty] | Closed in Ground | Gas (Historical Use) | 1000 | Bare Steel | 1970-05-08 | 2000-08-17 | Bare Steel | Suction (American)
ROBERT A JAMISON | 5665 JOE FRANK HARRIS PKWY | ADAIRSVILLE | Bartow | 4080173 | 2 | [5 empty] | Removed from Ground | Gas (Historical Use) | 1000 | Bare Steel | 1971-05-08 | 1999-10-19 | Galvanized Steel | Safe Suction (Euro)
TNH2366 LLC | 2366 B HWY 113 | TAYLORSVILLE | Bartow | 9008058 | 6C | Flapper Valve | 2021-02-01 | FALSE | 2021-03-01 | FALSE | Currently in Use | Diesel On Road | 4000 | Composite Double Walled | 2021-01-04 |  | Double-Walled Fiberglass | Pressurized
MURPHY USA 5503 | 125 MARKETPLACE BLVD | CARTERSVILLE | Bartow | 9008102 | 2 | Flapper Valve | 1997-10-07 | FALSE | 1997-10-07 | FALSE | Currently in Use | Premium | 12000 | Tank Jacket | 1997-10-01 |  | Double-Walled Flex | Pressurized
SHAW INDUSTRIES PLANT #62 | OLD MILL RD | CARTERSVILLE | Bartow | 9008047 | 1 | [5 empty] | Removed from Ground | Diesel | 1000 | Bare Steel | 1994-07-01 | 1994-07-01 | Bare Steel | Gravity Fed
PALS FOOD MART | 225 E CHURCH ST | CARTERSVILLE | Bartow | 9008010 | 2 |  | 1997-10-14 |  |  |  | Removed from Ground | Gas (Historical Use) | 8000 | Cathodically Protected Steel | 1970-01-01 | 1997-09-01 | Galvanized Steel | Pressurized
ALLIED READYMIX INC | 144 CASSVILLE RD | CARTERSVILLE | Bartow | 9008012 | 1 |  | 1998-04-15 |  | 1998-04-15 |  | Removed from Ground | Diesel | 10000 | Cathodically Protected Steel | 1990-01-01 | 2003-08-21 | Double Walled | Pressurized
SANDYS GROCERY | 1572 JOE FRANK HARRIS PKWY | CARTERSVILLE | Bartow | 9008027 | 5 |  | 2000-06-01 | FALSE | 2000-06-01 | FALSE | Removed from Ground | Gas (Historical Use) | 4032 |  | 2000-06-01 | 2008-06-13 |  | Pressurized
SANDYS GROCERY | 1572 JOE FRANK HARRIS PKWY | CARTERSVILLE | Bartow | 9008027 | 4 |  | 1998-12-01 | FALSE | 1998-12-01 | FALSE | Removed from Ground | Diesel | 6048 | Steel-Impressed Current | 1979-01-01 | 2008-06-13 |  | Pressurized
RED CARPET INN | 851 CASS WHITE RD | CARTERSVILLE | Bartow | 9008034 | 3 | [5 empty] | Removed from Ground | Gas (Historical Use) | 10000 | Not Marked/Unknown | 1998-07-01 | 1998-07-01 | Not Marked
DAVID JOSEPH CO | PEEPLES VALLEY RD @ GRASSDALE | CARTERSVILLE | Bartow | 80221 | 1 | [5 empty] | Removed from Ground | Diesel | 2000 | Bare Steel | 1977-01-03 | 1987-04-30 | Galvanized Steel
WOMACK OIL/CLOSED PURE OIL STATI | 6349 JOE FRANK HARRIS PKWY | ADAIRSVILLE | Bartow | 9008045 | 4 | [5 empty] | Removed from Ground | Empty | 1000 | Not Marked/Unknown |  | 1899-12-31 | Not Marked
BLUE CIRCLE INC/ADAIRSVILLE QUAR | HALL STATION RD | ADAIRSVILLE | Bartow | 9008003 | 1 |  |  | TRUE |  | TRUE | Removed from Ground | Used Oil | 3500 | Bare Steel | 1977-01-01 | 1990-08-13 | Galvanized Steel
QuikTrip #757 | 961 Hwy 140 NW | Adairsville | Bartow | 9008113 | 8 |  | 1999-09-01 | FALSE | 1999-09-01 | FALSE | Currently in Use | Diesel | 12000 | Fiberglass Double Walled | 1999-04-21 |  | Double Walled | Pressurized
QuikTrip #757 | 961 Hwy 140 NW | Adairsville | Bartow | 9008113 | 6 |  | 1999-09-01 | FALSE | 1999-09-01 | FALSE | Currently in Use | Diesel | 12000 | Fiberglass Double Walled | 1999-04-21 |  | Double Walled | Pressurized
EXXON STATION #55501 | I-75 & GA HWY 140 | ADAIRSVILLE | Bartow | 4080089 | 1 |  |  | TRUE |  | TRUE | Removed from Ground | Used Oil | 1000 | Cathodically Protected Steel | 1969-03-10 | 1988-09-07 | Galvanized Steel
COUNTRY STORE | 5871 GLADE RD | ACWORTH | Bartow | 4080162 | 3 | [5 empty] | Removed from Ground | Empty | 2000 | Bare Steel | 1970-04-25 | 1996-12-01 | Galvanized Steel | Suction (American)
L A KENNEDY GARAGE | MAIN ST | ACWORTH | Bartow | 4080144 | 1 | [5 empty] | Removed from Ground | Empty | 1000 | Bare Steel | 1956-05-05 | 1987-02-01 | Galvanized Steel | Suction (American)
COUNTRY STORE | 5871 GLADE RD | ACWORTH | Bartow | 4080162 | 4 | [5 empty] | Removed from Ground | Empty | 1000 | Bare Steel | 1982-04-25 | 1996-12-01 | Galvanized Steel | Suction (American)
Lee's Grocery | 5634 Third Army Road | Acworth | Bartow | 4080112 | 3 | [5 empty] | Removed from Ground | Gas (Historical Use) | 1000 | Bare Steel | 1974-02-20 | 1992-04-01 | Galvanized Steel
Lee's Grocery | 5634 Third Army Road | Acworth | Bartow | 4080112 | D7B |  | 2005-04-10 | FALSE | 2005-04-10 | FALSE | Currently in Use | Plus | 1000 | Composite | 2005-04-10 |  | Fiberglass Reinforced Plastic | Pressurized
LAKESIDE CENTER STORE | 6817 N MAIN STREET | ACWORTH | Bartow | 9008099 | 4A | Flapper Valve | 2007-10-12 | FALSE | 2007-10-12 | FALSE | Currently in Use | Premium | 10000 | Fiberglass Double Walled | 2007-12-01 |  | Double-Walled Fiberglass | Pressurized
Gas Express #264 | 5365 Allatoona Gtwy | ACWORTH | Bartow | 9008038 | 3 |  | 1994-04-01 |  | 1994-04-01 |  | Currently in Use | Diesel | 8000 | Composite | 1994-04-01 |  | Fiberglass Reinforced Plastic | Pressurized
COLLINS GROCERY | 6646 Glade Rd | Acworth | Bartow | 4080119 | 2 |  | 1998-06-01 | FALSE | 1998-06-01 | FALSE | Closed in Ground | Gas (Historical Use) | 6000 |  | 1985-02-20 | 2018-03-08 | Flex | Pressurized
HOLIDAY MARINA HARBOR | 5989 GROOVERS LANDING RD | ACWORTH | Bartow | 4080047 | 2 | Flapper Valve | 1999-08-01 | FALSE | 1999-08-01 | FALSE | Currently in Use | Regular | 5000 | Steel-Impressed Current | 1981-03-06 |  | Fiberglass Reinforced Plastic | Pressurized
PARMAR UNITED INC | 5375 GLADE RD | ACWORTH | Bartow | 4080014 | 2703 |  | 1986-01-01 | FALSE | 1992-03-15 | FALSE | Currently in Use | Diesel | 6000 | Galvanic (STIP-3) | 1986-01-01 |  | Fiberglass Reinforced Plastic | Pressurized
Lee's Grocery | 5634 Third Army Road | Acworth | Bartow | 4080112 | 7A |  | 2005-04-10 | FALSE | 2005-04-10 | FALSE | Currently in Use | Premium | 3000 | Composite | 2005-04-10 |  | Fiberglass Reinforced Plastic | Pressurized
YOUNGIN ENTERPRISE LLC | 5890 GLADE RD STE 108 | ACWORTH | Bartow | 282001 | 5 | Flapper Valve | 1998-07-09 | FALSE | 1998-07-09 | FALSE | Currently in Use | Diesel | 1020 | Steel-Impressed Current | 1987-11-04 |  | Fiberglass Reinforced Plastic | Pressurized
PARMAR UNITED INC | 5375 GLADE RD | ACWORTH | Bartow | 4080014 | 2702 |  | 1986-01-01 | FALSE | 1992-03-15 | FALSE | Currently in Use | Premium | 10000 | Galvanic (STIP-3) | 1986-01-01 |  | Fiberglass Reinforced Plastic | Pressurized
Lee's Grocery | 5634 Third Army Road | Acworth | Bartow | 4080112 | 2 | [5 empty] | Removed from Ground | Gas (Historical Use) | 2000 | Bare Steel | 1974-02-20 | 1992-04-01 | Galvanized Steel
YOUNGIN ENTERPRISE LLC | 5890 GLADE RD STE 108 | ACWORTH | Bartow | 282001 | 3 |  | 1998-07-09 | FALSE | 1998-07-09 | FALSE | Currently in Use | Premium | 8000 | Steel-Impressed Current | 1987-11-04 |  | Steel (Impressed Current) | Pressurized
COUNTRY STORE | 5871 GLADE RD | ACWORTH | Bartow | 4080162 | 1 | [5 empty] | Removed from Ground | Empty | 4000 | Bare Steel | 1982-04-25 | 1996-12-01 | Galvanized Steel | Suction (American)
Lee's Grocery | 5634 Third Army Road | Acworth | Bartow | 4080112 | 8B |  | 2007-01-28 | FALSE | 2007-01-28 | FALSE | Currently in Use | Plus | 5000 | Composite | 2007-01-28 |  | Flex | Pressurized
Lee's Grocery | 5634 Third Army Road | Acworth | Bartow | 4080112 | 1 | [5 empty] | Removed from Ground | Gas (Historical Use) | 2000 | Bare Steel | 1984-02-21 | 1992-04-01 | Galvanized Steel
YOUNGIN ENTERPRISE LLC | 5890 GLADE RD STE 108 | ACWORTH | Bartow | 282001 | 2 |  | 1998-07-09 | FALSE | 1998-07-09 | FALSE | Currently in Use | Plus | 8000 | Steel-Impressed Current | 1987-11-04 |  | Steel (Impressed Current) | Pressurized
L A KENNEDY GARAGE | MAIN ST | ACWORTH | Bartow | 4080144 | 2 | [5 empty] | Removed from Ground | Empty | 1000 | Bare Steel | 1956-05-05 | 1987-02-01 | Galvanized Steel | Suction (American)
COUNTRY STORE | 5871 GLADE RD | ACWORTH | Bartow | 4080162 | 2 | [5 empty] | Removed from Ground | Empty | 2000 | Bare Steel | 1970-04-25 | 1996-12-01 | Galvanized Steel | Suction (American)
Lee's Grocery | 5634 Third Army Road | Acworth | Bartow | 4080112 | 6 |  | 1992-05-12 | FALSE | 1992-05-12 | FALSE | Temporarily out of use | Kerosene | 1000 | Galvanic (STIP-3) | 1992-05-15 |  | Fiberglass Reinforced Plastic | Safe Suction (Euro)
LAKESIDE CENTER STORE | 6817 N MAIN STREET | ACWORTH | Bartow | 9008099 | 3 | [5 empty] | Removed from Ground | Gas (Historical Use) | 1000 | Bare Steel | 1998-12-30 | 1998-12-30 | Galvanized Steel | Suction (American)
Gas Express #264 | 5365 Allatoona Gtwy | ACWORTH | Bartow | 9008038 | 4 |  | 1994-04-01 |  | 1994-04-01 |  | Currently in Use | Kerosene | 2000 | Composite | 1994-04-01 |  | Fiberglass Reinforced Plastic | Pressurized
COLLINS GROCERY | 6646 Glade Rd | Acworth | Bartow | 4080119 | 5 |  | 2004-05-23 | FALSE | 2004-05-23 | FALSE | Currently in Use | Diesel | 4000 | Composite | 2004-05-23 |  | Flex | Pressurized
LAKESIDE CENTER STORE | 6817 N MAIN STREET | ACWORTH | Bartow | 9008099 | 4B | Flapper Valve | 2007-10-12 | FALSE | 2007-10-12 | FALSE | Currently in Use | Plus | 2000 | Fiberglass Double Walled | 2007-12-01 |  | Double-Walled Fiberglass | Pressurized
LAKESIDE CENTER STORE | 6817 N MAIN STREET | ACWORTH | Bartow | 9008099 | 1 | [5 empty] | Removed from Ground | Gas (Historical Use) | 1000 | Bare Steel | 1998-12-30 | 1998-12-30 | Galvanized Steel | Suction (American)
Lee's Grocery | 5634 Third Army Road | Acworth | Bartow | 4080112 | 8A |  | 2007-01-28 | FALSE | 2007-01-28 | FALSE | Currently in Use | Regular | 10000 | Composite | 2007-01-28 |  | Flex | Pressurized
COLLINS GROCERY | 6646 Glade Rd | Acworth | Bartow | 4080119 | 1 |  | 1998-06-01 | FALSE | 1998-06-01 | FALSE | Currently in Use | Regular | 6000 | Steel-Impressed Current | 1985-02-20 |  | Flex | Pressurized
COLLINS GROCERY | 6646 Glade Rd | Acworth | Bartow | 4080119 | 4 |  | 1998-06-01 | FALSE | 1998-06-01 | FALSE | Removed from Ground | Kerosene | 1000 |  | 1985-02-20 | 2018-03-05 |  | Safe Suction (Euro)
PARMAR UNITED INC | 5375 GLADE RD | ACWORTH | Bartow | 4080014 | 2701 |  | 1986-01-01 | FALSE | 1992-03-15 | FALSE | Currently in Use | Regular | 10000 | Galvanic (STIP-3) | 1986-01-01 |  | Fiberglass Reinforced Plastic | Pressurized
Lee's Grocery | 5634 Third Army Road | Acworth | Bartow | 4080112 | 5 |  | 1992-05-12 | FALSE | 1992-05-12 | FALSE | Temporarily out of use | Diesel Off Road | 2000 | Galvanic (STIP-3) | 1992-05-15 |  | Fiberglass Reinforced Plastic | Safe Suction (Euro)
Lee's Grocery | 5634 Third Army Road | Acworth | Bartow | 4080112 | 4 |  | 1992-05-12 | FALSE | 1992-05-12 | FALSE | Currently in Use | Diesel | 2000 | Galvanic (STIP-3) | 1992-05-15 |  | Fiberglass Reinforced Plastic | Safe Suction (Euro)
Gas Express #264 | 5365 Allatoona Gtwy | ACWORTH | Bartow | 9008038 | 2 |  | 1994-04-01 |  | 1994-04-01 |  | Currently in Use | Gas (Historical Use) | 10000 | Composite | 1994-04-01 |  | Fiberglass Reinforced Plastic | Pressurized
LAKESIDE CENTER STORE | 6817 N MAIN STREET | ACWORTH | Bartow | 9008099 | 2 | [5 empty] | Removed from Ground | Gas (Historical Use) | 1000 | Bare Steel | 1998-12-30 | 1998-12-30 | Galvanized Steel | Suction (American)
Gas Express #264 | 5365 Allatoona Gtwy | ACWORTH | Bartow | 9008038 | 1 |  | 1994-04-01 |  | 1994-04-01 |  | Currently in Use | Gas (Historical Use) | 15000 | Composite | 1994-04-01 |  | Fiberglass Reinforced Plastic | Pressurized
YOUNGIN ENTERPRISE LLC | 5890 GLADE RD STE 108 | ACWORTH | Bartow | 282001 | 4 | Flapper Valve | 1998-07-09 | FALSE | 1998-07-09 | FALSE | Currently in Use |  | 2005 | Steel-Impressed Current | 1987-11-04 |  |  | Suction (American)
HOLIDAY MARINA HARBOR | 5989 GROOVERS LANDING RD | ACWORTH | Bartow | 4080047 | 1 | Flapper Valve | 1999-08-01 | FALSE | 1999-08-01 | FALSE | Currently in Use | Regular | 5000 | Steel-Impressed Current | 1981-03-06 |  | Fiberglass Reinforced Plastic | Pressurized
LAKESIDE CENTER STORE | 6817 N MAIN STREET | ACWORTH | Bartow | 9008099 | 6 | Flapper Valve | 2007-10-12 | FALSE | 2007-10-12 | FALSE | Currently in Use | Regular | 6000 | Fiberglass Double Walled | 2007-12-01 |  | Double-Walled Fiberglass | Pressurized
CARTERSVILLE FOOD MART | 146 SOUTH TENNESSEE ST | CARTERSVILLE | Bartow | 4080184 | 2 |  | 1998-12-01 |  | 1998-12-01 |  | Closed in Ground | Gas (Historical Use) | 560 | Steel-Impressed Current | 1962-04-28 | 1899-12-31 | Cathodically Protected | Suction (American)
COASTAL FOOD MART | 123 N TENNESSEE ST | CARTERSVILLE | Bartow | 4080138 | 3 |  | 1997-07-12 |  | 1997-07-12 |  | Removed from Ground | Gas (Historical Use) | 6000 | Steel-Impressed Current | 1984-05-08 | 2016-12-09 | Cathodically Protected | Pressurized
SUGAR VALLEY QUICK MART | 1061 SUGAR VALLEY RD SW | CARTERSVILLE | Bartow | 4080155 | 4 | Ball Float | 1997-02-01 | FALSE | 1997-02-01 | FALSE | Currently in Use | Premium | 8000 | Fiberglass | 1997-02-01 |  | Fiberglass Reinforced Plastic | Pressurized
JO-JO's MARKET | 851 EUHARLEE RD SW | CARTERSVILLE | Bartow | 4080160 | 8B | Flapper Valve | 2023-12-07 | FALSE | 2023-12-07 | FALSE | Currently in Use | Premium | 4000 | Composite Double Walled | 2023-12-07 |  | Double-Walled Fiberglass | Pressurized
FIRST BRANDS CORPORATION | 101 OLD MILL RD | CARTERSVILLE | Bartow | 4080194 | 3 |  |  | TRUE |  | TRUE | Removed from Ground | Used Oil | 500 | Bare Steel | 1978-04-29 | 1988-01-03 | Not Marked
ENTERPRISE VENTURE STORE #2 | 1277 NE TENN ST | CARTERSVILLE | Bartow | 4080016 | 1 | [5 empty] | Removed from Ground | Gas (Historical Use) | 6000 | Bare Steel | 1978-01-09 | 1899-12-31 | Galvanized Steel | Pressurized
JAT OIL, INC. | 651 JOE FRANK HARRIS PKWY | CARTERSVILLE | Bartow | 4080017 | 2 | Flapper Valve | 1995-01-10 | FALSE | 1995-01-10 | FALSE | Currently in Use | Regular | 15000 | Steel-Impressed Current | 1966-01-08 |  | Fiberglass Reinforced Plastic | Pressurized
JAT OIL, INC. | 651 JOE FRANK HARRIS PKWY | CARTERSVILLE | Bartow | 4080017 | 2 | Flapper Valve | 1995-01-10 | FALSE | 1995-01-10 | FALSE | Currently in Use | Regular | 15000 | Steel-Impressed Current | 1966-01-08 |  | Fiberglass Reinforced Plastic | Pressurized
PANDEL INC/COMPO INDUSTRIES INC | 21 RIVER DR | CARTERSVILLE | Bartow | 4080192 | 5 | [5 empty] | Removed from Ground | Other | 7243 | Bare Steel | 1976-05-07 | 1988-12-01 | Galvanized Steel
PANDEL INC/COMPO INDUSTRIES INC | 21 RIVER DR | CARTERSVILLE | Bartow | 4080192 | 4 | [5 empty] | Removed from Ground | Other | 7243 | Bare Steel | 1976-05-07 | 1988-12-01 | Galvanized Steel
SUGAR VALLEY QUICK MART | 1061 SUGAR VALLEY RD SW | CARTERSVILLE | Bartow | 4080155 | 1 | [5 empty] | Removed from Ground | Gas (Historical Use) | 2000 | Bare Steel | 1982-04-25 | 1997-02-01 | Galvanized Steel | Suction (American)
JO-JO's MARKET | 851 EUHARLEE RD SW | CARTERSVILLE | Bartow | 4080160 | 6 | Ball Float | 2010-04-01 | FALSE | 2010-04-01 | FALSE | Currently in Use | Gas (Historical Use) | 5000 | Tank Jacket Double Walled | 2010-04-01 |  | Double-Walled Fiberglass | Pressurized
ENTERPRISE VENTURE #4 | 108 E MAIN ST | CARTERSVILLE | Bartow | 4080018 | 7 | [5 empty] | Removed from Ground | Gas (Historical Use) | 10000 | Bare Steel | 1986-12-31 | 1998-12-22 | Galvanized Steel | Pressurized
ENTERPRISE VENTURE #4 | 108 E MAIN ST | CARTERSVILLE | Bartow | 4080018 | 5 | [5 empty] | Removed from Ground | Empty | 2000 | Bare Steel | 1947-12-31 | 1986-10-15 | Galvanized Steel
ENTERPRISE VENTURE #4 | 108 E MAIN ST | CARTERSVILLE | Bartow | 4080018 | 4 | [5 empty] | Removed from Ground | Diesel | 2000 | Bare Steel | 1947-12-31 | 1986-10-15 | Galvanized Steel
CHEMICAL PRODUCTS CORP | 102 OLD MILL RD | CARTERSVILLE | Bartow | 4080067 | 3 | [5 empty] | Removed from Ground | Gas (Historical Use) | 6000 | Bare Steel | 1974-04-15 | 1991-07-03 | Galvanized Steel
GA FC-BARTOW CO UNIT | 1005 NORTH TENNESSEE RD | CARTERSVILLE | Bartow | 4080069 | 2 | [5 empty] | Removed from Ground | Gas (Historical Use) | 2000 | Bare Steel | 1977-01-07 | 1992-07-08 | Galvanized Steel | Safe Suction (Euro)
GA DOT 6015001/DIST 6 OFFICE | 500 JOE FRANK HARRIS PKWY (FRONT | CARTERSVILLE | Bartow | 4080075 | 6015001 | [5 empty] | Removed from Ground | Diesel | 2000 | Bare Steel | 1964-02-08 | 1899-12-31 | Unknown
PARKWAY MINI MART | 730 JFH PKWY | CARTERSVILLE | Bartow | 4080098 | 4 | [5 empty] | Removed from Ground | Diesel | 1000 | Bare Steel | 1976-02-26 | 1990-01-01 | Galvanized Steel | Suction (American)
GILREATH OIL CO | 726 JOE FRANK HARRIS PKWY | CARTERSVILLE | Bartow | 4080099 | 6 | Flapper Valve | 1998-12-10 | FALSE | 1998-12-10 | FALSE | Removed from Ground | Diesel | 4000 | Steel-Impressed Current | 1981-02-25 |  |  | Pressurized
QUICK MART | 423 N TENNESSEE ST | CARTERSVILLE | Bartow | 4080115 | 3 | Flapper Valve | 1998-04-08 | FALSE | 1998-04-08 | FALSE | Currently in Use | Premium | 6000 | Steel-Impressed Current | 1982-02-20 |  | Fiberglass Reinforced Plastic | Pressurized
GRASSDALE CHEVRON | 1370 JFH PKWY | CARTERSVILLE | Bartow | 4080117 | 2 |  | 1998-04-08 |  | 1998-04-08 |  | Removed from Ground | Gas (Historical Use) | 6000 | Steel-Impressed Current | 1969-02-20 | 2014-11-21 | Fiberglass Reinforced Plastic | Pressurized
PANDEL INC/COMPO INDUSTRIES INC | 21 RIVER DR | CARTERSVILLE | Bartow | 4080192 | 3 | [5 empty] | Removed from Ground | Other | 6000 | Bare Steel | 1976-05-07 | 1988-12-01 | Galvanized Steel
CARTERSVILLE FOOD MART | 146 SOUTH TENNESSEE ST | CARTERSVILLE | Bartow | 4080184 | 1 |  | 1998-12-01 |  | 1998-12-01 |  | Closed in Ground | Gas (Historical Use) | 1020 | Steel-Impressed Current | 1962-04-28 | 1899-12-31 | Cathodically Protected | Suction (American)
COCHRAN OLDSMOBILE INC | 352 NORTH TENNESSEE ST | CARTERSVILLE | Bartow | 4080181 | 1 |  |  | TRUE |  | TRUE | Removed from Ground | Used Oil | 200 | Bare Steel | 1973-05-06 | 1992-11-01 | Bare Steel
JO-JO's MARKET | 851 EUHARLEE RD SW | CARTERSVILLE | Bartow | 4080160 | 9 | [11 empty] | Double-Walled Fiberglass | Pressurized
COLLINS POINT TEXACO | 901 JOE FRANK HARRIS PKWY | CARTERSVILLE | Bartow | 4080169 | 2 | [5 empty] | Removed from Ground | Gas (Historical Use) | 3000 | Bare Steel | 1960-04-25 | 1993-02-01 | Galvanized Steel
KWIK SHOP | 621 NORTH TENNESSEE ST | CARTERSVILLE | Bartow | 4080010 | 3 | [5 empty] | Removed from Ground | Gas (Historical Use) | 8000 | Bare Steel | 1983-02-25 | 2000-07-01 | Galvanized Steel
WEST SIDE SHELL SVC STA | WEST AVE | CARTERSVILLE | Bartow | 4080029 | 2 | [5 empty] | Removed from Ground | Gas (Historical Use) | 3000 | Bare Steel | 1976-01-10 | 1999-02-08 | Galvanized Steel | Safe Suction (Euro)
IMP MKT INC DBA GAS N GO | 301 SOUTH ERWIN ST | CARTERSVILLE | Bartow | 4080045 | 4B | Ball Float | 2005-02-14 | FALSE | 2005-02-14 | FALSE | Currently in Use | Diesel | 4000 | Epoxy | 2005-02-14 |  | Fiberglass Reinforced Plastic | Pressurized
RYDER TRUCK RENTAL INC #0470 | 1 SWISHER DR | CARTERSVILLE | Bartow | 4080048 | 2 | [5 empty] | Removed from Ground | Diesel | 10000 | Bare Steel | 1970-03-14 | 1993-05-27 | Galvanized Steel
CTY OF CARTERSVILLE WTR DEPT | 100 WALNUT GROVE RD | CARTERSVILLE | Bartow | 4080050 | 2 | [5 empty] | Removed from Ground | Diesel | 1000 | Bare Steel | 1981-03-12 | 1998-10-02 | Galvanized Steel
CORPS OF ENG/ALLATOONA LAKE | GA HWY 294 NORTH | CARTERSVILLE | Bartow | 4080062 | 1 | [5 empty] | Removed from Ground | Gas (Historical Use) | 1000 | Bare Steel | 1980-04-07 | 1987-04-01 | Galvanized Steel
MAPCO EXPRESS INC #3529 | 118 TENNESSEE ST | CARTERSVILLE | Bartow | 4080065 | 3 | Flapper Valve | 1985-01-01 | FALSE | 1985-01-01 | FALSE | Currently in Use | Premium | 10000 | Fiberglass Double Walled | 1985-04-15 |  | Double-Walled Fiberglass | Pressurized
SMITH FARMS | 167 OLD STILESBORO RD | CARTERSVILLE | Bartow | 4080190 | 2 | [5 empty] | Removed from Ground | Diesel | 5000 | Bare Steel | 1984-05-08 | 1998-05-01 | Galvanized Steel | Suction (American)
CARTERSVILLE FOOD MART | 146 SOUTH TENNESSEE ST | CARTERSVILLE | Bartow | 4080184 | 4 |  | 1998-12-01 |  | 1998-12-01 |  | Closed in Ground | Gas (Historical Use) | 1020 | Steel-Impressed Current | 1962-04-28 | 1899-12-31 | Cathodically Protected | Suction (American)
SUGAR VALLEY QUICK MART | 1061 SUGAR VALLEY RD SW | CARTERSVILLE | Bartow | 4080155 | 3 | [5 empty] | Removed from Ground | Gas (Historical Use) | 1000 | Bare Steel | 1970-04-25 | 1997-02-01 | Galvanized Steel | Suction (American)
BILLY NEAL TEXACO | 101 NORTH TENNESSEE ST | CARTERSVILLE | Bartow | 4080156 | 4 | [5 empty] | Removed from Ground | Gas (Historical Use) | 1500 | Bare Steel | 1960-04-25 | 1992-11-11 | Galvanized Steel
THE RUSSELL CORP/SAVE OIL CO | 339 TENNESSEE ST | CARTERSVILLE | Bartow | 4080176 | 2 | [5 empty] | Removed from Ground | Gas (Historical Use) | 8000 | Bare Steel | 1970-04-22 | 1989-12-01 | Bare Steel
OWNBEY ENTERPRISES INC | 1339 HWY 113 SW | CARTERSVILLE | Bartow | 4080122 | 1 |  | 1998-08-01 | FALSE | 1998-08-01 | FALSE | Removed from Ground | Gas (Historical Use) | 30000 | Steel-Impressed Current | 1976-02-21 |  |  | Pressurized
OWNBEY ENTERPRISES INC | 1339 HWY 113 SW | CARTERSVILLE | Bartow | 4080122 | 7 |  | 1998-08-01 | FALSE | 1998-08-01 | FALSE | Removed from Ground | Gas (Historical Use) | 10000 | Steel-Impressed Current | 1976-02-21 |  |  | Pressurized
SHORT WAY | 1204 WEST AVE | CARTERSVILLE | Bartow | 4080127 | 12003 | Ball Float | 1997-12-20 | FALSE | 1997-12-20 | FALSE | Currently in Use | Plus | 6110 | Steel-Impressed Current | 1982-04-28 |  | Fiberglass Reinforced Plastic | Pressurized
76 AUTO SERVICE | 6153 JFH PKWY NW | ADAIRSVILLE | Bartow | 4080200 | 7 |  | 1995-08-01 |  | 1995-08-01 |  | Removed from Ground | Gas (Historical Use) | 2000 | Galvanic (STIP-3) | 1988-12-19 | 1899-12-31 | Fiberglass Reinforced Plastic | Safe Suction (Euro)
ALLATOONA YACHT CLUB | 176 WEBSTERS OVERLOOK | CARTERSVILLE | Bartow | 4080189 | 2 | [5 empty] | Removed from Ground | Gas (Historical Use) | 1065 | Bare Steel | 1972-04-28 | 1994-03-31 | Galvanized Steel
THE RUSSELL CORP/SAVE OIL CO | 339 TENNESSEE ST | CARTERSVILLE | Bartow | 4080176 | 1 | [5 empty] | Removed from Ground | Gas (Historical Use) | 8000 | Bare Steel | 1970-04-22 | 1989-12-01 | Bare Steel
KNIGHTS FOREST PRODUCTS | 300 NORTH ERWIN ST | CARTERSVILLE | Bartow | 4080152 | 2 | [5 empty] | Removed from Ground | Diesel | 1000 | Bare Steel | 1986-01-01 | 2006-06-19 | Galvanized Steel | Suction (American)
JO-JO's MARKET | 851 EUHARLEE RD SW | CARTERSVILLE | Bartow | 4080160 | 3 |  | 1998-12-01 |  | 1998-12-01 |  | Removed from Ground | Gas (Historical Use) | 1000 | Steel-Impressed Current | 1975-04-26 | 2010-04-01 | Cathodically Protected | Suction (American)
STEP-FETCH IT | 1911 JOE FRANK HARRIS PKWY NW | CARTERSVILLE | Bartow | 4080154 | 2 |  | 1998-12-01 |  | 1998-12-01 |  | Removed from Ground | Gas (Historical Use) | 2000 | Steel-Impressed Current | 1972-04-25 | 2016-02-02 | Cathodically Protected | Suction (American)
BILLY NEAL TEXACO | 101 NORTH TENNESSEE ST | CARTERSVILLE | Bartow | 4080156 | 5 | [5 empty] | Removed from Ground | Gas (Historical Use) | 1500 | Bare Steel | 1960-04-25 | 1992-11-11 | Galvanized Steel
JO-JO's MARKET | 851 EUHARLEE RD SW | CARTERSVILLE | Bartow | 4080160 | 8A | Flapper Valve | 2023-12-07 | FALSE | 2023-12-07 | FALSE | Currently in Use | Diesel | 4000 | Composite Double Walled | 2023-12-07 |  | Double-Walled Fiberglass | Pressurized
HWY 61 TEXACO | DALLAS HWY | CARTERSVILLE | Bartow | 4080161 | 1 | [5 empty] | Removed from Ground | Empty | 1000 | Bare Steel | 1960-04-25 | 1899-12-31 | Galvanized Steel
CHEVRON FOOD MART | 873 CASSVILLE WHITE RD NW | CARTERSVILLE | Bartow | 4080163 | 3 | Ball Float | 1997-07-08 | FALSE | 1997-07-08 | FALSE | Currently in Use | Premium | 8000 | Steel-Impressed Current | 1972-04-25 |  | Fiberglass Reinforced Plastic | Pressurized
BIG A MARKET | 546 CENTER RD SE | CARTERSVILLE | Bartow | 4080164 | 2 | [5 empty] | Removed from Ground | Empty | 2000 | Bare Steel | 1972-04-25 | 2003-10-21 | Galvanized Steel
KWIK SHOP | 621 NORTH TENNESSEE ST | CARTERSVILLE | Bartow | 4080010 | 1 | [5 empty] | Removed from Ground | Gas (Historical Use) | 10000 | Bare Steel | 1983-02-25 | 2000-07-01 | Galvanized Steel
ALSO BUSINESS LLC, | 800 JOE FRANK HARRIS PKWY | CARTERSVILLE | Bartow | 4080013 | 2101 | Ball Float | 1998-11-01 | FALSE | 1998-11-01 | FALSE | Currently in Use | Plus | 10000 | Galvanic (STIP-3) | 1985-10-01 |  | Fiberglass Reinforced Plastic | Pressurized
EXXON RETAIL STORE #5-0063 | 1598 NORTH HWY 41 | CARTERSVILLE | Bartow | 4080203 | 4 |  |  | TRUE |  | TRUE | Permanently Out Of Use | Used Oil | 500 | Cathodically Protected Steel | 1966-05-02 | 1987-01-01 | Galvanized Steel
EXXON RETAIL STORE #5-0063 | 1598 NORTH HWY 41 | CARTERSVILLE | Bartow | 4080203 | 1 | [5 empty] | Permanently Out Of Use | Gas (Historical Use) | 6000 | Cathodically Protected Steel | 1966-05-02 | 1987-01-01 | Galvanized Steel
SHORT TRIP FOOD STORE | 165 CASSVILLE RD | CARTERSVILLE | Bartow | 4080015 | 1 | Ball Float | 1996-04-01 | FALSE | 1996-04-01 | FALSE | Currently in Use | Regular | 6000 | Steel-Impressed Current | 1974-01-08 |  | Fiberglass Reinforced Plastic | Pressurized
RED BARN | 1348 CASSVILLE RD | CARTERSVILLE | Bartow | 4080034 | 1 | [5 empty] | Removed from Ground | Kerosene | 260 | Bare Steel | 1984-02-19 | 2000-03-31 | Galvanized Steel | Safe Suction (Euro)
RED TOP MOUNTAIN STATE PARK | 653 RED TOP MOUNTAIN RD SE | CARTERSVILLE | Bartow | 4080037 | 3 | [5 empty] | Removed from Ground | Diesel | 500 | Bare Steel | 1996-12-17 | 1996-12-17 | Unknown | Suction (American)
IMP MKT INC DBA GAS N GO | 301 SOUTH ERWIN ST | CARTERSVILLE | Bartow | 4080045 | 4A | Ball Float | 2005-02-14 | FALSE | 2005-02-14 | FALSE | Currently in Use | Premium | 6000 | Epoxy | 2005-02-14 |  | Fiberglass Reinforced Plastic | Pressurized
CITY OF CARTERSVILLE | 4 COOK ST | CARTERSVILLE | Bartow | 4080049 | 1G | Ball Float | 1994-12-12 | FALSE | 1994-12-12 | FALSE | Removed from Ground | Regular | 12000 | Composite | 1994-12-12 | 2020-02-24 | Fiberglass Reinforced Plastic | Pressurized
WILSON'S FEED PLACE | 554 CASSVILLE RD | CARTERSVILLE | Bartow | 4080159 | 1 | [5 empty] | Removed from Ground | Gas (Historical Use) | 4000 | Bare Steel | 1974-04-25 | 2009-08-07 | Galvanized Steel | Pressurized
CARTERSVILLE MILLING CO | RIVER DR | CARTERSVILLE | Bartow | 4080011 | 2 | [5 empty] | Removed from Ground | Gas (Historical Use) | 550 | Bare Steel | 1969-02-19 | 1990-02-22 | Bare Steel
MORRIS GROCERY | ROUTE 1 | CARTERSVILLE | Bartow | 4080025 | 2 | [5 empty] | Removed from Ground | Gas (Historical Use) | 2000 | Bare Steel | 1976-01-10 | 1899-12-31 | Galvanized Steel
CARTERSVILLE FOOD MART | 146 SOUTH TENNESSEE ST | CARTERSVILLE | Bartow | 4080184 | 3 |  | 1998-12-01 |  | 1998-12-01 |  | Closed in Ground | Gas (Historical Use) | 560 | Steel-Impressed Current | 1962-04-28 | 1899-12-31 | Cathodically Protected | Suction (American)
COASTAL FOOD MART | 123 N TENNESSEE ST | CARTERSVILLE | Bartow | 4080138 | 2 |  | 1997-07-12 |  | 1997-07-12 |  | Removed from Ground | Gas (Historical Use) | 5000 | Steel-Impressed Current | 1984-05-08 | 2016-12-09 | Cathodically Protected | Pressurized
SUGAR VALLEY QUICK MART | 1061 SUGAR VALLEY RD SW | CARTERSVILLE | Bartow | 4080155 | 6 | Flapper Valve | 1997-02-01 | FALSE | 1997-02-01 | FALSE | Temporarily out of use | Kerosene | 2000 | Fiberglass | 1997-02-01 |  | Fiberglass Reinforced Plastic | Safe Suction (Euro)
ALLATOONA YACHT CLUB | 176 WEBSTERS OVERLOOK | CARTERSVILLE | Bartow | 4080189 | 3 | Flapper Valve | 1994-04-05 | FALSE | 1994-04-05 | FALSE | Currently in Use | E-0 | 2000 | Composite | 1994-04-05 |  | Fiberglass Reinforced Plastic | Pressurized
AUTO PARTS CO | 203 N TENNESSEE ST | CARTERSVILLE | Bartow | 4080148 | 1 | [5 empty] | Removed from Ground | Gas (Historical Use) | 4000 | Bare Steel | 1981-04-29 | 1998-11-01 | Galvanized Steel | Safe Suction (Euro)
KNIGHTS FOREST PRODUCTS | 300 NORTH ERWIN ST | CARTERSVILLE | Bartow | 4080152 | 1 | [5 empty] | Removed from Ground | Gas (Historical Use) | 1000 | Bare Steel | 1986-01-01 | 2006-06-19 | Galvanized Steel | Suction (American)
STEP-FETCH IT | 1911 JOE FRANK HARRIS PKWY NW | CARTERSVILLE | Bartow | 4080154 | 1 |  | 1998-12-01 |  | 1998-12-01 |  | Removed from Ground | Gas (Historical Use) | 2000 | Steel-Impressed Current | 1972-04-25 | 2016-02-02 | Cathodically Protected | Suction (American)
BILLY NEAL TEXACO | 101 NORTH TENNESSEE ST | CARTERSVILLE | Bartow | 4080156 | 3 | [5 empty] | Removed from Ground | Gas (Historical Use) | 1500 | Bare Steel | 1960-04-25 | 1992-11-11 | Galvanized Steel
JO-JO's MARKET | 851 EUHARLEE RD SW | CARTERSVILLE | Bartow | 4080160 | 5 | Ball Float | 2010-04-01 | FALSE | 2010-04-01 | FALSE | Currently in Use | Gas (Historical Use) | 12000 | Tank Jacket Double Walled | 2010-04-01 |  | Double-Walled Fiberglass | Pressurized
JO-JO's MARKET | 851 EUHARLEE RD SW | CARTERSVILLE | Bartow | 4080160 | 8C | Flapper Valve | 2023-12-07 | FALSE | 2023-12-07 | FALSE | Currently in Use | Diesel Off Road | 4000 | Composite Double Walled | 2023-12-07 |  | Double-Walled Fiberglass | Pressurized
FIRST BRANDS CORPORATION | 101 OLD MILL RD | CARTERSVILLE | Bartow | 4080194 | 2 |  | 1990-01-16 |  | 1990-01-16 |  | Removed from Ground | Diesel | 30000 | Bare Steel | 1972-01-01 | 1997-04-21 | Galvanized Steel | Pressurized
KWIK SHOP | 621 NORTH TENNESSEE ST | CARTERSVILLE | Bartow | 4080010 | 2 | [5 empty] | Removed from Ground | Gas (Historical Use) | 8000 | Bare Steel | 1983-02-25 | 2000-07-01 | Galvanized Steel
HOWELL SVC STA | US HWY 41 @ MOON ST | CARTERSVILLE | Bartow | 4080021 | 4 | [5 empty] | Removed from Ground | Gas (Historical Use) | 1100 | Bare Steel | 1966-01-09 | 1996-09-12 | Galvanized Steel
HOWELL SVC STA | US HWY 41 @ MOON ST | CARTERSVILLE | Bartow | 4080021 | 1 | [5 empty] | Removed from Ground | Gas (Historical Use) | 3000 | Bare Steel | 1976-01-10 | 1996-09-12 | Galvanized Steel
INGLES GAS EXPRESS #476 | 825 WEST AVE | CARTERSVILLE | Bartow | 10001141 | 1 | Flapper Valve | 2006-06-03 | FALSE | 2006-06-06 | FALSE | Currently in Use | Gas (Historical Use) | 7000 | Fiberglass Double Walled | 2006-06-02 |  | Fiberglass Reinforced Plastic | Pressurized
OLD MILL BP | 122 OLD MILL RD | CARTERSVILLE | Bartow | 10000545 | 3 | Flapper Valve | 2003-06-02 | FALSE | 2003-06-02 | FALSE | Currently in Use | Diesel | 15000 | Composite | 2003-06-02 |  | Fiberglass Reinforced Plastic | Pressurized
CIRCLE K #2723554 | 902 JOE FRANK HARRIS PKWY | CARTERSVILLE | Bartow | 82000 | 1 |  | 1987-11-04 |  | 1987-11-04 |  | Currently in Use | Gas (Historical Use) | 10000 | Fiberglass | 1987-11-04 |  | Fiberglass Reinforced Plastic | Pressurized
KROGER GA 293 | 51 N MORNINGSIDE DR | CARTERSVILLE | Bartow | 10001874 | 2A |  | 2010-07-08 | FALSE | 2010-07-08 | FALSE | Removed from Ground | Diesel | 10000 | Fiberglass Double Walled | 2010-06-17 | 2016-10-19 | Double-Walled Flex | Pressurized
FORMER SERVICE STATION | 14 PEEPLES VALLEY ROAD | CARTERSVILLE | Bartow | 9008091 | 1 | [5 empty] | Removed from Ground | Gas (Historical Use) | 8000 | Not Marked/Unknown |  | 1899-12-31 | Not Marked
JO-JO's MARKET | 851 EUHARLEE RD SW | CARTERSVILLE | Bartow | 4080160 | 2 |  | 1998-12-01 |  | 1998-12-01 |  | Removed from Ground | Gas (Historical Use) | 1000 | Steel-Impressed Current | 1984-04-25 | 2010-04-01 | Cathodically Protected | Suction (American)
CASS-WHITE INC | 997 CASS WHITE RD | CARTERSVILLE | Bartow | 4080197 | 1 | Ball Float | 1993-08-25 | FALSE | 1993-08-25 | FALSE | Currently in Use | Regular | 8000 | Galvanic (STIP-3) | 1986-08-15 |  | Fiberglass Reinforced Plastic | Pressurized
ENTERPRISE VENTURE #4 | 108 E MAIN ST | CARTERSVILLE | Bartow | 4080018 | 6 | [5 empty] | Removed from Ground | Gas (Historical Use) | 10000 | Bare Steel | 1986-12-31 | 1998-12-22 | Galvanized Steel | Pressurized
SELF RECYCLING INC | 168 CASSVILLE RD SE | CARTERSVILLE | Bartow | 4080038 | 2 | [5 empty] | Removed from Ground | Empty | 1000 | Bare Steel | 1983-02-27 | 1987-07-01 | Galvanized Steel
THRALL CAR MANUFACTURING CO | 190 OLD GRASSDALE RD | CARTERSVILLE | Bartow | 4080043 | 2 | [5 empty] | Removed from Ground | Gas (Historical Use) | 3000 | Bare Steel | 1979-01-16 | 1989-07-01 | Galvanized Steel
CHEVRON FOOD MART | 873 CASSVILLE WHITE RD NW | CARTERSVILLE | Bartow | 4080163 | 5 |  |  | TRUE |  | TRUE | Removed from Ground | Used Oil | 500 | Bare Steel | 1972-04-25 | 1899-12-31 | Galvanized Steel
CHEVRON FOOD MART | 873 CASSVILLE WHITE RD NW | CARTERSVILLE | Bartow | 4080163 | 4 | [5 empty] | Removed from Ground | Diesel | 2000 | Bare Steel | 1974-04-25 | 1899-12-31 | Galvanized Steel
CASS-WHITE INC | 997 CASS WHITE RD | CARTERSVILLE | Bartow | 4080197 | 2 | Ball Float | 1993-08-25 | FALSE | 1993-08-25 | FALSE | Currently in Use | Premium | 8000 | Galvanic (STIP-3) | 1986-08-15 |  | Fiberglass Reinforced Plastic | Pressurized
EXXON RETAIL STORE #5-0063 | 1598 NORTH HWY 41 | CARTERSVILLE | Bartow | 4080203 | 2 | [5 empty] | Permanently Out Of Use | Gas (Historical Use) | 6000 | Cathodically Protected Steel | 1966-05-02 | 1987-01-01 | Galvanized Steel
JAT OIL, INC. | 651 JOE FRANK HARRIS PKWY | CARTERSVILLE | Bartow | 4080017 | 6 | [5 empty] | Removed from Ground | Kerosene | 2000 | Bare Steel | 1966-01-08 | 1996-03-11 | Galvanized Steel | Safe Suction (Euro)
JAT OIL, INC. | 651 JOE FRANK HARRIS PKWY | CARTERSVILLE | Bartow | 4080017 | 6 | [5 empty] | Removed from Ground | Kerosene | 2000 | Bare Steel | 1966-01-08 | 1996-03-11 | Galvanized Steel | Safe Suction (Euro)
MORRIS GROCERY | ROUTE 1 | CARTERSVILLE | Bartow | 4080025 | 1 | [5 empty] | Removed from Ground | Gas (Historical Use) | 2000 | Bare Steel | 1976-01-10 | 1899-12-31 | Galvanized Steel
TOWNSEND'S COMPLETE AUTO CARE | 8 WEST AVE | CARTERSVILLE | Bartow | 4080035 | 5 |  |  | TRUE |  | TRUE | Removed from Ground | Used Oil | 500 | Bare Steel | 1999-12-01 | 1999-12-01 | Galvanized Steel
ADELPHIA | 1565 MORNINGSIDE DR | CARTERSVILLE | Bartow | 4080146 | 2 |  | 1997-05-06 |  | 1997-05-06 |  | Removed from Ground | Gas (Historical Use) | 10000 | Composite | 1997-05-06 | 2007-02-23 | Fiberglass Reinforced Plastic | Safe Suction (Euro)
CARTERSVILLE FOOD MART | 146 SOUTH TENNESSEE ST | CARTERSVILLE | Bartow | 4080184 | 5 |  | 1998-12-01 |  | 1998-12-01 |  | Closed in Ground | Gas (Historical Use) | 2005 | Steel-Impressed Current | 1962-04-28 | 1899-12-31 | Cathodically Protected | Suction (American)
ADELPHIA | 1565 MORNINGSIDE DR | CARTERSVILLE | Bartow | 4080146 | 1 | [5 empty] | Removed from Ground | Gas (Historical Use) | 4000 | Bare Steel | 1980-04-29 | 1997-05-06 | Galvanized Steel
BILLY NEAL TEXACO | 101 NORTH TENNESSEE ST | CARTERSVILLE | Bartow | 4080156 | 7 | [5 empty] | Removed from Ground | Gas (Historical Use) | 1500 | Bare Steel | 1960-04-25 | 1992-11-11 | Galvanized Steel
BILLY NEAL TEXACO | 101 NORTH TENNESSEE ST | CARTERSVILLE | Bartow | 4080156 | 1 | [5 empty] | Removed from Ground | Gas (Historical Use) | 1500 | Bare Steel | 1960-04-25 | 1992-11-11 | Galvanized Steel
WILSON'S FEED PLACE | 554 CASSVILLE RD | CARTERSVILLE | Bartow | 4080159 | 3 | [5 empty] | Removed from Ground | Gas (Historical Use) | 3000 | Bare Steel | 1974-04-25 | 2009-08-07 | Galvanized Steel | Pressurized
COLLINS POINT TEXACO | 901 JOE FRANK HARRIS PKWY | CARTERSVILLE | Bartow | 4080169 | 4 | [5 empty] | Removed from Ground | Gas (Historical Use) | 3000 | Bare Steel | 1960-04-25 | 1993-02-01 | Galvanized Steel
COLLINS POINT TEXACO | 901 JOE FRANK HARRIS PKWY | CARTERSVILLE | Bartow | 4080169 | 5 | [5 empty] | Removed from Ground | Diesel | 4000 | Bare Steel | 1978-04-25 | 1993-02-01 | Galvanized Steel
JAT OIL, INC. | 651 JOE FRANK HARRIS PKWY | CARTERSVILLE | Bartow | 4080017 | 5 | Flapper Valve | 1995-01-10 | FALSE | 1995-01-10 | FALSE | Currently in Use | Diesel | 15000 | Steel-Impressed Current | 1966-01-08 |  | Fiberglass Reinforced Plastic | Pressurized
JAT OIL, INC. | 651 JOE FRANK HARRIS PKWY | CARTERSVILLE | Bartow | 4080017 | 5 | Flapper Valve | 1995-01-10 | FALSE | 1995-01-10 | FALSE | Currently in Use | Diesel | 15000 | Steel-Impressed Current | 1966-01-08 |  | Fiberglass Reinforced Plastic | Pressurized
JAT OIL, INC. | 651 JOE FRANK HARRIS PKWY | CARTERSVILLE | Bartow | 4080017 | 4 | Flapper Valve | 1995-01-10 | FALSE | 1995-01-10 | FALSE | Currently in Use | Diesel | 15000 | Steel-Impressed Current | 1966-01-08 |  | Fiberglass Reinforced Plastic | Pressurized
JAT OIL, INC. | 651 JOE FRANK HARRIS PKWY | CARTERSVILLE | Bartow | 4080017 | 4 | Flapper Valve | 1995-01-10 | FALSE | 1995-01-10 | FALSE | Currently in Use | Diesel | 15000 | Steel-Impressed Current | 1966-01-08 |  | Fiberglass Reinforced Plastic | Pressurized
BILLY NEAL TEXACO | 101 NORTH TENNESSEE ST | CARTERSVILLE | Bartow | 4080156 | 8 | [5 empty] | Removed from Ground | Gas (Historical Use) | 550 | Bare Steel | 1960-04-25 | 1992-11-11 | Galvanized Steel
BILLY NEAL TEXACO | 101 NORTH TENNESSEE ST | CARTERSVILLE | Bartow | 4080156 | 2 | [5 empty] | Removed from Ground | Gas (Historical Use) | 1500 | Bare Steel | 1960-04-25 | 1992-11-11 | Galvanized Steel
HWY 61 TEXACO | DALLAS HWY | CARTERSVILLE | Bartow | 4080161 | 3 | [5 empty] | Removed from Ground | Empty | 1000 | Bare Steel | 1960-04-25 | 1899-12-31 | Galvanized Steel
BST/CARTERSVILLE CO/R3401 | 143 N ERWIN ST | CARTERSVILLE | Bartow | 4080195 | 1 | [5 empty] | Removed from Ground | Other | 2000 | Bare Steel | 1968-07-08 | 1997-10-22 | Copper | Suction (American)
EXXON RETAIL STORE #5-0063 | 1598 NORTH HWY 41 | CARTERSVILLE | Bartow | 4080203 | 3 | [5 empty] | Permanently Out Of Use | Gas (Historical Use) | 4000 | Cathodically Protected Steel | 1966-05-02 | 1987-01-01 | Galvanized Steel
THE FEED PLACE | RT 4 | CARTERSVILLE | Bartow | 4080208 | 1 | [5 empty] | Removed from Ground | Gas (Historical Use) | 1060 | Bare Steel |  | 1899-12-31 | Galvanized Steel
ALBRITTON & PERRY INC | 500 SOUTH TENNESSEE ST | CARTERSVILLE | Bartow | 4080001 | 1 | [5 empty] | Removed from Ground | Gas (Historical Use) | 0 | Bare Steel | 1998-06-16 | 1998-06-16 | Galvanized Steel
SHORT TRIP FOOD STORE | 165 CASSVILLE RD | CARTERSVILLE | Bartow | 4080015 | 3 | Ball Float | 1996-04-01 | FALSE | 1996-04-01 | FALSE | Currently in Use | Premium | 6000 | Steel-Impressed Current | 1974-01-08 |  | Fiberglass Reinforced Plastic | Pressurized
JAT OIL, INC. | 651 JOE FRANK HARRIS PKWY | CARTERSVILLE | Bartow | 4080017 | 3 | Flapper Valve | 1995-01-10 | FALSE | 1995-01-10 | FALSE | Currently in Use | Racing Fuel | 15000 | Steel-Impressed Current | 1966-01-08 |  | Fiberglass Reinforced Plastic | Pressurized
JAT OIL, INC. | 651 JOE FRANK HARRIS PKWY | CARTERSVILLE | Bartow | 4080017 | 3 | Flapper Valve | 1995-01-10 | FALSE | 1995-01-10 | FALSE | Currently in Use | Racing Fuel | 15000 | Steel-Impressed Current | 1966-01-08 |  | Fiberglass Reinforced Plastic | Pressurized
TOWNSEND'S COMPLETE AUTO CARE | 8 WEST AVE | CARTERSVILLE | Bartow | 4080035 | REG | [5 empty] | Removed from Ground | Gas (Historical Use) | 2000 | Bare Steel | 1966-01-01 | 1999-12-01 | Unknown | Suction (American)
TOWNSEND'S COMPLETE AUTO CARE | 8 WEST AVE | CARTERSVILLE | Bartow | 4080035 | PREM-A | [5 empty] | Removed from Ground | Gas (Historical Use) | 2000 | Bare Steel | 1966-01-01 | 1999-12-01 | Unknown | Suction (American)
GA DOT/CARTERSVILLE HQ MAINT ACT | MARTIN RD @ US HWY 411 | CARTERSVILLE | Bartow | 4080073 | 1001402 | [5 empty] | Removed from Ground | Diesel | 500 | Bare Steel | 1993-02-02 | 1993-02-02 | Galvanized Steel
GA DOT #10601/DIST 6 MAINT SHOP | 500 JOE FRANK HARRIS PKWY (REAR) | CARTERSVILLE | Bartow | 4080074 | 1 | Overfill Alarm | 1997-07-15 | FALSE | 1997-07-15 | FALSE | Currently in Use | Regular | 10000 | Fiberglass | 1997-07-15 |  | Double-Walled Fiberglass | Pressurized
GA DOT #6015002/BRIDGE SHOP | 330 NORTH ERWIN ST | CARTERSVILLE | Bartow | 4080078 | 615002 | [5 empty] | Removed from Ground | Gas (Historical Use) | 1000 | Bare Steel | 1954-02-07 | 1987-12-01 | Galvanized Steel
GILREATH OIL CO | 726 JOE FRANK HARRIS PKWY | CARTERSVILLE | Bartow | 4080099 | 3 | Flapper Valve | 1998-12-10 | FALSE | 1998-12-10 | FALSE | Removed from Ground | Diesel | 20000 | Steel-Impressed Current | 1981-02-25 |  |  | Pressurized
QUICK MART | 423 N TENNESSEE ST | CARTERSVILLE | Bartow | 4080115 | 2 | Flapper Valve | 1998-04-08 | FALSE | 1998-04-08 | FALSE | Currently in Use | Regular | 6000 | Steel-Impressed Current | 1982-02-20 |  | Fiberglass Reinforced Plastic | Pressurized
OWNBEY ENTERPRISES INC | 1339 HWY 113 SW | CARTERSVILLE | Bartow | 4080122 | 6 |  | 1998-08-01 | FALSE | 1998-08-01 | FALSE | Removed from Ground | Kerosene | 10000 | Steel-Impressed Current | 1976-02-21 |  |  | Pressurized
OWNBEY ENTERPRISES INC | 1339 HWY 113 SW | CARTERSVILLE | Bartow | 4080122 | 8 |  | 1998-08-01 | FALSE | 1998-08-01 | FALSE | Removed from Ground |  | 2000 | Steel-Impressed Current | 1976-02-21 |  |  | Pressurized
OWNBEY ENTERPRISES INC | 1339 HWY 113 SW | CARTERSVILLE | Bartow | 4080122 | 9 |  | 1998-08-01 | FALSE | 1998-08-01 | FALSE | Removed from Ground |  | 2000 | Steel-Impressed Current | 1976-02-21
SMITH FARMS | 167 OLD STILESBORO RD | CARTERSVILLE | Bartow | 4080190 | 1 | [5 empty] | Removed from Ground | Gas (Historical Use) | 2000 | Bare Steel | 1984-05-08 | 1998-05-01 | Galvanized Steel | Suction (American)
BILLY NEAL TEXACO | 101 NORTH TENNESSEE ST | CARTERSVILLE | Bartow | 4080156 | 6 | [5 empty] | Removed from Ground | Diesel | 1000 | Bare Steel | 1980-04-25 | 1992-11-11 | Galvanized Steel
HWY 61 TEXACO | DALLAS HWY | CARTERSVILLE | Bartow | 4080161 | 2 | [5 empty] | Removed from Ground | Empty | 1000 | Bare Steel | 1960-04-25 | 1899-12-31 | Galvanized Steel
BIG A MARKET | 546 CENTER RD SE | CARTERSVILLE | Bartow | 4080164 | 1 | [5 empty] | Removed from Ground | Empty | 2000 | Bare Steel | 1972-04-25 | 2003-10-21 | Galvanized Steel
PANDEL INC/COMPO INDUSTRIES INC | 21 RIVER DR | CARTERSVILLE | Bartow | 4080192 | 1 | [5 empty] | Removed from Ground | Other | 6000 | Bare Steel | 1976-05-07 | 1988-12-01 | Galvanized Steel
SOUTHERN YARN DYERS INC | 101 CONYERS IND DR | CARTERSVILLE | Bartow | 4080053 | 3 | [5 empty] | Removed from Ground | Diesel | 3000 | Marked Unknown | 1996-02-15 | 1996-02-15 | Unknown
SAMS | 1914 JOE FRANK HARRIS PKWY | CARTERSVILLE | Bartow | 4080066 | 4 | Ball Float | 1991-03-01 | FALSE | 1991-03-01 | FALSE | Currently in Use | Diesel | 10000 | Fiberglass Double Walled | 1991-03-01 |  | Double-Walled Fiberglass | Pressurized
COLLINS POINT TEXACO | 901 JOE FRANK HARRIS PKWY | CARTERSVILLE | Bartow | 4080169 | 6 |  |  | TRUE |  | TRUE | Removed from Ground | Used Oil | 500 | Bare Steel | 1960-04-25 | 1993-02-01 | Galvanized Steel
FIRST BRANDS CORPORATION | 101 OLD MILL RD | CARTERSVILLE | Bartow | 4080194 | 4 | [5 empty] | Removed from Ground | Gas (Historical Use) | 500 | Bare Steel | 1959-09-01 | 1989-05-01 | Galvanized Steel | Pressurized
CIRCLE K #2723683 | 501 N TENNESSEE ST | CARTERSVILLE | Bartow | 10000646 | 1 | Flapper Valve | 2004-04-28 | FALSE | 2004-04-28 | FALSE | Currently in Use | Regular | 15000 | Fiberglass | 2004-02-09 |  | Double-Walled Fiberglass | Pressurized
HALLIBURTON HIGHWAY 293 CARTERSVEIIL | HWY 293 AT ALLATOONA DAM RD | CARTERSVILLE | Bartow | 10001038 | 1 |  |  | FALSE |  | FALSE | Removed from Ground |  | 0 | Unknown | 2006-01-06 | 2006-01-12
JAT OIL, INC. | 651 JOE FRANK HARRIS PKWY | CARTERSVILLE | Bartow | 4080017 | 1 | Flapper Valve | 1995-01-10 | FALSE | 1995-01-10 | FALSE | Currently in Use | Premium | 15000 | Steel-Impressed Current | 1966-01-08 |  | Fiberglass Reinforced Plastic | Pressurized
JAT OIL, INC. | 651 JOE FRANK HARRIS PKWY | CARTERSVILLE | Bartow | 4080017 | 1 | Flapper Valve | 1995-01-10 | FALSE | 1995-01-10 | FALSE | Currently in Use | Premium | 15000 | Steel-Impressed Current | 1966-01-08 |  | Fiberglass Reinforced Plastic | Pressurized
ENTERPRISE VENTURE #4 | 108 E MAIN ST | CARTERSVILLE | Bartow | 4080018 | 2 | [5 empty] | Removed from Ground | Gas (Historical Use) | 3000 | Bare Steel | 1947-12-31 | 1986-10-15 | Galvanized Steel
ENTERPRISE VENTURE #4 | 108 E MAIN ST | CARTERSVILLE | Bartow | 4080018 | 8 | [5 empty] | Removed from Ground | Gas (Historical Use) | 10000 | Bare Steel | 1986-12-31 | 1998-12-22 | Galvanized Steel | Pressurized
LITTLE MARINA | ROUTE 2 | CARTERSVILLE | Bartow | 4080024 | 2 |  | 1992-03-17 |  | 1992-03-17 |  | Removed from Ground | Gas (Historical Use) | 1065 | Bare Steel | 1961-01-09 | 1986-06-05 | Galvanized Steel
TIDWELL PLUMBING INC | 1504 SUGAR VALLEY RD | CARTERSVILLE | Bartow | 4080044 | 1 | [5 empty] | Removed from Ground | Diesel | 500 | Bare Steel | 1976-03-05 | 1998-03-27 | Galvanized Steel | Safe Suction (Euro)
RYDER TRUCK RENTAL INC #0470 | 1 SWISHER DR | CARTERSVILLE | Bartow | 4080048 | 4 | [5 empty] | Removed from Ground | Diesel | 1000 | Bare Steel | 1970-03-14 | 1993-05-17 | Galvanized Steel
CITY OF CARTERSVILLE | 4 COOK ST | CARTERSVILLE | Bartow | 4080049 | 3 | [5 empty] | Removed from Ground | Diesel | 4000 | Bare Steel | 1972-03-12 | 1994-12-12 | Galvanized Steel
CORPS OF ENG/ALLATOONA LAKE | GA HWY 294 NORTH | CARTERSVILLE | Bartow | 4080062 | 3 | [5 empty] | Removed from Ground | Gas (Historical Use) | 1000 | Bare Steel | 1979-04-08 | 1987-04-01 | Galvanized Steel
WILSON'S FEED PLACE | 554 CASSVILLE RD | CARTERSVILLE | Bartow | 4080159 | 2 | [5 empty] | Removed from Ground | Gas (Historical Use) | 4000 | Bare Steel | 1974-04-25 | 2009-08-07 | Galvanized Steel | Pressurized
CHEVRON FOOD MART | 873 CASSVILLE WHITE RD NW | CARTERSVILLE | Bartow | 4080163 | 1 | Ball Float | 1997-07-08 | FALSE | 1997-07-08 | FALSE | Currently in Use | Regular | 8000 | Steel-Impressed Current | 1972-04-25 |  | Fiberglass Reinforced Plastic | Pressurized
BARTOW COUNTY SCHOOL BUS SHOP | 65 FIRE TOWER RD | CARTERSVILLE | Bartow | 4080005 | 3 | Ball Float | 1994-05-01 | FALSE | 1994-05-01 | FALSE | Currently in Use | Diesel | 12000 | Composite | 1994-05-01 |  | Fiberglass Reinforced Plastic | Pressurized
SAMS | 1914 JOE FRANK HARRIS PKWY | CARTERSVILLE | Bartow | 4080066 | 2 | Ball Float | 1991-03-01 | FALSE | 1991-03-01 | FALSE | Currently in Use | Regular | 10000 | Fiberglass Double Walled | 1991-03-01 |  | Double-Walled Fiberglass | Pressurized
GOLD KIST FEED MILL | RED COMB DR | CARTERSVILLE | Bartow | 4080105 | 3 | [5 empty] | Removed from Ground | Diesel | 6000 | Bare Steel | 1979-05-11 | 1988-08-15 | Galvanized Steel
GOLD KIST INC | 127 PORK CENTER RD | CARTERSVILLE | Bartow | 4080106 | 1 |  |  | FALSE |  | FALSE | Permanently Out of Use - historical purposes | Diesel | 320 | Bare Steel | 1972-05-01 |  | Galvanized Steel
WILSON'S STATION | 748 JFH PKWY | CARTERSVILLE | Bartow | 4080107 | 1 | [5 empty] | Removed from Ground | Gas (Historical Use) | 10000 | Bare Steel | 1976-02-21 | 1996-05-01 | Bare Steel | Pressurized
LITTLE MARINA | ROUTE 2 | CARTERSVILLE | Bartow | 4080024 | 1 | [5 empty] | Removed from Ground | Gas (Historical Use) | 1065 | Bare Steel | 1961-01-09 | 1986-06-05 | Galvanized Steel
PHOENIX AIR GROUP INC | 177 HWY 61 SE | CARTERSVILLE | Bartow | 4080036 | 2 |  | 1998-03-26 | FALSE | 1998-03-26 | FALSE | Currently in Use | Aviaion gas/AV Gas | 10000 | Steel-Impressed Current | 1982-02-25 |  |  | Pressurized
RED TOP MOUNTAIN STATE PARK | 653 RED TOP MOUNTAIN RD SE | CARTERSVILLE | Bartow | 4080037 | 2 | [5 empty] | Removed from Ground | Gas (Historical Use) | 1000 | Bare Steel | 1971-01-01 | 1991-08-22 | Galvanized Steel | Suction (American)
THRALL CAR MANUFACTURING CO | 190 OLD GRASSDALE RD | CARTERSVILLE | Bartow | 4080043 | 4 | [5 empty] | Removed from Ground | Gas (Historical Use) | 1000 | Cathodically Protected Steel | 1989-04-01 | 1995-04-27 | Galvanized Steel
IMP MKT INC DBA GAS N GO | 301 SOUTH ERWIN ST | CARTERSVILLE | Bartow | 4080045 | 2 |  | 1998-11-18 |  | 1998-11-18 |  | Removed from Ground | Gas (Historical Use) | 8000 | Steel-Impressed Current | 1975-03-13 | 2005-01-25 | Cathodically Protected | Suction (American)
RAYDEL CHEVROLET INC | 313 NORTH TENNESSEE ST | CARTERSVILLE | Bartow | 4080083 | 1 | [5 empty] | Removed from Ground | Other | 10000 | Bare Steel | 1950-04-21 | 1989-12-28 | Galvanized Steel
GILREATH OIL CO | 726 JOE FRANK HARRIS PKWY | CARTERSVILLE | Bartow | 4080099 | 1 | Flapper Valve | 1998-12-10 | FALSE | 1998-12-10 | FALSE | Removed from Ground | Gas (Historical Use) | 20000 | Steel-Impressed Current | 1981-02-25 |  |  | Pressurized
CIRCLE K #2723675 | 5646 HWY 20 SE | CARTERSVILLE | Bartow | 4080103 | 4 | Flapper Valve | 2009-11-10 | FALSE | 1996-01-01 | FALSE | Currently in Use | E-0 | 10000 | Steel-Impressed Current | 1982-03-10 |  | Fiberglass Reinforced Plastic | Pressurized
CIRCLE K #2723675 | 5646 HWY 20 SE | CARTERSVILLE | Bartow | 4080103 | 5 | Flapper Valve | 2009-11-10 |  | 1996-01-01 |  | Currently in Use | Kerosene | 4000 | Steel-Impressed Current | 1982-03-10 |  | Fiberglass Reinforced Plastic | Pressurized
RED BARN GROCERY | 1348 CASSVILLE RD NW | CARTERSVILLE | Bartow | 4080120 | 4 |  | 1993-06-01 | FALSE | 1993-06-01 | FALSE | Currently in Use | Regular | 8000 | Galvanic (STIP-3) | 1993-06-01 |  | Double-Walled Fiberglass | Pressurized
RED BARN GROCERY | 1348 CASSVILLE RD NW | CARTERSVILLE | Bartow | 4080120 | 1 | [5 empty] | Removed from Ground | Gas (Historical Use) | 2000 | Bare Steel | 1974-02-05 | 1993-06-01 | Galvanized Steel
MU & DAAS INC | 1139 N TENNESSEE ST | CARTERSVILLE | Bartow | 4080129 | 9002 | Ball Float | 1996-05-01 | FALSE | 1996-05-01 | FALSE | Currently in Use | Diesel | 10008 | Steel-Impressed Current | 1981-04-28 |  | Fiberglass Reinforced Plastic | Pressurized
ALLATOONA YACHT CLUB | 176 WEBSTERS OVERLOOK | CARTERSVILLE | Bartow | 4080189 | 1 | [5 empty] | Removed from Ground | Gas (Historical Use) | 1065 | Bare Steel | 1972-04-28 | 1994-03-31 | Galvanized Steel
COASTAL FOOD MART | 123 N TENNESSEE ST | CARTERSVILLE | Bartow | 4080138 | 1 |  | 1997-07-12 |  | 1997-07-12 |  | Removed from Ground | Gas (Historical Use) | 5000 | Steel-Impressed Current | 1984-05-08 | 2016-12-09 | Cathodically Protected | Pressurized
STEP-FETCH IT | 1911 JOE FRANK HARRIS PKWY NW | CARTERSVILLE | Bartow | 4080154 | 3 |  | 1998-12-01 |  | 1998-12-01 |  | Removed from Ground | Gas (Historical Use) | 2000 | Steel-Impressed Current | 1972-04-25 | 2016-02-02 | Cathodically Protected | Suction (American)
COLLINS POINT TEXACO | 901 JOE FRANK HARRIS PKWY | CARTERSVILLE | Bartow | 4080169 | 1 | [5 empty] | Removed from Ground | Gas (Historical Use) | 4000 | Bare Steel | 1960-04-25 | 1993-02-01 | Galvanized Steel
SHORT TRIP FOOD STORE | 165 CASSVILLE RD | CARTERSVILLE | Bartow | 4080015 | 2 | Ball Float | 1996-04-01 | FALSE | 1996-04-01 | FALSE | Currently in Use | Regular | 6000 | Steel-Impressed Current | 1974-01-08 |  | Fiberglass Reinforced Plastic | Pressurized
ENTERPRISE VENTURE STORE #2 | 1277 NE TENN ST | CARTERSVILLE | Bartow | 4080016 | 3 | [5 empty] | Removed from Ground | Gas (Historical Use) | 6000 | Bare Steel | 1978-01-09 | 1899-12-31 | Galvanized Steel | Pressurized
FORSCOM RECREATION AREA | RT 2 | CARTERSVILLE | Bartow | 4080064 | 2 | [5 empty] | Removed from Ground | Gas (Historical Use) | 1000 | Cathodically Protected Steel | 1966-04-10 | 1988-06-01 | Galvanized Steel
GA FC-BARTOW CO UNIT | 1005 NORTH TENNESSEE RD | CARTERSVILLE | Bartow | 4080069 | 1 | [5 empty] | Removed from Ground | Diesel | 560 | Bare Steel | 1964-01-08 | 1992-07-08 | Galvanized Steel | Safe Suction (Euro)
SHAW INDUSTRIES INC/PLANT 12 | US HWY 41 N | CARTERSVILLE | Bartow | 4080081 | 1 | [5 empty] | Removed from Ground | Gas (Historical Use) | 8000 | Bare Steel | 1993-09-01 | 1993-09-01 | Unknown
CHARLES M GILREATH | 145 W MAIN ST | CARTERSVILLE | Bartow | 4080101 | 3 |  | 1998-11-01 |  | 1998-11-01 |  | Removed from Ground | Gas (Historical Use) | 1000 | Steel-Impressed Current | 1971-02-26 | 2004-10-13 | Cathodically Protected | Suction (American)
RED TOP TEXACO | 300 RED TOP MOUNTAIN RD | CARTERSVILLE | Bartow | 4080110 | 2 | Ball Float | 1996-03-01 | FALSE | 1996-03-01 | FALSE | Currently in Use | Gas (Historical Use) | 8000 | Steel-Impressed Current | 1982-09-12 |  | Steel (Impressed Current) | Pressurized
OWNBEY ENTERPRISES INC | 1339 HWY 113 SW | CARTERSVILLE | Bartow | 4080122 | 2 |  | 1998-08-01 | FALSE | 1998-08-01 | FALSE | Removed from Ground | Gas (Historical Use) | 30000 | Steel-Impressed Current | 1976-02-21 |  |  | Pressurized
BANK OF AMERICA | 102 EAST MAIN STREET | CARTERSVILLE | Bartow | 10000561 | 1 |  |  | FALSE |  | FALSE | Removed from Ground | Not Marked | 500 | Unknown | 2003-09-04 | 2003-09-04
BP FOODMART | 263 CASSVILLE RD | CARTERSVILLE | Bartow | 10001535 | 3 | Ball Float | 2008-02-01 | FALSE | 2008-02-01 | FALSE | Currently in Use | Diesel | 5000 | Composite | 2008-02-01 |  | Double-Walled Fiberglass
RIAZ & SONS INC | 5626 HWY 20 | CARTERSVILLE | Bartow | 9000133 | 4 | [5 empty] | Removed from Ground | Diesel | 4000 | Bare Steel | 1976-05-07 | 1988-02-01 | Galvanized Steel
PANDEL INC/COMPO INDUSTRIES INC | 21 RIVER DR | CARTERSVILLE | Bartow | 4080192 | 2 | [5 empty] | Removed from Ground | Other | 6000 | Bare Steel | 1976-05-07 | 1988-12-01 | Galvanized Steel
BST/CARTERSVILLE SOC R3420 | 26 FREEMAN ST | CARTERSVILLE | Bartow | 4080196 | 2 | [5 empty] | Removed from Ground | Gas (Historical Use) | 12000 | Bare Steel | 1980-07-08 | 1990-10-01 | Unknown | Pressurized
CASS-WHITE INC | 997 CASS WHITE RD | CARTERSVILLE | Bartow | 4080197 | 3 | Ball Float | 1993-08-25 | FALSE | 1993-08-25 | FALSE | Currently in Use | Diesel | 8000 | Galvanic (STIP-3) | 1986-08-15 |  | Fiberglass Reinforced Plastic | Pressurized
CARTERSVILLE MILLING CO | RIVER DR | CARTERSVILLE | Bartow | 4080011 | 1 | [5 empty] | Removed from Ground | Diesel | 10000 | Bare Steel | 1973-02-19 | 1990-02-22 | Bare Steel
ENTERPRISE VENTURE STORE #2 | 1277 NE TENN ST | CARTERSVILLE | Bartow | 4080016 | 2 | [5 empty] | Removed from Ground | Gas (Historical Use) | 6000 | Bare Steel | 1978-01-09 | 1899-12-31 | Galvanized Steel | Pressurized
KNIGHT MERCHANTILE CO | 24 WEST MAIN ST | CARTERSVILLE | Bartow | 4080033 | 1 | [5 empty] | Closed in Ground | Gas (Historical Use) | 280 | Bare Steel | 1966-01-01 | 1990-08-01 | Galvanized Steel
TOWNSEND'S COMPLETE AUTO CARE | 8 WEST AVE | CARTERSVILLE | Bartow | 4080035 | UL | [5 empty] | Removed from Ground | Gas (Historical Use) | 2000 | Bare Steel | 1966-01-01 | 1999-12-01 | Unknown | Suction (American)
CITY OF CARTERSVILLE | 4 COOK ST | CARTERSVILLE | Bartow | 4080049 | 1 | [5 empty] | Removed from Ground | Gas (Historical Use) | 10000 | Bare Steel | 1979-03-13 | 1994-12-12 | Galvanized Steel
CITY OF CARTERSVILLE | 4 COOK ST | CARTERSVILLE | Bartow | 4080049 | 4 |  |  | TRUE |  | TRUE | Removed from Ground | Used Oil | 1000 | Bare Steel | 1967-03-13 | 1994-12-12 | Galvanized Steel
FORSCOM RECREATION AREA | RT 2 | CARTERSVILLE | Bartow | 4080064 | 1 | [5 empty] | Removed from Ground | Gas (Historical Use) | 1000 | Cathodically Protected Steel | 1966-04-10 | 1988-06-01 | Galvanized Steel
SAMS | 1914 JOE FRANK HARRIS PKWY | CARTERSVILLE | Bartow | 4080066 | 1 | Ball Float | 1991-03-01 | FALSE | 1991-03-01 | FALSE | Currently in Use | Regular | 10000 | Fiberglass Double Walled | 1991-03-01 |  | Double-Walled Fiberglass | Pressurized
GA DOT #10601/DIST 6 MAINT SHOP | 500 JOE FRANK HARRIS PKWY (REAR) | CARTERSVILLE | Bartow | 4080074 | 601G1 | [5 empty] | Removed from Ground | Gas (Historical Use) | 10000 | Bare Steel | 1961-02-07 | 1997-09-24 | Galvanized Steel | Safe Suction (Euro)
GOLD KIST FEED MILL | RED COMB DR | CARTERSVILLE | Bartow | 4080105 | 2 | [5 empty] | Removed from Ground | Diesel | 1000 | Bare Steel | 1961-05-10 | 1986-01-01 | Galvanized Steel
Zamar LLC | 1331 HWY 113 SW | CARTERSVILLE | Bartow | 4080116 | 5 | Ball Float | 1995-03-24 | FALSE | 1995-03-24 | FALSE | Currently in Use | Premium | 2000 | Galvanic (STIP-3) | 1993-03-24 |  | Fiberglass Reinforced Plastic | Pressurized
Zamar LLC | 1331 HWY 113 SW | CARTERSVILLE | Bartow | 4080116 | 4 | Ball Float | 1993-03-24 | FALSE | 1993-03-24 | FALSE | Currently in Use | Diesel | 2000 | Galvanic (STIP-3) | 1993-03-24 |  | Fiberglass Reinforced Plastic | Pressurized
PATHWAY TRAVEL PLAZA | 7746 HWY 140 | ADAIRSVILLE | Bartow | 4080139 | 5 |  | 1998-08-26 | FALSE | 1998-09-26 | FALSE | Currently in Use | Regular | 12000 | Composite | 1998-08-26 |  | Fiberglass Reinforced Plastic | Pressurized
GAS CARD #1 | 310 S TENNESSEE ST | CARTERSVILLE | Bartow | 4080118 | 4 |  | 1997-12-09 | FALSE | 1997-12-09 | FALSE | Removed from Ground | Diesel | 10000 | Steel-Impressed Current | 1997-12-03 | 2017-10-06 |  | Pressurized
GET-N-FLY | 786 WEST AVE | CARTERSVILLE | Bartow | 4080125 | 3 | Ball Float | 1993-05-01 | FALSE | 1993-05-01 | FALSE | Currently in Use | Premium | 6000 | Steel-Impressed Current | 1985-02-27 |  | Steel (Impressed Current) | Pressurized
WATTS AVIATION INC | AIRPORT RD RT 1 | CARTERSVILLE | Bartow | 4080133 | 2 | [5 empty] | Removed from Ground | Gas (Historical Use) | 2000 | Bare Steel | 1995-05-23 | 1995-05-23 | Galvanized Steel
ADAIRSVILLE TEXACO | US HWY 41 S | ADAIRSVILLE | Bartow | 4080145 | 1 | [5 empty] | Removed from Ground | Diesel | 4000 | Bare Steel | 1987-08-01 | 1987-08-01 | Galvanized Steel
CAMILLE'S CORNER | 5136 JOE FRANK HARRIS PKWY | ADAIRSVILLE | Bartow | 10001448 | 3 |  | 2006-11-18 | FALSE | 2006-11-18 | FALSE | Currently in Use | Diesel | 10000 | Composite | 2006-11-18 |  | Fiberglass Reinforced Plastic | Pressurized
FAST TRACK FOOD MART | 7320 ADAIRSVILLE HIGHWAY | ADAIRSVILLE | Bartow | 82003 | 3 | Ball Float | 1987-11-04 | FALSE | 1987-11-04 | FALSE | Currently in Use | Diesel On Road | 8000 | Fiberglass | 1987-11-04 |  | Fiberglass Reinforced Plastic | Pressurized
RHODES GROCERY | US HWY 41 S | TAYLORSVILLE | Bartow | 4080027 | 2 | [5 empty] | Permanently Out of Use - historical purposes | Gas (Historical Use) | 2000 | Bare Steel | 1981-01-09 | 1899-12-31 | Galvanized Steel
TAYLORSVILLE MINI MART | CARTERSVILLE ST | TAYLORSVILLE | Bartow | 4080109 | 2 | [5 empty] | Removed from Ground | Gas (Historical Use) | 3000 | Bare Steel | 1977-02-20 | 1999-02-15 | Galvanized Steel | Safe Suction (Euro)
GA POWER/PLANT BOWEN | 317 COVERED BRIDGE RD SW | TAYLORSVILLE | Bartow | 9000669 | 35 | [5 empty] | Currently in Use | Diesel | 1000 | Bare Steel | 1971-05-11 |  | Unknown
AAA TEXACO (SUNOCO) | 700 JOE FRANK HARRIS PKWY | CARTERSVILLE | Bartow | 4080072 | 1 | Flapper Valve | 1996-03-01 | FALSE | 1996-03-01 | FALSE | Currently in Use | Regular | 10000 | Steel-Impressed Current | 1984-04-02 |  | Fiberglass Reinforced Plastic | Pressurized
BURNT HICKORY GROCERY | 805 BURNT HICKORY RD | CARTERSVILLE | Bartow | 4080087 | 2 |  | 1995-11-01 |  | 1995-11-01 |  | Removed from Ground | Gas (Historical Use) | 6000 | Cathodically Protected Steel | 1985-04-05 | 2010-02-25 | Fiberglass Reinforced Plastic | Pressurized
GILREATH OIL CO | 726 JOE FRANK HARRIS PKWY | CARTERSVILLE | Bartow | 4080099 | 2 | Flapper Valve | 1998-12-10 | FALSE | 1998-12-10 | FALSE | Removed from Ground | Gas (Historical Use) | 20000 | Steel-Impressed Current | 1981-02-25 |  |  | Pressurized
OWNBEY ENTERPRISES INC | 1339 HWY 113 SW | CARTERSVILLE | Bartow | 4080122 | 5 |  | 1998-08-01 | FALSE | 1998-08-01 | FALSE | Removed from Ground | Diesel | 20000 | Steel-Impressed Current | 1976-02-21 |  |  | Pressurized
OWNBEY ENTERPRISES INC | 1339 HWY 113 SW | CARTERSVILLE | Bartow | 4080122 | 4 |  | 1998-08-01 | FALSE | 1998-08-01 | FALSE | Removed from Ground | Hazardous Substance | 20000 | Steel-Impressed Current | 1976-02-21 |  |  | Pressurized
EXXON FOOD STORE | 5698 HWY 20 | CARTERSVILLE | Bartow | 10000204 | 3 | Overfill Alarm | 2002-05-23 | FALSE | 2002-05-23 | FALSE | Currently in Use | Premium | 12000 | Fiberglass | 2002-04-11 |  | Double-Walled Flex | Pressurized
OLD MILL BP | 122 OLD MILL RD | CARTERSVILLE | Bartow | 10000545 | 2 | Flapper Valve | 2003-06-02 | FALSE | 2003-06-02 | FALSE | Currently in Use | Premium | 10000 | Composite | 2003-05-01 |  | Fiberglass Reinforced Plastic | Pressurized
SHORT EXPRESS | 71 OLD GRASSDALE RD | CARTERSVILLE | Bartow | 9008093 | 2 | Ball Float | 1996-09-26 | FALSE | 1996-09-26 | TRUE | Currently in Use | Gas (Historical Use) | 10000 | Composite | 1996-09-25 |  | Double-Walled Flex | Pressurized
COWBOYS #9 | 2310 US HWY 411 & I-75 | CARTERSVILLE | Bartow | 9008095 | 4 | [5 empty] | Removed from Ground | Diesel | 10000 | Bare Steel | 1997-10-22 | 1997-10-22 | Galvanized Steel | Pressurized
MU & DAAS INC | 1139 N TENNESSEE ST | CARTERSVILLE | Bartow | 4080129 | 9001 | Ball Float | 1996-05-01 | FALSE | 1996-05-01 | FALSE | Currently in Use | Regular | 10008 | Steel-Impressed Current | 1981-04-28 |  | Fiberglass Reinforced Plastic | Pressurized
LUCKYS CAR WASH | 142 CASSVILLE RD | CARTERSVILLE | Bartow | 4080136 | 2 | [5 empty] | Closed in Ground | Gas (Historical Use) | 1000 | Bare Steel | 1970-05-08 | 2000-08-17 | Bare Steel
76 AUTO SERVICE | 6153 JFH PKWY NW | ADAIRSVILLE | Bartow | 4080200 | 6 |  | 1995-08-01 |  | 1995-08-01 |  | Removed from Ground | Gas (Historical Use) | 2000 | Epoxy | 1984-01-01 | 1899-12-31 | Fiberglass Reinforced Plastic | Safe Suction (Euro)
GA COUNTRY STORE | GA HWY 140 | ADAIRSVILLE | Bartow | 4080166 | 3 | [5 empty] | Removed from Ground | Gas (Historical Use) | 500 | Bare Steel | 1961-05-05 | 1899-12-31 | Galvanized Steel | Suction (American)
PATHWAY TRAVEL PLAZA | 7746 HWY 140 | ADAIRSVILLE | Bartow | 4080139 | 2 |  | 1989-08-23 |  | 1989-08-23 |  | Removed from Ground | Other | 10000 | Bare Steel | 1970-05-08 | 1998-08-12 | Bare Steel
ADAIRSVILLE SUPERMARKET | 5859 JOE FRANK HARRIS PKWY | ADAIRSVILLE | Bartow | 10002348 | 5 | Flapper Valve | 2014-08-01 | FALSE | 2014-03-01 | FALSE | Currently in Use | Kerosene | 3000 | Tank Jacket Double Walled | 2014-02-01 |  | Double-Walled Fiberglass | Pressurized
ADAIRSVILLE SUPERMARKET | 5859 JOE FRANK HARRIS PKWY | ADAIRSVILLE | Bartow | 10002348 | 4 | Flapper Valve | 2014-08-01 | FALSE | 2014-03-01 | FALSE | Currently in Use | Regular | 4000 | Tank Jacket Double Walled | 2014-02-01 |  | Double-Walled Fiberglass | Pressurized
FAST TRACK FOOD MART | 7320 ADAIRSVILLE HIGHWAY | ADAIRSVILLE | Bartow | 82003 | 2 | Flapper Valve | 1987-11-04 | FALSE | 1987-11-04 | FALSE | Currently in Use | Premium | 8000 | Fiberglass | 1987-11-04 |  | Fiberglass Reinforced Plastic | Pressurized
SHORT WAY | 1204 WEST AVE | CARTERSVILLE | Bartow | 4080127 | 12001 | Ball Float | 1997-12-20 | FALSE | 1997-12-20 | FALSE | Currently in Use | Regular | 10027 | Steel-Impressed Current | 1982-04-28 |  | Fiberglass Reinforced Plastic | Pressurized
GA COUNTRY STORE | GA HWY 140 | ADAIRSVILLE | Bartow | 4080166 | 4 | [5 empty] | Removed from Ground | Gas (Historical Use) | 2000 | Bare Steel | 1984-05-05 | 1899-12-31 | Galvanized Steel | Suction (American)
GA COUNTRY STORE | GA HWY 140 | ADAIRSVILLE | Bartow | 4080166 | 5 | [5 empty] | Removed from Ground | Gas (Historical Use) | 2000 | Bare Steel | 1984-05-05 | 1899-12-31 | Galvanized Steel | Suction (American)
CAMILLE'S CORNER | 5136 JOE FRANK HARRIS PKWY | ADAIRSVILLE | Bartow | 10001448 | 2 |  | 2006-11-18 | FALSE | 2006-11-18 | FALSE | Currently in Use | Premium | 8000 | Composite | 2006-11-18 |  | Fiberglass Reinforced Plastic | Pressurized
ADAIRSVILLE SUPERMARKET | 5859 JOE FRANK HARRIS PKWY | ADAIRSVILLE | Bartow | 10002348 | 3 | Flapper Valve | 2014-08-01 | FALSE | 2014-03-01 | FALSE | Currently in Use | Diesel | 5000 | Tank Jacket Double Walled | 2014-02-01 |  | Double-Walled Fiberglass | Pressurized
FORMERLY TINA JAY & JANET HUGHES PROPERTY | 2062 HIGHWAY 113 | TAYLORSVILLE | Bartow | 10000950 | 3 |  |  | FALSE |  | FALSE | Removed from Ground | Empty | 2000 | Unknown | 2005-06-24 | 2005-06-24
TNH2366 LLC | 2366 B HWY 113 | TAYLORSVILLE | Bartow | 9008058 | 6A | Flapper Valve | 2021-02-01 | FALSE | 2021-03-01 | FALSE | Currently in Use | Diesel On Road | 4000 | Composite Double Walled | 2021-01-04 |  | Double-Walled Fiberglass | Pressurized
TNH2366 LLC | 2366 B HWY 113 | TAYLORSVILLE | Bartow | 9008058 | 6B | Flapper Valve | 2021-02-01 | FALSE | 2021-03-01 | FALSE | Currently in Use | Diesel On Road | 12000 | Composite Double Walled | 2021-01-04 |  | Double-Walled Fiberglass | Pressurized
CASSVILLE COMPREHENSIVE HIGH SCH | 738 GRASSDALE ROAD | CARTERSVILLE | Bartow | 9008086 | 2 | [5 empty] | Removed from Ground | Diesel | 5000 | Not Marked/Unknown |  | 1899-12-31 | Not Marked
SHANZA PETRO INC | 5661 HWY 20 NE | CARTERSVILLE | Bartow | 9008094 | 3 | Ball Float | 1996-04-11 | FALSE | 1996-04-11 | FALSE | Currently in Use | Diesel | 10246 | Composite | 1996-04-11 |  | Fiberglass Reinforced Plastic | Pressurized
MURPHY USA 5503 | 125 MARKETPLACE BLVD | CARTERSVILLE | Bartow | 9008102 | 1 | Flapper Valve | 1997-10-07 | FALSE | 1997-10-07 | FALSE | Currently in Use | Regular | 12000 | Tank Jacket | 1997-10-01 |  | Double-Walled Flex | Pressurized
426 CARTERSVILLE INC. | 426 HAMILTON CROSSING RD | CARTERSVILLE | Bartow | 9008106 | 2 | Flapper Valve | 1998-03-03 | FALSE | 1998-03-03 | FALSE | Currently in Use | Premium | 10000 | Fiberglass | 1998-02-18 |  | Double-Walled Fiberglass | Pressurized
CITGO EXPRESS | 1144 N TENNESSEE ST | CARTERSVILLE | Bartow | 9008119 | 2 | Ball Float | 2001-08-01 | TRUE | 2001-08-01 | TRUE | Currently in Use | Premium | 8000 | Fiberglass | 2001-08-01 |  | Fiberglass Reinforced Plastic | Pressurized
CIRCLE K #2723683 | 501 N TENNESSEE ST | CARTERSVILLE | Bartow | 10000646 | 2 | Flapper Valve | 2004-04-28 | FALSE | 2004-04-28 | FALSE | Currently in Use | Premium | 15000 | Fiberglass | 2004-02-09 |  | Double-Walled Fiberglass | Pressurized
SHELL TRAVEL CENTER | 1340 E MAIN ST | CARTERSVILLE | Bartow | 10000346 | 1 | Flapper Valve | 2003-01-09 | FALSE | 2003-01-09 | FALSE | Currently in Use | Regular | 12000 | Fiberglass | 2003-01-09 |  | Double-Walled Fiberglass | Pressurized
CLAUDE WHITENER | 1586 HWY 411 NE | CARTERSVILLE | Bartow | 9008067 | 2 | [5 empty] | Removed from Ground | Gas (Historical Use) | 3000 | Bare Steel | 1973-09-01 | 1998-09-26 | Galvanized Steel | Safe Suction (Euro)
Thomas Concrete Bartow Plant #2400 | 905 ROWLAND SPRINGS RD | CARTERSVILLE | Bartow | 9008007 | 1 |  | 1997-08-01 |  | 1997-08-01 |  | Currently in Use | Diesel | 10000 | Fiberglass | 1988-08-10 |  | Fiberglass Reinforced Plastic | Pressurized
JP Truckers Lounge | 2320 US 411 NE | Cartersville | Bartow | 9008009 | 4 | [5 empty] | Removed from Ground | Diesel | 6000 | Fiberglass | 1972-01-01 | 1996-05-02 | Galvanized Steel | Pressurized
JP Truckers Lounge | 2320 US 411 NE | Cartersville | Bartow | 9008009 | 5 | [5 empty] | Removed from Ground | Gas (Historical Use) | 550 | Fiberglass | 1972-01-01 | 1996-05-01 | Galvanized Steel | Pressurized
JP Truckers Lounge | 2320 US 411 NE | Cartersville | Bartow | 9008009 | 7 | Ball Float | 1996-05-15 | FALSE | 2021-08-10 | FALSE | Currently in Use | Premium | 8000 | Galvanic (STIP-3) | 1996-05-15 |  | Fiberglass Reinforced Plastic | Pressurized
JP Truckers Lounge | 2320 US 411 NE | Cartersville | Bartow | 9008009 | 10 | Flapper Valve | 1997-09-19 | FALSE | 2021-08-10 | FALSE | Currently in Use | Diesel | 10000 | Galvanic (STIP-3) | 1997-09-19 |  | Fiberglass Reinforced Plastic | Pressurized
CASS WHITE BEER & TOBACCO | 998 CASS WHITE RD NE | CARTERSVILLE | Bartow | 9008019 | 159550 | Ball Float | 1986-01-01 | FALSE | 1986-01-01 | FALSE | Currently in Use | Diesel | 8000 | Epoxy | 1990-01-01 |  | Fiberglass Reinforced Plastic | Pressurized
SHELL FOOD MART | 874 CASS-WHITE RD | CARTERSVILLE | Bartow | 9008024 | 6 | [5 empty] | Removed from Ground | Gas (Historical Use) | 8000 | Bare Steel | 1978-01-09 | 1987-11-30 | Galvanized Steel
CHEVRON #40179 | 2319 US HWY 411 NE | CARTERSVILLE | Bartow | 9008039 | 3 |  |  | TRUE |  | TRUE | Removed from Ground | Used Oil | 5000 | Not Marked/Unknown | 1991-04-01 | 1991-04-01 | Not Marked
INGLES GAS EXPRESS #476 | 825 WEST AVE | CARTERSVILLE | Bartow | 10001141 | 2 |  | 2006-06-03 | FALSE | 2006-06-06 | FALSE | Currently in Use | Diesel | 8000 | Fiberglass Double Walled | 2006-06-02 |  | Fiberglass Reinforced Plastic | Pressurized
CIRCLE K #2723554 | 902 JOE FRANK HARRIS PKWY | CARTERSVILLE | Bartow | 82000 | 2 |  | 1987-11-04 |  | 1987-11-04 |  | Currently in Use | Gas (Historical Use) | 10000 | Fiberglass | 1987-11-04 |  | Fiberglass Reinforced Plastic | Pressurized
BURNT HICKORY FOOD MART #361 | 804 BURNT HICKORY RD | CARTERSVILLE | Bartow | 10001489 | 1 | Flapper Valve | 2007-12-01 | FALSE | 2007-12-01 | FALSE | Currently in Use | Regular | 8000 | Composite Double Walled | 2007-12-01 |  | Double-Walled Flex | Pressurized
INGLES GAS EXPRESS #76 | 879 JOE FRANK HARRIS PKWY | CARTERSVILLE | Bartow | 10002587 | 2B | Flapper Valve | 2016-07-29 | FALSE |  | FALSE | Currently in Use | E-0 | 5000 | Fiberglass Double Walled | 2016-07-29 |  | Double-Walled Flex | Pressurized
SHANZA PETRO INC | 5661 HWY 20 NE | CARTERSVILLE | Bartow | 9008094 | 1 | Ball Float | 1996-04-11 | FALSE | 1996-04-11 | FALSE | Currently in Use | Regular | 15496 | Composite | 1996-04-11 |  | Fiberglass Reinforced Plastic | Pressurized
SATNAM SINGH | 112 KINGSTON HWY 293 | CARTERSVILLE | Bartow | 9008050 | 5 | Flapper Valve | 1995-04-28 | FALSE | 1995-04-28 | FALSE | Currently in Use | Kerosene | 2000 | Composite | 1994-04-28 |  |  | Pressurized
SATNAM SINGH | 112 KINGSTON HWY 293 | CARTERSVILLE | Bartow | 9008050 | 4 | Flapper Valve | 1995-04-28 | FALSE | 1995-04-28 | FALSE | Currently in Use | Diesel | 6000 | Composite | 1994-04-28 |  |  | Pressurized
CLAUDE WHITENER | 1586 HWY 411 NE | CARTERSVILLE | Bartow | 9008067 | 1 | [5 empty] | Removed from Ground | Gas (Historical Use) | 3000 | Bare Steel | 1973-09-01 | 1998-09-26 | Galvanized Steel | Safe Suction (Euro)
K&B GROCERY | 715 CASSVILLE RD | CARTERSVILLE | Bartow | 9008076 | 3 | [5 empty] | Closed in Ground | Gas (Historical Use) | 1000 | Bare Steel | 1997-01-03 | 1997-01-03 | Bare Steel
CHEVRON FOOD MART INC | 1401 WEST AVE | CARTERSVILLE | Bartow | 9008082 | 4 | Flapper Valve | 1995-05-15 | FALSE | 1995-05-15 | FALSE | Currently in Use | Kerosene | 2000 | Fiberglass | 1995-05-01 |  | Double-Walled Fiberglass | Safe Suction (Euro)
THOMAS CONCRETE | BURNT HICKORY RD @ GILLIAM SPUR | CARTERSVILLE | Bartow | 4080088 | 1 | [5 empty] | Removed from Ground | Gas (Historical Use) | 2000 | Bare Steel | 1984-04-05 | 1999-02-07 | Galvanized Steel | Safe Suction (Euro)
HOWELL SVC STA | US HWY 41 @ MOON ST | CARTERSVILLE | Bartow | 4080021 | 2 | [5 empty] | Removed from Ground | Gas (Historical Use) | 4000 | Bare Steel | 1976-01-10 | 1996-09-12 | Galvanized Steel
RED TOP MOUNTAIN STATE PARK | 653 RED TOP MOUNTAIN RD SE | CARTERSVILLE | Bartow | 4080037 | 1 | [5 empty] | Removed from Ground | Gas (Historical Use) | 1000 | Bare Steel | 1971-01-01 | 1991-08-22 | Galvanized Steel | Suction (American)
MAPCO EXPRESS INC #3529 | 118 TENNESSEE ST | CARTERSVILLE | Bartow | 4080065 | 4 |  | 1985-01-01 |  | 1985-01-01 |  | Removed from Ground | Diesel | 4000 | Bare Steel | 1984-12-01 | 1997-07-30 | Double-Walled Fiberglass | Pressurized
MAPCO EXPRESS INC #3529 | 118 TENNESSEE ST | CARTERSVILLE | Bartow | 4080065 | 5 | Flapper Valve | 1997-07-31 | FALSE | 1997-07-31 | FALSE | Currently in Use | Diesel | 4000 | Fiberglass Double Walled | 1997-07-30 |  | Double-Walled Fiberglass | Pressurized
BURNT HICKORY FOOD MART | 1160 BURNT HICKORY RD | CARTERSVILLE | Bartow | 10002012 | 3 | Ball Float | 2011-05-05 | FALSE | 2011-05-05 | FALSE | Currently in Use | Diesel | 4000 | Composite Double Walled | 2011-05-05 |  | Double-Walled Flex | Pressurized
ATLANTIC STEEL CO/CARTERSVILLE P | 384 OLD GRASSDALE RD | CARTERSVILLE | Bartow | 9000374 | C1 | [5 empty] | Removed from Ground | Gas (Historical Use) | 1000 | Bare Steel | 1975-05-08 | 1989-11-13 | Bare Steel
RAILROAD GROCERY | 273 NORTH ERWIN STREET | CARTERSVILLE | Bartow | 9008101 | SU | [5 empty] | Removed from Ground | Gas (Historical Use) | 5000 | Cathodically Protected Steel | 1990-01-02 | 2011-07-21 | Galvanized Steel | Suction (American)
BARTOW COUNTY WATER DEPT | 2 ROOSEVELT ST | CARTERSVILLE | Bartow | 9008068 | 1 | [5 empty] | Removed from Ground | Gas (Historical Use) | 3000 | Bare Steel | 1985-01-01 | 1998-12-22 | Galvanized Steel | Safe Suction (Euro)
CIRCLE K #2723675 | 5646 HWY 20 SE | CARTERSVILLE | Bartow | 4080103 | 1 | Flapper Valve | 2009-11-10 |  | 1996-01-01 |  | Currently in Use | Diesel | 20000 | Steel-Impressed Current | 1982-03-10 |  | Fiberglass Reinforced Plastic | Pressurized
Zamar LLC | 1331 HWY 113 SW | CARTERSVILLE | Bartow | 4080116 | 1 |  |  | FALSE |  | FALSE | Removed from Ground | Gas (Historical Use) | 2000 | Bare Steel | 1978-02-20 | 1993-03-01 | Galvanized Steel
Zamar LLC | 1331 HWY 113 SW | CARTERSVILLE | Bartow | 4080116 | 7 | Flapper Valve | 1995-11-22 | FALSE | 1995-11-22 | FALSE | Currently in Use | Kerosene | 2000 | Composite | 1995-11-22 |  | Fiberglass Reinforced Plastic | Safe Suction (Euro)
GAS CARD #1 | 310 S TENNESSEE ST | CARTERSVILLE | Bartow | 4080118 | 1 |  | 1997-12-09 | FALSE | 1997-12-09 | FALSE | Removed from Ground |  | 8000 | Steel-Impressed Current | 1997-12-03 | 2017-10-06 |  | Pressurized
SHORT STOP | 501 CASSVILLE RD | CARTERSVILLE | Bartow | 4080128 | 13002 | Ball Float | 1997-02-01 | FALSE | 1997-02-01 | FALSE | Currently in Use | Premium | 10027 | Steel-Impressed Current | 1982-04-28 |  | Fiberglass Reinforced Plastic | Pressurized
GA POWER CO/CARTERSVILLE DIST HQ | 41 MASSELL DR/HWY 41 NORTH | CARTERSVILLE | Bartow | 4080131 | B | [5 empty] | Removed from Ground | Gas (Historical Use) | 10000 | Bare Steel | 1977-06-11 | 1993-12-16 | Galvanized Steel | Pressurized
ABANDONED - SHOPE WISE FOOD STORE | GRASSDALE RD | CARTERSVILLE | Bartow | 4080137 | 1 |  |  | FALSE |  | FALSE | Temporarily out of use | Gas (Historical Use) | 2000 | Bare Steel | 1978-05-08 |  | Bare Steel
PATHWAY TRAVEL PLAZA | 7746 HWY 140 | ADAIRSVILLE | Bartow | 4080139 | 7 |  | 1998-08-26 | FALSE | 1998-09-26 | FALSE | Currently in Use | Diesel | 20000 | Fiberglass | 1998-08-26 |  | Fiberglass Reinforced Plastic | Pressurized
PATHWAY TRAVEL PLAZA | 7746 HWY 140 | ADAIRSVILLE | Bartow | 4080139 | 1 |  | 1989-08-23 |  | 1989-08-23 |  | Removed from Ground | Other | 8000 | Bare Steel | 1970-05-08 | 1998-08-12 | Bare Steel
IRONHILL GROCERY | TAYLORSVILLE RD | TAYLORSVILLE | Bartow | 82001 | 3 | [5 empty] | Removed from Ground | Gas (Historical Use) | 1000 | Bare Steel | 1972-11-07 | 1999-12-09 | Galvanized Steel | Safe Suction (Euro)
CHEMICAL PRODUCTS CORP | 102 OLD MILL RD | CARTERSVILLE | Bartow | 4080067 | 2 | [5 empty] | Removed from Ground | Gas (Historical Use) | 4000 | Bare Steel | 1974-04-15 | 1991-07-25 | Galvanized Steel
CIRCLE K #2723675 | 5646 HWY 20 SE | CARTERSVILLE | Bartow | 4080103 | 2 | Flapper Valve | 2009-11-10 | FALSE | 1996-01-01 | FALSE | Currently in Use | Regular | 12000 | Steel-Impressed Current | 1982-03-10 |  | Fiberglass Reinforced Plastic | Pressurized
WILSON'S STATION | 748 JFH PKWY | CARTERSVILLE | Bartow | 4080107 | 2 | [5 empty] | Removed from Ground | Gas (Historical Use) | 3000 | Bare Steel | 1972-02-21 | 1996-05-01 | Bare Steel | Pressurized
GET-N-FLY | 786 WEST AVE | CARTERSVILLE | Bartow | 4080125 | 2 | Ball Float | 1993-05-01 | FALSE | 1993-05-01 | FALSE | Currently in Use | Regular | 6000 | Steel-Impressed Current | 1985-02-27 |  | Steel (Impressed Current) | Pressurized
SHORT STOP | 501 CASSVILLE RD | CARTERSVILLE | Bartow | 4080128 | 13003 | Ball Float | 1997-02-01 | FALSE | 1997-02-01 | FALSE | Currently in Use | Plus | 6110 | Steel-Impressed Current | 1982-04-28 |  | Fiberglass Reinforced Plastic | Pressurized
ADAIRSVILLE TEXACO | US HWY 41 S | ADAIRSVILLE | Bartow | 4080145 | 2 | [5 empty] | Removed from Ground | Gas (Historical Use) | 4000 | Bare Steel | 1987-08-01 | 1987-08-01 | Galvanized Steel
PATHWAY TRAVEL PLAZA | 7746 HWY 140 | ADAIRSVILLE | Bartow | 4080139 | 8 |  | 1998-08-26 | FALSE | 1998-09-26 | FALSE | Currently in Use | Diesel | 10000 | Composite | 1998-08-26 |  | Fiberglass Reinforced Plastic | Pressurized
PATHWAY TRAVEL PLAZA | 7746 HWY 140 | ADAIRSVILLE | Bartow | 4080139 | 6 |  | 1998-08-26 | FALSE | 1998-09-26 | FALSE | Currently in Use | Premium | 10000 | Composite | 1998-08-26 |  | Fiberglass Reinforced Plastic | Pressurized
KNIGHTS EXXON | 102 PRINCETON BLVD | ADAIRSVILLE | Bartow | 10001174 | 2A | Ball Float | 2006-06-12 | FALSE | 2006-06-12 | FALSE | Currently in Use | Plus | 6000 | Composite | 2006-06-12 |  | Double-Walled Fiberglass | Pressurized
TAYLORSVILLE MINI MART | CARTERSVILLE ST | TAYLORSVILLE | Bartow | 4080109 | 1 | [5 empty] | Removed from Ground | Gas (Historical Use) | 3000 | Bare Steel | 1977-02-20 | 1999-02-15 | Galvanized Steel | Safe Suction (Euro)
JP Truckers Lounge | 2320 US 411 NE | Cartersville | Bartow | 9008009 | 3 | [5 empty] | Removed from Ground | Diesel | 6000 | Fiberglass | 1972-01-01 | 1996-05-02 | Galvanized Steel | Pressurized
LAND O SUN | 115 EAST FELTON RD | CARTERSVILLE | Bartow | 9008013 | 1 | [5 empty] | Removed from Ground | Gas (Historical Use) | 10000 | Bare Steel | 1990-08-14 | 1990-08-14 | Bare Steel
CARTERSVILLE SHELL | 5629 GA HWY 20 NE | CARTERSVILLE | Bartow | 9008018 | 4 | Ball Float | 1989-01-01 | FALSE | 1989-01-01 | FALSE | Currently in Use | Diesel | 12000 | Epoxy | 1989-01-01 |  | Fiberglass Reinforced Plastic | Pressurized
MU & DAAS INC | 1139 N TENNESSEE ST | CARTERSVILLE | Bartow | 4080129 | 9003 | Ball Float | 1996-05-01 | FALSE | 1996-05-01 | FALSE | Currently in Use | Premium | 6110 | Steel-Impressed Current | 1981-04-28 |  | Fiberglass Reinforced Plastic | Pressurized
ABANDONED - SHOPE WISE FOOD STORE | GRASSDALE RD | CARTERSVILLE | Bartow | 4080137 | 3 |  |  | FALSE |  | FALSE | Temporarily out of use | Gas (Historical Use) | 1000 | Bare Steel | 1978-05-08 |  | Bare Steel
76 AUTO SERVICE | 6153 JFH PKWY NW | ADAIRSVILLE | Bartow | 4080200 | 8 |  | 1995-08-01 |  | 1995-08-01 |  | Removed from Ground | Gas (Historical Use) | 8000 | Epoxy | 1981-01-01 | 1899-12-31 | Fiberglass Reinforced Plastic | Safe Suction (Euro)
ADCOCK MOTORS | 5581 JOE FRANK HARRIS PKWY | ADAIRSVILLE | Bartow | 4080171 | 4 | [5 empty] | Removed from Ground | Gas (Historical Use) | 2000 | Bare Steel | 1976-05-05 | 1998-03-01 | Galvanized Steel | Suction (American)
ADCOCK MOTORS | 5581 JOE FRANK HARRIS PKWY | ADAIRSVILLE | Bartow | 4080171 | 5 |  |  | TRUE |  | TRUE | Removed from Ground | Used Oil | 250 | Bare Steel | 1976-05-05 | 1998-03-01 | Galvanized Steel | Suction (American)
ADAIRSVILLE SUPERMARKET | 5859 JOE FRANK HARRIS PKWY | ADAIRSVILLE | Bartow | 10002348 | 1 | Flapper Valve | 2014-08-01 | FALSE | 2014-03-01 | FALSE | Currently in Use | Regular | 15000 | Tank Jacket Double Walled | 2014-02-01 |  | Double-Walled Fiberglass | Pressurized
EASY SHOP #2 | 2812 HWY 113 | TAYLORSVILLE | Bartow | 1150060 | 2 | Flapper Valve | 1998-07-14 |  | 1998-07-14 |  | Removed from Ground | Gas (Historical Use) | 2000 | Galvanic (STIP-3) | 1982-05-09 | 2013-05-29 | Galvanized Steel | Pressurized
GA POWER/PLANT BOWEN | 317 COVERED BRIDGE RD SW | TAYLORSVILLE | Bartow | 9000669 | 31 | [5 empty] | Currently in Use | Diesel | 1000 | Bare Steel | 1971-05-11 |  | Unknown
COLLINS GROCERY | 6646 Glade Rd | Acworth | Bartow | 4080119 | 3 |  | 1998-06-01 | FALSE | 1998-06-01 | FALSE | Currently in Use | Premium | 6000 | Steel-Impressed Current | 1985-02-20 |  | Flex | Pressurized
YOUNGIN ENTERPRISE LLC | 5890 GLADE RD STE 108 | ACWORTH | Bartow | 282001 | 1 |  | 1998-07-09 | FALSE | 1998-07-09 | FALSE | Currently in Use | Regular | 8000 | Steel-Impressed Current | 1987-11-04 |  | Steel (Impressed Current) | Pressurized
EMERSON MINI MART | 714 HWY 293 | EMERSON | Bartow | 10000663 | 1B | Ball Float | 2004-05-07 | FALSE | 2004-05-07 | FALSE | Currently in Use | Gas (Historical Use) | 6000 | Epoxy | 2004-04-23 |  | Fiberglass Reinforced Plastic | Pressurized
EMERSON MINI MART | 714 HWY 293 | EMERSON | Bartow | 10000663 | 1A | Ball Float | 2004-05-07 | TRUE | 2004-05-07 | FALSE | Currently in Use | Gas (Historical Use) | 6000 | Epoxy | 2004-04-23 |  | Fiberglass Reinforced Plastic | Pressurized
EUHARLEE STORE | COVERED BRIDGE RD | EUHARLEE | Bartow | 9008097 | 2 | [5 empty] | Removed from Ground | Gas (Historical Use) | 1000 | Bare Steel | 1998-01-29 | 1998-01-29 | Bare Steel | Safe Suction (Euro)
MORRIS EXXON #50038 | I-75 & US HWY 411/RT 1 | WHITE | Bartow | 9008048 | 2 | [5 empty] | Removed from Ground | Gas (Historical Use) | 8000 | Bare Steel | 1978-10-01 | 1994-09-13 | Bare Steel | Pressurized
PARK MARINA | 651 MARINA RD | ACWORTH | Bartow | 9008066 | 1A | Flapper Valve | 1988-05-01 |  | 1988-05-01 |  | Removed from Ground | Gas (Historical Use) | 6000 | Steel-Impressed Current | 1988-05-01 | 2013-11-19 | Flex | Pressurized
LAKESIDE CROSSING | 6649 GLADE RD | ACWORTH | Bartow | 9008062 | 3 | Ball Float | 1990-06-01 | FALSE | 1990-06-01 | FALSE | Currently in Use | Diesel | 8000 | Steel-Impressed Current | 1990-06-01 |  | Fiberglass Reinforced Plastic | Pressurized
LAKE ALLATOONA REC AREA | 166 SANDTOWN RD BLDG 90 | ACWORTH | Bartow | 330317 | 90A |  | 1991-10-02 |  | 1991-10-02 |  | Removed from Ground | Gas (Historical Use) | 2500 | Double Walled | 1991-09-27 | 2009-01-13 | Double Walled | Pressurized
LAKESIDE CROSSING | 6649 GLADE RD | ACWORTH | Bartow | 9008062 | 2 | Ball Float | 1990-06-01 | FALSE | 1990-06-01 | FALSE | Currently in Use | Premium | 8000 | Steel-Impressed Current | 1990-06-01 |  | Fiberglass Reinforced Plastic | Pressurized
PARK MARINA | 651 MARINA RD | ACWORTH | Bartow | 9008066 | 1B | Flapper Valve | 1988-05-01 | FALSE | 1988-05-01 | FALSE | Removed from Ground | Gas (Historical Use) | 2000 | Steel-Impressed Current | 1988-05-01 | 2013-11-19 | Flex | Pressurized
MORRIS EXXON #50038 | I-75 & US HWY 411/RT 1 | WHITE | Bartow | 9008048 | 3 | [5 empty] | Removed from Ground | Gas (Historical Use) | 10000 | Bare Steel | 1978-10-01 | 1994-09-13 | Bare Steel | Pressurized
LAKE ALLATOONA REC AREA | 166 SANDTOWN RD BLDG 90 | ACWORTH | Bartow | 330317 | L-A | [5 empty] | Removed from Ground | Gas (Historical Use) | 2000 | Bare Steel | 1957-04-25 | 1991-09-01 | Unknown
PARK MARINA | 651 MARINA RD | ACWORTH | Bartow | 9008066 | 2 | Ball Float | 2013-07-01 | FALSE | 2013-07-01 | FALSE | Currently in Use | Gas (Historical Use) | 20000 | Tank Jacket | 2013-07-01 |  | Double-Walled Fiberglass | Pressurized
EUHARLEE STORE | COVERED BRIDGE RD | EUHARLEE | Bartow | 9008097 | 1 | [5 empty] | Removed from Ground | Gas (Historical Use) | 500 | Bare Steel | 1998-01-29 | 1998-01-29 | Bare Steel | Safe Suction (Euro)
MORRIS EXXON #50038 | I-75 & US HWY 411/RT 1 | WHITE | Bartow | 9008048 | 1 | [5 empty] | Removed from Ground | Gas (Historical Use) | 10000 | Bare Steel | 1979-06-01 | 1994-09-13 | Bare Steel | Pressurized
MORRIS EXXON #50038 | I-75 & US HWY 411/RT 1 | WHITE | Bartow | 9008048 | 4 |  |  | TRUE |  | TRUE | Removed from Ground | Used Oil | 550 | Bare Steel | 1978-10-01 | 1994-08-24 | Galvanized Steel | Pressurized
LAKESIDE CROSSING | 6649 GLADE RD | ACWORTH | Bartow | 9008062 | 1 | Ball Float | 1990-06-01 | FALSE | 1990-06-01 | FALSE | Currently in Use | Regular | 8000 | Steel-Impressed Current | 1990-06-01 |  | Fiberglass Reinforced Plastic | Pressurized
GAS AND GO 218 | 1912 JOE FRANK HARRIS PKWY SE | CARTERSVILLE | Bartow | 10003529 | 1 | Flapper Valve | 2024-11-06 | FALSE | 2024-11-06 | FALSE | Currently in Use | Regular | 20000 | Bare Steel | 2024-09-12 |  | Double-Walled Flex | Pressurized
JAT OIL, INC. | 651 JOE FRANK HARRIS PKWY | CARTERSVILLE | Bartow | 4080017 | 1 | Flapper Valve | 1995-01-10 | FALSE | 1995-01-10 | FALSE | Currently in Use | Gas (Historical Use) | 15000 | Steel-Impressed Current | 1966-01-08 |  | Fiberglass Reinforced Plastic | Pressurized
JAT OIL, INC. | 651 JOE FRANK HARRIS PKWY | CARTERSVILLE | Bartow | 4080017 | 1 | Flapper Valve | 1995-01-10 | FALSE | 1995-01-10 | FALSE | Currently in Use | Gas (Historical Use) | 15000 | Steel-Impressed Current | 1966-01-08 |  | Fiberglass Reinforced Plastic | Pressurized
JAT OIL, INC. | 651 JOE FRANK HARRIS PKWY | CARTERSVILLE | Bartow | 4080017 | 4 | Flapper Valve | 1995-01-10 | FALSE | 1995-01-10 | FALSE | Currently in Use | Diesel | 15000 | Steel-Impressed Current | 1966-01-08 |  | Fiberglass Reinforced Plastic | Pressurized
JAT OIL, INC. | 651 JOE FRANK HARRIS PKWY | CARTERSVILLE | Bartow | 4080017 | 4 | Flapper Valve | 1995-01-10 | FALSE | 1995-01-10 | FALSE | Currently in Use | Diesel | 15000 | Steel-Impressed Current | 1966-01-08 |  | Fiberglass Reinforced Plastic | Pressurized
JAT OIL, INC. | 651 JOE FRANK HARRIS PKWY | CARTERSVILLE | Bartow | 4080017 | 7 | Ball Float | 2008-03-01 | FALSE | 2008-03-01 | FALSE | Currently in Use | Diesel | 20000 | Fiberglass Double Walled | 2008-03-01 |  | Double-Walled Fiberglass | Pressurized
JAT OIL, INC. | 651 JOE FRANK HARRIS PKWY | CARTERSVILLE | Bartow | 4080017 | 7 | Ball Float | 2008-03-01 | FALSE | 2008-03-01 | FALSE | Currently in Use | Diesel | 20000 | Fiberglass Double Walled | 2008-03-01 |  | Double-Walled Fiberglass | Pressurized
JAT OIL, INC. | 651 JOE FRANK HARRIS PKWY | CARTERSVILLE | Bartow | 4080017 | 5 | Flapper Valve | 1995-01-10 | FALSE | 1995-01-10 | FALSE | Currently in Use | Diesel | 15000 | Steel-Impressed Current | 1966-01-08 |  | Fiberglass Reinforced Plastic | Pressurized
JAT OIL, INC. | 651 JOE FRANK HARRIS PKWY | CARTERSVILLE | Bartow | 4080017 | 5 | Flapper Valve | 1995-01-10 | FALSE | 1995-01-10 | FALSE | Currently in Use | Diesel | 15000 | Steel-Impressed Current | 1966-01-08 |  | Fiberglass Reinforced Plastic | Pressurized
JAT OIL, INC. | 651 JOE FRANK HARRIS PKWY | CARTERSVILLE | Bartow | 4080017 | 3 | Flapper Valve | 1995-01-10 | FALSE | 1995-01-10 | FALSE | Currently in Use | Racing Fuel | 15000 | Steel-Impressed Current | 1966-01-08 |  | Fiberglass Reinforced Plastic | Pressurized
JAT OIL, INC. | 651 JOE FRANK HARRIS PKWY | CARTERSVILLE | Bartow | 4080017 | 3 | Flapper Valve | 1995-01-10 | FALSE | 1995-01-10 | FALSE | Currently in Use | Racing Fuel | 15000 | Steel-Impressed Current | 1966-01-08 |  | Fiberglass Reinforced Plastic | Pressurized
JAT OIL, INC. | 651 JOE FRANK HARRIS PKWY | CARTERSVILLE | Bartow | 4080017 | 6 | [5 empty] | Removed from Ground | Kerosene | 2000 | Bare Steel | 1966-01-08 | 1996-03-11 | Galvanized Steel | Safe Suction (Euro)
JAT OIL, INC. | 651 JOE FRANK HARRIS PKWY | CARTERSVILLE | Bartow | 4080017 | 6 | [5 empty] | Removed from Ground | Kerosene | 2000 | Bare Steel | 1966-01-08 | 1996-03-11 | Galvanized Steel | Safe Suction (Euro)
GRAB & GO | 7194 HWY 140 | ADAIRSVILLE | Bartow | 10003356 | 2A | Flapper Valve | 2023-02-24 | FALSE | 2023-02-24 | FALSE | Currently in Use | Premium | 8000 | Composite Double Walled | 2023-02-24 |  | Double-Walled Fiberglass | Pressurized
RaceTrac#2631 | 135 RED TOP MTN. ROAD | EMERSON | Bartow | 10003441 | 3B | Overfill Alarm | 2024-02-05 | FALSE | 2024-02-05 | FALSE | Currently in Use | Diesel | 12000 | Fiberglass Double Walled | 2023-12-19 |  | Double-Walled Fiberglass | Pressurized
RaceTrac#2631 | 135 RED TOP MTN. ROAD | EMERSON | Bartow | 10003441 | 5 | Overfill Alarm | 2024-02-05 | FALSE | 2024-02-05 | FALSE | Currently in Use | Biodiesel | 24000 | Fiberglass Double Walled | 2024-01-22 |  | Double-Walled Fiberglass | Pressurized
RaceTrac#2631 | 135 RED TOP MTN. ROAD | EMERSON | Bartow | 10003441 | 4 | Overfill Alarm | 2024-02-05 | FALSE | 2024-02-05 | FALSE | Currently in Use | Biodiesel | 24000 | Fiberglass Double Walled | 2024-01-22 |  | Double-Walled Fiberglass | Pressurized
RaceTrac#2631 | 135 RED TOP MTN. ROAD | EMERSON | Bartow | 10003441 | 3A | Overfill Alarm | 2024-02-05 | FALSE | 2024-02-05 | FALSE | Currently in Use | E-0 | 12000 | Fiberglass Double Walled | 2023-12-19 |  | Double-Walled Fiberglass | Pressurized
RaceTrac#2631 | 135 RED TOP MTN. ROAD | EMERSON | Bartow | 10003441 | 2B | Overfill Alarm | 2024-02-05 | FALSE | 2024-02-05 | FALSE | Currently in Use | Premium | 12000 | Fiberglass Double Walled | 2023-12-19 |  | Double-Walled Fiberglass | Pressurized
RaceTrac#2631 | 135 RED TOP MTN. ROAD | EMERSON | Bartow | 10003441 | 1 | Overfill Alarm | 2024-02-05 | FALSE | 2024-02-05 | FALSE | Currently in Use | Regular | 20000 | Fiberglass Double Walled | 2023-12-19 |  | Double-Walled Fiberglass | Pressurized
QUIKTRIP #1749 | 5619 HWY 20 | CARTERSVILLE | Bartow | 10003544 | 3 | Flapper Valve | 2025-02-01 | FALSE | 2025-01-01 | FALSE | Currently in Use | E-0 | 15000 | Fiberglass Double Walled | 2024-09-25 |  |  | Pressurized
RaceTrac#2631 | 135 RED TOP MTN. ROAD | EMERSON | Bartow | 10003441 | 6A | Overfill Alarm | 2024-02-05 | FALSE | 2024-02-05 | FALSE | Currently in Use | Non-Regulated Substance | 12000 | Fiberglass Double Walled | 2024-01-22 |  | Double-Walled Fiberglass | Pressurized
JAT OIL, INC. | 651 JOE FRANK HARRIS PKWY | CARTERSVILLE | Bartow | 4080017 | 2 | Flapper Valve | 1995-01-10 | FALSE | 1995-01-10 | FALSE | Currently in Use | Gas (Historical Use) | 15000 | Steel-Impressed Current | 1966-01-08 |  | Fiberglass Reinforced Plastic | Pressurized
JAT OIL, INC. | 651 JOE FRANK HARRIS PKWY | CARTERSVILLE | Bartow | 4080017 | 2 | Flapper Valve | 1995-01-10 | FALSE | 1995-01-10 | FALSE | Currently in Use | Gas (Historical Use) | 15000 | Steel-Impressed Current | 1966-01-08 |  | Fiberglass Reinforced Plastic | Pressurized
GRAB & GO | 7194 HWY 140 | ADAIRSVILLE | Bartow | 10003356 | 1 | Flapper Valve | 2023-02-24 | FALSE | 2023-02-24 | FALSE | Currently in Use | Regular | 12000 | Composite Double Walled | 2023-02-24 |  | Double-Walled Fiberglass | Pressurized
RaceTrac#2631 | 135 RED TOP MTN. ROAD | EMERSON | Bartow | 10003441 | 2A | Overfill Alarm | 2024-02-05 | FALSE | 2024-02-05 | FALSE | Currently in Use | Diesel | 12000 | Fiberglass Double Walled | 2023-12-19 |  | Double-Walled Fiberglass | Pressurized
QUIKTRIP #1749 | 5619 HWY 20 | CARTERSVILLE | Bartow | 10003544 | 1 | Flapper Valve | 2025-02-01 | FALSE | 2025-01-01 | FALSE | Currently in Use | E-10 | 15000 | Fiberglass Double Walled | 2024-09-25 |  |  | Pressurized
QUIKTRIP #1749 | 5619 HWY 20 | CARTERSVILLE | Bartow | 10003544 | 2 | Flapper Valve | 2025-02-01 | FALSE | 2025-01-01 | FALSE | Currently in Use | E-10 | 15000 | Fiberglass Double Walled | 2024-09-25 |  |  | Pressurized
CHEVRON | 4 CHARLEY HARPER DR | CARTERSVILLE | Bartow | 10003586 | 1 | Flapper Valve | 2024-03-07 | FALSE | 2024-11-14 | FALSE | Currently in Use | Regular | 20000 | Composite Double Walled | 2024-10-15 |  | Double-Walled Flex | Pressurized
QUIKTRIP #1749 | 5619 HWY 20 | CARTERSVILLE | Bartow | 10003544 | 4 | Flapper Valve | 2025-02-01 | FALSE | 2025-01-01 | FALSE | Currently in Use | E-10 | 15000 | Fiberglass Double Walled | 2024-09-25 |  |  | Pressurized
GRAB & GO | 7194 HWY 140 | ADAIRSVILLE | Bartow | 10003356 | 2B | Flapper Valve | 2023-02-24 | FALSE | 2023-02-24 | FALSE | Currently in Use | Diesel | 4000 | Composite Double Walled | 2023-02-24 |  | Double-Walled Fiberglass | Pressurized
CHEVRON | 4 CHARLEY HARPER DR | CARTERSVILLE | Bartow | 10003586 | 2B | Flapper Valve | 2024-03-07 | FALSE | 2024-11-15 | FALSE | Currently in Use | Diesel On Road | 10000 | Composite Double Walled | 2024-10-15 |  | Double-Walled Flex | Pressurized
COUNTRY GARDENS | 1415 EUHARLEE RD SW | KINGSTON | Bartow | 4080114 | 3 |  | 1998-06-01 |  | 1998-06-01 |  | Removed from Ground | Diesel | 2000 | Steel-Impressed Current | 1987-01-01 | 2015-07-07 | Cathodically Protected | Safe Suction (Euro)
BLUELION INC DBA TAYLOR & SONS | 4387 US HWY 411 NE | RYDAL | Bartow | 4080202 | 3 | [5 empty] | Removed from Ground | Gas (Historical Use) | 2000 | Bare Steel | 1976-07-15 | 1986-07-01 | Galvanized Steel
LITTLE'S KINGSTON SVC STA | GA HWY 20 & 293 | KINGSTON | Bartow | 4080111 | 3 | [5 empty] | Currently in Use | Gas (Historical Use) | 550 | Bare Steel | 1966-02-20 |  | Galvanized Steel
POSSUM TROT FARMS | 707 CASS PINE LOG RD | RYDAL | Bartow | 10002606 | 1 |  |  | FALSE |  | FALSE | Removed from Ground | Gas (Historical Use) | 1000 | Bare Steel | 2016-09-15 | 2016-09-15 | Bare Steel
AMERI-MART #5 | 3171 HWY 411 NE | WHITE | Bartow | 9008110 | 3 | Ball Float | 1999-06-23 | FALSE | 1999-06-23 | FALSE | Currently in Use | Diesel | 6000 | Composite | 1999-06-01 |  | Fiberglass Reinforced Plastic | Pressurized
CASS WHITE INC | 997 CASS WHITE RD | CARTERSVILLE | Bartow | 9008073 | 1 |  | 1999-08-16 | FALSE | 1999-08-16 | FALSE | Currently in Use | Kerosene | 3000 |  | 1999-08-16 |  | Steel (Impressed Current) | Suction (American)
BARTOW RETAIL 35 LLC | 33 KENT DR | CARTERSVILLE | Bartow | 10000939 | 1 |  | 2005-05-18 | FALSE | 2005-05-18 | FALSE | Temporarily out of use | Regular | 12000 | Composite | 2005-05-01 |  | Fiberglass Reinforced Plastic | Pressurized
FORMER SATTERFIELDS GULF | 1300 NORTH TENNESSEE | CARTERSVILLE | Bartow | 10000420 | 2 |  |  | FALSE |  | FALSE | Removed from Ground | Gas (Historical Use) | 1000 | Bare Steel | 1968-01-01 | 1992-01-01 | Bare Steel | Gravity Fed
KING'S STOP & TOBACCO | 11 W HOWARD ST | KINGSTON | Bartow | 9008077 | 3 |  | 1998-09-29 | FALSE | 1998-09-29 | FALSE | Temporarily out of use | Diesel | 1000 | Steel-Impressed Current | 1998-09-29 |  | Steel (Impressed Current) | Suction (American)
PINE LOG ELEMENTARY SCHOOL | ROUTE 1 | RYDAL | Bartow | 4080009 | 1 | [5 empty] | Permanently Out of Use - historical purposes | Kerosene | 2000 | Bare Steel | 1964-02-19 | 1899-12-31 | Galvanized Steel
ATCHLEY TEXACO | US HWY 411 | WHITE | Bartow | 4080165 | 2 |  | 1998-11-01 |  | 1998-11-01 |  | Removed from Ground | Gas (Historical Use) | 2000 | Steel-Impressed Current | 1973-04-25 | 2010-08-19 | Cathodically Protected | Suction (American)
DAN RIVER INC | US HWY 411 | WHITE | Bartow | 4080182 | 1 | [5 empty] | Removed from Ground | Kerosene | 10000 | Bare Steel | 1960-04-30 | 1899-12-31 | Bare Steel
WHISPERING PINES GROCERY | HWY 20 RT 1 | WHITE | Bartow | 4080143 | 1 | [5 empty] | Removed from Ground | Gas (Historical Use) | 1000 | Bare Steel | 1966-05-08 | 2007-03-12 | Bare Steel | Suction (American)
BELL'S STORE | 3390 US HWY 441 | WHITE | Bartow | 4080095 | 1 | [5 empty] | Removed from Ground | Gas (Historical Use) | 560 | Bare Steel | 2000-02-22 | 2000-02-22 | Galvanized Steel | Suction (American)
MARGLEN INDUSTRIES | 3439 HWY 411 | WHITE | Bartow | 9008084 | 1 | [5 empty] | Removed from Ground | Diesel | 10000 | Not Marked/Unknown | 1960-04-30 | 1989-06-18 | Not Marked
AMERI-MART #5 | 3171 HWY 411 NE | WHITE | Bartow | 9008110 | 2 | Ball Float | 1999-06-23 | FALSE | 1999-06-23 | FALSE | Currently in Use | Premium | 6000 | Composite | 1999-06-01 |  | Fiberglass Reinforced Plastic | Pressurized
COBB EMC-ALLATOONA SUB STATION # | 1160 HWY 293 E | CARTERSVILLE | Bartow | 9008109 | 1 |  | 1999-05-18 |  | 1999-05-18 |  | Removed from Ground | Diesel | 30000 | Fiberglass | 1999-05-01 | 2003-08-25 | Secondary Containment | Pressurized
GET N GO | 2471 HWY 411 NE | WHITE | Bartow | 4080071 | 2 | Ball Float | 1994-09-01 | FALSE | 1994-09-01 | FALSE | Currently in Use | Premium | 10000 | Epoxy | 1994-09-01 |  | Double-Walled Flex | Pressurized
NATIONS FOOD STORE | 3240 HWY 411 | WHITE | Bartow | 9008074 | 1 | [5 empty] | Removed from Ground | Gas (Historical Use) | 500 | Bare Steel | 1982-04-01 | 1998-12-22 | Galvanized Steel | Safe Suction (Euro)
AMERI-MART #5 | 3171 HWY 411 NE | WHITE | Bartow | 9008110 | 1 | Ball Float | 1999-06-23 | FALSE | 1999-06-23 | FALSE | Currently in Use | Regular | 12000 | Composite | 1999-06-01 |  | Fiberglass Reinforced Plastic | Pressurized
AMERI-MART #5 | 3171 HWY 411 NE | WHITE | Bartow | 9008110 | 4 | Ball Float | 1999-06-23 | FALSE | 1999-06-23 | FALSE | Currently in Use | Kerosene | 2000 | Composite | 1999-06-01 |  | Fiberglass Reinforced Plastic | Pressurized
CASSVILLE GROCERY | 1810 CASSVILLE RD NW | CARTERSVILLE | Bartow | 4080100 | 3 |  | 1999-01-20 |  | 1999-01-20 |  | Removed from Ground | Gas (Historical Use) | 1000 | Steel-Impressed Current | 1999-01-20 | 2011-09-20 | Cathodically Protected | Safe Suction (Euro)
BARTOW RETAIL 35 LLC | 33 KENT DR | CARTERSVILLE | Bartow | 10000939 | 2 |  | 2005-05-18 | FALSE | 2005-05-18 | FALSE | Temporarily out of use | Premium | 8000 | Composite | 2005-05-01 |  | Fiberglass Reinforced Plastic | Pressurized
LITTLE'S KINGSTON SVC STA | GA HWY 20 & 293 | KINGSTON | Bartow | 4080111 | 2 | [5 empty] | Currently in Use | Gas (Historical Use) | 1000 | Bare Steel | 1966-02-20 |  | Galvanized Steel
BARTOW CO B O E/ADAIRSVILLE HIGH SCHOOL | 116 N FRANKLIN ST | CARTERSVILLE | Bartow | 10000455 | 1 |  | 1998-10-01 | FALSE | 1998-10-01 | FALSE | Currently in Use | Diesel | 15000 | Composite | 1998-10-01 |  | Double-Walled Fiberglass | Pressurized
DIXI COUNTRY | 618 GA HWY 293 | EMERSON | Bartow | 4080186 | 3A | Flapper Valve |  | TRUE |  | TRUE | Temporarily out of use | Regular | 500 | Composite | 1999-05-01 |  | Fiberglass Reinforced Plastic | Safe Suction (Euro)
RYDAL FOOD MART | 4010 HWY 411 NE | RYDAL | Bartow | 10000756 | 1A | Ball Float | 2004-07-15 | FALSE | 2004-07-15 | FALSE | Currently in Use | Regular | 10000 | Epoxy | 2004-07-15 |  | Fiberglass Reinforced Plastic | Pressurized
WILDERNESS CAMP | RT 1 | WHITE | Bartow | 4080031 | 1 | [5 empty] | Removed from Ground | Gas (Historical Use) | 1000 | Bare Steel | 1971-01-10 | 1986-09-01 | Galvanized Steel
RYDAL FOOD MART | 4010 HWY 411 NE | RYDAL | Bartow | 10000756 | 1B | Ball Float | 2004-07-15 | FALSE | 2004-07-15 | FALSE | Currently in Use | Premium | 6000 | Epoxy | 2004-07-15 |  | Fiberglass Reinforced Plastic | Pressurized
WILDERNESS CAMP | RT 1 | WHITE | Bartow | 4080031 | 2 | [5 empty] | Removed from Ground | Gas (Historical Use) | 1000 | Bare Steel | 1971-01-10 | 1986-09-01 | Galvanized Steel
PILOT TRAVEL CENTER #067 | 968 CASSVILLE-WHITE RD | CARTERSVILLE | Bartow | 4080040 | F | [5 empty] | Removed from Ground | Diesel | 20000 | Bare Steel | 1981-07-19 | 1999-01-20 | Galvanized Steel | Pressurized
YMCA CAMP HIGH HARBOUR @ LAKE ALLATOONA | 40 OLD SANDTOWN RD SE | CARTERSVILLE | Bartow | 4080090 | 3 | [5 empty] | Removed from Ground | Gas (Historical Use) | 1000 | Bare Steel | 1971-07-13 | 1993-01-01 | Unknown
WILKEY GROCERY | 21 W MAIN STREET | KINGSTON | Bartow | 4080158 | 2 |  |  | FALSE |  | FALSE | Removed from Ground | Gas (Historical Use) | 2000 | Bare Steel | 1976-04-25 |  | Galvanized Steel
COUNTRY GARDENS | 1415 EUHARLEE RD SW | KINGSTON | Bartow | 4080114 | 4 | [5 empty] | Removed from Ground | Gas (Historical Use) | 550 | Bare Steel | 1966-02-20 | 1987-02-17 | Galvanized Steel
COUNTRY GARDENS | 1415 EUHARLEE RD SW | KINGSTON | Bartow | 4080114 | 5 | [5 empty] | Removed from Ground | Gas (Historical Use) | 550 | Bare Steel | 1966-02-20 | 1987-02-17 | Galvanized Steel
HARRIS 5 FORKS GROCERY | 10 LOWERY RD | KINGSTON | Bartow | 9008005 | 1 | Ball Float | 1988-05-31 | FALSE | 1988-05-31 | FALSE | Currently in Use | Diesel | 3000 | Steel-Impressed Current | 1988-05-31 |  | Steel (Impressed Current) | Pressurized
RYDAL FOOD MART | 4010 HWY 411 NE | RYDAL | Bartow | 10000756 | 1C | Ball Float | 2004-07-15 | FALSE | 2004-07-15 | FALSE | Currently in Use | Diesel | 4000 | Epoxy | 2004-07-15 |  | Fiberglass Reinforced Plastic | Pressurized
ATCHLEY TEXACO | US HWY 411 | WHITE | Bartow | 4080165 | 4 | [5 empty] | Removed from Ground | Empty | 1000 | Bare Steel | 1955-04-26 | 2002-05-10 | Galvanized Steel
RaceTrac #652 - Cartersville | 11 Baker Rd | CARTERSVILLE | Bartow | 9008115 | 2 |  | 2000-05-25 | FALSE | 2000-05-25 | FALSE | Currently in Use | Diesel | 12000 | Composite Double Walled | 2000-05-25 |  | Double-Walled Fiberglass | Pressurized
BAKASH & SONS #120 | 2311 HWY 411 NE | CARTERSVILLE | Bartow | 9008104 | 2 | Ball Float | 1997-06-01 | FALSE | 1997-06-01 | FALSE | Currently in Use | Regular | 15000 | Epoxy | 1997-06-01 |  | Fiberglass Reinforced Plastic | Pressurized
PILOT TRAVEL CENTER #067 | 968 CASSVILLE-WHITE RD | CARTERSVILLE | Bartow | 4080040 | L |  | 1999-03-01 |  | 1999-03-01 |  | Currently in Use | Gas (Historical Use) | 12000 | Fiberglass | 1999-01-01 |  | Double Walled | Pressurized
JP CARTERSVILLE | 2290 HWY 411 | CARTERSVILLE | Bartow | 10001378 | 1 | Ball Float | 2007-04-20 | FALSE | 2007-04-20 | FALSE | Currently in Use | Regular | 25000 | Fiberglass Double Walled | 2007-04-20 |  | Double-Walled Fiberglass | Pressurized
PILOT TRAVEL CENTER #067 | 968 CASSVILLE-WHITE RD | CARTERSVILLE | Bartow | 4080040 | A | [5 empty] | Removed from Ground | Gas (Historical Use) | 12000 | Bare Steel | 1981-07-19 | 1999-01-20 | Galvanized Steel | Pressurized
APAT INC | FOURTH ST @ GASTON WESTBROOKS DR | EMERSON | Bartow | 4080121 | 2 |  | 1998-06-09 | FALSE | 1998-06-09 | FALSE | Removed from Ground | Gas (Historical Use) | 4000 | Steel-Impressed Current | 1984-02-06 | 2020-06-04 |  | Pressurized
MRS R C SHINALL | GA HWY 293 | EMERSON | Bartow | 4080168 | 1 | [5 empty] | Removed from Ground | Empty | 500 | Bare Steel | 1956-05-05 | 1899-12-31 | Bare Steel | Suction (American)
GRANGER HOWELL | REYNOLDS BRIDGE RD | KINGSTON | Bartow | 4080151 | 1 | [5 empty] | Removed from Ground | Diesel | 4000 | Bare Steel | 1983-04-26 | 1998-05-20 | Galvanized Steel
LITTLE'S KINGSTON SVC STA | GA HWY 20 & 293 | KINGSTON | Bartow | 4080111 | 1 | [5 empty] | Currently in Use | Gas (Historical Use) | 1000 | Bare Steel | 1966-02-20 |  | Galvanized Steel
GET N GO | 2471 HWY 411 NE | WHITE | Bartow | 4080071 | 3 | Ball Float | 1994-09-01 | FALSE | 1994-09-01 | FALSE | Currently in Use | Diesel | 8000 | Epoxy | 1994-09-01 |  | Double-Walled Flex | Pressurized
BARTOW RETAIL 35 LLC | 33 KENT DR | CARTERSVILLE | Bartow | 10000939 | 3 |  | 2005-05-18 | FALSE | 2005-05-18 | FALSE | Temporarily out of use | Diesel | 4000 | Composite | 2005-05-01 |  | Fiberglass Reinforced Plastic | Pressurized
KROGER 629 | 124 MAIN ST MARKERPLACE | CARTERSVILLE | Bartow | 10002596 | 1B | Ball Float | 2016-08-05 | FALSE | 2016-08-05 | FALSE | Currently in Use | Premium | 8000 | Fiberglass Double Walled | 2016-07-13 |  | Double-Walled Flex | Pressurized
S CENTRAL MIDDLE | 224 OLD ALABAMA RD | EMERSON | Bartow | 9008059 | #1UL164056 |  | 1991-02-12 | FALSE | 1991-02-12 | FALSE | Currently in Use | Diesel | 10000 | Composite | 1991-02-12 |  | Fiberglass Reinforced Plastic | Safe Suction (Euro)
TEXACO FOOD MART | 2472 US HWY 411 NE | WHITE | Bartow | 9008056 | 5802 | Ball Float | 1995-03-10 | FALSE | 1995-03-10 | FALSE | Currently in Use | Regular | 12000 | Composite | 1995-03-10 |  | Fiberglass Reinforced Plastic | Pressurized
CHEVRON STATION #40179 | US HWY 441 & I-75 | WHITE | Bartow | 9000652 | 3 | [5 empty] | Removed from Ground | Gas (Historical Use) | 5000 | Bare Steel | 1971-01-01 | 1991-04-01 | Galvanized Steel
RaceTrac #652 - Cartersville | 11 Baker Rd | CARTERSVILLE | Bartow | 9008115 | 1 |  | 2000-05-25 | FALSE | 2000-05-25 | FALSE | Currently in Use | Regular | 20000 | Composite Double Walled | 2000-05-25 |  | Double-Walled Fiberglass | Pressurized
PILOT TRAVEL CENTER #067 | 968 CASSVILLE-WHITE RD | CARTERSVILLE | Bartow | 4080040 | D | [5 empty] | Removed from Ground | Diesel | 20000 | Bare Steel | 1981-07-19 | 1999-01-20 | Galvanized Steel | Pressurized
PILOT TRAVEL CENTER #067 | 968 CASSVILLE-WHITE RD | CARTERSVILLE | Bartow | 4080040 | C | [5 empty] | Removed from Ground | Gas (Historical Use) | 12000 | Bare Steel | 1981-07-19 | 1999-01-20 | Galvanized Steel | Pressurized
PILOT TRAVEL CENTER #067 | 968 CASSVILLE-WHITE RD | CARTERSVILLE | Bartow | 4080040 | J |  | 1998-12-21 |  | 1998-12-21 |  | Currently in Use | Diesel | 20000 | Fiberglass | 1998-12-21 |  | Fiberglass Reinforced Plastic | Pressurized
LOVES TRAVEL STOP #359 | 150 ALLATOONA RD | CARTERSVILLE | Bartow | 10001977 | 5A | Ball Float | 2011-01-13 | FALSE | 2011-01-13 | FALSE | Currently in Use | Gas (Historical Use) | 8000 | Fiberglass Double Walled | 2011-01-12 |  | Double-Walled Fiberglass | Pressurized
CASS WHITE INC | I-75 @ CASS WHITE RD | CASSVILLE | Bartow | 4080094 | 3 | [5 empty] | Removed from Ground | Kerosene | 500 | Bare Steel | 1980-03-07 | 1986-07-30 | Galvanized Steel
COUNTRY GARDENS | 1415 EUHARLEE RD SW | KINGSTON | Bartow | 4080114 | 1 |  | 1998-06-01 |  | 1998-06-01 |  | Removed from Ground | Gas (Historical Use) | 1000 | Steel-Impressed Current | 1976-02-21 | 2015-07-07 | Cathodically Protected | Safe Suction (Euro)
HARRIS 5 FORKS GROCERY | 10 LOWERY RD | KINGSTON | Bartow | 9008005 | 3 | Ball Float | 1988-05-31 | FALSE | 1988-05-31 | FALSE | Currently in Use | Premium | 6000 | Steel-Impressed Current | 1988-05-31 |  | Steel (Impressed Current) | Pressurized
BLUELION INC DBA TAYLOR & SONS | 4387 US HWY 411 NE | RYDAL | Bartow | 4080202 | 1 | [5 empty] | Removed from Ground | Gas (Historical Use) | 2000 | Bare Steel | 1976-07-15 | 1986-07-01 | Galvanized Steel
PILOT TRAVEL CENTER #067 | 968 CASSVILLE-WHITE RD | CARTERSVILLE | Bartow | 4080040 | P |  | 1999-03-01 |  | 1999-03-01 |  | Currently in Use | Diesel | 4000 | Fiberglass | 1999-01-01 |  | Double Walled | Pressurized
WILKEY GROCERY | 21 W MAIN STREET | KINGSTON | Bartow | 4080158 | 3 |  |  | FALSE |  | FALSE | Removed from Ground | Gas (Historical Use) | 1000 | Bare Steel | 1969-04-25 |  | Galvanized Steel
HARRIS 5 FORKS GROCERY | 10 LOWERY RD | KINGSTON | Bartow | 9008005 | 4 | Ball Float | 1988-05-31 | FALSE | 1988-05-31 | FALSE | Currently in Use | Regular | 8000 | Steel-Impressed Current | 1988-05-31 |  | Steel (Impressed Current) | Pressurized
ATCHLEY TEXACO | US HWY 411 | WHITE | Bartow | 4080165 | 1 |  | 1998-11-01 |  | 1998-11-01 |  | Removed from Ground | Gas (Historical Use) | 1000 | Steel-Impressed Current | 1982-04-25 | 2010-08-19 | Cathodically Protected | Suction (American)
SATTERFIELD GARAGE | US HWY 411 RT 3 | WHITE | Bartow | 4080185 | 1 | [5 empty] | Removed from Ground | Gas (Historical Use) | 560 | Bare Steel | 1957-04-28 | 1998-12-01 | Galvanized Steel
CHEVRON STATION #40179 | US HWY 441 & I-75 | WHITE | Bartow | 9000652 | 2 | [5 empty] | Removed from Ground | Gas (Historical Use) | 10000 | Bare Steel | 1971-01-01 | 1991-04-01 | Galvanized Steel
PILOT TRAVEL CENTER #067 | 968 CASSVILLE-WHITE RD | CARTERSVILLE | Bartow | 4080040 | E | [5 empty] | Removed from Ground | Diesel | 20000 | Bare Steel | 1981-07-19 | 1999-01-20 | Galvanized Steel | Pressurized
PILOT TRAVEL CENTER #067 | 968 CASSVILLE-WHITE RD | CARTERSVILLE | Bartow | 4080040 | N |  | 1999-03-01 |  | 1999-03-01 |  | Currently in Use | Gas (Historical Use) | 10000 | Fiberglass | 1999-01-01 |  | Double Walled | Pressurized
PILOT TRAVEL CENTER #067 | 968 CASSVILLE-WHITE RD | CARTERSVILLE | Bartow | 4080040 | G | [5 empty] | Removed from Ground | Diesel | 20000 | Bare Steel | 1981-07-19 | 1999-01-20 | Galvanized Steel | Pressurized
PILOT TRAVEL CENTER #067 | 968 CASSVILLE-WHITE RD | CARTERSVILLE | Bartow | 4080040 | K |  | 1998-12-21 |  | 1998-12-21 |  | Currently in Use | Diesel | 20000 | Fiberglass | 1998-12-21 |  | Fiberglass Reinforced Plastic | Pressurized
CARTERSVILLE SHELL | 1269 HWY 411 | CARTERSVILLE | Bartow | 10000516 | 3 |  | 2002-05-11 | FALSE | 2002-05-11 | FALSE | Temporarily out of use | Diesel | 5000 | Composite | 2002-05-11 |  | Fiberglass Reinforced Plastic | Pressurized
SATTERFIELD GARAGE | US HWY 411 RT 3 | WHITE | Bartow | 4080185 | 2 | [5 empty] | Removed from Ground | Gas (Historical Use) | 560 | Bare Steel | 1957-04-28 | 1998-12-01 | Galvanized Steel
GET N GO | 2471 HWY 411 NE | WHITE | Bartow | 4080071 | 1 | Ball Float | 1994-09-01 | FALSE | 1994-09-01 | FALSE | Currently in Use | Regular | 10000 | Epoxy | 1994-09-01 |  | Double-Walled Flex | Pressurized
BETTY'S AUTOMOTIVE | 11 E HOWARD STREET | KINGSTON | Bartow | 9008079 | 2 | [5 empty] | Temporarily out of use | Gas (Historical Use) | 1000 | Bare Steel | 1966-03-10 |  | Galvanized Steel | Safe Suction (Euro)
KING'S STOP & TOBACCO | 11 W HOWARD ST | KINGSTON | Bartow | 9008077 | 2 |  | 1998-09-29 | FALSE | 1998-09-29 | FALSE | Currently in Use | Gas (Historical Use) | 2000 | Steel-Impressed Current | 1998-09-29 |  | Steel (Impressed Current) | Suction (American)
BLUELION INC DBA TAYLOR & SONS | 4387 US HWY 411 NE | RYDAL | Bartow | 4080202 | 7 | Flapper Valve | 1998-03-01 | FALSE | 1998-03-01 | FALSE | Currently in Use | Premium | 6000 | Steel-Impressed Current | 1986-07-15 |  | Steel (Impressed Current) | Suction (American)
BLUELION INC DBA TAYLOR & SONS | 4387 US HWY 411 NE | RYDAL | Bartow | 4080202 | 4 |  | 1998-03-01 | FALSE | 1998-03-01 | FALSE | Removed from Ground | Diesel | 1000 | Steel-Impressed Current | 1980-05-07 | 2018-05-15 | Steel (Impressed Current) | Suction (American)
BLUELION INC DBA TAYLOR & SONS | 4387 US HWY 411 NE | RYDAL | Bartow | 4080202 | 5 | Flapper Valve | 1998-03-01 | FALSE | 1998-03-01 | FALSE | Currently in Use | Diesel | 5000 | Steel-Impressed Current | 1986-07-15 |  | Steel (Impressed Current) | Suction (American)
CHEVRON STATION #40179 | US HWY 441 & I-75 | WHITE | Bartow | 9000652 | 1 | [5 empty] | Removed from Ground | Gas (Historical Use) | 10000 | Bare Steel | 1971-01-01 | 1991-04-01 | Galvanized Steel
RaceTrac #652 - Cartersville | 11 Baker Rd | CARTERSVILLE | Bartow | 9008115 | 3 |  | 2000-05-25 | FALSE | 2000-05-25 | FALSE | Currently in Use | Premium | 12000 | Composite Double Walled | 2000-05-25 |  | Double-Walled Fiberglass | Pressurized
COUNTRY GARDENS | 1415 EUHARLEE RD SW | KINGSTON | Bartow | 4080114 | 2 |  | 1998-06-01 |  | 1998-06-01 |  | Removed from Ground | Gas (Historical Use) | 2000 | Steel-Impressed Current | 1987-01-01 | 2015-07-07 | Cathodically Protected | Safe Suction (Euro)
RED TOP MOUNTAIN STATE PARK | 644 RED TOP MOUNTAIN RD | CARTERSVILLE | Bartow | 10000227 | 1 |  | 2002-11-01 | FALSE | 2002-11-01 | FALSE | Temporarily out of use | Gas (Historical Use) | 2500 | Fiberglass Double Walled | 2002-11-01 |  | Fiberglass Reinforced Plastic | Safe Suction (Euro)
TEKWELL SERVICES | 91 CASS PINE LOG RD | CARTERSVILLE | Bartow | 10001418 | 3 | Ball Float | 2006-11-01 | FALSE | 2006-11-01 | FALSE | Removed from Ground | Diesel | 8000 | Composite | 2006-11-01 |  | Fiberglass Reinforced Plastic | Pressurized
LOVES TRAVEL STOP #359 | 150 ALLATOONA RD | CARTERSVILLE | Bartow | 10001977 | 4 | Ball Float | 2011-01-13 | FALSE | 2011-01-13 | FALSE | Currently in Use | Regular | 20000 | Fiberglass Double Walled | 2011-01-12 |  |  | Pressurized
LOVES TRAVEL STOP #359 | 150 ALLATOONA RD | CARTERSVILLE | Bartow | 10001977 | 5B | Ball Float | 2011-01-13 | FALSE | 2011-01-13 | FALSE | Currently in Use | Gas (Historical Use) | 12000 | Fiberglass Double Walled | 2011-01-12 |  | Double-Walled Fiberglass
CASS WHITE INC | I-75 @ CASS WHITE RD | CASSVILLE | Bartow | 4080094 | 1 | [5 empty] | Removed from Ground | Gas (Historical Use) | 8000 | Bare Steel | 1980-03-07 | 1986-07-30 | Galvanized Steel
CASS WHITE INC | I-75 @ CASS WHITE RD | CASSVILLE | Bartow | 4080094 | 4 | [5 empty] | Removed from Ground | Kerosene | 3000 | Bare Steel | 1986-01-01 | 1986-01-01 | Galvanized Steel
BETTY'S AUTOMOTIVE | 11 E HOWARD STREET | KINGSTON | Bartow | 9008079 | 1 | [5 empty] | Temporarily out of use | Gas (Historical Use) | 1000 | Bare Steel | 1966-03-10 |  | Galvanized Steel | Safe Suction (Euro)
KING'S STOP & TOBACCO | 11 W HOWARD ST | KINGSTON | Bartow | 9008077 | 1 |  | 1998-09-29 | FALSE | 1998-09-29 | FALSE | Temporarily out of use | Premium | 3000 | Steel-Impressed Current | 1998-09-29 |  | Steel (Impressed Current) | Suction (American)
CASSVILLE GROCERY | 1810 CASSVILLE RD NW | CARTERSVILLE | Bartow | 4080100 | 1 |  | 1999-01-20 |  | 1999-01-20 |  | Removed from Ground | Gas (Historical Use) | 1000 | Steel-Impressed Current | 1981-02-28 | 2011-09-20 | Cathodically Protected | Safe Suction (Euro)
KROGER 629 | 124 MAIN ST MARKERPLACE | CARTERSVILLE | Bartow | 10002596 | 1A | Ball Float | 2016-08-05 | FALSE | 2016-08-05 | FALSE | Currently in Use | Regular | 20000 | Fiberglass Double Walled | 2016-07-13 |  | Double-Walled Flex | Pressurized
MRS R C SHINALL | GA HWY 293 | EMERSON | Bartow | 4080168 | 2 | [5 empty] | Removed from Ground | Empty | 500 | Bare Steel | 1956-05-05 | 1899-12-31 | Bare Steel | Suction (American)
CARTERSVILLE SHELL | 1269 HWY 411 | CARTERSVILLE | Bartow | 10000516 | 2 |  | 2002-05-11 | FALSE | 2002-05-11 | FALSE | Temporarily out of use | Gas (Historical Use) | 10000 | Composite | 2002-05-11 |  | Fiberglass Reinforced Plastic | Pressurized
FORMER SATTERFIELDS GULF | 1300 NORTH TENNESSEE | CARTERSVILLE | Bartow | 10000420 | 3 |  |  | FALSE |  | FALSE | Removed from Ground | Gas (Historical Use) | 1000 | Bare Steel | 1968-01-01 | 1992-01-01 | Bare Steel | Gravity Fed
TEKWELL SERVICES | 91 CASS PINE LOG RD | CARTERSVILLE | Bartow | 10001418 | 2 | Ball Float | 2006-11-01 | FALSE | 2006-11-01 | FALSE | Removed from Ground | Gas (Historical Use) | 4000 | Composite | 2006-11-01 |  | Fiberglass Reinforced Plastic | Pressurized
APAT INC | FOURTH ST @ GASTON WESTBROOKS DR | EMERSON | Bartow | 4080121 | 1 |  | 1998-06-09 | FALSE | 1998-06-09 | FALSE | Removed from Ground | Gas (Historical Use) | 4000 | Steel-Impressed Current | 1984-02-06 |  |  | Pressurized
BAKASH & SONS #120 | 2311 HWY 411 NE | CARTERSVILLE | Bartow | 9008104 | 1 | Ball Float | 1997-06-01 | FALSE | 1997-06-01 | FALSE | Currently in Use | Premium | 10000 | Epoxy | 1997-06-01 |  | Fiberglass Reinforced Plastic | Pressurized
YMCA CAMP HIGH HARBOUR @ LAKE ALLATOONA | 40 OLD SANDTOWN RD SE | CARTERSVILLE | Bartow | 4080090 | 1 | [5 empty] | Removed from Ground | Gas (Historical Use) | 1000 | Bare Steel | 1971-07-13 | 1899-12-31
LOVES TRAVEL STOP #359 | 150 ALLATOONA RD | CARTERSVILLE | Bartow | 10001977 | 2 | Ball Float | 2011-01-13 | FALSE | 2011-01-13 | FALSE | Currently in Use | Diesel | 20000 | Fiberglass Double Walled | 2011-01-12 |  | Double-Walled Fiberglass | Pressurized
DIXI COUNTRY | 618 GA HWY 293 | EMERSON | Bartow | 4080186 | 2 | [5 empty] | Removed from Ground | Gas (Historical Use) | 560 | Bare Steel | 1955-04-29 | 1999-03-29 | Galvanized Steel
LOVES TRAVEL STOP #359 | 150 ALLATOONA RD | CARTERSVILLE | Bartow | 10001977 | 1 | Ball Float | 2011-01-13 | FALSE | 2011-01-13 | FALSE | Currently in Use | Diesel | 20000 | Fiberglass Double Walled | 2011-01-12 |  | Double-Walled Fiberglass | Pressurized
HARRIS 5 FORKS GROCERY | 10 LOWERY RD | KINGSTON | Bartow | 9008005 | 2 | Ball Float | 1988-05-31 | FALSE | 1988-05-31 | FALSE | Currently in Use | Plus | 6000 | Steel-Impressed Current | 1988-05-31 |  | Steel (Impressed Current) | Pressurized
BLUELION INC DBA TAYLOR & SONS | 4387 US HWY 411 NE | RYDAL | Bartow | 4080202 | 2 | [5 empty] | Removed from Ground | Gas (Historical Use) | 2000 | Bare Steel | 1976-07-15 | 1986-07-01 | Galvanized Steel
SATTERFIELD GARAGE | US HWY 411 RT 3 | WHITE | Bartow | 4080185 | 3 | [5 empty] | Removed from Ground | Gas (Historical Use) | 1020 | Bare Steel | 1957-04-28 | 1998-12-01 | Galvanized Steel
BELL'S STORE | 3390 US HWY 441 | WHITE | Bartow | 4080095 | 2 | [5 empty] | Removed from Ground | Gas (Historical Use) | 560 | Bare Steel | 2000-02-22 | 2000-02-22 | Galvanized Steel | Suction (American)
DIXI COUNTRY | 618 GA HWY 293 | EMERSON | Bartow | 4080186 | 1 | [5 empty] | Removed from Ground | Gas (Historical Use) | 560 | Bare Steel | 1955-04-29 | 1999-03-29 | Galvanized Steel
PILOT TRAVEL CENTER #067 | 968 CASSVILLE-WHITE RD | CARTERSVILLE | Bartow | 4080040 | M |  | 1999-03-01 |  | 1999-03-01 |  | Currently in Use | Gas (Historical Use) | 12000 | Fiberglass | 1999-01-01 |  | Double Walled | Pressurized
LOVES TRAVEL STOP #359 | 150 ALLATOONA RD | CARTERSVILLE | Bartow | 10001977 | 6 | Overfill Alarm | 2013-10-24 | FALSE | 2013-10-24 | FALSE | Currently in Use | Biodiesel | 20000 | Fiberglass Double Walled | 2013-09-20 |  | Double-Walled Fiberglass | Pressurized
RT #2512 E. Main Street | 1328 E Main St | Cartersville | Bartow | 10002934 | 2A | Flapper Valve | 2019-04-29 | FALSE | 2019-04-29 | FALSE | Currently in Use | Diesel | 10000 | Fiberglass Double Walled | 2019-03-08 |  | Double-Walled Fiberglass | Pressurized
A-1 Fuels | 2836 Joe Frank Harris Pkwy NW | Cartersville | Bartow | 10002953 | 2B | Flapper Valve | 2017-12-27 | FALSE | 2017-12-27 | FALSE | Currently in Use | Diesel | 5000 | Composite Double Walled | 2017-12-28 |  | Double-Walled Fiberglass | Pressurized
WILKEY GROCERY | 21 W MAIN STREET | KINGSTON | Bartow | 4080158 | 1 |  |  | FALSE |  | FALSE | Removed from Ground | Gas (Historical Use) | 1000 | Bare Steel | 1969-04-25 |  | Galvanized Steel
KINGSTON ELEMENTARY SCHOOL | SCHOOL CIRCLE | KINGSTON | Bartow | 4080007 | 1 | [5 empty] | Permanently Out of Use - historical purposes | Kerosene | 2000 | Bare Steel | 1966-02-18 | 1899-12-31 | Galvanized Steel
ATCHLEY TEXACO | US HWY 411 | WHITE | Bartow | 4080165 | 3 | [5 empty] | Removed from Ground | Empty | 1000 | Bare Steel | 1955-04-26 | 2002-05-10 | Galvanized Steel
WHISPERING PINES GROCERY | HWY 20 RT 1 | WHITE | Bartow | 4080143 | 2 | [5 empty] | Removed from Ground | Gas (Historical Use) | 1000 | Bare Steel | 1966-05-08 | 2007-03-12 | Bare Steel
TEXACO FOOD MART | 2472 US HWY 411 NE | WHITE | Bartow | 9008056 | 5801 | Ball Float | 1995-03-10 | FALSE | 1995-03-10 | FALSE | Currently in Use | Diesel | 8000 | Composite | 1995-03-10 |  | Fiberglass Reinforced Plastic | Pressurized
TEXACO FOOD MART | 2472 US HWY 411 NE | WHITE | Bartow | 9008056 | 5803 | Ball Float | 1995-03-10 | FALSE | 1995-03-10 | FALSE | Currently in Use | Premium | 12000 | Composite | 1995-03-10 |  | Fiberglass Reinforced Plastic | Pressurized
CHEVRON STATION #40179 | US HWY 441 & I-75 | WHITE | Bartow | 9000652 | 4 |  |  | TRUE |  | TRUE | Removed from Ground | Used Oil | 550 | Bare Steel | 1971-01-01 | 1991-04-01 | Galvanized Steel
CARTERSVILLE SHELL | 1269 HWY 411 | CARTERSVILLE | Bartow | 10000516 | 1 |  | 2002-05-11 | FALSE | 2002-05-11 | FALSE | Temporarily out of use | Gas (Historical Use) | 12000 | Composite | 2002-05-11 |  | Fiberglass Reinforced Plastic | Pressurized
FORMER SATTERFIELDS GULF | 1300 NORTH TENNESSEE | CARTERSVILLE | Bartow | 10000420 | 1 |  |  | FALSE |  | FALSE | Removed from Ground | Gas (Historical Use) | 2000 | Bare Steel | 1968-01-01 | 1992-01-01 | Bare Steel | Gravity Fed
TEKWELL SERVICES | 91 CASS PINE LOG RD | CARTERSVILLE | Bartow | 10001418 | 1 | Ball Float | 2006-11-01 | FALSE | 2006-11-01 | FALSE | Removed from Ground | Diesel | 12000 | Composite | 2006-11-01 |  | Fiberglass Reinforced Plastic | Pressurized
JP CARTERSVILLE | 2290 HWY 411 | CARTERSVILLE | Bartow | 10001378 | 2 | Ball Float | 2007-04-20 | FALSE | 2007-04-20 | FALSE | Currently in Use | Premium | 7000 | Fiberglass Double Walled | 2007-04-20 |  | Double-Walled Fiberglass | Pressurized
DIXI COUNTRY | 618 GA HWY 293 | EMERSON | Bartow | 4080186 | 3B | Flapper Valve |  | TRUE |  | TRUE | Temporarily out of use | Premium | 500 | Composite | 1999-05-01 |  | Fiberglass Reinforced Plastic | Safe Suction (Euro)
RT #2512 E. Main Street | 1328 E Main St | Cartersville | Bartow | 10002934 | 2B | Flapper Valve | 2019-04-29 | FALSE | 2019-04-29 | FALSE | Currently in Use | Diesel | 10000 | Fiberglass Double Walled | 2019-03-08 |  | Double-Walled Fiberglass | Pressurized
NATIONS FOOD STORE | 3240 HWY 411 | WHITE | Bartow | 9008074 | 2 | [5 empty] | Removed from Ground | Gas (Historical Use) | 500 | Bare Steel | 1982-04-01 | 1998-12-22 | Galvanized Steel | Safe Suction (Euro)
PILOT TRAVEL CENTER #067 | 968 CASSVILLE-WHITE RD | CARTERSVILLE | Bartow | 4080040 | B | [5 empty] | Removed from Ground | Gas (Historical Use) | 12000 | Bare Steel | 1981-07-19 | 1999-01-20 | Galvanized Steel | Pressurized
PILOT TRAVEL CENTER #067 | 968 CASSVILLE-WHITE RD | CARTERSVILLE | Bartow | 4080040 | O |  | 1999-03-01 |  | 1999-03-01 |  | Currently in Use | Diesel | 4000 | Fiberglass | 1999-01-01 |  | Double Walled | Pressurized
PILOT TRAVEL CENTER #067 | 968 CASSVILLE-WHITE RD | CARTERSVILLE | Bartow | 4080040 | I |  | 1998-12-21 |  | 1998-12-21 |  | Currently in Use | Diesel | 20000 | Fiberglass | 1998-12-21 |  | Fiberglass Reinforced Plastic | Pressurized
CASSVILLE GROCERY | 1810 CASSVILLE RD NW | CARTERSVILLE | Bartow | 4080100 | 2 |  | 1999-01-20 |  | 1999-01-20 |  | Removed from Ground | Gas (Historical Use) | 560 | Steel-Impressed Current | 1981-02-28 | 2011-09-20 | Cathodically Protected | Safe Suction (Euro)
CASS WHITE INC | I-75 @ CASS WHITE RD | CASSVILLE | Bartow | 4080094 | 2 | [5 empty] | Removed from Ground | Gas (Historical Use) | 8000 | Bare Steel | 1980-03-07 | 1986-07-30 | Galvanized Steel
APAT INC | FOURTH ST @ GASTON WESTBROOKS DR | EMERSON | Bartow | 4080121 | 3 |  | 1998-06-09 | FALSE | 1998-06-09 | FALSE | Removed from Ground | Gas (Historical Use) | 4000 | Steel-Impressed Current | 1984-02-06 | 2020-06-04 |  | Pressurized
RT #2512 E. Main Street | 1328 E Main St | Cartersville | Bartow | 10002934 | 1 | Flapper Valve | 2019-04-29 | FALSE | 2019-04-29 | FALSE | Currently in Use | Regular | 20000 | Fiberglass Double Walled | 2019-03-08 |  | Double-Walled Fiberglass | Pressurized
A-1 Fuels | 2836 Joe Frank Harris Pkwy NW | Cartersville | Bartow | 10002953 | 1 | Flapper Valve | 2017-12-27 | FALSE | 2017-12-27 | FALSE | Currently in Use | Regular | 12000 | Composite Double Walled | 2017-12-28 |  | Double-Walled Fiberglass | Pressurized
Speedway #7209 | 1395 Hwy 411 | Cartersville | Bartow | 10002911 | 2A | Flapper Valve |  | FALSE |  | FALSE | Currently in Use | Premium | 6000 | Fiberglass Double Walled | 2018-12-06 |  | Double-Walled Flex | Pressurized
A-1 Fuels | 2836 Joe Frank Harris Pkwy NW | Cartersville | Bartow | 10002953 | 2A | Flapper Valve | 2017-12-27 | FALSE | 2017-12-27 | FALSE | Currently in Use | Premium | 5000 | Composite Double Walled | 2017-12-28 |  | Double-Walled Fiberglass | Pressurized
Speedway #7209 | 1395 Hwy 411 | Cartersville | Bartow | 10002911 | 4 | Flapper Valve |  | FALSE |  | FALSE | Currently in Use | Regular | 20000 | Fiberglass Double Walled | 2018-12-06 |  | Double-Walled Flex | Pressurized
Speedway #7209 | 1395 Hwy 411 | Cartersville | Bartow | 10002911 | 5 | Flapper Valve |  | FALSE |  | FALSE | Currently in Use | Diesel On Road | 20000 | Fiberglass Double Walled | 2018-12-06 |  | Double-Walled Flex | Pressurized
Speedway #7209 | 1395 Hwy 411 | Cartersville | Bartow | 10002911 | 3 | Flapper Valve |  | FALSE |  | FALSE | Currently in Use | Regular | 20000 | Fiberglass Double Walled | 2018-12-06 |  | Double-Walled Flex | Pressurized
RT #2512 E. Main Street | 1328 E Main St | Cartersville | Bartow | 10002934 | 3B | Flapper Valve | 2019-04-29 | FALSE | 2019-04-29 | FALSE | Currently in Use | E-85 | 10000 | Fiberglass Double Walled | 2019-03-08 |  | Double-Walled Fiberglass | Pressurized
RaceTrac #2551 - Adairsville | 7812 Adairsville Hwy | Adairsville | Bartow | 10003029 | 2B | Overfill Alarm | 2019-09-18 | FALSE |  | FALSE | Currently in Use | Premium | 12000 | Fiberglass Double Walled | 2019-07-18 |  | Double-Walled Fiberglass | Pressurized
Chic-Fil-A | 726 Cassville White Rd | Cartersville | Bartow | 10003014 | 1 | Flapper Valve | 2020-03-24 | FALSE | 2020-03-05 | FALSE | Currently in Use | Diesel | 12000 | Fiberglass Double Walled | 2019-12-23 |  | Double-Walled Flex | Pressurized
RaceTrac #2551 - Adairsville | 7812 Adairsville Hwy | Adairsville | Bartow | 10003029 | 1 | Overfill Alarm | 2019-09-18 | FALSE |  | FALSE | Currently in Use | Regular | 20000 | Fiberglass Double Walled | 2019-07-18 |  | Double-Walled Fiberglass | Pressurized
RT #2512 E. Main Street | 1328 E Main St | Cartersville | Bartow | 10002934 | 3A | Flapper Valve | 2019-04-29 | FALSE | 2019-04-29 | FALSE | Currently in Use | Premium | 10000 | Fiberglass Double Walled | 2019-03-08 |  | Double-Walled Fiberglass | Pressurized
Speedway #7209 | 1395 Hwy 411 | Cartersville | Bartow | 10002911 | 1 | Flapper Valve |  | FALSE |  | FALSE | Currently in Use | Diesel On Road | 12000 | Fiberglass Double Walled | 2018-12-06 |  | Double-Walled Flex | Pressurized
RaceTrac #2551 - Adairsville | 7812 Adairsville Hwy | Adairsville | Bartow | 10003029 | 2A | Overfill Alarm | 2019-09-18 | FALSE |  | FALSE | Currently in Use | Diesel | 12000 | Fiberglass Double Walled | 2019-07-18 |  | Double-Walled Fiberglass | Pressurized
RaceTrac #2551 - Adairsville | 7812 Adairsville Hwy | Adairsville | Bartow | 10003029 | 3B | Overfill Alarm | 2019-09-18 | FALSE |  | FALSE | Currently in Use | Diesel | 12000 | Fiberglass Double Walled | 2019-07-18 |  | Double-Walled Fiberglass | Pressurized
RaceTrac #2551 - Adairsville | 7812 Adairsville Hwy | Adairsville | Bartow | 10003029 | 3A | Overfill Alarm | 2019-09-18 | FALSE |  | FALSE | Currently in Use | E-85 | 12000 | Fiberglass Double Walled | 2019-07-18 |  | Double-Walled Fiberglass | Pressurized
Chic-Fil-A | 726 Cassville White Rd | Cartersville | Bartow | 10003014 | 3 | Flapper Valve | 2020-03-24 | FALSE | 2020-03-05 | FALSE | Currently in Use | Diesel Off Road | 10000 | Fiberglass Double Walled | 2019-12-23 |  | Double-Walled Flex | Pressurized
City of Cartersville | 155 Old Mill Rd | Cartersville | Bartow | 10003087 | 2 | Flapper Valve | 2019-04-01 | FALSE | 2019-03-01 | FALSE | Currently in Use | Diesel | 12000 | Fiberglass Double Walled | 2019-05-06 |  | Double-Walled Fiberglass | Pressurized
Chic-Fil-A | 726 Cassville White Rd | Cartersville | Bartow | 10003014 | 2 | Flapper Valve | 2020-03-24 | FALSE | 2020-03-05 | FALSE | Currently in Use | Diesel | 12000 | Fiberglass Double Walled | 2019-12-23 |  | Double-Walled Flex | Pressurized
QuikTrip #1727 | 105 Old Allatoona Rd | Emerson | Bartow | 10003104 | 4 | Flapper Valve | 2021-02-01 | FALSE | 2020-12-01 | FALSE | Currently in Use | E-0 | 15000 | Fiberglass Double Walled | 2020-11-11 |  | Double-Walled Fiberglass | Pressurized
QuikTrip #1727 | 105 Old Allatoona Rd | Emerson | Bartow | 10003104 | 5 | Flapper Valve | 2021-02-01 | FALSE | 2020-12-01 | FALSE | Currently in Use | Diesel | 15000 | Fiberglass Double Walled | 2020-11-11 |  | Double-Walled Fiberglass | Pressurized
QuikTrip #1727 | 105 Old Allatoona Rd | Emerson | Bartow | 10003104 | 1 | Flapper Valve | 2021-02-01 | FALSE | 2020-12-01 | FALSE | Currently in Use | Regular | 15000 | Fiberglass Double Walled | 2020-11-11 |  | Double-Walled Fiberglass | Pressurized
QuikTrip #1727 | 105 Old Allatoona Rd | Emerson | Bartow | 10003104 | 2 | Flapper Valve | 2021-02-01 | FALSE | 2020-12-01 | FALSE | Currently in Use | Regular | 15000 | Fiberglass Double Walled | 2020-11-11 |  | Double-Walled Fiberglass | Pressurized
QuikTrip #1727 | 105 Old Allatoona Rd | Emerson | Bartow | 10003104 | 3 | Flapper Valve | 2021-02-01 | FALSE | 2020-12-01 | FALSE | Currently in Use | Premium | 15000 | Fiberglass Double Walled | 2020-11-11 |  | Double-Walled Fiberglass | Pressurized
MILLIS TRANSFER | 70 CARSON LOOP RD NW | CARTERSVLLE | Bartow | 10003208 | 3 | Overfill Alarm | 2022-09-21 | FALSE | 2022-09-21 | FALSE | Currently in Use | New Oil | 6000 | Tank Jacket Double Walled | 2022-09-12 |  | Double-Walled Flex | Suction (American)
MILLIS TRANSFER | 70 CARSON LOOP RD NW | CARTERSVLLE | Bartow | 10003208 | 2 | Overfill Alarm | 2022-09-21 | FALSE | 2022-09-21 | FALSE | Currently in Use | Diesel | 30000 | Tank Jacket Double Walled | 2022-09-19 |  | Double-Walled Fiberglass | Pressurized
216 S Tenn, LLC | 216 S Tennessee St | Cartersville | Bartow | 10003212 | 2 | Flapper Valve | 2021-11-19 | FALSE | 2021-11-19 | FALSE | Currently in Use | Premium | 6000 | Composite Double Walled | 2021-11-19 |  | Double-Walled Fiberglass | Pressurized
216 S Tenn, LLC | 216 S Tennessee St | Cartersville | Bartow | 10003212 | 3 | Flapper Valve | 2021-11-19 | FALSE | 2021-11-19 | FALSE | Currently in Use | Diesel | 4000 | Composite Double Walled | 2021-11-19 |  | Double-Walled Fiberglass | Pressurized
MILLIS TRANSFER | 70 CARSON LOOP RD NW | CARTERSVLLE | Bartow | 10003208 | 1 |  |  | FALSE |  | FALSE | [5 empty] | 2022-05-17 | Fiberglass Reinforced Plastic | Pressurized
MILLIS TRANSFER | 70 CARSON LOOP RD NW | CARTERSVLLE | Bartow | 10003208 | 4 | Overfill Alarm | 2022-09-21 | FALSE | 2022-09-21 | FALSE | Currently in Use | Used Oil | 6000 | Tank Jacket Double Walled | 2022-09-12 |  | Double-Walled Fiberglass | Gravity
216 S Tenn, LLC | 216 S Tennessee St | Cartersville | Bartow | 10003212 | 1 | Flapper Valve | 2021-11-19 | FALSE | 2021-11-19 | FALSE | Currently in Use | Regular | 10000 | Composite Double Walled | 2021-11-19 |  | Double-Walled Fiberglass | Pressurized
CHEVRON | 4 CHARLEY HARPER DR | CARTERSVILLE | Bartow | 10003586 | 2A | Flapper Valve | 2024-03-07 | FALSE | 2024-11-14 | FALSE | Currently in Use | Premium | 5000 | Composite Double Walled | 2024-10-15 |  | Double-Walled Flex | Pressurized
BETTY'S AUTOMOTIVE | 11 E HOWARD STREET | KINGSTON | Bartow | 9008079 | 3 | [5 empty] | Temporarily out of use | Gas (Historical Use) | 550 | Bare Steel | 1966-03-10 |  | Galvanized Steel | Safe Suction (Euro)
BLUELION INC DBA TAYLOR & SONS | 4387 US HWY 411 NE | RYDAL | Bartow | 4080202 | 6 | Flapper Valve | 1998-03-01 | FALSE | 1998-03-01 | FALSE | Currently in Use | Regular | 5000 | Steel-Impressed Current | 1986-07-15 |  | Steel (Impressed Current) | Suction (American)
POSSUM TROT FARMS | 707 CASS PINE LOG RD | RYDAL | Bartow | 10002606 | 2 |  |  | FALSE |  | FALSE | Removed from Ground | Diesel | 1000 | Bare Steel | 2016-09-15 | 2016-09-15 | Bare Steel
YMCA CAMP HIGH HARBOUR @ LAKE ALLATOONA | 40 OLD SANDTOWN RD SE | CARTERSVILLE | Bartow | 4080090 | 40-MG3 | Flapper Valve | 1998-02-14 | FALSE | 1998-02-14 | FALSE | Currently in Use | Regular | 2500 | Fiberglass Double Walled | 1998-02-09 |  | Double-Walled Fiberglass | Pressurized
YMCA CAMP HIGH HARBOUR @ LAKE ALLATOONA | 40 OLD SANDTOWN RD SE | CARTERSVILLE | Bartow | 4080090 | 40-MG2 | [5 empty] | Removed from Ground | Gas (Historical Use) | 2500 | Double Walled | 1990-07-13 | 1998-01-28 | Unknown | Gravity Fed
LOVES TRAVEL STOP #359 | 150 ALLATOONA RD | CARTERSVILLE | Bartow | 10001977 | 3 | Ball Float | 2011-01-13 | FALSE | 2011-01-13 | FALSE | Currently in Use | Diesel | 20000 | Fiberglass Double Walled | 2011-01-12 |  | Double-Walled Fiberglass | Pressurized
BARTOW COUNTY | 1795 CASSVILLE ROAD | CASSVILLE | Bartow | 9080096 | 1 | [5 empty] | Removed from Ground | Diesel | 500 | Marked Unknown | 1998-10-02 | 1998-10-02 | Not Marked
Speedway #7209 | 1395 Hwy 411 | Cartersville | Bartow | 10002911 | 2B | Flapper Valve |  | FALSE |  | FALSE | Currently in Use | E-85 | 6000 | Fiberglass Double Walled | 2018-12-06 |  | Double-Walled Flex | Pressurized
City of Cartersville | 155 Old Mill Rd | Cartersville | Bartow | 10003087 | 1 | Flapper Valve | 2019-04-01 | FALSE | 2019-03-01 | FALSE | Currently in Use | Regular | 12000 | Fiberglass Double Walled | 2019-05-06 |  | Double-Walled Fiberglass | Pressurized
DICKS BRAKE & FRONT END | HWY 129 & WILSON AVE | FITZGERALD | Ben Hill | 9009011 | 3 | [5 empty] | Removed from Ground | Gas (Historical Use) | 4000 | Bare Steel | 1991-09-26 | 1991-09-26 | Galvanized Steel
S D INVESTMENTS | 285 PERRY HOUSE RD | FITZGERALD | Ben Hill | 4090032 | 3 | Flapper Valve | 2000-01-01 | FALSE | 2000-01-01 | FALSE | Temporarily out of use |  | 10000 | Composite Double Walled | 2010-08-10 |  | Fiberglass Reinforced Plastic | Pressurized
Wild Chicken Corner | 102 E CENTRAL AVE | FITZGERALD | Ben Hill | 4090045 | 3 | [5 empty] | Removed from Ground | Gas (Historical Use) | 3000 | Bare Steel | 1955-12-31 | 1999-05-01 | Galvanized Steel | Suction (American)
ITT RAYONIER | HWY 319 NORTH | FITZGERALD | Ben Hill | 4090041 | 2 | [5 empty] | Removed from Ground | Gas (Historical Use) | 560 | Bare Steel | 1954-12-31 | 1988-01-01 | Galvanized Steel
HANDY STOP # 64 | 416 NORTH GRANT | FITZGERALD | Ben Hill | 4090065 | 2 | [5 empty] | Removed from Ground | Gas (Historical Use) | 6000 | Bare Steel | 1966-04-28 | 1998-12-01 | Galvanized Steel | Pressurized
RICKS | 815 N GRANT ST | FITZGERALD | Ben Hill | 4090055 | 1 | [5 empty] | Removed from Ground | Gas (Historical Use) | 3000 | Bare Steel | 1998-12-22 | 1998-12-22 | Galvanized Steel | Safe Suction (Euro)
RICKS | 815 N GRANT ST | FITZGERALD | Ben Hill | 4090055 | 4 | [5 empty] | Removed from Ground | Other | 3000 | Bare Steel | 1999-12-22 | 1999-12-22 | Galvanized Steel | Safe Suction (Euro)
GA FC-BEN HILL CO UNIT | US HWY 129 NORTH OF FITZGERALD | FITZGERALD | Ben Hill | 4090019 | 2 | [5 empty] | Removed from Ground | Diesel | 560 | Bare Steel | 1967-12-13 | 1993-11-20 | Galvanized Steel | Safe Suction (Euro)
MERRITT AUTO SERVICE | 302 SOUTH GRANT | FITZGERALD | Ben Hill | 4090002 | 2 | [5 empty] | Removed from Ground | Gas (Historical Use) | 1050 | Bare Steel | 1939-01-01 | 1994-01-01 | Galvanized Steel
MURPHY USA #5698 | 124 BENJAMIN H HILL DR SW | FITZGERALD | Ben Hill | 10000569 | 1 | Flapper Valve | 2004-02-20 | FALSE | 2004-02-20 | FALSE | Removed from Ground | E-10 | 20000 | Fiberglass Double Walled | 2004-01-22 |  | Double-Walled Flex | Pressurized
SHORT STOP | 816 E SULTANA DR | FITZGERALD | Ben Hill | 9009024 | 2 | Ball Float | 1998-10-15 | FALSE | 1998-10-15 | FALSE | Currently in Use | E-10 | 6000 | Galvanic (STIP-3) | 1988-01-01 |  | Steel/Sacrificial Anodes | Pressurized
BEN HILL COUNTY EMS | 515 W MAGNOLIA ST | FITZGERALD | Ben Hill | 9009021 | 3 | [5 empty] | Removed from Ground | Diesel | 6000 | Bare Steel | 1982-01-01 | 1998-10-15 | Galvanized Steel | Suction (American)
DICKS BRAKE & FRONT END | HWY 129 & WILSON AVE | FITZGERALD | Ben Hill | 9009011 | 4 | [5 empty] | Removed from Ground | Gas (Historical Use) | 4000 | Bare Steel | 1991-09-26 | 1991-09-26 | Galvanized Steel
Wild Chicken Corner | 102 E CENTRAL AVE | FITZGERALD | Ben Hill | 4090045 | 7B |  | 1999-06-01 | FALSE | 1999-06-01 | FALSE | Temporarily out of use | Gas (Historical Use) | 2000 | Composite | 1999-06-01 |  | Fiberglass Reinforced Plastic | Suction (American)
Wild Chicken Corner | 102 E CENTRAL AVE | FITZGERALD | Ben Hill | 4090045 | 6 | Ball Float | 1999-06-01 | FALSE | 1999-06-01 | FALSE | Temporarily out of use | Gas (Historical Use) | 4000 | Composite | 1999-06-01 |  | Fiberglass Reinforced Plastic | Suction (American)
ITT RAYONIER | HWY 319 NORTH | FITZGERALD | Ben Hill | 4090041 | 1 | [5 empty] | Removed from Ground | Diesel | 560 | Bare Steel | 1954-12-31 | 1988-01-01 | Galvanized Steel
PELHAM'S GROCERY | NORTH MARION AVE | FITZGERALD | Ben Hill | 4090037 | 2 | [5 empty] | Removed from Ground | Gas (Historical Use) | 1000 | Bare Steel | 1961-12-31 | 1988-01-01 | Galvanized Steel
R&M GROCERY | 215 E SULTANNA DR | FITZGERALD | Ben Hill | 4090063 | 1 | [5 empty] | Removed from Ground | Gas (Historical Use) | 6000 | Fiberglass | 1986-03-27 | 1998-09-29 | Cathodically Protected | Pressurized
PLANTERS OIL CO | SOUTH DIXIE HWY | FITZGERALD | Ben Hill | 4090060 | 2 | [5 empty] | Removed from Ground | Gas (Historical Use) | 4000 | Bare Steel | 1974-03-27 | 1988-01-01 | Galvanized Steel | Pressurized
MERRITT AUTO SERVICE | 302 SOUTH GRANT | FITZGERALD | Ben Hill | 4090002 | 4 |  |  | TRUE |  | TRUE | Removed from Ground | Used Oil | 550 | Bare Steel | 1959-01-01 | 1987-01-01 | Galvanized Steel
PLANTERS GAS & OIL CO | 803 EAST CENTRAL AVE | FITZGERALD | Ben Hill | 4090044 | 10 |  | 1996-12-01 |  | 1996-12-01 |  | Currently in Use | Kerosene | 500 | Steel-Impressed Current | 1984-01-01 |  | Steel (Impressed Current) | Suction (American)
FITZGERALD ICE CO | SOUTH DIXIE HWY (129) | FITZGERALD | Ben Hill | 4090042 | 1 | [5 empty] | Removed from Ground | Gas (Historical Use) | 2000 | Bare Steel | 1982-01-01 | 1988-01-01 | Galvanized Steel
BROWN TRANSPORT | SOUTH DIXIE HWY 129 | FITZGERALD | Ben Hill | 4090043 | 2 | [5 empty] | Removed from Ground | Gas (Historical Use) | 1000 | Bare Steel | 1954-12-31 | 1988-01-01 | Galvanized Steel
SAV-A-TON | 516 W ROANOKE DR | FITZGERALD | Ben Hill | 4090067 | 2 | Flapper Valve | 1995-04-05 | FALSE | 1995-04-05 | FALSE | Currently in Use | E-10 | 12000 | Steel-Impressed Current | 1976-03-24 |  | Fiberglass Reinforced Plastic | Pressurized
RICKS | 815 N GRANT ST | FITZGERALD | Ben Hill | 4090055 | 2 | [5 empty] | Removed from Ground | Gas (Historical Use) | 3000 | Bare Steel | 1999-12-22 | 1999-12-22 | Galvanized Steel | Safe Suction (Euro)
LARRY'S AMOCO | 214 NORTH GRANT ST | FITZGERALD | Ben Hill | 4090056 | 5 | [5 empty] | Permanently Out of Use - historical purposes | Gas (Historical Use) | 550 | Not Marked/Unknown |  | 1899-12-31 | Bare Steel | Suction (American)
EZ FOOD MART | 146 IRWINVILLE HWY | FITZGERALD | Ben Hill | 4090050 | 3 | Flapper Valve | 1996-05-01 |  | 1996-05-01 |  | Currently in Use | Gas (Historical Use) | 6000 | Steel-Impressed Current | 1984-03-28 |  | Fiberglass Reinforced Plastic | Pressurized
WINDSTREAM FITZGERALD CENTRAL OFFICE | 112 E CENTRAL AVE | FITZGERALD | Ben Hill | 4090007 | 2 | Flapper Valve | 1989-09-01 | FALSE | 1989-09-01 | FALSE | Currently in Use | Diesel | 2500 | Fiberglass Double Walled | 1989-09-01 |  | Fiberglass Reinforced Plastic | Safe Suction (Euro)
GA FC-BEN HILL CO UNIT | US HWY 129 NORTH OF FITZGERALD | FITZGERALD | Ben Hill | 4090019 | 1 | [5 empty] | Removed from Ground | Gas (Historical Use) | 2000 | Bare Steel | 1973-12-12 | 1993-11-20 | Galvanized Steel | Safe Suction (Euro)
GA FC-BEN HILL CO UNIT | US HWY 129 NORTH OF FITZGERALD | FITZGERALD | Ben Hill | 4090019 | 4 |  | 1993-11-20 |  | 1993-11-20 |  | Removed from Ground | Gas (Historical Use) | 1000 | Galvanic (STIP-3) | 1993-11-20 | 2008-03-11 | Cathodically Protected | Safe Suction (Euro)
VARGO SERVICE STATION | 147 JACKSONVILLE HWY | FITZGERALD | Ben Hill | 4090001 | 1 | [5 empty] | Removed from Ground | Gas (Historical Use) | 2000 | Cathodically Protected Steel | 1989-03-10 | 1997-10-01 | Galvanized Steel | Suction (American)
107 EXPRESS | 178 BENJAMIN HILL RD | FITZGERALD | Ben Hill | 10002333 | 2A |  | 2013-07-11 | FALSE | 2013-07-11 | FALSE | Currently in Use | Diesel | 10000 | Fiberglass Double Walled | 2013-07-11 |  | Double-Walled Fiberglass | Pressurized
COLONY PLAZA INC D/B/A/ PLAZA FO | HWY 129 SOUTH | FITZGERALD | Ben Hill | 90002 | 3 | [5 empty] | Removed from Ground | Gas (Historical Use) | 8000 | Cathodically Protected Steel | 1987-04-01 | 1997-07-01 | Galvanized Steel | Pressurized
SULTANA SVC STA | 916 NORTH GRANT STREET | FITZGERALD | Ben Hill | 4090028 | 2 | [5 empty] | Removed from Ground | Empty | 1000 | Bare Steel | 1997-12-01 | 1997-12-01 | Galvanized Steel
PLANTERS GAS & OIL CO | 803 EAST CENTRAL AVE | FITZGERALD | Ben Hill | 4090044 | 6 |  | 1993-03-29 | FALSE | 1993-03-29 | FALSE | Currently in Use | Diesel | 10000 | Steel-Impressed Current | 1984-12-31 |  | Double-Walled Fiberglass | Pressurized
JAMES'S GROCERY | HWY 319 N | FITZGERALD | Ben Hill | 4090038 | 1 | [5 empty] | Removed from Ground | Gas (Historical Use) | 560 | Bare Steel | 1982-05-06 | 1988-01-01 | Galvanized Steel
Circle K 2745073 | 605 N GRANT ST | FITZGERALD | Ben Hill | 4090070 | 1 |  | 1994-12-20 |  | 1994-12-20 |  | Removed from Ground | Gas (Historical Use) | 6000 | Cathodically Protected Steel | 1985-12-10 | 1998-02-12 | Fiberglass Reinforced Plastic | Safe Suction (Euro)
GILMAN BUILDING PRODUCTS | US HWY 319 N | FITZGERALD | Ben Hill | 4090054 | 1 | [5 empty] | Removed from Ground | Gas (Historical Use) | 1000 | Bare Steel | 1980-03-24 | 1998-12-14 | Bare Steel | Pressurized
BRYANT BROTHERS MARINE | 140 OCILLA HIGHWAY | FITZGERALD | Ben Hill | 10001006 | 1 |  |  | FALSE |  | FALSE | Removed from Ground | Gas (Historical Use) | 500 | Bare Steel | 2005-09-30 | 2005-09-30
PLANTERS GAS & OIL CO | 803 EAST CENTRAL AVE | FITZGERALD | Ben Hill | 4090044 | 1 |  |  | FALSE |  | FALSE | Removed from Ground | Gas (Historical Use) | 4000 | Bare Steel | 1942-12-31 | 1984-01-01 | Galvanized Steel
SOUTH CENTRAL LIVESTOCK | HWY 319 N | FITZGERALD | Ben Hill | 4090039 | 1 | [5 empty] | Removed from Ground | Gas (Historical Use) | 1000 | Bare Steel | 1966-12-31 | 1988-01-01 | Galvanized Steel
FITZGERALD WATER LIGHT & BOND CO | 200 NORTH HOOKER ST | FITZGERALD | Ben Hill | 4090071 | 3 | [5 empty] | Removed from Ground | Diesel | 500 | Bare Steel | 1983-06-07 | 1899-12-31 | Galvanized Steel
Circle K 2745073 | 605 N GRANT ST | FITZGERALD | Ben Hill | 4090070 | 294074 | Ball Float | 1998-01-01 |  | 1998-01-01 |  | Currently in Use | Gas (Historical Use) | 8000 | Composite | 1998-11-01 |  | Double-Walled Flex | Pressurized
Circle K 2745073 | 605 N GRANT ST | FITZGERALD | Ben Hill | 4090070 | 294138B | Ball Float | 1998-01-01 |  | 1998-01-01 |  | Currently in Use | Diesel | 5000 | Composite | 1998-11-01 |  | Double-Walled Flex | Pressurized
DRAKE FUELS INC | 216 S SHERMAN ST | FITZGERALD | Ben Hill | 4090068 | 1 |  | 1996-03-01 |  | 1996-03-01 |  | Removed from Ground | Gas (Historical Use) | 6000 | Cathodically Protected Steel | 1985-05-05 | 2004-06-01 | Fiberglass Reinforced Plastic | Pressurized
PLANTERS OIL CO | SOUTH DIXIE HWY | FITZGERALD | Ben Hill | 4090060 | 6 |  | 1994-10-27 |  | 1994-10-27 |  | Removed from Ground | Gas (Historical Use) | 4000 | Steel-Impressed Current | 1974-03-27 | 2004-12-27 | Cathodically Protected | Pressurized
PLANTERS OIL CO | SOUTH DIXIE HWY | FITZGERALD | Ben Hill | 4090060 | 8 |  | 1994-10-27 |  | 1994-10-27 |  | Removed from Ground | Diesel | 4000 | Steel-Impressed Current | 1974-03-27 | 2004-12-27 | Cathodically Protected | Pressurized
EZ FOOD MART | 146 IRWINVILLE HWY | FITZGERALD | Ben Hill | 4090050 | 1 | Flapper Valve | 1996-05-01 |  | 1996-05-01 |  | Currently in Use | Gas (Historical Use) | 6000 | Steel-Impressed Current | 1984-03-28 |  | Fiberglass Reinforced Plastic | Pressurized
DORMINY MEDICAL CENTER | PERRY HOUSE RD | FITZGERALD | Ben Hill | 4090005 | 1 | [5 empty] | Permanently Out of Use - historical purposes | Diesel | 1500 | Bare Steel | 1972-03-07 | 1899-12-31 | Galvanized Steel
WINDSTREAM FITZGERALD CENTRAL OFFICE | 112 E CENTRAL AVE | FITZGERALD | Ben Hill | 4090007 | 1 | [5 empty] | Removed from Ground | Diesel | 5000 | Bare Steel | 1972-01-01 | 1987-10-06 | Galvanized Steel
FITZGERALD MUNICIPAL AIRPORT | 125 TERMINAL DR | FITZGERALD | Ben Hill | 4090014 | 2 | [5 empty] | Removed from Ground | Gas (Historical Use) | 10000 | Cathodically Protected Steel | 1981-03-07 | 1999-02-15 | Galvanized Steel | Safe Suction (Euro)
GA DOT #10405/BEN HILL CO MAINT | 113 LINDY ROAD | FITZGERALD | Ben Hill | 4090020 | 10405-2 | [5 empty] | Removed from Ground | Diesel | 550 | Bare Steel | 1976-02-05 | 1988-12-01 | Galvanized Steel
MURPHY USA #5698 | 124 BENJAMIN H HILL DR SW | FITZGERALD | Ben Hill | 10000569 | 2B | Flapper Valve | 2004-02-20 | FALSE | 2004-02-20 | FALSE | Removed from Ground | Premium | 8000 | Fiberglass Double Walled | 2004-01-22 |  | Double-Walled Flex | Pressurized
B&L DETAIL/LARRY'S AMOCO | 214 NORTH GRANT ST | FITZGERALD | Ben Hill | 9009009 | 6 | [5 empty] | Removed from Ground | Gas (Historical Use) | 3000 | Cathodically Protected Steel | 1987-01-01 | 1994-01-12 | Galvanized Steel | Suction (American)
MASON OIL CORP/JIM'S SING STORE | 228 NORTH GRANT | FITZGERALD | Ben Hill | 4090026 | 1 | [5 empty] | Removed from Ground | Gas (Historical Use) | 6000 | Bare Steel | 1960-03-25 | 1999-12-07 | Galvanized Steel
SULTANA SVC STA | 916 NORTH GRANT STREET | FITZGERALD | Ben Hill | 4090028 | 1 | [5 empty] | Removed from Ground | Empty | 3000 | Bare Steel | 1997-12-01 | 1997-12-01 | Galvanized Steel
Wild Chicken Corner | 102 E CENTRAL AVE | FITZGERALD | Ben Hill | 4090045 | 2 | [5 empty] | Removed from Ground | Gas (Historical Use) | 3000 | Bare Steel | 1955-12-31 | 1999-05-01 | Galvanized Steel | Suction (American)
BROWN TRANSPORT | SOUTH DIXIE HWY 129 | FITZGERALD | Ben Hill | 4090043 | 1 | [5 empty] | Removed from Ground | Diesel | 2000 | Bare Steel | 1954-12-31 | 1988-01-01 | Galvanized Steel
GILMAN BUILDING PRODUCTS | US HWY 319 N | FITZGERALD | Ben Hill | 4090054 | 2 | [5 empty] | Removed from Ground | Diesel | 10000 | Bare Steel | 1980-03-24 | 1998-12-14 | Bare Steel | Pressurized
GA FC-BEN HILL CO UNIT | US HWY 129 NORTH OF FITZGERALD | FITZGERALD | Ben Hill | 4090019 | 3 | [5 empty] | Removed from Ground | Gas (Historical Use) | 560 | Bare Steel | 1960-12-12 | 1993-11-20 | Galvanized Steel
VARGO SERVICE STATION | 147 JACKSONVILLE HWY | FITZGERALD | Ben Hill | 4090001 | 2 | [5 empty] | Removed from Ground | Gas (Historical Use) | 2000 | Cathodically Protected Steel | 1989-03-10 | 1997-10-01 | Galvanized Steel | Suction (American)
MERRITT AUTO SERVICE | 302 SOUTH GRANT | FITZGERALD | Ben Hill | 4090002 | 1 | [5 empty] | Removed from Ground | Gas (Historical Use) | 550 | Bare Steel | 1939-01-01 | 1994-01-01 | Galvanized Steel
DIXIE PEANUT CO | EAST CENTRAL AVE | FITZGERALD | Ben Hill | 90034 | 1 | [5 empty] | Removed from Ground | Gas (Historical Use) | 560 | Bare Steel | 1982-01-01 | 1988-01-01 | Galvanized Steel
AT&T FITZGERALD RADIO TOWER | 1067 PINE LEVEL CHURCH RD | FITZGERALD | Ben Hill | 4090031 | 1 | [5 empty] | Removed from Ground | Diesel | 6000 | Bare Steel | 1947-12-31 | 1991-12-01 | Copper
SULTANA SVC STA | 916 NORTH GRANT STREET | FITZGERALD | Ben Hill | 4090028 | 4 | [5 empty] | Removed from Ground | Empty | 550 | Bare Steel | 1997-12-01 | 1997-12-01 | Galvanized Steel
Wild Chicken Corner | 102 E CENTRAL AVE | FITZGERALD | Ben Hill | 4090045 | 5 | [5 empty] | Removed from Ground | Diesel | 560 | Bare Steel | 1952-12-31 | 1999-05-01 | Galvanized Steel | Suction (American)
Wild Chicken Corner | 102 E CENTRAL AVE | FITZGERALD | Ben Hill | 4090045 | 4 | [5 empty] | Removed from Ground | Gas (Historical Use) | 6000 | Bare Steel | 1955-12-31 | 1999-05-01 | Galvanized Steel | Suction (American)
PLANTERS GAS & OIL CO | 803 EAST CENTRAL AVE | FITZGERALD | Ben Hill | 4090044 | 11 | Flapper Valve | 1996-12-01 |  | 1996-12-01 |  | Currently in Use | Gas (Historical Use) | 4000 | Steel-Impressed Current | 1986-01-01 |  | Steel (Impressed Current) | Suction (American)
MACKS PRODUCE | EL HARRIS RD | FITZGERALD | Ben Hill | 4090036 | 1 | [5 empty] | Removed from Ground | Gas (Historical Use) | 560 | Bare Steel | 1952-12-31 | 1988-01-01 | Galvanized Steel
FRAZIER OIL CO | SOUTH DIXIE HWY | FITZGERALD | Ben Hill | 4090049 | 1 | [5 empty] | Removed from Ground | Diesel | 6000 | Bare Steel | 1973-07-01 | 1973-07-01 | Galvanized Steel
SAV-A-TON | 516 W ROANOKE DR | FITZGERALD | Ben Hill | 4090067 | 3 | Flapper Valve | 2001-11-01 | FALSE | 2001-11-01 | FALSE | Currently in Use | Diesel | 15000 | Composite | 2001-11-01 |  | Fiberglass Reinforced Plastic | Pressurized
SAV-A-TON | 516 W ROANOKE DR | FITZGERALD | Ben Hill | 4090067 | 1A | Flapper Valve | 1995-04-05 | FALSE | 1995-04-05 | FALSE | Currently in Use | Gas (Historical Use) | 3000 | Steel-Impressed Current | 1976-03-24 |  | Fiberglass Reinforced Plastic | Pressurized
RICKS | 815 N GRANT ST | FITZGERALD | Ben Hill | 4090055 | 3 | [5 empty] | Removed from Ground | Gas (Historical Use) | 3000 | Bare Steel | 1999-12-22 | 1999-12-22 | Galvanized Steel | Safe Suction (Euro)
EZ FOOD MART | 146 IRWINVILLE HWY | FITZGERALD | Ben Hill | 4090050 | 2 | Flapper Valve | 1996-05-01 |  | 1996-05-01 |  | Currently in Use | Gas (Historical Use) | 6000 | Steel-Impressed Current | 1984-03-28 |  | Fiberglass Reinforced Plastic | Pressurized
FITZGERALD MUNICIPAL AIRPORT | 125 TERMINAL DR | FITZGERALD | Ben Hill | 4090014 | 1 | [5 empty] | Removed from Ground | Gas (Historical Use) | 2000 | Bare Steel | 1971-03-08 | 1999-02-15 | Galvanized Steel
FITZGERALD MUNICIPAL AIRPORT | 125 TERMINAL DR | FITZGERALD | Ben Hill | 4090014 | 4 | Flapper Valve | 1998-12-18 | FALSE | 1998-12-18 | FALSE | Currently in Use | Jet fuel | 10000 | Fiberglass | 1998-11-02 |  | Fiberglass Reinforced Plastic | Safe Suction (Euro)
MASON OIL CORP/JIM'S SING STORE | 228 NORTH GRANT | FITZGERALD | Ben Hill | 4090026 | 4 | [5 empty] | Permanently Out of Use - historical purposes | Other | 0 | Bare Steel | 1960-03-25 | 1899-12-31 | Galvanized Steel
FLASH FOODS #155 | 816 N GRANT ST | FITZGERALD | Ben Hill | 4090046 | 1 |  | 1997-07-15 |  | 1997-07-15 |  | Removed from Ground | Gas (Historical Use) | 4000 | Cathodically Protected Steel | 1976-03-12 | 2004-02-10 | Cathodically Protected | Pressurized
FITZGERALD FARMERS AUCTION | SOUTH DIXIE HWY | FITZGERALD | Ben Hill | 4090034 | 1 | [5 empty] | Removed from Ground | Gas (Historical Use) | 1000 | Bare Steel | 1952-12-31 | 1988-01-01 | Galvanized Steel
FRAZIER OIL CO | SOUTH DIXIE HWY | FITZGERALD | Ben Hill | 4090049 | 3 | [5 empty] | Removed from Ground | Diesel | 4000 | Bare Steel | 1973-07-01 | 1973-07-01 | Galvanized Steel
LIL PANTRY #9 | 801 S SHERMAN ST | FITZGERALD | Ben Hill | 4090066 | 3 | Flapper Valve | 1995-05-10 | FALSE | 1995-05-10 | FALSE | Currently in Use | Premium | 6000 | Galvanic (STIP-3) | 1985-05-05 |  | Fiberglass Reinforced Plastic | Pressurized
HANDY STOP # 64 | 416 NORTH GRANT | FITZGERALD | Ben Hill | 4090065 | 3 | [5 empty] | Removed from Ground | Gas (Historical Use) | 3000 | Bare Steel | 1966-04-28 | 1998-12-01 | Galvanized Steel | Pressurized
LARRY'S AMOCO | 214 NORTH GRANT ST | FITZGERALD | Ben Hill | 4090056 | 3 | [5 empty] | Permanently Out of Use - historical purposes | Other | 1000 | Bare Steel |  | 1899-12-31 | Galvanized Steel | Suction (American)
HUNTLEY JIFFY STORE #365 | 311 NORTH MERRIMAC | FITZGERALD | Ben Hill | 4090011 | 1 | [5 empty] | Removed from Ground | Gas (Historical Use) | 8000 | Bare Steel | 1977-02-17 | 1998-03-11 | Galvanized Steel
MURPHY USA #5698 | 124 BENJAMIN H HILL DR SW | FITZGERALD | Ben Hill | 10000569 | 4A |  |  | FALSE |  | FALSE | Currently in Use | Premium | 8000 | Fiberglass Double Walled | 2025-02-19 |  | Double-Walled Fiberglass | Pressurized
MURPHY USA #5698 | 124 BENJAMIN H HILL DR SW | FITZGERALD | Ben Hill | 10000569 | 4C |  |  | FALSE |  | FALSE | Currently in Use | E-0 | 8000 | Fiberglass Double Walled | 2025-02-19 |  | Double-Walled Fiberglass | Pressurized
IKE MCELMURRAY | 101 DEWEY MCGLAMRY ROAD | FITZGERALD | Ben Hill | 9009033 | 1 | [5 empty] | Removed from Ground | Gas (Historical Use) | 1000 | Not Marked/Unknown | 1998-05-01 | 1998-05-01 | Not Marked
PRO-CAR CARE | 328 S GRANT ST | FITZGERALD | Ben Hill | 9009028 | 2 | [5 empty] | Removed from Ground | Gas (Historical Use) | 3000 | Marked Unknown | 1996-11-04 | 1996-11-04 | Unknown
GAS STATION (CLOSED) | 111 TEN MILE RD | FITZGERALD | Ben Hill | 9009031 | 1 | [5 empty] | Removed from Ground | Gas (Historical Use) | 3000 | Marked Unknown | 1997-11-18 | 1997-11-18 | Galvanized Steel
FOSTERS FAST STOP | HWY 90 & JACK ALLEN RD | FITZGERALD | Ben Hill | 9009016 | 3 | Flapper Valve | 1995-10-01 | FALSE | 1995-10-01 | FALSE | Currently in Use | Regular | 6000 | Steel-Impressed Current | 2001-09-20 |  | Fiberglass Reinforced Plastic | Pressurized
MONEY SAVER | 368 BOWENS MILL RD | FITZGERALD | Ben Hill | 90079 | 3 |  | 1997-04-01 |  | 1995-09-01 |  | Removed from Ground | Gas (Historical Use) | 4000 | Galvanic (STIP-3) | 1986-07-31 | 2006-06-26 | Cathodically Protected | Suction (American)
FOOD MART | 227 E CENTRAL AVE | FITZGERALD | Ben Hill | 9000246 | 2 | Ball Float | 1989-04-05 | FALSE | 1989-04-05 | FALSE | Currently in Use | E-10 | 8000 | Galvanic (STIP-3) | 1987-01-01 |  |  | Pressurized
PEACH EXPRESS | 189 JACKSONVILLE HWY | FITZGERALD | Ben Hill | 9009023 | 4 | Ball Float | 1998-06-04 | FALSE | 1998-06-04 | TRUE | Currently in Use | Diesel | 10000 | Galvanic (STIP-3) | 1984-02-01 |  | Fiberglass Reinforced Plastic | Pressurized
FLASH FOODS #155 | 816 N GRANT ST | FITZGERALD | Ben Hill | 4090046 | 3 |  | 1997-07-15 |  | 1997-07-15 |  | Removed from Ground | Gas (Historical Use) | 4000 | Cathodically Protected Steel | 1976-03-12 | 2004-02-10 | Cathodically Protected | Pressurized
PLANTERS GAS & OIL CO | 803 EAST CENTRAL AVE | FITZGERALD | Ben Hill | 4090044 | 8 |  | 1996-12-01 | FALSE | 1996-12-01 | FALSE | Currently in Use | Gas (Historical Use) | 10000 | Steel-Impressed Current | 1984-01-01 |  | Steel (Impressed Current) | Suction (American)
PLANTERS GAS & OIL CO | 803 EAST CENTRAL AVE | FITZGERALD | Ben Hill | 4090044 | 9 |  | 1996-12-01 | FALSE | 1996-12-01 | FALSE | Currently in Use | Diesel | 10000 | Steel-Impressed Current | 1984-01-01 |  | Steel (Impressed Current) | Pressurized
PLANTERS GAS & OIL CO | 803 EAST CENTRAL AVE | FITZGERALD | Ben Hill | 4090044 | 2 |  |  | FALSE |  | FALSE | Removed from Ground | Gas (Historical Use) | 3000 | Bare Steel | 1942-12-31 | 1984-01-01 | Bare Steel
FITZGERALD ICE CO | SOUTH DIXIE HWY (129) | FITZGERALD | Ben Hill | 4090042 | 2 | [5 empty] | Removed from Ground | Diesel | 4000 | Bare Steel | 1982-01-01 | 1988-01-01 | Galvanized Steel
DRAKE FUELS INC | 216 S SHERMAN ST | FITZGERALD | Ben Hill | 4090068 | 2 |  | 1996-03-01 |  | 1996-03-01 |  | Removed from Ground | Gas (Historical Use) | 6000 | Cathodically Protected Steel | 1985-05-05 | 2004-06-01 | Fiberglass Reinforced Plastic | Pressurized
PUJA FOOD MART | 816 E CENTRAL AVE | FITZGERALD | Ben Hill | 4090062 | 3 | Flapper Valve | 1998-02-01 | FALSE | 1998-02-01 | FALSE | Temporarily out of use | Gas (Historical Use) | 6000 | Steel-Impressed Current | 1981-03-27 |  | Steel (Impressed Current) | Suction (American)
PLANTERS OIL CO | SOUTH DIXIE HWY | FITZGERALD | Ben Hill | 4090060 | 3 | [5 empty] | Removed from Ground | Gas (Historical Use) | 6000 | Bare Steel | 1974-03-27 | 1988-01-01 | Galvanized Steel | Pressurized
FITZGERALD MUNICIPAL AIRPORT | 125 TERMINAL DR | FITZGERALD | Ben Hill | 4090014 | 3 | [5 empty] | Removed from Ground | Kerosene | 10000 | Cathodically Protected Steel | 1982-03-07 | 1999-02-15 | Galvanized Steel | Safe Suction (Euro)
MURPHY USA #5698 | 124 BENJAMIN H HILL DR SW | FITZGERALD | Ben Hill | 10000569 | 3 |  |  | FALSE |  | FALSE | Currently in Use | Regular | 25000 | Fiberglass Double Walled | 2025-02-19 |  | Double-Walled Fiberglass | Pressurized
EAST CENTRAL TECHNICAL INSTITUTE | 667 PERRY HOUSE RD | FITZGERALD | Ben Hill | 9009012 | 1 | [5 empty] | Removed from Ground | Gas (Historical Use) | 800 | Bare Steel | 1970-01-01 | 2008-03-11 | Bare Steel | Safe Suction (Euro)
PLANTERS GAS & OIL CO | 803 EAST CENTRAL AVE | FITZGERALD | Ben Hill | 4090044 | 5 |  |  | FALSE |  | FALSE | Removed from Ground | Diesel | 560 | Bare Steel | 1942-12-31 | 1984-01-01 | Galvanized Steel
FITZGERALD WATER LIGHT & BOND CO | 200 NORTH HOOKER ST | FITZGERALD | Ben Hill | 4090071 | 2 | [5 empty] | Removed from Ground | Gas (Historical Use) | 2000 | Bare Steel | 1976-06-06 | 1899-12-31 | Galvanized Steel
Circle K 2745073 | 605 N GRANT ST | FITZGERALD | Ben Hill | 4090070 | 3 |  | 1994-12-20 |  | 1994-12-20 |  | Removed from Ground | Gas (Historical Use) | 6000 | Cathodically Protected Steel | 1985-12-10 | 1998-02-12 | Fiberglass Reinforced Plastic | Safe Suction (Euro)
PLANTERS OIL CO | SOUTH DIXIE HWY | FITZGERALD | Ben Hill | 4090060 | 1 | [5 empty] | Removed from Ground | Gas (Historical Use) | 6000 | Bare Steel | 1974-03-27 | 1988-01-01 | Galvanized Steel | Pressurized
GA DOT #10405/BEN HILL CO MAINT | 113 LINDY ROAD | FITZGERALD | Ben Hill | 4090020 | 10405-1 | [5 empty] | Removed from Ground | Gas (Historical Use) | 550 | Bare Steel | 1976-02-05 | 1988-12-01 | Galvanized Steel
107 EXPRESS | 178 BENJAMIN HILL RD | FITZGERALD | Ben Hill | 10002333 | 2B |  | 2013-07-11 | FALSE | 2013-07-11 | FALSE | Currently in Use | Diesel | 5000 | Fiberglass Double Walled | 2013-07-11 |  | Double-Walled Fiberglass | Pressurized
MURPHY USA #5698 | 124 BENJAMIN H HILL DR SW | FITZGERALD | Ben Hill | 10000569 | 4B |  |  | FALSE |  | FALSE | Currently in Use | Diesel | 10000 | Fiberglass Double Walled | 2025-02-19 |  | Double-Walled Fiberglass | Pressurized
MERRITT AUTO SERVICE | 302 SOUTH GRANT | FITZGERALD | Ben Hill | 4090002 | 3 | [5 empty] | Removed from Ground | Gas (Historical Use) | 1050 | Bare Steel | 1959-01-01 | 1994-01-01 | Galvanized Steel
FORMER WILLIAMS SERVICE STATION | 816 SOUTH GRANT STREET | FITZGERALD | Ben Hill | 10000368 | 1 |  |  | FALSE |  | FALSE | Removed from Ground | Not Marked/Tank Removed | 0 | Unknown |  | 1899-12-31
MONEY SAVER | 368 BOWENS MILL RD | FITZGERALD | Ben Hill | 90079 | 4 | Ball Float | 2006-07-01 | FALSE | 2006-07-01 | FALSE | Currently in Use | Regular | 10000 | Fiberglass | 2006-06-01 |  | Fiberglass Reinforced Plastic | Pressurized
FORMER JIFFY #2 | 309 MERRIMAC STREET | FITZGERALD | Ben Hill | 9009032 | 1 | [5 empty] | Removed from Ground | Gas (Historical Use) | 4000 | Not Marked/Unknown |  | 1899-12-31 | Not Marked
WAYMONS SERVICE STATION | 123 W CENTRAL AVE | FITZGERALD | Ben Hill | 9009015 | 3 | [5 empty] | Removed from Ground | Gas (Historical Use) | 2000 | Bare Steel | 1999-12-27 | 1999-12-27 | Galvanized Steel | Suction (American)
TNR FUEL CENTER | 265 PERRY HOUSE RD | FITZGERALD | Ben Hill | 9009001 | 1 | [5 empty] | Removed from Ground | Diesel | 500 | Not Marked/Unknown |  | 1899-12-31 | Not Marked
IKE MCELMURRAY | 101 DEWEY MCGLAMRY ROAD | FITZGERALD | Ben Hill | 9009033 | 2 | [5 empty] | Removed from Ground | Gas (Historical Use) | 560 | Not Marked/Unknown | 1998-05-01 | 1998-05-01 | Not Marked
PEACH EXPRESS | 189 JACKSONVILLE HWY | FITZGERALD | Ben Hill | 9009023 | 2 | Flapper Valve | 1998-06-04 | FALSE | 1998-06-04 | TRUE | Currently in Use | Premium | 6000 | Galvanic (STIP-3) | 1984-02-01 |  | Fiberglass Reinforced Plastic | Pressurized
STOP AND GO | 408 JACKSONVILLE HWY | FITZGERALD | Ben Hill | 9009027 | 2 | Flapper Valve | 1996-09-01 | FALSE | 1996-09-01 | FALSE | Currently in Use | Regular | 6000 | Steel-Impressed Current | 1996-09-27 |  | Cathodically Protected | Suction (American)
B&L DETAIL/LARRY'S AMOCO | 214 NORTH GRANT ST | FITZGERALD | Ben Hill | 9009009 | 1 | [5 empty] | Removed from Ground | Gas (Historical Use) | 2000 | Bare Steel | 1994-01-12 | 1994-01-12 | Galvanized Steel | Suction (American)
MODERN FIBERS INC | 139 BENJAMIN HILL DR E | FITZGERALD | Ben Hill | 4090250 | 1 | [5 empty] | Closed in Ground | Diesel | 10000 | Cathodically Protected Steel | 1970-03-25 | 1998-09-13 | Galvanized Steel | Suction (American)
GA DOD/COA 1/121 INF GAARNG | 702 SOUTH GORDON ST | FITZGERALD | Ben Hill | 4090033 | 1 | [5 empty] | Removed from Ground | Gas (Historical Use) | 560 | Bare Steel | 1971-01-01 | 1899-12-31 | Galvanized Steel
MASON OIL CORP/JIM'S SING STORE | 228 NORTH GRANT | FITZGERALD | Ben Hill | 4090026 | 2 | [5 empty] | Removed from Ground | Gas (Historical Use) | 6000 | Bare Steel | 1960-03-25 | 1999-12-07 | Galvanized Steel
PELHAM'S GROCERY | NORTH MARION AVE | FITZGERALD | Ben Hill | 4090037 | 1 | [5 empty] | Removed from Ground | Gas (Historical Use) | 1000 | Bare Steel | 1961-12-31 | 1988-01-01 | Galvanized Steel
FITZGERALD WATER LIGHT & BOND CO | 200 NORTH HOOKER ST | FITZGERALD | Ben Hill | 4090071 | 4 | [5 empty] | Removed from Ground | Diesel | 500 | Bare Steel | 1965-06-06 | 1899-12-31 | Galvanized Steel
SHELL STATION | 277 OCILLA HWY | FITZGERALD | Ben Hill | 9009030 | 1 |  | 1996-10-04 |  | 1996-10-04 |  | Currently in Use | Gas (Historical Use) | 15000 | Epoxy | 1996-09-27 |  |  | Pressurized
S D INVESTMENTS | 285 PERRY HOUSE RD | FITZGERALD | Ben Hill | 4090032 | 2 |  |  | TRUE |  | TRUE | Removed from Ground | Used Oil | 1000 | Bare Steel | 1978-01-01 | 1993-02-16 | Bare Steel
SULTANA SVC STA | 916 NORTH GRANT STREET | FITZGERALD | Ben Hill | 4090028 | 3 | [5 empty] | Removed from Ground | Empty | 1000 | Bare Steel | 1997-12-01 | 1997-12-01 | Galvanized Steel
Wild Chicken Corner | 102 E CENTRAL AVE | FITZGERALD | Ben Hill | 4090045 | 8B |  | 1999-06-01 | FALSE | 1999-06-01 | FALSE | Temporarily out of use | Diesel | 2000 | Composite | 1999-06-01 |  | Fiberglass Reinforced Plastic | Suction (American)
ITT RAYONIER | HWY 319 NORTH | FITZGERALD | Ben Hill | 4090041 | 3 | [5 empty] | Removed from Ground | Gas (Historical Use) | 560 | Bare Steel | 1954-12-31 | 1988-01-01 | Galvanized Steel
Circle K 2745073 | 605 N GRANT ST | FITZGERALD | Ben Hill | 4090070 | 294138A |  | 1998-11-01 |  | 1998-11-01 |  | Currently in Use | Gas (Historical Use) | 10000 | Composite | 1998-11-01 |  | Double-Walled Flex | Pressurized
SAV-A-TON | 516 W ROANOKE DR | FITZGERALD | Ben Hill | 4090067 | 1B | Flapper Valve | 1995-04-05 | FALSE | 1995-04-05 | FALSE | Currently in Use | Gas (Historical Use) | 3000 | Steel-Impressed Current | 1976-03-24 |  | Fiberglass Reinforced Plastic | Pressurized
LIL PANTRY #10 | 610 E CENTRAL AVE & S LOGAN ST | FITZGERALD | Ben Hill | 70084 | 2 | Flapper Valve | 1987-01-01 | FALSE | 1987-01-01 | FALSE | Currently in Use | Premium | 6000 | Steel-Impressed Current | 1987-01-01 |  | Fiberglass Reinforced Plastic | Pressurized
B&L DETAIL/LARRY'S AMOCO | 214 NORTH GRANT ST | FITZGERALD | Ben Hill | 9009009 | 5 | [5 empty] | Removed from Ground | Gas (Historical Use) | 550 | Bare Steel | 1994-01-12 | 1994-01-12 | Galvanized Steel | Suction (American)
B&L DETAIL/LARRY'S AMOCO | 214 NORTH GRANT ST | FITZGERALD | Ben Hill | 9009009 | 4 | [5 empty] | Removed from Ground | Gas (Historical Use) | 2000 | Bare Steel | 1994-01-12 | 1994-01-12 | Galvanized Steel | Suction (American)
DICKS BRAKE & FRONT END | HWY 129 & WILSON AVE | FITZGERALD | Ben Hill | 9009011 | 1 | [5 empty] | Removed from Ground | Gas (Historical Use) | 4000 | Bare Steel | 1991-09-26 | 1991-09-26 | Galvanized Steel
Wild Chicken Corner | 102 E CENTRAL AVE | FITZGERALD | Ben Hill | 4090045 | 7A |  | 1999-06-01 | FALSE | 1999-06-01 | FALSE | Temporarily out of use | E-10 | 2000 | Composite | 1999-06-01 |  | Fiberglass Reinforced Plastic | Suction (American)
PLANTERS GAS & OIL CO | 803 EAST CENTRAL AVE | FITZGERALD | Ben Hill | 4090044 | 3 |  |  | FALSE |  | FALSE | Removed from Ground | Gas (Historical Use) | 2000 | Bare Steel | 1942-12-31 | 1984-01-01 | Galvanized Steel
FITZGERALD WATER LIGHT & BOND CO | 200 NORTH HOOKER ST | FITZGERALD | Ben Hill | 4090071 | 1 | [5 empty] | Removed from Ground | Gas (Historical Use) | 1000 | Bare Steel | 1976-06-06 | 1899-12-31 | Galvanized Steel
Circle K 2745073 | 605 N GRANT ST | FITZGERALD | Ben Hill | 4090070 | 2 |  | 1994-12-20 |  | 1994-12-20 |  | Removed from Ground | Gas (Historical Use) | 6000 | Cathodically Protected Steel | 1985-12-10 | 1998-02-12 | Fiberglass Reinforced Plastic | Safe Suction (Euro)
TAYLORS CONVENIENCE STORE | 316 N MERRIMAC DR | FITZGERALD | Ben Hill | 9009022 | 1 | Ball Float | 1997-01-01 | FALSE | 1997-01-01 | FALSE | Currently in Use | Premium | 6000 | Steel-Impressed Current | 1997-01-17 |  | Fiberglass Reinforced Plastic | Pressurized
PEACH EXPRESS | 189 JACKSONVILLE HWY | FITZGERALD | Ben Hill | 9009023 | 1 | Flapper Valve | 1998-06-04 | FALSE | 1998-06-04 | TRUE | Currently in Use | E-10 | 6000 | Galvanic (STIP-3) | 1984-02-01 |  | Fiberglass Reinforced Plastic | Pressurized
R&M GROCERY | 215 E SULTANNA DR | FITZGERALD | Ben Hill | 4090063 | 2 | [5 empty] | Removed from Ground | Gas (Historical Use) | 6000 | Fiberglass | 1986-03-27 | 1998-09-29 | Cathodically Protected | Pressurized
PUJA FOOD MART | 816 E CENTRAL AVE | FITZGERALD | Ben Hill | 4090062 | 1 | Flapper Valve | 1998-02-01 | FALSE | 1998-02-01 | FALSE | Temporarily out of use | Gas (Historical Use) | 6000 | Steel-Impressed Current | 1981-03-27 |  | Steel (Impressed Current) | Suction (American)
LARRY'S AMOCO | 214 NORTH GRANT ST | FITZGERALD | Ben Hill | 4090056 | 4 | [5 empty] | Permanently Out of Use - historical purposes | Other | 2000 | Bare Steel |  | 1899-12-31 | Galvanized Steel | Suction (American)
GTE/FITZGERALD WAREHOUSE | INDUSTRIAL DR | FITZGERALD | Ben Hill | 4090006 | 1 | [5 empty] | Removed from Ground | Gas (Historical Use) | 12000 | Fiberglass | 1985-02-28 | 1993-09-21 | Bare Steel | Pressurized
LOWELL PACKING CO | HWY 129 S | FITZGERALD | Ben Hill | 4090018 | 2 | [5 empty] | Removed from Ground | Gas (Historical Use) | 1 | Bare Steel | 1987-06-01 | 1987-06-01 | Galvanized Steel
GA DOT #10405/BEN HILL CO MAINT | 113 LINDY ROAD | FITZGERALD | Ben Hill | 4090020 | 405G1 |  | 1988-11-01 |  | 1988-11-01 |  | Removed from Ground | Gas (Historical Use) | 1020 | Cathodically Protected Steel | 1988-11-08 | 2001-08-21 | Galvanized Steel | Suction (American)
FITZGERALD | PO BOX 507 | FITZGERALD | Ben Hill | 4090021 | 1 | [5 empty] | Removed from Ground | Diesel | 1000 | Bare Steel | 1974-04-14 | 1987-05-01 | Unknown
LIL PANTRY #9 | 801 S SHERMAN ST | FITZGERALD | Ben Hill | 4090066 | 1 | Flapper Valve | 1995-05-10 | FALSE | 1995-05-10 | FALSE | Currently in Use | E-0 | 6000 | Galvanic (STIP-3) | 1985-05-05 |  | Fiberglass Reinforced Plastic | Pressurized
HANDY STOP # 64 | 416 NORTH GRANT | FITZGERALD | Ben Hill | 4090065 | 1 | [5 empty] | Removed from Ground | Gas (Historical Use) | 6000 | Bare Steel | 1966-04-28 | 1998-12-01 | Galvanized Steel | Pressurized
LARRY'S AMOCO | 214 NORTH GRANT ST | FITZGERALD | Ben Hill | 4090056 | 1 | [5 empty] | Removed from Ground | Other | 2000 | Bare Steel | 1994-01-12 | 1994-01-12 | Galvanized Steel | Suction (American)
MURPHY USA #5698 | 124 BENJAMIN H HILL DR SW | FITZGERALD | Ben Hill | 10000569 | 2A | Flapper Valve | 2004-02-20 | FALSE | 2004-02-20 | FALSE | Removed from Ground | Diesel | 12000 | Fiberglass Double Walled | 2004-03-17 |  | Double-Walled Flex | Pressurized
MONEY SAVER | 368 BOWENS MILL RD | FITZGERALD | Ben Hill | 90079 | 2 |  | 1997-04-01 |  | 1995-09-01 |  | Removed from Ground | Gas (Historical Use) | 4000 | Galvanic (STIP-3) | 1986-07-31 | 2006-06-26 | Cathodically Protected | Suction (American)
MONEY SAVER | 368 BOWENS MILL RD | FITZGERALD | Ben Hill | 90079 | 5B | Ball Float | 2006-07-01 | FALSE | 2006-07-01 | FALSE | Currently in Use | Diesel | 4000 | Fiberglass | 2006-06-01 |  | Fiberglass Reinforced Plastic | Pressurized
SHELL STATION | 277 OCILLA HWY | FITZGERALD | Ben Hill | 9009030 | 2 | Ball Float | 1996-10-04 | FALSE | 1996-10-04 | FALSE | Currently in Use | Premium | 12000 | Epoxy | 1996-09-27 |  |  | Pressurized
TNR FUEL CENTER | 265 PERRY HOUSE RD | FITZGERALD | Ben Hill | 9009001 | 8A | Flapper Valve | 2000-07-01 | FALSE | 2000-07-01 | FALSE | Currently in Use | E-10 | 6000 | Composite | 2000-07-01 |  | Fiberglass Reinforced Plastic | Pressurized
TNR FUEL CENTER | 265 PERRY HOUSE RD | FITZGERALD | Ben Hill | 9009001 | 3 | [5 empty] | Removed from Ground | Gas (Historical Use) | 500 | Not Marked/Unknown |  | 1899-12-31 | Not Marked
NOURIA 1309 - FORMER ENMARK #210 | 106 OCILLA HWY | FITZGERALD | Ben Hill | 9009007 | 2 | Flapper Valve | 1993-06-04 | FALSE | 1993-06-04 | FALSE | Currently in Use | Plus | 6000 | Composite | 1993-06-04 |  | Double-Walled Fiberglass | Pressurized
SHORT STOP | 816 E SULTANA DR | FITZGERALD | Ben Hill | 9009024 | 3 | Flapper Valve | 1998-10-15 | FALSE | 1998-10-15 | FALSE | Temporarily out of use | Plus | 6000 | Galvanic (STIP-3) | 1988-01-01 |  | Steel/Sacrificial Anodes | Pressurized
BEN HILL COUNTY FARM | 147 COUNTY FARM RD | FITZGERALD | Ben Hill | 9009020 | 2 |  | 1998-07-20 | FALSE | 1998-07-20 | FALSE | Currently in Use | Diesel | 10000 | Steel-Impressed Current | 1973-01-01 |  | Steel (Impressed Current) | Safe Suction (Euro)
HANDY STOP # 64 | 416 NORTH GRANT | FITZGERALD | Ben Hill | 4090065 | 4 |  |  | TRUE |  | TRUE | Closed in Ground | Used Oil | 550 | Bare Steel | 1966-04-28 | 1971-10-01 | Galvanized Steel
GILMAN BUILDING PRODUCTS | US HWY 319 N | FITZGERALD | Ben Hill | 4090054 | 3 | [5 empty] | Removed from Ground | Diesel | 10000 | Bare Steel | 1980-03-24 | 1998-12-14 | Bare Steel | Pressurized
GA FC-BEN HILL CO UNIT | US HWY 129 NORTH OF FITZGERALD | FITZGERALD | Ben Hill | 4090019 | 5 |  | 1993-11-20 |  | 1993-11-20 |  | Removed from Ground | Diesel | 1000 | Galvanic (STIP-3) | 1993-11-20 | 2008-03-11 | Cathodically Protected | Safe Suction (Euro)
GEORGIA MODULAR HOMES | 144 STUART WAY | FITZGERALD | Ben Hill | 10001790 | 1 |  |  | FALSE |  | FALSE | Removed from Ground | Diesel | 1500 | Bare Steel | 2009-10-22 | 2009-11-02 | Unknown
107 EXPRESS | 178 BENJAMIN HILL RD | FITZGERALD | Ben Hill | 10002333 | 1B |  | 2013-07-11 | FALSE | 2013-07-11 | FALSE | Currently in Use | Gas (Historical Use) | 5000 | Fiberglass Double Walled | 2013-07-11 |  | Double-Walled Fiberglass | Pressurized
S D INVESTMENTS | 285 PERRY HOUSE RD | FITZGERALD | Ben Hill | 4090032 | 1 | [5 empty] | Removed from Ground | Diesel | 10000 | Bare Steel | 1978-01-01 | 1993-02-16 | Bare Steel | Pressurized
AT&T FITZGERALD RADIO TOWER | 1067 PINE LEVEL CHURCH RD | FITZGERALD | Ben Hill | 4090031 | 2 | [5 empty] | Removed from Ground | Diesel | 2000 | Bare Steel | 1947-12-31 | 1991-12-01 | Copper
WAYMONS SERVICE STATION | 123 W CENTRAL AVE | FITZGERALD | Ben Hill | 9009015 | 2 | [5 empty] | Removed from Ground | Gas (Historical Use) | 2000 | Bare Steel | 1999-12-27 | 1999-12-27 | Galvanized Steel | Suction (American)
Valero | 167 OCILLA HWY | FITZGERALD | Ben Hill | 9009025 | 1 | Ball Float | 1996-12-01 | FALSE | 1996-12-01 | FALSE | Currently in Use | E-10 | 10000 | Steel-Impressed Current | 1976-01-01 |  | Fiberglass Reinforced Plastic | Pressurized
TNR FUEL CENTER | 265 PERRY HOUSE RD | FITZGERALD | Ben Hill | 9009001 | 6 | Flapper Valve | 2000-07-01 | FALSE | 2000-07-01 | FALSE | Currently in Use | Diesel | 12000 | Composite | 2000-07-01 |  | Fiberglass Reinforced Plastic | Pressurized
DICKS BRAKE & FRONT END | HWY 129 & WILSON AVE | FITZGERALD | Ben Hill | 9009011 | 2 | [5 empty] | Removed from Ground | Gas (Historical Use) | 4000 | Bare Steel | 1991-09-26 | 1991-09-26 | Galvanized Steel
MASON OIL CORP/JIM'S SING STORE | 228 NORTH GRANT | FITZGERALD | Ben Hill | 4090026 | 3 | [5 empty] | Removed from Ground | Gas (Historical Use) | 3000 | Bare Steel | 1964-03-25 | 1999-12-07 | Galvanized Steel
PLANTERS GAS & OIL CO | 803 EAST CENTRAL AVE | FITZGERALD | Ben Hill | 4090044 | 7 |  |  | FALSE |  | FALSE | Currently in Use | Gas (Historical Use) | 10000 | Steel-Impressed Current |  |  | Steel (Impressed Current) | Suction (American)
PLANTERS GAS & OIL CO | 803 EAST CENTRAL AVE | FITZGERALD | Ben Hill | 4090044 | 4 |  |  | FALSE |  | FALSE | Removed from Ground | Gas (Historical Use) | 1000 | Bare Steel | 1942-12-31 | 1984-01-01 | Galvanized Steel
PLANTERS OIL CO | SOUTH DIXIE HWY | FITZGERALD | Ben Hill | 4090060 | 5 |  | 1994-10-27 |  | 1994-10-27 |  | Removed from Ground | Gas (Historical Use) | 6000 | Steel-Impressed Current | 1974-03-27 | 2004-12-27 | Cathodically Protected | Pressurized
PLANTERS OIL CO | SOUTH DIXIE HWY | FITZGERALD | Ben Hill | 4090060 | 7 |  | 1994-10-27 |  | 1994-10-27 |  | Removed from Ground | Gas (Historical Use) | 6000 | Steel-Impressed Current | 1994-10-27 | 2004-12-27 | Cathodically Protected | Pressurized
PLANTERS OIL CO | SOUTH DIXIE HWY | FITZGERALD | Ben Hill | 4090060 | 4 | [5 empty] | Removed from Ground | Diesel | 4000 | Bare Steel | 1974-03-27 | 1988-01-01 | Galvanized Steel | Safe Suction (Euro)
GA DOT #10405/BEN HILL CO MAINT | 113 LINDY ROAD | FITZGERALD | Ben Hill | 4090020 | 10405-3 | [5 empty] | Removed from Ground | Gas (Historical Use) | 1000 | Bare Steel | 1971-02-05 | 1988-12-01 | Galvanized Steel
107 EXPRESS | 178 BENJAMIN HILL RD | FITZGERALD | Ben Hill | 10002333 | 1A |  | 2013-07-11 | FALSE | 2013-07-11 | FALSE | Currently in Use | Gas (Historical Use) | 15000 | Fiberglass Double Walled | 2013-07-11 |  | Double-Walled Fiberglass | Pressurized
COLONY PLAZA INC D/B/A/ PLAZA FO | HWY 129 SOUTH | FITZGERALD | Ben Hill | 90002 | 2 | [5 empty] | Removed from Ground | Gas (Historical Use) | 12000 | Bare Steel | 1974-06-15 | 1997-07-01 | Galvanized Steel | Pressurized
WAYMONS SERVICE STATION | 123 W CENTRAL AVE | FITZGERALD | Ben Hill | 9009015 | 4 | [5 empty] | Removed from Ground | Kerosene | 550 | Bare Steel | 1999-12-27 | 1999-12-27 | Galvanized Steel | Safe Suction (Euro)
STOP AND GO | 408 JACKSONVILLE HWY | FITZGERALD | Ben Hill | 9009027 | 1 | Flapper Valve | 1996-09-01 | FALSE | 1996-09-01 | FALSE | Currently in Use | Regular | 6000 | Steel-Impressed Current | 1996-09-27 |  | Fiberglass Reinforced Plastic | Suction (American)
PRO-CAR CARE | 328 S GRANT ST | FITZGERALD | Ben Hill | 9009028 | 3 | [5 empty] | Removed from Ground | Gas (Historical Use) | 3000 | Marked Unknown | 1996-11-04 | 1996-11-04 | Unknown
GAS STATION (CLOSED) | 111 TEN MILE RD | FITZGERALD | Ben Hill | 9009031 | 2 | [5 empty] | Removed from Ground | Gas (Historical Use) | 2000 | Marked Unknown | 1997-11-18 | 1997-11-18 | Galvanized Steel
FOSTERS FAST STOP | HWY 90 & JACK ALLEN RD | FITZGERALD | Ben Hill | 9009016 | 2 | Flapper Valve | 1995-10-01 | FALSE | 1995-10-01 | FALSE | Currently in Use | Regular | 6000 | Steel-Impressed Current | 2001-09-20 |  | Fiberglass Reinforced Plastic | Pressurized
FLAVORICH INC | 306 ALTAMAHA ST | FITZGERALD | Ben Hill | 9009008 | 1 | [5 empty] | Removed from Ground | Gas (Historical Use) | 8000 | Bare Steel | 1992-11-20 | 1992-11-20 | Galvanized Steel
B&L DETAIL/LARRY'S AMOCO | 214 NORTH GRANT ST | FITZGERALD | Ben Hill | 9009009 | 3 | [5 empty] | Removed from Ground | Gas (Historical Use) | 1000 | Bare Steel | 1994-01-12 | 1994-01-12 | Galvanized Steel | Suction (American)
FRAZIER OIL CO | SOUTH DIXIE HWY | FITZGERALD | Ben Hill | 4090049 | 2 | [5 empty] | Removed from Ground | Kerosene | 1000 | Bare Steel | 1973-07-01 | 1973-07-01 | Galvanized Steel
LIL PANTRY #9 | 801 S SHERMAN ST | FITZGERALD | Ben Hill | 4090066 | 2 | Flapper Valve | 1995-05-10 | FALSE | 1995-05-10 | FALSE | Currently in Use | E-0 | 6000 | Galvanic (STIP-3) | 1985-05-05 |  | Fiberglass Reinforced Plastic | Pressurized
LARRY'S AMOCO | 214 NORTH GRANT ST | FITZGERALD | Ben Hill | 4090056 | 2 | [5 empty] | Removed from Ground | Other | 1000 | Bare Steel | 1994-01-12 | 1994-01-12 | Galvanized Steel | Suction (American)
HUNTLEY JIFFY STORE #365 | 311 NORTH MERRIMAC | FITZGERALD | Ben Hill | 4090011 | 2 | [5 empty] | Removed from Ground | Gas (Historical Use) | 8000 | Bare Steel | 1977-02-17 | 1998-03-11 | Galvanized Steel
LOWELL PACKING CO | HWY 129 S | FITZGERALD | Ben Hill | 4090018 | 1 | [5 empty] | Removed from Ground | Gas (Historical Use) | 1 | Bare Steel | 1987-06-01 | 1987-06-01 | Galvanized Steel
FITZGERALD | PO BOX 507 | FITZGERALD | Ben Hill | 4090021 | 2 | [5 empty] | Removed from Ground | Gas (Historical Use) | 1000 | Bare Steel | 1974-04-14 | 1987-05-01 | Unknown
FITZGERALD SUMMIT | 318 SOUTH GRANT STREET | FITZGERALD | Ben Hill | 10002264 | 1 |  |  | FALSE |  | FALSE | Removed from Ground | Diesel | 250 | Bare Steel | 1970-01-01 | 2013-09-26 | Copper
WAYMONS SERVICE STATION | 123 W CENTRAL AVE | FITZGERALD | Ben Hill | 9009015 | 1 | [5 empty] | Removed from Ground | Gas (Historical Use) | 2000 | Bare Steel | 1999-12-27 | 1999-12-27 | Galvanized Steel | Suction (American)
STOP AND GO | 408 JACKSONVILLE HWY | FITZGERALD | Ben Hill | 9009027 | 4 | Overfill Alarm | 2005-10-01 | FALSE | 2005-10-01 | FALSE | Currently in Use | Diesel | 15000 | Composite | 2005-10-01 |  | Fiberglass Reinforced Plastic | Pressurized
BEN HILL COUNTY FARM | 147 COUNTY FARM RD | FITZGERALD | Ben Hill | 9009020 | 1 |  | 1998-07-01 |  | 1998-07-01 |  | Currently in Use | Gas (Historical Use) | 10000 | Steel-Impressed Current | 1973-01-01 |  | Steel (Impressed Current) | Safe Suction (Euro)
Wild Chicken Corner | 102 E CENTRAL AVE | FITZGERALD | Ben Hill | 4090045 | 1 | [5 empty] | Removed from Ground | Gas (Historical Use) | 3000 | Bare Steel | 1955-12-31 | 1999-05-01 | Galvanized Steel | Suction (American)
Wild Chicken Corner | 102 E CENTRAL AVE | FITZGERALD | Ben Hill | 4090045 | 8A |  | 1999-06-01 | FALSE | 1999-06-01 | FALSE | Temporarily out of use | Diesel | 2000 | Composite | 1999-06-01 |  | Fiberglass Reinforced Plastic | Suction (American)
FLASH FOODS #155 | 816 N GRANT ST | FITZGERALD | Ben Hill | 4090046 | 2 |  | 1997-07-15 |  | 1997-07-15 |  | Removed from Ground | Gas (Historical Use) | 4000 | Cathodically Protected Steel | 1976-03-12 | 2004-02-10 | Cathodically Protected | Pressurized
DRAKE FUELS INC | 216 S SHERMAN ST | FITZGERALD | Ben Hill | 4090068 | 3 |  | 1996-03-01 |  | 1996-03-01 |  | Removed from Ground | Gas (Historical Use) | 6000 | Cathodically Protected Steel | 1985-05-05 | 2004-06-01 | Fiberglass Reinforced Plastic | Pressurized
R&M GROCERY | 215 E SULTANNA DR | FITZGERALD | Ben Hill | 4090063 | 3 | [5 empty] | Removed from Ground | Gas (Historical Use) | 6000 | Fiberglass | 1986-03-27 | 1998-09-29 | Cathodically Protected | Pressurized
PUJA FOOD MART | 816 E CENTRAL AVE | FITZGERALD | Ben Hill | 4090062 | 2 | Flapper Valve | 1998-02-01 | FALSE | 1998-02-01 | FALSE | Temporarily out of use | Gas (Historical Use) | 6000 | Steel-Impressed Current | 1981-03-27 |  | Steel (Impressed Current) | Suction (American)
FITZGERALD MUNICIPAL AIRPORT | 125 TERMINAL DR | FITZGERALD | Ben Hill | 4090014 | 5 | Overfill Alarm | 1998-12-18 | FALSE | 1998-12-18 | FALSE | Currently in Use | Aviaion gas/AV Gas | 10000 | Fiberglass | 1998-11-02 |  | Fiberglass Reinforced Plastic | Pressurized
FITZGERALD | PO BOX 507 | FITZGERALD | Ben Hill | 4090022 | 1 | [5 empty] | Removed from Ground | Diesel | 500 | Bare Steel | 1973-04-14 | 1988-02-01 | Cathodically Protected
FOOD MART | 227 E CENTRAL AVE | FITZGERALD | Ben Hill | 9000246 | 1 | Ball Float | 1989-04-05 | FALSE | 1989-04-05 | FALSE | Currently in Use | E-10 | 8000 | Galvanic (STIP-3) | 1987-01-01 |  |  | Pressurized
GAS STATION (CLOSED) | 111 TEN MILE RD | FITZGERALD | Ben Hill | 9009031 | 3 | [5 empty] | Removed from Ground | Gas (Historical Use) | 0 | Marked Unknown | 1997-11-18 | 1997-11-18 | Galvanized Steel
FOSTERS FAST STOP | HWY 90 & JACK ALLEN RD | FITZGERALD | Ben Hill | 9009016 | 1 | Flapper Valve | 1995-10-01 | FALSE | 1995-10-01 | FALSE | Currently in Use | E-0 | 6000 | Steel-Impressed Current | 2001-09-20 |  | Fiberglass Reinforced Plastic | Pressurized
MONEY SAVER | 368 BOWENS MILL RD | FITZGERALD | Ben Hill | 90079 | 1 |  | 1997-04-01 |  | 1995-09-01 |  | Removed from Ground | Gas (Historical Use) | 4000 | Galvanic (STIP-3) | 1986-07-31 | 2006-06-26 | Cathodically Protected | Suction (American)
BEN HILL COUNTY BOARD OF EDUCATION | HWY 90 | FITZGERALD | Ben Hill | 9009014 | 1 |  | 1997-04-04 |  | 1997-04-04 |  | Removed from Ground | Gas (Historical Use) | 2000 | Steel-Impressed Current | 1978-04-01 | 2009-06-20 | Cathodically Protected | Suction (American)
TAYLORS CONVENIENCE STORE | 316 N MERRIMAC DR | FITZGERALD | Ben Hill | 9009022 | 3 | Ball Float | 1997-01-01 | FALSE | 1997-01-01 | FALSE | Currently in Use | E-10 | 6000 | Steel-Impressed Current | 1997-01-17 |  | Fiberglass Reinforced Plastic | Pressurized
Valero | 167 OCILLA HWY | FITZGERALD | Ben Hill | 9009025 | 2 | Ball Float | 1996-12-01 | FALSE | 1996-12-01 | FALSE | Currently in Use | E-0 | 10000 | Steel-Impressed Current | 1976-01-01 |  | Fiberglass Reinforced Plastic | Pressurized
TNR FUEL CENTER | 265 PERRY HOUSE RD | FITZGERALD | Ben Hill | 9009001 | 7 | Flapper Valve | 2000-07-01 | FALSE | 2000-07-01 | FALSE | Currently in Use | Diesel Off Road | 8000 | Composite | 2000-07-01 |  | Fiberglass Reinforced Plastic | Pressurized
TNR FUEL CENTER | 265 PERRY HOUSE RD | FITZGERALD | Ben Hill | 9009001 | 8B | Flapper Valve | 2000-07-01 | FALSE | 2000-07-01 | FALSE | Currently in Use | E-0 | 6000 | Composite | 2000-07-01 |  | Fiberglass Reinforced Plastic | Pressurized
TNR FUEL CENTER | 265 PERRY HOUSE RD | FITZGERALD | Ben Hill | 9009001 | 5 | [5 empty] | Removed from Ground | Gas (Historical Use) | 500 | Not Marked/Unknown |  | 1899-12-31 | Not Marked
TNR FUEL CENTER | 265 PERRY HOUSE RD | FITZGERALD | Ben Hill | 9009001 | 4 | [5 empty] | Removed from Ground | Gas (Historical Use) | 500 | Not Marked/Unknown |  | 1899-12-31 | Not Marked
FLAVORICH INC | 306 ALTAMAHA ST | FITZGERALD | Ben Hill | 9009008 | 2 | [5 empty] | Removed from Ground | Gas (Historical Use) | 3500 | Bare Steel | 1992-11-20 | 1992-11-20 | Not Marked
TNR FUEL CENTER | 265 PERRY HOUSE RD | FITZGERALD | Ben Hill | 9009001 | 2 | [5 empty] | Removed from Ground | Gas (Historical Use) | 500 | Not Marked/Unknown |  | 1899-12-31 | Not Marked
ROSS CONCRETE INC | PERRY HOUSE RD | FITZGERALD | Ben Hill | 9009004 | 1 | [5 empty] | Removed from Ground | Diesel | 20000 | Bare Steel | 1980-01-01 | 1995-05-24 | Bare Steel
LIL PANTRY #10 | 610 E CENTRAL AVE & S LOGAN ST | FITZGERALD | Ben Hill | 70084 | 1 | Flapper Valve | 1987-01-01 | FALSE | 1987-01-01 | FALSE | Currently in Use | Regular | 6000 | Steel-Impressed Current | 1987-01-01 |  | Fiberglass Reinforced Plastic | Pressurized
Valero | 167 OCILLA HWY | FITZGERALD | Ben Hill | 9009025 | 3 | Ball Float | 1996-12-01 | FALSE | 1996-12-01 | FALSE | Currently in Use | Diesel | 5000 | Steel-Impressed Current | 1976-01-01 |  | Fiberglass Reinforced Plastic | Pressurized
GA DEPT OF NATURAL RESOURCES-BOWEN MILL FISH HATCHERY | 1773 -A BOWEN'S MILL HWY | FITZGERALD | Ben Hill | 9009005 | 3 |  | 1998-11-05 |  | 1998-11-05 |  | Removed from Ground | Gas (Historical Use) | 1000 | Fiberglass Double Walled | 1998-10-28 | 2008-03-10 | Double-Walled Fiberglass | Suction (American)
NOURIA 1309 - FORMER ENMARK #210 | 106 OCILLA HWY | FITZGERALD | Ben Hill | 9009007 | 1 | Flapper Valve | 1993-06-04 | FALSE | 1993-06-04 | FALSE | Currently in Use | E-10 | 12000 | Composite | 1993-06-03 |  | Double-Walled Fiberglass | Pressurized
B&L DETAIL/LARRY'S AMOCO | 214 NORTH GRANT ST | FITZGERALD | Ben Hill | 9009009 | 2 | [5 empty] | Removed from Ground | Gas (Historical Use) | 1000 | Bare Steel | 1994-01-12 | 1994-01-12 | Galvanized Steel | Suction (American)
LIL PANTRY #10 | 610 E CENTRAL AVE & S LOGAN ST | FITZGERALD | Ben Hill | 70084 | 3 | Flapper Valve | 1987-01-01 | FALSE | 1987-01-01 | FALSE | Currently in Use | Plus | 6000 | Steel-Impressed Current | 1987-01-01 |  | Fiberglass Reinforced Plastic | Pressurized
MONEY SAVER | 368 BOWENS MILL RD | FITZGERALD | Ben Hill | 90079 | 5A | Ball Float | 2006-07-01 | FALSE | 2006-07-01 | FALSE | Currently in Use | Premium | 6000 | Fiberglass | 2006-06-01 |  | Fiberglass Reinforced Plastic | Pressurized
FORMER JIFFY #2 | 309 MERRIMAC STREET | FITZGERALD | Ben Hill | 9009032 | 2 | [5 empty] | Removed from Ground | Gas (Historical Use) | 4000 | Not Marked/Unknown |  | 1899-12-31 | Not Marked
BEN HILL COUNTY BOARD OF EDUCATION | HWY 90 | FITZGERALD | Ben Hill | 9009014 | 2 |  | 1997-04-04 |  | 1997-04-04 |  | Removed from Ground | Diesel | 3000 | Steel-Impressed Current | 1978-04-01 | 2009-06-20 | Cathodically Protected | Suction (American)
TAYLORS CONVENIENCE STORE | 316 N MERRIMAC DR | FITZGERALD | Ben Hill | 9009022 | 2 | Ball Float | 1997-01-01 | FALSE | 1997-01-01 | FALSE | Currently in Use | E-10 | 6000 | Steel-Impressed Current | 1997-01-17 |  | Fiberglass Reinforced Plastic | Pressurized
SHORT STOP | 816 E SULTANA DR | FITZGERALD | Ben Hill | 9009024 | 1 | Flapper Valve | 1998-10-15 | FALSE | 1998-10-15 | FALSE | Currently in Use | Premium | 6000 | Galvanic (STIP-3) | 1988-01-01 |  | Steel/Sacrificial Anodes | Pressurized
STOP AND GO | 408 JACKSONVILLE HWY | FITZGERALD | Ben Hill | 9009027 | 3 | Flapper Valve | 1996-09-01 | FALSE | 1996-09-01 | FALSE | Currently in Use | Premium | 6000 | Steel-Impressed Current | 1996-09-27 |  | Cathodically Protected | Suction (American)
PRO-CAR CARE | 328 S GRANT ST | FITZGERALD | Ben Hill | 9009028 | 1 | [5 empty] | Removed from Ground | Gas (Historical Use) | 4000 | Marked Unknown | 1996-11-04 | 1996-11-04 | Unknown
NOURIA 1309 - FORMER ENMARK #210 | 106 OCILLA HWY | FITZGERALD | Ben Hill | 9009007 | 3 | Flapper Valve | 1993-06-04 | FALSE | 1993-06-04 | FALSE | Currently in Use | Premium | 6000 | Composite | 1993-06-04 |  | Double-Walled Fiberglass | Pressurized
FLAVORICH INC | 306 ALTAMAHA ST | FITZGERALD | Ben Hill | 9009008 | 3 | [5 empty] | Removed from Ground | Gas (Historical Use) | 500 | Bare Steel | 1992-11-20 | 1992-11-20 | Not Marked
COLONY PLAZA INC D/B/A/ PLAZA FO | HWY 129 SOUTH | FITZGERALD | Ben Hill | 90002 | 1 | [5 empty] | Removed from Ground | Gas (Historical Use) | 12000 | Bare Steel | 1974-06-15 | 1997-07-01 | Galvanized Steel | Pressurized
FOOD MART | 227 E CENTRAL AVE | FITZGERALD | Ben Hill | 9000246 | 3 | Ball Float | 1989-04-05 | FALSE | 1989-04-05 | FALSE | Currently in Use | Premium | 8000 | Galvanic (STIP-3) | 1987-01-01 |  |  | Pressurized
PEACH EXPRESS | 189 JACKSONVILLE HWY | FITZGERALD | Ben Hill | 9009023 | 3 |  | 1998-06-04 |  | 1998-06-04 | TRUE | Closed in Ground | Gas (Historical Use) | 6000 | Galvanic (STIP-3) | 1984-02-01 | 2014-04-14 | Fiberglass Reinforced Plastic | Pressurized
SHORT STOP | 816 E SULTANA DR | FITZGERALD | Ben Hill | 9009024 | 4 | Flapper Valve | 1998-10-15 | FALSE | 1998-10-15 | FALSE | Currently in Use | Diesel | 6000 | Galvanic (STIP-3) | 1988-01-01 |  | Steel/Sacrificial Anodes | Pressurized
PRO-CAR CARE | 328 S GRANT ST | FITZGERALD | Ben Hill | 9009028 | 4 |  |  | TRUE |  | TRUE | Removed from Ground | Used Oil | 550 | Marked Unknown | 1996-11-04 | 1996-11-04 | Unknown
GA DEPT OF NATURAL RESOURCES-BOWEN MILL FISH HATCHERY | 1773 -A BOWEN'S MILL HWY | FITZGERALD | Ben Hill | 9009005 | 1 | [5 empty] | Removed from Ground | Gas (Historical Use) | 500 | Bare Steel | 1998-11-01 | 1998-11-01 | Galvanized Steel
JET FOODS #100 | 255 BENJAMIN HILL DR | FITZGERALD | Ben Hill | 10003476 | 2B | Flapper Valve | 2024-09-01 | FALSE | 2024-09-01 | FALSE | Currently in Use | Premium | 7000 | Composite Double Walled | 2024-06-01 |  | Double-Walled Flex | Pressurized
JET FOODS #100 | 255 BENJAMIN HILL DR | FITZGERALD | Ben Hill | 10003476 | 2A | Flapper Valve | 2024-09-01 | FALSE | 2024-09-01 | FALSE | Currently in Use | Diesel | 23000 | Composite Double Walled | 2024-06-01 |  | Double-Walled Flex | Pressurized
JET FOODS #100 | 255 BENJAMIN HILL DR | FITZGERALD | Ben Hill | 10003476 | 1B | Flapper Valve | 2024-09-01 | FALSE | 2024-09-01 | FALSE | Currently in Use | E-0 | 5000 | Composite Double Walled | 2024-06-01 |  | Double-Walled Flex | Pressurized
JET FOODS #100 | 255 BENJAMIN HILL DR | FITZGERALD | Ben Hill | 10003476 | 1A | Flapper Valve | 2024-09-01 | FALSE | 2024-09-01 | FALSE | Currently in Use | E-10 | 25000 | Composite Double Walled | 2024-06-01 |  | Double-Walled Flex | Pressurized
Paulk Funeral Home | 301 South Main Street | Fitzgerald | Ben Hill | 10003243 | 1 |  |  | FALSE |  | FALSE | Temporarily out of use | Gas (Historical Use) | 500 | Bare Steel |  | 2022-08-31 | Steel (Impressed Current)
FORMER AMOCO SITE NO. 160450 | 414 SOUTH DAVIS ST | NASHVILLE | Berrien | 10001043 | 1 |  |  | FALSE |  | FALSE | Removed from Ground | Gas (Historical Use) | 2000 | Bare Steel | 1956-01-01 | 2005-11-15 | Bare Steel
STOP-N-SHOP | 500 E MCPHERSON ST | NASHVILLE | Berrien | 100038 | 2 | [5 empty] | Removed from Ground | Gas (Historical Use) | 8000 | Bare Steel | 1976-05-18 | 1996-06-05 | Galvanized Steel | Suction (American)
SHELL STATION AKA FOUR GUYS SHELL | 405 S DAVIS ST | NASHVILLE | Berrien | 4100001 | 3 |  | 1998-07-13 |  | 1998-07-13 |  | Removed from Ground | Gas (Historical Use) | 8000 | Steel-Impressed Current | 1969-01-14 | 2001-10-02 | Galvanized Steel | Suction (American)
WALLACE SERVICE CENTER | 506 EAST MCPHERSON AVE | NASHVILLE | Berrien | 4100003 | 3 |  |  | FALSE |  | FALSE | Removed from Ground | Gas (Historical Use) | 3000 | Unknown | 1998-10-25 | 1998-10-25 | Unknown
SHELL STATION AKA FOUR GUYS SHELL | 405 S DAVIS ST | NASHVILLE | Berrien | 4100001 | 2 |  | 1998-07-13 |  | 1998-07-13 |  | Removed from Ground | Gas (Historical Use) | 8000 | Steel-Impressed Current | 1969-01-14 | 2001-10-02 | Galvanized Steel | Suction (American)
WALLACE SERVICE CENTER | 506 EAST MCPHERSON AVE | NASHVILLE | Berrien | 4100003 | 4 | [5 empty] | Removed from Ground | Gas (Historical Use) | 1000 | Bare Steel | 1983-03-08 | 1998-10-25 | Galvanized Steel
J R STALLINGS | 101 WEST SMITH AVE | NASHVILLE | Berrien | 4100004 | 2 | [5 empty] | Permanently Out of Use - historical purposes | Empty | 560 | Bare Steel | 1968-03-07 | 1899-12-31 | Galvanized Steel
MACK'S GROCERY | RT 3 ALAPAHA HIGHWAY | NASHVILLE | Berrien | 4100011 | 1 | [5 empty] | Removed from Ground | Gas (Historical Use) | 287 | Bare Steel | 1962-12-31 | 2000-01-01 | Galvanized Steel
OLD DIXIE STATION #159 | 512 SOUTH DAVIS | NASHVILLE | Berrien | 100039 | 5 | [5 empty] | Removed from Ground | Diesel | 1000 | Bare Steel | 1972-05-16 | 1996-10-15 | Galvanized Steel | Safe Suction (Euro)
MRS F D LUSHER | RT 1 | NASHVILLE | Berrien | 4100009 | 2 |  |  | FALSE |  | FALSE | Removed from Ground | Not Marked/Tank Removed | 560 | Bare Steel | 2002-01-29 | 2002-01-29 | Unknown
LUCKY CORNER STORE | 1001 S DOGWOOD DR | NASHVILLE | Berrien | 9010013 | 4B | Flapper Valve | 2024-09-03 | FALSE | 2024-08-15 | FALSE | Currently in Use | Diesel | 4000 | Composite Double Walled | 2024-06-04 |  | Double-Walled Flex | Pressurized
5 POINT | 401 SOUTH DAVIS ST | NASHVILLE | Berrien | 4100015 | 3 | [5 empty] | Removed from Ground | Gas (Historical Use) | 3000 | Bare Steel | 1937-12-31 | 1899-12-31 | Galvanized Steel
WEST BERRIEN GROCERY | TIFTON RD | NASHVILLE | Berrien | 4100016 | 1 | [5 empty] | Removed from Ground | Gas (Historical Use) | 560 | Bare Steel | 1971-01-01 | 1899-12-31 | Galvanized Steel
HAND'S GROCERY STORE | HOMERVILLE RD | NASHVILLE | Berrien | 4100017 | 3 | [5 empty] | Removed from Ground | Gas (Historical Use) | 560 | Bare Steel | 1962-12-31 | 1995-01-01 | Galvanized Steel | Safe Suction (Euro)
QUIK MART #2 | 708 N COFFEE RD | NASHVILLE | Berrien | 4100018 | 1 | [5 empty] | Removed from Ground | Gas (Historical Use) | 10000 | Bare Steel | 1957-12-31 | 1996-09-17 | Galvanized Steel | Suction (American)
C J MARTIN INC/DBA MARTIN MOTORS | 709 SOUTH DAVIS ST | NASHVILLE | Berrien | 4100025 | 1 |  |  | TRUE |  | TRUE | Removed from Ground | Used Oil | 500 | Bare Steel | 1976-05-02 | 1995-08-23 | Galvanized Steel
Circle K 2745012 | 519 S DAVIS ST | NASHVILLE | Berrien | 4100034 | 3 | [5 empty] | Removed from Ground | Diesel | 3000 | Not Marked/Unknown | 2000-01-18 | 2000-01-18 | Not Marked
QUICK MART #1 | 224 TIFTON RD | NASHVILLE | Berrien | 9010004 | 3 | Flapper Valve | 1996-10-15 | FALSE | 1996-10-15 | FALSE | Currently in Use | E-10 | 6000 | Galvanic (STIP-3) | 2000-09-08 |  | Fiberglass Reinforced Plastic | Pressurized
BERRIEN CTY BOARD OF EDUCATION M | DAY AVE | NASHVILLE | Berrien | 9010022 | 1 | [5 empty] | Removed from Ground | Gas (Historical Use) | 4000 | Not Marked/Unknown | 1996-12-07 | 1996-12-07 | Not Marked
PAPS III | 730 E MARION ST | NASHVILLE | Berrien | 4100012 | 2 | [5 empty] | Removed from Ground | Gas (Historical Use) | 8000 | Bare Steel | 1978-01-01 | 1998-10-01 | Fiberglass Reinforced Plastic | Suction (American)
#901 (DISCOUNT CORNER) | 302 SOUTH DAVIS STREET | NASHVILLE | Berrien | 4100013 | 4 | Flapper Valve | 1996-09-05 | FALSE | 1996-09-05 | FALSE | Closed in Ground | Diesel | 6000 | Steel-Impressed Current | 2001-09-10 |  | Fiberglass Reinforced Plastic | Pressurized
5 POINT | 401 SOUTH DAVIS ST | NASHVILLE | Berrien | 4100015 | 2 | [5 empty] | Removed from Ground | Gas (Historical Use) | 3000 | Bare Steel | 1937-12-31 | 1899-12-31 | Galvanized Steel
BERRIEN CO PUBLIC WORKS | 520 COUNTY FARM RD | NASHVILLE | Berrien | 4100030 | 2 | Flapper Valve | 1997-05-12 | FALSE | 1997-05-12 | FALSE | Currently in Use | Diesel | 10000 | Galvanic (STIP-3) | 1985-01-01 |  | Fiberglass Reinforced Plastic | Pressurized
LUCKY CORNER STORE | 1001 S DOGWOOD DR | NASHVILLE | Berrien | 9010013 | 3 | Flapper Valve | 2024-09-03 | FALSE | 2024-08-15 | FALSE | Currently in Use | E-10 | 12000 | Composite Double Walled | 2024-06-04 |  | Double-Walled Flex | Pressurized
#901 (DISCOUNT CORNER) | 302 SOUTH DAVIS STREET | NASHVILLE | Berrien | 4100013 | 3 | Flapper Valve | 1996-09-05 | FALSE | 1996-09-05 | FALSE | Closed in Ground | Premium | 6000 | Steel-Impressed Current | 2001-09-10 |  | Fiberglass Reinforced Plastic | Pressurized
GA FC-BERRIEN CO UNIT | RT 1 BOX 468 | NASHVILLE | Berrien | 4100020 | 1 | [5 empty] | Removed from Ground | Gas (Historical Use) | 2000 | Bare Steel | 1973-12-12 | 1989-02-01 | Galvanized Steel
BETTY'S BAIT & TACKLE | 724 SOUTH DAVIS | NASHVILLE | Berrien | 4100005 | 2 | [5 empty] | Removed from Ground | Gas (Historical Use) | 1000 | Bare Steel | 1997-10-10 | 1997-10-10 | Galvanized Steel
MRS F D LUSHER | RT 1 | NASHVILLE | Berrien | 4100009 | 1 | [5 empty] | Removed from Ground | Gas (Historical Use) | 560 | Bare Steel | 1976-03-07 | 2000-01-27 | Galvanized Steel
J&J SVC CO | EAST MARION | NASHVILLE | Berrien | 4100014 | 1 | [5 empty] | Removed from Ground | Gas (Historical Use) | 560 | Bare Steel | 1976-01-01 | 1899-12-31 | Galvanized Steel
J&J SVC CO | EAST MARION | NASHVILLE | Berrien | 4100014 | 4 | [5 empty] | Removed from Ground | Gas (Historical Use) | 280 | Marked Unknown | 1961-01-01 | 1899-12-31 | Unknown
GA DOT #10407/BERRIEN CO MAINT H | 314 ANDERSON RD | NASHVILLE | Berrien | 4100023 | 10407-3 | [5 empty] | Removed from Ground | Diesel | 550 | Bare Steel | 1982-02-04 | 1993-04-21 | Galvanized Steel
GA DOT #10407/BERRIEN CO MAINT H | 314 ANDERSON RD | NASHVILLE | Berrien | 4100023 | 407G1 |  | 1990-03-26 |  | 1990-03-26 |  | Removed from Ground | Gas (Historical Use) | 1010 | Cathodically Protected Steel | 1990-03-26 | 2004-03-17 | Galvanized Steel | Suction (American)
GOLD KIST STORE | US HWY 129 S | NASHVILLE | Berrien | 4100029 | 1 | [5 empty] | Removed from Ground | Gas (Historical Use) | 500 | Bare Steel | 1976-05-01 | 1990-06-29 | Galvanized Steel
ANDERSON RD STATION | ANDERSON RD | NASHVILLE | Berrien | 9010010 | 1 | [5 empty] | Removed from Ground | Gas (Historical Use) | 3000 | Bare Steel | 1998-06-13 | 1998-06-13 | Galvanized Steel | Suction (American)
WEST BERRIEN GROCERY | TIFTON RD | NASHVILLE | Berrien | 4100016 | 2 | [5 empty] | Removed from Ground | Gas (Historical Use) | 560 | Bare Steel | 1971-01-01 | 1899-12-31 | Galvanized Steel
GA FC-BERRIEN CO UNIT | RT 1 BOX 468 | NASHVILLE | Berrien | 4100020 | 5 |  | 1989-01-01 |  | 1989-01-01 |  | Removed from Ground | Diesel | 2000 | Galvanic (STIP-3) | 1989-01-01 | 2008-03-12 | Cathodically Protected
1ST CHOICE | 705 N DAVIS ST | NASHVILLE | Berrien | 4100028 | 1 | Flapper Valve | 1997-02-28 | FALSE | 1997-02-28 | FALSE | Currently in Use | E-10 | 10000 | Steel-Impressed Current | 1983-06-22
Circle K 2745012 | 519 S DAVIS ST | NASHVILLE | Berrien | 4100034 | 5 | [5 empty] | Removed from Ground | Gas (Historical Use) | 3000 | Not Marked/Unknown | 2000-01-18 | 2000-01-18 | Not Marked
Circle K 2745012 | 519 S DAVIS ST | NASHVILLE | Berrien | 4100034 | 7 | Flapper Valve | 2000-02-08 | FALSE | 2000-02-08 | FALSE | Currently in Use | Premium | 10000 | Composite Double Walled | 2000-02-08 |  | Double-Walled Fiberglass | Pressurized
Circle K 2745012 | 519 S DAVIS ST | NASHVILLE | Berrien | 4100034 | 4 | [5 empty] | Removed from Ground | Diesel | 3000 | Not Marked/Unknown | 2000-01-18 | 2000-01-18 | Not Marked
PIT STOP | 514 SOUTH DAVIS | NASHVILLE | Berrien | 9010026 | 1 | Overfill Alarm | 1996-08-22 | FALSE | 1996-08-22 | FALSE | Currently in Use | E-10 | 8000 | Galvanic (STIP-3) | 1996-10-15 |  | Fiberglass Reinforced Plastic | Pressurized
RITE AID PHARMACY | 402 S DAVIS ST | NASHVILLE | Berrien | 9010021 | 1 | [5 empty] | Removed from Ground | Empty | 1500 | Marked Unknown | 1996-02-01 | 1996-02-01 | Unknown
BERRIEN CTY BOARD OF EDUCATION M | DAY AVE | NASHVILLE | Berrien | 9010022 | 3 | [5 empty] | Removed from Ground | Gas (Historical Use) | 4000 | Not Marked/Unknown | 1996-12-07 | 1996-12-07 | Not Marked
CLOSED BP STATION | 520 SOUTH DAVIS | NASHVILLE | Berrien | 9010008 | 3 | [5 empty] | Removed from Ground | Gas (Historical Use) | 2000 | Bare Steel | 1993-06-01 | 1993-06-01 | Bare Steel | Safe Suction (Euro)
OLD DIXIE STATION #159 | 512 SOUTH DAVIS | NASHVILLE | Berrien | 100039 | 3 | [5 empty] | Removed from Ground | Gas (Historical Use) | 4000 | Bare Steel | 1972-05-16 | 1996-10-15 | Galvanized Steel | Safe Suction (Euro)
STOP-N-SHOP | 500 E MCPHERSON ST | NASHVILLE | Berrien | 100038 | 4A | Flapper Valve | 1996-06-18 | FALSE | 1996-06-18 | FALSE | Currently in Use | E-10 | 10000 | Composite | 1996-06-06 |  | Double-Walled Flex | Pressurized
NASHVILLE SVC STA | 102 NORTH DAVIS ST | NASHVILLE | Berrien | 4100008 | 2 | [5 empty] | Removed from Ground | Gas (Historical Use) | 1000 | Bare Steel | 1974-03-07 | 1997-10-10 | Galvanized Steel | Suction (American)
NASHVILLE SVC STA | 102 NORTH DAVIS ST | NASHVILLE | Berrien | 4100008 | 3 | [5 empty] | Removed from Ground | Diesel | 560 | Bare Steel | 1974-03-07 | 1997-10-10 | Galvanized Steel | Suction (American)
J&J SVC CO | EAST MARION | NASHVILLE | Berrien | 4100014 | 5 | [5 empty] | Removed from Ground | Gas (Historical Use) | 280 | Marked Unknown | 1961-01-01 | 1899-12-31 | Unknown
GA FC-BERRIEN CO UNIT | RT 1 BOX 468 | NASHVILLE | Berrien | 4100020 | 4 |  | 1989-01-01 |  | 1989-01-01 |  | Removed from Ground | Gas (Historical Use) | 2000 | Galvanic (STIP-3) | 1989-01-01 | 2008-03-12 | Cathodically Protected
GA DOT #10407/BERRIEN CO MAINT H | 314 ANDERSON RD | NASHVILLE | Berrien | 4100023 | 10407-5 | [5 empty] | Removed from Ground | Gas (Historical Use) | 500 | Bare Steel | 1982-02-04 | 1993-04-21 | Galvanized Steel
TRI COUNTY GAS |  | NASHVILLE | Berrien | 9010001 | 1 | [5 empty] | Removed from Ground | Other | 3000 | Marked Unknown | 1991-08-19 | 1991-08-19 | Unknown
QUICK MART #1 | 224 TIFTON RD | NASHVILLE | Berrien | 9010004 | 2 | Flapper Valve | 1996-10-15 | FALSE | 1996-10-15 | FALSE | Currently in Use | Premium | 6000 | Galvanic (STIP-3) | 2000-09-08 |  | Steel/Sacrificial Anodes | Pressurized
NASHVILLE SVC STA | 102 NORTH DAVIS ST | NASHVILLE | Berrien | 4100008 | 1 | [5 empty] | Removed from Ground | Gas (Historical Use) | 1000 | Bare Steel | 1971-03-08 | 1997-10-10 | Galvanized Steel | Suction (American)
MACK'S GROCERY | RT 3 ALAPAHA HIGHWAY | NASHVILLE | Berrien | 4100011 | 2 | [5 empty] | Removed from Ground | Gas (Historical Use) | 560 | Bare Steel | 2001-03-07 | 2001-03-07 | Unknown
PAPS III | 730 E MARION ST | NASHVILLE | Berrien | 4100012 | 1 | [5 empty] | Removed from Ground | Gas (Historical Use) | 8000 | Bare Steel | 1978-01-01 | 1998-10-01 | Fiberglass Reinforced Plastic | Suction (American)
#901 (DISCOUNT CORNER) | 302 SOUTH DAVIS STREET | NASHVILLE | Berrien | 4100013 | 2 | Flapper Valve | 1996-09-05 | FALSE | 1996-09-05 | FALSE | Closed in Ground | Plus | 8000 | Steel-Impressed Current | 2001-09-10 |  | Fiberglass Reinforced Plastic | Pressurized
QUIK MART #2 | 708 N COFFEE RD | NASHVILLE | Berrien | 4100018 | 1A | Overfill Alarm | 1996-10-15 | FALSE | 1996-10-15 | FALSE | Currently in Use | E-10 | 10000 | Epoxy | 1996-10-15 |  | Fiberglass Reinforced Plastic | Pressurized
Circle K 2745012 | 519 S DAVIS ST | NASHVILLE | Berrien | 4100034 | 2 |  | 1997-09-03 |  | 1992-03-09 |  | Removed from Ground | Gas (Historical Use) | 8000 | Composite | 1984-03-31 | 2000-01-18 | Fiberglass Reinforced Plastic | Pressurized
FAUSETT OIL CO INC | 305 HAZEL AVE | NASHVILLE | Berrien | 9010025 | 2 | Flapper Valve | 1998-12-18 | FALSE | 1998-12-18 | FALSE | Currently in Use | Diesel | 8000 | Epoxy | 1998-12-18 |  | Fiberglass Reinforced Plastic | Pressurized
STOP-N-SHOP | 500 E MCPHERSON ST | NASHVILLE | Berrien | 100038 | 3 | [5 empty] | Removed from Ground | Gas (Historical Use) | 8000 | Bare Steel | 1976-05-18 | 1996-06-05 | Galvanized Steel | Suction (American)
WALLACE SERVICE CENTER | 506 EAST MCPHERSON AVE | NASHVILLE | Berrien | 4100003 | 2 |  |  | FALSE |  | FALSE | Removed from Ground | Gas (Historical Use) | 2000 | Unknown | 1998-10-25 | 1998-10-25 | Unknown
NASHVILLE SVC STA | 102 NORTH DAVIS ST | NASHVILLE | Berrien | 4100008 | 4 | [5 empty] | Closed in Ground | Used Oil | 0 | Not Marked/Unknown | 2001-05-25 | 2001-05-25 | Not Marked
J&J SVC CO | EAST MARION | NASHVILLE | Berrien | 4100014 | 2 | [5 empty] | Removed from Ground | Gas (Historical Use) | 560 | Bare Steel | 1976-01-01 | 1899-12-31 | Galvanized Steel
OLD DIXIE STATION #159 | 512 SOUTH DAVIS | NASHVILLE | Berrien | 100039 | 2 | [5 empty] | Removed from Ground | Gas (Historical Use) | 3000 | Bare Steel | 1972-05-16 | 1996-10-15 | Galvanized Steel | Safe Suction (Euro)
SHELL STATION AKA FOUR GUYS SHELL | 405 S DAVIS ST | NASHVILLE | Berrien | 4100001 | 1 |  | 1998-07-13 |  | 1998-07-13 |  | Removed from Ground | Diesel | 6000 | Steel-Impressed Current | 1984-01-15 | 2001-10-02 | Cathodically Protected | Suction (American)
HAND'S GROCERY STORE | HOMERVILLE RD | NASHVILLE | Berrien | 4100017 | 1 | [5 empty] | Removed from Ground | Gas (Historical Use) | 280 | Bare Steel | 1962-12-31 | 1995-01-01 | Galvanized Steel | Safe Suction (Euro)
QUIK MART #2 | 708 N COFFEE RD | NASHVILLE | Berrien | 4100018 | 1B | Ball Float | 1996-10-15 | FALSE | 1996-10-15 | FALSE | Temporarily out of use | Premium | 5000 | Epoxy | 2016-08-31 |  | Fiberglass Reinforced Plastic | Pressurized
GA DOT #10407/BERRIEN CO MAINT H | 314 ANDERSON RD | NASHVILLE | Berrien | 4100023 | 10407-4 | [5 empty] | Removed from Ground | Gas (Historical Use) | 1000 | Bare Steel | 1974-02-04 | 1993-04-21 | Galvanized Steel
Circle K 2745012 | 519 S DAVIS ST | NASHVILLE | Berrien | 4100034 | 1 |  | 1997-09-03 |  | 1992-03-09 |  | Removed from Ground | Gas (Historical Use) | 8000 | Composite | 1984-03-31 | 2000-01-18 | Fiberglass Reinforced Plastic | Pressurized
FAUSETT OIL CO INC | 305 HAZEL AVE | NASHVILLE | Berrien | 9010025 | 1 | Flapper Valve | 1998-12-18 | FALSE | 1998-12-18 | FALSE | Currently in Use | E-10 | 12000 | Epoxy | 1998-12-18 |  | Fiberglass Reinforced Plastic | Pressurized
ANDERSON RD STATION | ANDERSON RD | NASHVILLE | Berrien | 9010010 | 2 | [5 empty] | Removed from Ground | Diesel | 3000 | Bare Steel | 1998-06-13 | 1998-06-13 | Galvanized Steel | Suction (American)
STOP-N-SHOP | 500 E MCPHERSON ST | NASHVILLE | Berrien | 100038 | 4B | Flapper Valve | 1996-09-18 | FALSE | 1996-06-18 | FALSE | Currently in Use | Premium | 6000 | Composite | 1996-06-06 |  | Double-Walled Flex | Pressurized
SHELL STATION AKA FOUR GUYS SHELL | 405 S DAVIS ST | NASHVILLE | Berrien | 4100001 | 4 |  | 1998-07-13 |  | 1998-07-13 |  | Removed from Ground | Gas (Historical Use) | 4000 | Steel-Impressed Current | 1969-01-14 | 2001-10-02 | Galvanized Steel | Suction (American)
SHELL STATION AKA FOUR GUYS SHELL | 405 S DAVIS ST | NASHVILLE | Berrien | 4100001 | 5 | Flapper Valve | 2002-04-05 | FALSE | 2002-04-05 | FALSE | Currently in Use | E-10 | 15000 | Composite | 2002-04-05 |  | Double-Walled Fiberglass | Pressurized
SHELL STATION AKA FOUR GUYS SHELL | 405 S DAVIS ST | NASHVILLE | Berrien | 4100001 | 7 | Flapper Valve | 2002-04-05 | FALSE | 2002-04-05 | FALSE | Currently in Use | Diesel | 6000 | Composite | 2002-04-05 |  | Double-Walled Fiberglass | Pressurized
FORMER AMOCO SITE NO. 160450 | 414 SOUTH DAVIS ST | NASHVILLE | Berrien | 10001043 | 2 |  |  | FALSE |  | FALSE | Removed from Ground | Gas (Historical Use) | 2000 | Bare Steel | 1956-01-01 | 2005-11-15 | Bare Steel
BETTY'S BAIT & TACKLE | 724 SOUTH DAVIS | NASHVILLE | Berrien | 4100005 | 1 | [5 empty] | Removed from Ground | Gas (Historical Use) | 1000 | Bare Steel | 1997-10-10 | 1997-10-10 | Galvanized Steel
MRS EVA KING | RT 1 | NASHVILLE | Berrien | 4100010 | 2 | [5 empty] | Permanently Out of Use - historical purposes | Empty | 560 | Bare Steel | 1966-03-07 | 1899-12-31 | Galvanized Steel
OLD DIXIE STATION #159 | 512 SOUTH DAVIS | NASHVILLE | Berrien | 100039 | 4 | [5 empty] | Removed from Ground | Gas (Historical Use) | 2000 | Bare Steel | 1972-05-16 | 1996-10-15 | Galvanized Steel | Safe Suction (Euro)
OLD DIXIE STATION #159 | 512 SOUTH DAVIS | NASHVILLE | Berrien | 100039 | 1 | [5 empty] | Removed from Ground | Gas (Historical Use) | 4000 | Bare Steel | 1972-05-16 | 1996-10-15 | Galvanized Steel | Safe Suction (Euro)
BETTY'S BAIT & TACKLE | 724 SOUTH DAVIS | NASHVILLE | Berrien | 4100005 | 3 | [5 empty] | Removed from Ground | Gas (Historical Use) | 1000 | Bare Steel | 1997-10-10 | 1997-10-10 | Galvanized Steel
GA DOT #10407/BERRIEN CO MAINT H | 314 ANDERSON RD | NASHVILLE | Berrien | 4100023 | 407D1 |  | 1990-03-26 |  | 1990-03-26 |  | Removed from Ground | Diesel | 1010 | Cathodically Protected Steel | 1990-03-26 | 2004-03-17 | Galvanized Steel | Suction (American)
1ST CHOICE | 705 N DAVIS ST | NASHVILLE | Berrien | 4100028 | 2 | Flapper Valve | 1997-02-28 | FALSE | 1997-02-28 | FALSE | Currently in Use | E-10 | 10000 | Steel-Impressed Current | 1983-06-22 |  | Steel (Impressed Current) | Suction (American)
CLOSED BP STATION | 520 SOUTH DAVIS | NASHVILLE | Berrien | 9010008 | 5 |  |  | TRUE |  | TRUE | Removed from Ground | Used Oil | 560 | Bare Steel | 1993-06-01 | 1993-06-01 | Bare Steel | Safe Suction (Euro)
CLOSED BP STATION | 520 SOUTH DAVIS | NASHVILLE | Berrien | 9010008 | 4 |  |  | TRUE |  | TRUE | Removed from Ground | Used Oil | 560 | Bare Steel | 1993-06-01 | 1993-06-01 | Bare Steel | Safe Suction (Euro)
J R STALLINGS | 101 WEST SMITH AVE | NASHVILLE | Berrien | 4100004 | 3 | [5 empty] | Permanently Out of Use - historical purposes | Empty | 287 | Bare Steel | 1978-03-07 | 1899-12-31 | Galvanized Steel
J&J SVC CO | EAST MARION | NASHVILLE | Berrien | 4100014 | 3 | [5 empty] | Removed from Ground | Diesel | 1060 | Bare Steel | 1976-01-01 | 1899-12-31 | Galvanized Steel
EMLOIS ROWE/NEW RIVER STORE | RT 3 | NASHVILLE | Berrien | 4100006 | 2 | [5 empty] | Removed from Ground | Gas (Historical Use) | 1000 | Bare Steel | 1971-03-08 | 1997-10-10 | Galvanized Steel
MRS EVA KING | RT 1 | NASHVILLE | Berrien | 4100010 | 1 | [5 empty] | Permanently Out of Use - historical purposes | Empty | 560 | Bare Steel | 1966-03-07 | 1899-12-31 | Galvanized Steel
PAPS III | 730 E MARION ST | NASHVILLE | Berrien | 4100012 | 1UL | Flapper Valve | 1999-02-15 | TRUE | 1999-02-15 | FALSE | Currently in Use | E-10 | 10000 | Composite | 1999-02-01 |  | Fiberglass Reinforced Plastic | Pressurized
5 POINT | 401 SOUTH DAVIS ST | NASHVILLE | Berrien | 4100015 | 4 | [5 empty] | Removed from Ground | Gas (Historical Use) | 560 | Bare Steel | 1937-12-31 | 1899-12-31 | Galvanized Steel
5 POINT | 401 SOUTH DAVIS ST | NASHVILLE | Berrien | 4100015 | 5 |  |  | TRUE |  | TRUE | Removed from Ground | Used Oil | 280 | Bare Steel | 1937-12-31 | 1899-12-31 | Galvanized Steel
HAND'S GROCERY STORE | HOMERVILLE RD | NASHVILLE | Berrien | 4100017 | 2 | [5 empty] | Removed from Ground | Gas (Historical Use) | 560 | Bare Steel | 1962-12-31 | 1995-01-01 | Galvanized Steel | Safe Suction (Euro)
Circle K 2745012 | 519 S DAVIS ST | NASHVILLE | Berrien | 4100034 | 6 | Flapper Valve | 2000-02-08 | FALSE | 2000-02-08 | FALSE | Currently in Use | E-10 | 10000 | Composite Double Walled | 2000-02-08 |  | Double-Walled Fiberglass | Pressurized
QUICK MART #1 | 224 TIFTON RD | NASHVILLE | Berrien | 9010004 | 4 | Flapper Valve | 1996-10-15 | FALSE | 1996-10-15 | FALSE | Currently in Use | E-0 | 6000 | Galvanic (STIP-3) | 2014-09-26 |  | Fiberglass Reinforced Plastic | Pressurized
J R STALLINGS | 101 WEST SMITH AVE | NASHVILLE | Berrien | 4100004 | 1 | [5 empty] | Permanently Out of Use - historical purposes | Empty | 560 | Bare Steel | 1968-03-07 | 1899-12-31 | Galvanized Steel
PAPS III | 730 E MARION ST | NASHVILLE | Berrien | 4100012 | 2PRE |  |  | FALSE |  | FALSE | [6 empty] | Fiberglass Reinforced Plastic | Pressurized
QUIK MART #2 | 708 N COFFEE RD | NASHVILLE | Berrien | 4100018 | 2 | [5 empty] | Removed from Ground | Gas (Historical Use) | 10000 | Bare Steel | 1957-12-31 | 1996-09-17 | Galvanized Steel | Suction (American)
GA FC-BERRIEN CO UNIT | RT 1 BOX 468 | NASHVILLE | Berrien | 4100020 | 2 | [5 empty] | Removed from Ground | Diesel | 560 | Bare Steel | 1975-12-13 | 1989-02-01 | Galvanized Steel
BERRIEN CO PUBLIC WORKS | 520 COUNTY FARM RD | NASHVILLE | Berrien | 4100030 | 1 | Flapper Valve | 1997-05-12 | FALSE | 1997-05-12 | FALSE | Currently in Use | E-0 | 10000 | Galvanic (STIP-3) | 1985-01-01 |  | Fiberglass Reinforced Plastic | Pressurized
Circle K 2745012 | 519 S DAVIS ST | NASHVILLE | Berrien | 4100034 | 8B | Flapper Valve |  | FALSE |  | FALSE | Currently in Use | E-0 | 4000 | Composite Double Walled | 2023-08-15 |  | Double-Walled Fiberglass | Pressurized
LUCKY CORNER STORE | 1001 S DOGWOOD DR | NASHVILLE | Berrien | 9010013 | 1 | Flapper Valve | 1997-06-25 | FALSE | 1997-06-25 | FALSE | Removed from Ground | E-10 | 10000 | Steel-Impressed Current | 1979-03-21 |  | Fiberglass Reinforced Plastic | Pressurized
WALLACE SERVICE CENTER | 506 EAST MCPHERSON AVE | NASHVILLE | Berrien | 4100003 | 1 |  |  | FALSE |  | FALSE | Removed from Ground | Gas (Historical Use) | 2000 | Unknown | 1998-10-25 | 1998-10-25 | Unknown
5 POINT | 401 SOUTH DAVIS ST | NASHVILLE | Berrien | 4100015 | 7 | Ball Float | 1990-03-15 | FALSE | 1990-03-15 | FALSE | Currently in Use | Gas (Historical Use) | 10000 | Fiberglass | 1990-03-15 |  | Fiberglass Reinforced Plastic | Pressurized
5 POINT | 401 SOUTH DAVIS ST | NASHVILLE | Berrien | 4100015 | 1 | [5 empty] | Removed from Ground | Diesel | 3000 | Bare Steel | 1937-12-31 | 1899-12-31 | Galvanized Steel
GA FC-BERRIEN CO UNIT | RT 1 BOX 468 | NASHVILLE | Berrien | 4100020 | 3 | [5 empty] | Removed from Ground | Diesel | 560 | Bare Steel | 1975-12-13 | 1989-02-01 | Galvanized Steel
J H HARVEY CO INC | 1114 E MARION AVE | NASHVILLE | Berrien | 4100033 | 2 | [5 empty] | Removed from Ground | Gas (Historical Use) | 10000 | Bare Steel | 1984-05-05 | 1998-04-17 | Galvanized Steel | Suction (American)
QUICK MART #1 | 224 TIFTON RD | NASHVILLE | Berrien | 9010004 | 1 | Flapper Valve | 1996-10-15 | FALSE | 1996-10-15 | FALSE | Currently in Use | Diesel | 6000 | Galvanic (STIP-3) | 2000-09-08 |  | Steel/Sacrificial Anodes | Pressurized
BERRIEN CTY BOARD OF EDUCATION M | DAY AVE | NASHVILLE | Berrien | 9010022 | 2 | [5 empty] | Removed from Ground | Gas (Historical Use) | 4000 | Not Marked/Unknown | 1996-12-07 | 1996-12-07 | Not Marked
PIT STOP | 514 SOUTH DAVIS | NASHVILLE | Berrien | 9010026 | 2A | Overfill Alarm | 1996-08-22 | FALSE | 1996-08-22 | FALSE | Currently in Use | Premium | 4000 | Galvanic (STIP-3) | 1996-10-15 |  | Fiberglass Reinforced Plastic | Pressurized
PIT STOP | 514 SOUTH DAVIS | NASHVILLE | Berrien | 9010026 | 3 | Overfill Alarm | 1996-08-22 | FALSE | 1996-08-22 | FALSE | Currently in Use | Diesel | 4000 | Galvanic (STIP-3) | 1996-10-15 |  | Fiberglass Reinforced Plastic | Pressurized
CLOSED BP STATION | 520 SOUTH DAVIS | NASHVILLE | Berrien | 9010008 | 6 | [5 empty] | Removed from Ground | Kerosene | 560 | Bare Steel | 1993-06-01 | 1993-06-01 | Bare Steel | Safe Suction (Euro)
BERRIEN COUNTY HOSPITAL | 1221 E MCPHERSON AVE | NASHVILLE | Berrien | 9010011 | 1 | [5 empty] | Currently in Use | Diesel | 3000 | Marked Unknown |  |  | Copper | Pressurized
LUCKY CORNER STORE | 1001 S DOGWOOD DR | NASHVILLE | Berrien | 9010013 | 4A | Flapper Valve | 2024-09-03 | FALSE | 2024-08-15 | FALSE | Currently in Use | Premium | 4000 | Composite Double Walled | 2024-06-04 |  | Double-Walled Flex | Pressurized
J H HARVEY CO INC | 1114 E MARION AVE | NASHVILLE | Berrien | 4100033 | 1 | [5 empty] | Removed from Ground | Diesel | 10000 | Bare Steel | 1984-05-05 | 1998-04-17 | Galvanized Steel | Suction (American)
LUCKY CORNER STORE | 1001 S DOGWOOD DR | NASHVILLE | Berrien | 9010013 | 2 | Flapper Valve | 1997-06-23 | FALSE | 1997-06-24 | FALSE | Removed from Ground | Diesel On Road | 10000 | Steel-Impressed Current | 1979-03-21 |  | Fiberglass Reinforced Plastic | Pressurized
SPEEDTRACK | 2579 US HWY 82 | ENIGMA | Berrien | 100042 | 1 | Flapper Valve | 1997-03-02 | FALSE | 1997-03-02 | FALSE | Temporarily out of use | Diesel | 8000 | Galvanic (STIP-3) | 2000-09-08 |  | Galvanized Steel | Pressurized
ALAPAHA STATION 1 FOOD DEPOT | 22280 MAIN ST | ALAPAHA | Berrien | 100041 | 2 | Flapper Valve | 1997-03-06 | FALSE | 1997-03-06 | FALSE | Currently in Use | E-0 | 8000 | Galvanic (STIP-3) | 2000-09-08 |  | Fiberglass Reinforced Plastic | Pressurized
COASTAL PLAIN EXPERIMENT STATION | ALAPAHA RANGE | ALAPAHA | Berrien | 9010023 | 1 | [5 empty] | Removed from Ground | Diesel | 560 | Marked Unknown | 1997-10-16 | 1997-10-16 | Bare Steel | Safe Suction (Euro)
DUPONT PINE PRODUCTS LLC | 9858 HWY 82 EAST | ALAPAHA | Berrien | 4100032 | 1 | [5 empty] | Removed from Ground | Diesel | 20000 | Bare Steel | 1979-05-06 | 1994-07-25
AKRIDGES GET N GO | 201 GREENRIDGE DR | NASHVILLE | Berrien | 9010017 | 3 | Flapper Valve | 1986-08-01 |  | 1986-08-01 |  | Temporarily out of use | Diesel | 6000 | Steel-Impressed Current | 1986-08-01 |  | Steel (Impressed Current) | Pressurized
TRADING POST | 2875 RAY CITY HWY | NASHVILLE | Berrien | 9010015 | 1 |  | 1989-07-01 | FALSE | 1989-07-01 | FALSE | Temporarily out of use | Diesel | 4000 | Galvanic (STIP-3) | 1989-07-01 |  |  | Suction (American)
BERRIEN COUNTY AIRPORT | LANGDALE DR | NASHVILLE | Berrien | 9010018 | 1 |  | 1992-03-08 |  | 1992-03-08 |  | Removed from Ground | Gas (Historical Use) | 3000 | Cathodically Protected Steel | 1992-03-08 | 2005-09-19 | Fiberglass Reinforced Plastic | Pressurized
ENIGMA MARKET | 2462 US HWY 82 | ENIGMA | Berrien | 10001962 | 2 | Overfill Alarm | 2010-03-25 | FALSE | 2010-03-25 | FALSE | Currently in Use | Diesel | 2000 | Fiberglass Double Walled | 2010-03-25 |  | Double-Walled Fiberglass | Pressurized
ALAPAHA STATION 1 FOOD DEPOT | 22280 MAIN ST | ALAPAHA | Berrien | 100041 | 1 | Flapper Valve | 1997-03-06 | FALSE | 1997-03-06 | FALSE | Currently in Use | Premium | 8000 | Galvanic (STIP-3) | 2000-09-08 |  | Fiberglass Reinforced Plastic | Pressurized
ALAPAHA STATION 1 FOOD DEPOT | 22280 MAIN ST | ALAPAHA | Berrien | 100041 | 4 | Flapper Valve | 1998-03-06 | FALSE | 1997-03-06 | FALSE | Currently in Use | E-10 | 8000 | Galvanic (STIP-3) | 2000-09-08 |  | Fiberglass Reinforced Plastic | Pressurized
DUPONT PINE PRODUCTS LLC | 9858 HWY 82 EAST | ALAPAHA | Berrien | 4100032 | 1A | Flapper Valve | 1998-08-01 | FALSE | 1998-08-01 | FALSE | Currently in Use | Diesel Off Road | 10000 | Epoxy | 1998-08-01 |  | Fiberglass Reinforced Plastic | Safe Suction (Euro)
DUPONT PINE PRODUCTS LLC | 9858 HWY 82 EAST | ALAPAHA | Berrien | 4100032 | 2 | [5 empty] | Removed from Ground | Diesel | 10000 | Bare Steel | 1979-05-06 | 1999-01-01 | Unknown | Pressurized
CITY OF NASHVILLE | 206 TYGANT ST | NASHVILLE | Berrien | 9010016 | 1 | [5 empty] | Removed from Ground | Gas (Historical Use) | 5000 | Bare Steel | 1978-01-01 | 1997-04-01 | Galvanized Steel | Safe Suction (Euro)
PAPAS XPRESS | 1958 HWY 82 E | ENIGMA | Berrien | 9010027 | 1A | Ball Float | 2000-02-25 | FALSE | 2000-02-25 | FALSE | Temporarily out of use | E-10 | 8000 | Composite | 2015-01-22 |  | Fiberglass Reinforced Plastic | Pressurized
ENIGMA MARKET | 2462 US HWY 82 | ENIGMA | Berrien | 10001962 | 1 | Overfill Alarm | 2010-03-25 | FALSE | 2010-03-25 | FALSE | Currently in Use | E-10 | 4000 | Fiberglass Double Walled | 2010-03-25 |  | Double-Walled Fiberglass | Pressurized
JERNIGANS FARM SERVICE AND SUPPLY INC | 9462 HWY 82 | ALAPAHA | Berrien | 100043 | 2 | Flapper Valve | 1995-11-01 |  | 1995-11-01 |  | Temporarily out of use | Gas (Historical Use) | 4000 | Steel-Impressed Current | 1986-02-28 |  | Steel (Impressed Current) | Safe Suction (Euro)
TUCKERS ALAPAHA STATION | 8928 HWY 82 | ALAPAHA | Berrien | 9010014 | 1 | Flapper Valve | 1998-11-10 | FALSE | 1998-11-10 | FALSE | Temporarily out of use |  | 2000 | Steel-Impressed Current | 1998-12-09 |  |  | Safe Suction (Euro)
BERRIEN COUNTY AIRPORT | LANGDALE DR | NASHVILLE | Berrien | 9010018 | 2 |  | 1996-05-02 |  | 1996-05-02 |  | Removed from Ground | Other | 4000 | Cathodically Protected Steel | 1996-05-02 | 2005-09-19 | Fiberglass Reinforced Plastic | Pressurized
ALAPAHA STATION 1 FOOD DEPOT | 22280 MAIN ST | ALAPAHA | Berrien | 100041 | 3 | Flapper Valve | 1997-03-06 | FALSE | 1997-03-06 | FALSE | Currently in Use | Diesel | 8000 | Galvanic (STIP-3) | 2000-09-08 |  | Fiberglass Reinforced Plastic | Pressurized
PARADISE PUBLIC FISHING AREA | RT 1 BOX 68 | ENIGMA | Berrien | 9010002 | 1 | [5 empty] | Removed from Ground | Diesel | 3000 | Bare Steel | 1992-01-18 | 1992-01-18 | Galvanized Steel | Safe Suction (Euro)
TUCKERS ALAPAHA STATION | 8928 HWY 82 | ALAPAHA | Berrien | 9010014 | 2 | Flapper Valve | 1998-11-10 | FALSE | 1998-11-10 | FALSE | Temporarily out of use |  | 2000 | Steel-Impressed Current | 1998-12-09 |  |  | Safe Suction (Euro)
DUPONT PINE PRODUCTS LLC | 9858 HWY 82 EAST | ALAPAHA | Berrien | 4100032 | 1C | Flapper Valve | 1998-08-01 | FALSE | 1998-08-01 | FALSE | Currently in Use | E-0 | 2500 | Epoxy | 1998-08-01 |  | Fiberglass Reinforced Plastic | Safe Suction (Euro)
JERNIGANS FARM SERVICE AND SUPPLY INC | 9462 HWY 82 | ALAPAHA | Berrien | 100043 | 1 | Flapper Valve | 1995-11-01 | FALSE | 1995-11-01 | FALSE | Currently in Use | E-10 | 4000 | Steel-Impressed Current | 1986-02-28 |  | Steel (Impressed Current) | Safe Suction (Euro)
JERNIGANS FARM SERVICE AND SUPPLY INC | 9462 HWY 82 | ALAPAHA | Berrien | 100043 | 4 | Flapper Valve | 1995-11-01 | FALSE | 1995-11-01 | FALSE | Currently in Use | E-0 | 4000 | Steel-Impressed Current | 1986-02-28 |  | Steel (Impressed Current) | Safe Suction (Euro)
GA DOT #10481/ALAPAHA ROUTINE MA | RAILROAD ST | ALAPAHA | Berrien | 4100022 | 10481-1 | [5 empty] | Removed from Ground | Gas (Historical Use) | 500 | Bare Steel | 1971-02-05 | 1993-04-20 | Unknown
AKRIDGES GET N GO | 201 GREENRIDGE DR | NASHVILLE | Berrien | 9010017 | 1 | Flapper Valve | 1986-08-01 |  | 1986-08-01 |  | Temporarily out of use | Gas (Historical Use) | 6000 | Steel-Impressed Current | 1986-08-01 |  | Steel (Impressed Current) | Pressurized
CITY OF NASHVILLE | 206 TYGANT ST | NASHVILLE | Berrien | 9010016 | 2 | [5 empty] | Removed from Ground | Diesel | 1000 | Bare Steel | 1978-01-01 | 1997-04-01 | Galvanized Steel | Safe Suction (Euro)
PARADISE PUBLIC FISHING AREA | RT 1 BOX 68 | ENIGMA | Berrien | 9010002 | 3 | [5 empty] | Removed from Ground | Diesel | 3000 | Bare Steel | 1992-01-18 | 1992-01-18 | Galvanized Steel | Safe Suction (Euro)
TUCKERS ALAPAHA STATION | 8928 HWY 82 | ALAPAHA | Berrien | 9010014 | 4 | Flapper Valve | 1998-11-10 | FALSE | 1998-11-10 | FALSE | Currently in Use | Diesel | 2000 | Steel-Impressed Current | 1998-12-09 |  | Steel (Impressed Current) | Safe Suction (Euro)
DUPONT PINE PRODUCTS LLC | 9858 HWY 82 EAST | ALAPAHA | Berrien | 4100032 | 3 | [5 empty] | Removed from Ground | Gas (Historical Use) | 2000 | Bare Steel | 1976-01-01 | 1999-01-01 | Unknown | Suction (American)
SPEEDTRACK | 2579 US HWY 82 | ENIGMA | Berrien | 100042 | 2 | Flapper Valve | 1997-03-02 | FALSE | 1997-03-02 | FALSE | Temporarily out of use | E-10 | 8000 | Galvanic (STIP-3) | 2000-09-08 |  | Galvanized Steel | Pressurized
TUCKERS ALAPAHA STATION | 8928 HWY 82 | ALAPAHA | Berrien | 9010014 | 3 | Flapper Valve | 1998-11-10 | FALSE | 1998-11-10 | FALSE | Currently in Use | E-0 | 2000 | Steel-Impressed Current | 1998-12-09 |  | Steel (Impressed Current) | Safe Suction (Euro)
SPEEDTRACK | 2579 US HWY 82 | ENIGMA | Berrien | 100042 | 3 |  | 1997-03-02 | FALSE | 1997-03-02 | FALSE | Temporarily out of use | Premium | 8000 | Galvanic (STIP-3) | 2016-08-31 |  | Galvanized Steel | Pressurized
J H MOORE | 8858 HWY 82 W | ALAPAHA | Berrien | 9010024 | 1 |  | 1997-06-20 |  | 1997-06-20 |  | Removed from Ground | Diesel | 0 | Fiberglass | 1997-06-10 | 2015-01-30 | Fiberglass Reinforced Plastic | Suction (American)
DUPONT PINE PRODUCTS LLC | 9858 HWY 82 EAST | ALAPAHA | Berrien | 4100032 | 1B | Flapper Valve | 1998-08-01 | FALSE | 1998-08-01 | FALSE | Currently in Use | Diesel Off Road | 2500 | Epoxy | 1998-08-01 |  | Fiberglass Reinforced Plastic | Safe Suction (Euro)
TRADING POST | 2875 RAY CITY HWY | NASHVILLE | Berrien | 9010015 | 2 |  | 1989-07-01 | FALSE | 1989-07-01 | FALSE | Temporarily out of use | Gas (Historical Use) | 4000 | Galvanic (STIP-3) | 1989-07-01 |  |  | Suction (American)
JERNIGANS FARM SERVICE AND SUPPLY INC | 9462 HWY 82 | ALAPAHA | Berrien | 100043 | 3 | Flapper Valve | 1995-11-01 |  | 1995-11-01 |  | Temporarily out of use | Gas (Historical Use) | 4000 | Steel-Impressed Current | 1986-02-28 |  | Steel (Impressed Current) | Safe Suction (Euro)
DUPONT PINE PRODUCTS LLC | 9858 HWY 82 EAST | ALAPAHA | Berrien | 4100032 | 4 | [5 empty] | Removed from Ground | Gas (Historical Use) | 2000 | Bare Steel | 1976-01-01 | 1999-01-01 | Unknown | Suction (American)
STOP-N-SHOP | 500 E MCPHERSON ST | NASHVILLE | Berrien | 100038 | 1 | [5 empty] | Removed from Ground | Gas (Historical Use) | 8000 | Bare Steel | 1976-05-18 | 1996-06-05 | Galvanized Steel | Suction (American)
SHELL STATION AKA FOUR GUYS SHELL | 405 S DAVIS ST | NASHVILLE | Berrien | 4100001 | 6 | Flapper Valve | 2002-04-05 | FALSE | 2002-04-05 | FALSE | Currently in Use | Premium | 6000 | Composite | 2002-04-05 |  | Double-Walled Fiberglass | Pressurized
EMLOIS ROWE/NEW RIVER STORE | RT 3 | NASHVILLE | Berrien | 4100006 | 1 | [5 empty] | Removed from Ground | Gas (Historical Use) | 1000 | Bare Steel | 1971-03-08 | 1997-10-10 | Galvanized Steel
5 POINT | 401 SOUTH DAVIS ST | NASHVILLE | Berrien | 4100015 | 6 | Flapper Valve | 1990-03-15 | FALSE | 1990-03-15 | FALSE | Currently in Use | Gas (Historical Use) | 10000 | Fiberglass | 1990-03-15 |  | Fiberglass Reinforced Plastic | Pressurized
PIT STOP | 514 SOUTH DAVIS | NASHVILLE | Berrien | 9010026 | 2B | Overfill Alarm | 1996-08-22 | FALSE | 1996-08-22 | FALSE | Currently in Use | E-0 | 4000 | Galvanic (STIP-3) | 1996-10-15 |  | Fiberglass Reinforced Plastic | Pressurized
AKRIDGES GET N GO | 201 GREENRIDGE DR | NASHVILLE | Berrien | 9010017 | 2 | Flapper Valve | 1986-08-01 |  | 1986-08-01 |  | Temporarily out of use | Gas (Historical Use) | 6000 | Steel-Impressed Current | 1986-08-01 |  | Steel (Impressed Current) | Pressurized
PARADISE PUBLIC FISHING AREA | RT 1 BOX 68 | ENIGMA | Berrien | 9010002 | 2 | [5 empty] | Removed from Ground | Gas (Historical Use) | 3000 | Bare Steel | 1992-01-18 | 1992-01-18 | Galvanized Steel | Safe Suction (Euro)
PAPAS XPRESS | 1958 HWY 82 E | ENIGMA | Berrien | 9010027 | 1B | Ball Float | 2000-02-25 | FALSE | 2000-02-25 | FALSE | Temporarily out of use | E-0 | 4000 | Composite | 2015-01-22 |  | Fiberglass Reinforced Plastic | Pressurized
#901 (DISCOUNT CORNER) | 302 SOUTH DAVIS STREET | NASHVILLE | Berrien | 4100013 | 1 | Flapper Valve | 1996-09-05 | FALSE | 1996-09-05 | FALSE | Closed in Ground | E-10 | 10000 | Steel-Impressed Current | 2001-09-10 |  | Fiberglass Reinforced Plastic | Pressurized
CLOSED BP STATION | 520 SOUTH DAVIS | NASHVILLE | Berrien | 9010008 | 2 | [5 empty] | Removed from Ground | Gas (Historical Use) | 2000 | Bare Steel | 1993-06-01 | 1993-06-01 | Bare Steel | Safe Suction (Euro)
CLOSED BP STATION | 520 SOUTH DAVIS | NASHVILLE | Berrien | 9010008 | 1 | [5 empty] | Removed from Ground | Other | 2000 | Bare Steel | 1993-06-01 | 1993-06-01 | Bare Steel | Safe Suction (Euro)
R K FOOD MART | 833 PATTEN AVE | RAY CITY | Berrien | 4100026 | 1 | Flapper Valve | 1997-03-05 | FALSE | 1997-03-05 | FALSE | Currently in Use | Premium | 12000 | Steel-Impressed Current | 1996-12-29 |  | Fiberglass Reinforced Plastic | Pressurized
RAY CITY SERVICE STATION | 701 MAIN ST | RAY CITY | Berrien | 9010009 | 2P | [5 empty] | Removed from Ground | Gas (Historical Use) | 2000 | Bare Steel | 1997-02-01 | 1997-02-01 | Galvanized Steel | Suction (American)
ONE STOP 5 | 925 PATTEN AVE | RAY CITY | Berrien | 4100027 | 3 | Flapper Valve | 1996-11-15 | FALSE | 1996-11-15 | TRUE | Currently in Use | E-0 | 6000 | Steel-Impressed Current | 1997-08-01 |  | Steel (Impressed Current) | Suction (American)
RAY CITY SERVICE STATION | 701 MAIN ST | RAY CITY | Berrien | 9010009 | 3 | [5 empty] | Removed from Ground | Empty | 2000 | Bare Steel | 1997-02-01 | 1997-02-01 | Galvanized Steel | Suction (American)
R K FOOD MART | 833 PATTEN AVE | RAY CITY | Berrien | 4100026 | 2 | Flapper Valve | 1997-03-05 | FALSE | 1997-03-05 | FALSE | Currently in Use | Gas (Historical Use) | 12000 | Steel-Impressed Current | 1996-12-29 |  | Fiberglass Reinforced Plastic | Pressurized
RAY CITY SERVICE STATION | 701 MAIN ST | RAY CITY | Berrien | 9010009 | 1RU | [5 empty] | Removed from Ground | Gas (Historical Use) | 2000 | Bare Steel | 1997-02-01 | 1997-02-01 | Galvanized Steel | Suction (American)
UNKNOWN | MAIN STREET AND PATTON AVENUE | RAY CITY | Berrien | 10002331 | 1 |  |  | FALSE |  | FALSE | Removed from Ground |  | 0 | Unknown |  | 1899-12-31
RAY CITY SERVICE STATION | 701 MAIN ST | RAY CITY | Berrien | 9010009 | 1 | [5 empty] | Removed from Ground | Gas (Historical Use) | 2000 | Bare Steel | 1997-02-01 | 1997-02-01 | Galvanized Steel | Suction (American)
ONE STOP 5 | 925 PATTEN AVE | RAY CITY | Berrien | 4100027 | 1 | Flapper Valve | 1996-11-15 | FALSE | 1996-11-15 | TRUE | Currently in Use | E-10 | 10000 | Steel-Impressed Current | 1997-08-01 |  | Steel (Impressed Current) | Suction (American)
ONE STOP 5 | 925 PATTEN AVE | RAY CITY | Berrien | 4100027 | 4 | Flapper Valve | 1996-11-15 | FALSE | 1996-11-15 | TRUE | Currently in Use | Diesel | 6000 | Steel-Impressed Current | 1997-08-01 |  | Steel (Impressed Current) | Suction (American)
RAY CITY SERVICE STATION | 701 MAIN ST | RAY CITY | Berrien | 9010009 | 2 | [5 empty] | Removed from Ground | Gas (Historical Use) | 2000 | Bare Steel | 1997-02-01 | 1997-02-01 | Galvanized Steel | Suction (American)
ONE STOP 5 | 925 PATTEN AVE | RAY CITY | Berrien | 4100027 | 2 | Flapper Valve | 1996-11-15 | FALSE | 1996-11-15 | TRUE | Currently in Use | Premium | 10000 | Steel-Impressed Current | 1997-08-01 |  | Steel (Impressed Current) | Suction (American)
Industrial Park Blvd Nashville | 300 Industrial Park Blvd | Nashville | Berrien | UST-SLOC-9010005 | 1 | [5 empty] | Removed from Ground | Hazardous Substance | 4000 | Not Marked/Unknown | 1986-01-01 | 1991-09-01 | Not Marked
CITGO FOOD MART | 2554 US HWY 82 E & WHITLEY RD | ENIGMA | Berrien | 9137017 | 1B | Flapper Valve | 1992-01-01 | FALSE | 1992-01-01 | FALSE | Temporarily out of use | Premium | 4000 | Galvanic (STIP-3) | 1992-01-01 |  | Fiberglass Reinforced Plastic | Pressurized
Industrial Park Blvd Nashville | 300 Industrial Park Blvd | Nashville | Berrien | UST-SLOC-9010007 | 2 | [5 empty] | Removed from Ground | Gas (Historical Use) | 4000 | Bare Steel | 1977-01-01 | 1991-12-01 | Galvanized Steel
Industrial Park Blvd Nashville | 300 Industrial Park Blvd | Nashville | Berrien | UST-SLOC-9010006 | 1 | [5 empty] | Removed from Ground | Other | 3000 | Cathodically Protected Steel | 1986-01-01 | 1991-12-01 | Bare Steel
Industrial Park Blvd Nashville | 300 Industrial Park Blvd | Nashville | Berrien | UST-SLOC-9010007 | 3 |  |  | TRUE |  | TRUE | Removed from Ground | Used Oil | 1500 | Bare Steel | 1981-01-01 | 1991-12-01 | Bare Steel
Industrial Park Blvd Nashville | 300 Industrial Park Blvd | Nashville | Berrien | UST-SLOC-100040 | 4 | [5 empty] | Removed from Ground | Other | 500 | Bare Steel | 1985-01-01 | 1991-12-01 | Bare Steel
Industrial Park Blvd Nashville | 300 Industrial Park Blvd | Nashville | Berrien | UST-SLOC-100040 | 2 | [5 empty] | Removed from Ground | Other | 1000 | Bare Steel | 1982-01-01 | 1991-12-01 | Bare Steel
CITGO FOOD MART | 2554 US HWY 82 E & WHITLEY RD | ENIGMA | Berrien | 9137017 | 1A | Flapper Valve | 1996-11-20 | FALSE | 1992-01-01 | FALSE | Currently in Use | E-10 | 8000 | Galvanic (STIP-3) | 1992-01-01 |  | Fiberglass Reinforced Plastic | Pressurized
Industrial Park Blvd Nashville | 300 Industrial Park Blvd | Nashville | Berrien | UST-SLOC-100040 | 1 | [5 empty] | Removed from Ground | Other | 7000 | Bare Steel | 1974-01-01 | 1991-12-01 | Bare Steel
Industrial Park Blvd Nashville | 300 Industrial Park Blvd | Nashville | Berrien | UST-SLOC-100040 | 3 | [5 empty] | Closed in Ground | Other | 500 | Bare Steel | 1985-01-01 | 1991-12-01 | Bare Steel
Industrial Park Blvd Nashville | 300 Industrial Park Blvd | Nashville | Berrien | UST-SLOC-9010007 | 1 | [5 empty] | Removed from Ground | Diesel | 5000 | Bare Steel | 1977-01-01 | 1991-12-01 | Galvanized Steel
Industrial Park Blvd Nashville | 300 Industrial Park Blvd | Nashville | Berrien | UST-SLOC-100035 | 1 | [5 empty] | Removed from Ground | Hazardous Substance | 3000 | Bare Steel | 1986-01-01 | 1991-09-01 | Bare Steel
LOT #44 GOODYEAR | 486 BROADWAY | MACON | Bibb | 4110367 | 1 |  |  | TRUE |  | TRUE | Removed from Ground | Used Oil | 300 | Bare Steel | 1984-04-15 | 1995-11-15 | Bare Steel | Gravity Fed
BST/R2170/MACNGASZ/BELL SOUTH | 1237 GUY PAINE RD | MACON | Bibb | 4110372 | 2 | [5 empty] | Removed from Ground | Gas (Historical Use) | 1000 | Bare Steel | 1961-07-17 | 1989-12-13 | Galvanized Steel | Pressurized
GUSS II | 1257 RIVERSIDE DR | MACON | Bibb | 4110377 | 4 | [5 empty] | Removed from Ground | Gas (Historical Use) | 5000 | Bare Steel | 1960-04-15 | 1899-12-31 | Galvanized Steel
GUSS II | 1257 RIVERSIDE DR | MACON | Bibb | 4110377 | 7 | [5 empty] | Removed from Ground | Diesel | 5000 | Bare Steel | 1960-04-15 | 1899-12-31 | Galvanized Steel
GUSS II | 1257 RIVERSIDE DR | MACON | Bibb | 4110377 | 5 | [5 empty] | Removed from Ground | Gas (Historical Use) | 5000 | Bare Steel | 1960-04-15 | 1899-12-31 | Galvanized Steel
BST/MACON GARAGE/R2117 | 3641 FAIRMONT AVE | MACON | Bibb | 4110391 | 6 | [5 empty] | Removed from Ground | Gas (Historical Use) | 550 | Bare Steel | 1979-07-18 | 1990-02-15 | Galvanized Steel
Tree City #100541 | 277 WALNUT ST | MACON | Bibb | 4110039 | 48 | Flapper Valve | 1988-02-01 | FALSE | 1988-02-01 | FALSE | Temporarily out of use | Kerosene | 1011 | Steel-Impressed Current | 1988-01-01 |  | Fiberglass Reinforced Plastic | Suction (American)
Tree City #100541 | 277 WALNUT ST | MACON | Bibb | 4110039 | 47 | Ball Float | 1988-02-01 | FALSE | 1988-02-01 | FALSE | Temporarily out of use | Diesel | 10061 | Steel-Impressed Current | 1968-02-01 |  |  | Pressurized
MINI FOOD #35 | 1980 GRAY HWY | MACON | Bibb | 4110045 | 3A | [5 empty] | Removed from Ground | Gas (Historical Use) | 2980 | Bare Steel | 1978-01-31 | 1999-06-01 | Galvanized Steel | Pressurized
DIXIE #104 | 4380 MERCER UNIVERSITY BLVD | MACON | Bibb | 110404 | 4 |  | 1995-08-01 |  | 1995-08-01 |  | Removed from Ground | Gas (Historical Use) | 4000 | Steel-Impressed Current | 1971-05-17 | 2003-12-30 | Cathodically Protected | Safe Suction (Euro)
THE BIBB CO TRUCK SHOP | 237 COLISEUM DR | MACON | Bibb | 4110291 | 1 | [5 empty] | Removed from Ground | Gas (Historical Use) | 3000 | Bare Steel | 1970-05-05 | 1987-09-01 | Bare Steel
STAR MART | 855 GRAY HWY | MACON | Bibb | 4110327 | 2 |  | 1998-08-14 |  | 1998-08-14 |  | Temporarily out of use | Gas (Historical Use) | 6000 | Steel-Impressed Current | 1975-06-01 |  | Fiberglass Reinforced Plastic | Suction (American)
THE STORE | 3350 HOUSTON AVE | MACON | Bibb | 4110347 | 3 |  | 1997-01-27 | FALSE | 1997-01-27 | FALSE | Temporarily out of use | Gas (Historical Use) | 4000 | Steel-Impressed Current | 1981-05-01 |  | Fiberglass Reinforced Plastic | Safe Suction (Euro)
BST\MACON MAIN\R2110 | 787 CHERRY ST | MACON | Bibb | 4110369 | 3 | Flapper Valve | 2016-11-09 | FALSE | 2016-11-09 | FALSE | Currently in Use | Diesel | 10000 | Fiberglass Double Walled | 2016-10-05 |  | Fiberglass Reinforced Plastic | Suction (American)
GUSS II | 1257 RIVERSIDE DR | MACON | Bibb | 4110377 | 3 |  | 1985-11-25 | FALSE | 1985-11-25 | FALSE | Temporarily out of use | Gas (Historical Use) | 10000 | Bare Steel | 1985-11-25 |  | Fiberglass Reinforced Plastic | Pressurized
BST/MACON GARAGE/R2117 | 3641 FAIRMONT AVE | MACON | Bibb | 4110391 | 1 | [5 empty] | Removed from Ground | Gas (Historical Use) | 5000 | Cathodically Protected Steel | 1965-01-01 | 1986-03-01 | Galvanized Steel
DIXIE #104 | 4380 MERCER UNIVERSITY BLVD | MACON | Bibb | 110404 | 1 |  | 1995-08-01 |  | 1995-08-01 |  | Removed from Ground | Gas (Historical Use) | 4000 | Steel-Impressed Current | 1971-05-17 | 2003-12-30 | Cathodically Protected | Safe Suction (Euro)
MANNINGS BAIT & TACKIE (EXXON) | 1187 RIVERSIDE DR | MACON | Bibb | 110435 | 1 | [5 empty] | Removed from Ground | Gas (Historical Use) | 6000 | Bare Steel | 1958-05-15 | 1991-08-01 | Galvanized Steel
WILLIAMSON RD SUNOCO | 3306 BLOOMFIELD RD | MACON | Bibb | 10002256 | 1 | Ball Float | 2013-05-28 | FALSE | 2013-05-28 | FALSE | Currently in Use | Regular | 10000 | Tank Jacket | 2013-05-28 |  | Double-Walled Fiberglass | Pressurized
FORMER SERVICE STATION | 489 COTTON AVENUE | MACON | Bibb | 10002090 | 2 |  |  | FALSE |  | FALSE | Removed from Ground | Gas (Historical Use) | 4000 | Bare Steel | 2012-02-21 | 2012-02-21 | Bare Steel
Mountain Express #448 | 3224 VINEVILLE AVE | MACON | Bibb | 4110085 | 3 | [5 empty] | Permanently Out of Use - historical purposes | Empty | 10000 | Bare Steel | 1976-04-15 | 1899-12-31 | Galvanized Steel
CONOCO #10045 | 36 SPRING ST | MACON | Bibb | 4110086 | 1 | Ball Float | 1998-01-01 | FALSE | 1998-01-01 | FALSE | Currently in Use | Regular | 10000 | Epoxy | 1985-04-15 |  | Fiberglass Reinforced Plastic | Pressurized
SIGHTLERS EXXON | 2184 SHURLING DR | MACON | Bibb | 4110108 | 3 | [5 empty] | Removed from Ground | Gas (Historical Use) | 4000 | Bare Steel | 1969-03-19 | 1998-11-24 | Galvanized Steel
SONNY'S SVC STA/AMOCO | 1047 BROADWAY | MACON | Bibb | 4110198 | 4 | [5 empty] | Removed from Ground | Other | 4000 | Not Marked/Unknown | 1991-03-14 | 1991-03-14 | Not Marked
SONNY'S SVC STA/AMOCO | 1047 BROADWAY | MACON | Bibb | 4110198 | 7 | [5 empty] | Removed from Ground | Other | 4000 | Not Marked/Unknown | 1991-03-14 | 1991-03-14 | Not Marked
SONNY'S SVC STA/AMOCO | 1047 BROADWAY | MACON | Bibb | 4110198 | 5 | [5 empty] | Removed from Ground | Other | 4000 | Not Marked/Unknown | 1991-03-14 | 1991-03-14 | Not Marked
SPRING EXPRESS | 15 SPRING ST | MACON | Bibb | 4110210 | 3 |  | 1997-11-01 |  | 1997-11-01 |  | Currently in Use | Gas (Historical Use) | 6000 | Steel-Impressed Current | 1969-04-22 |  | Fiberglass Reinforced Plastic | Pressurized
UPS MACON (UST) | 235 SOUTH Street | MACON | Bibb | 4110259 | RU-1 | [5 empty] | Removed from Ground | Gas (Historical Use) | 8000 | Bare Steel | 1968-04-17 | 1990-11-13
UPS MACON (UST) | 235 SOUTH Street | MACON | Bibb | 4110259 | RU-1 | [5 empty] | Removed from Ground | Gas (Historical Use) | 8000 | Bare Steel | 1968-04-17 | 1990-11-13
UPS MACON (UST) | 235 SOUTH Street | MACON | Bibb | 4110259 | RU-1 | [5 empty] | Removed from Ground | Gas (Historical Use) | 8000 | Bare Steel | 1968-04-17 | 1990-11-13
AT&T | 1030 GEORGIA AVE | MACON | Bibb | 4110292 | 2 | [5 empty] | Removed from Ground | Other | 30000 | Bare Steel | 1973-05-06 | 1990-12-01 | Cathodically Protected
MERCER 66 | 1648 MONTPELIER AVE | MACON | Bibb | 4110357 | 1 |  | 1998-01-01 |  | 1998-01-01 |  | Removed from Ground | Gas (Historical Use) | 8000 | Steel-Impressed Current | 1984-05-01 | 2004-10-25 | Cathodically Protected | Pressurized
SONNY'S SVC STA/AMOCO | 1047 BROADWAY | MACON | Bibb | 4110198 | 6 | [5 empty] | Removed from Ground | Other | 4000 | Not Marked/Unknown | 1991-03-14 | 1991-03-14 | Not Marked
SPRING EXPRESS | 15 SPRING ST | MACON | Bibb | 4110210 | 2 |  | 1997-11-01 |  | 1997-11-01 |  | Currently in Use | Gas (Historical Use) | 6000 | Steel-Impressed Current | 1969-04-22 |  | Fiberglass Reinforced Plastic | Pressurized
RICHARDSON TRUCK LINES | 709 10TH ST | MACON | Bibb | 4110242 | 1 | [5 empty] | Closed in Ground | Gas (Historical Use) | 1000 | Bare Steel | 1970-04-17 | 1988-11-29 | Galvanized Steel
Circle K 2745115 | 1194 FORSYTH ST | MACON | Bibb | 4110282 | 1 | Flapper Valve | 1996-10-24 | FALSE | 1996-10-24 | FALSE | Currently in Use | E-10 | 10000 | Steel-Impressed Current | 1983-05-07 |  | Double-Walled Flex | Pressurized
AT&T | 1030 GEORGIA AVE | MACON | Bibb | 4110292 | 1 | Overfill Alarm | 1997-01-01 | FALSE | 1997-01-01 | FALSE | Currently in Use | Diesel | 20000 | Fiberglass | 1991-01-01 |  | Double-Walled Fiberglass | Suction (American)
HARTLEY BRIDGE PHILLIPS 66 | 4417 HARTLEY BRIDGE RD @ I 75 | MACON | Bibb | 4110311 | 1 |  | 1998-12-03 |  | 1998-12-03 |  | Removed from Ground | Gas (Historical Use) | 8000 | Steel-Impressed Current | 1966-05-03 | 2003-04-15 | Cathodically Protected | Pressurized
TRIANGLE FOOD & GAS #2 | 1106 COLLEGE ST | MACON | Bibb | 4110365 | 2 | [5 empty] | Removed from Ground | Gas (Historical Use) | 5000 | Bare Steel | 1965-04-22 | 2002-08-31 | Galvanized Steel | Safe Suction (Euro)
R&R TRUCKSTOP | 2025 EMERY HWY | MACON | Bibb | 9011001 | 8 | [5 empty] | Removed from Ground | Diesel | 2000 | Marked Unknown | 1991-04-09 | 1991-04-09 | Unknown
EMERY HWY SPUR | 727 EMERY HWY | MACON | Bibb | 4110313 | 1 | [5 empty] | Removed from Ground | Gas (Historical Use) | 10000 | Bare Steel | 1966-05-03 | 1988-01-01 | Galvanized Steel
THE STORE | 3350 HOUSTON AVE | MACON | Bibb | 4110347 | 1 |  | 1997-01-27 | FALSE | 1997-01-27 | FALSE | Temporarily out of use | Gas (Historical Use) | 6000 | Steel-Impressed Current | 1981-05-01 |  | Steel (Impressed Current) | Safe Suction (Euro)
TRIANGLE FOOD & GAS #2 | 1106 COLLEGE ST | MACON | Bibb | 4110365 | 1 | [5 empty] | Removed from Ground | Gas (Historical Use) | 5000 | Bare Steel | 1965-04-22 | 2002-08-31 | Galvanized Steel | Safe Suction (Euro)
GUSS II | 1257 RIVERSIDE DR | MACON | Bibb | 4110377 | 1 |  | 1985-11-25 | FALSE | 1985-11-25 | FALSE | Temporarily out of use | Gas (Historical Use) | 10000 | Fiberglass | 1985-11-25 |  | Fiberglass Reinforced Plastic | Pressurized
BST/MACON GARAGE/R2117 | 3641 FAIRMONT AVE | MACON | Bibb | 4110391 | 3 | [5 empty] | Removed from Ground | Gas (Historical Use) | 3000 | Cathodically Protected Steel | 1965-01-01 | 1986-03-01 | Galvanized Steel
BRADLEY SERVICE STATION | 1195 THIRD ST | MACON | Bibb | 4110192 | 1 | Flapper Valve | 1999-02-01 | FALSE | 1999-02-01 | FALSE | Temporarily out of use | Empty | 3000 | Steel-Impressed Current | 1947-12-31 |  |  | Safe Suction (Euro)
HARTLEY BRIDGE PHILLIPS 66 | 4417 HARTLEY BRIDGE RD @ I 75 | MACON | Bibb | 4110311 | 7 | [5 empty] | Removed from Ground | Diesel | 560 | Bare Steel | 1966-05-03 | 1899-12-31 | Galvanized Steel
HARTLEY BRIDGE PHILLIPS 66 | 4417 HARTLEY BRIDGE RD @ I 75 | MACON | Bibb | 4110311 | 4 |  | 1998-12-03 |  | 1998-12-03 |  | Removed from Ground | Kerosene | 2000 | Steel-Impressed Current | 1966-05-03 | 2003-04-15 | Cathodically Protected | Suction (American)
HARTLEY BRIDGE PHILLIPS 66 | 4417 HARTLEY BRIDGE RD @ I 75 | MACON | Bibb | 4110311 | 5 |  | 1998-12-03 |  | 1998-12-03 |  | Removed from Ground | Gas (Historical Use) | 8000 | Steel-Impressed Current | 1977-05-03 | 2003-04-15 | Cathodically Protected | Pressurized
THE STORE | 3350 HOUSTON AVE | MACON | Bibb | 4110347 | 2 |  | 1997-01-27 | FALSE | 1997-01-27 | FALSE | Temporarily out of use | Gas (Historical Use) | 6000 | Steel-Impressed Current | 1981-05-01 |  | Steel (Impressed Current) | Safe Suction (Euro)
IND WELDING & TOOL SUPPLIES | 1885 BROADWAY | MACON | Bibb | 4110359 | 4 | [5 empty] | Closed in Ground | Diesel | 0 | Bare Steel | 1976-06-01 | 1976-06-01 | Galvanized Steel
IND WELDING & TOOL SUPPLIES | 1885 BROADWAY | MACON | Bibb | 4110359 | 1 | [5 empty] | Removed from Ground | Gas (Historical Use) | 3000 | Bare Steel | 1974-05-06 | 1991-01-01 | Galvanized Steel
BST\MACON MAIN\R2110 | 787 CHERRY ST | MACON | Bibb | 4110369 | 2 |  | 1997-08-22 |  | 1997-08-22 |  | Removed from Ground | Diesel | 10000 | Double Walled | 1992-02-01 | 2016-09-27 | Copper | Suction (American)
BST/MACON GARAGE/R2117 | 3641 FAIRMONT AVE | MACON | Bibb | 4110391 | 9 | [5 empty] | Removed from Ground | Gas (Historical Use) | 12000 | Double Walled | 1990-01-01 | 1993-08-25 | Fiberglass Reinforced Plastic | Pressurized
BST/MACON GARAGE/R2117 | 3641 FAIRMONT AVE | MACON | Bibb | 4110391 | 2 | [5 empty] | Removed from Ground | Gas (Historical Use) | 3000 | Cathodically Protected Steel | 1965-01-01 | 1986-03-01 | Galvanized Steel
BST/MACON GARAGE/R2117 | 3641 FAIRMONT AVE | MACON | Bibb | 4110391 | 8 | [5 empty] | Removed from Ground | Gas (Historical Use) | 12000 | Bare Steel | 1981-07-17 | 1990-11-19 | Galvanized Steel | Pressurized
SOCO | MARION AVE & GUY PAINE RD | MACON | Bibb | 4110176 | 4 | Flapper Valve | 1998-09-30 | FALSE | 1998-09-30 | FALSE | Currently in Use | E-10 | 4000 | Steel-Impressed Current | 1985-04-21 |  | Steel (Impressed Current) | Pressurized
HAUGABOOK OIL CO | 909 GRAY HWY | MACON | Bibb | 4110190 | 2 | [5 empty] | Removed from Ground | Kerosene | 275 | Bare Steel | 1948-12-31 | 1987-08-01 | Galvanized Steel
R F BOB STEPHENS INC | 1992 VINEVILLE AVE | MACON | Bibb | 4110174 | 2 | [5 empty] | Removed from Ground | Gas (Historical Use) | 2000 | Bare Steel | 1978-04-21 | 1899-12-31 | Galvanized Steel
MERCER UNIVERSITY | 1605 MONTPELIER AVE | MACON | Bibb | 4110065 | 2 | [5 empty] | Removed from Ground | Gas (Historical Use) | 6000 | Bare Steel | 1974-03-12 | 2000-09-29 | Galvanized Steel
Mountain Express #448 | 3224 VINEVILLE AVE | MACON | Bibb | 4110085 | 7 |  | 1998-01-01 |  | 1998-01-01 |  | Currently in Use | Gas (Historical Use) | 10000 | Double Walled | 1991-03-01 |  | Fiberglass Reinforced Plastic | Pressurized
Mountain Express #448 | 3224 VINEVILLE AVE | MACON | Bibb | 4110085 | 4 | [5 empty] | Permanently Out of Use - historical purposes | Empty | 10000 | Composite | 1987-02-01 | 1899-12-31 | Fiberglass Reinforced Plastic
Mountain Express #448 | 3224 VINEVILLE AVE | MACON | Bibb | 4110085 | 5 |  | 1998-01-01 |  | 1998-01-01 |  | Currently in Use | Kerosene | 4000 | Double Walled | 1989-12-01 |  | Fiberglass Reinforced Plastic | Pressurized
MACON CONCRETE PIPE | MASSEYVILLE RD | MACON | Bibb | 4110239 | 1 | [5 empty] | Removed from Ground | Gas (Historical Use) | 1000 | Bare Steel | 1962-04-17 | 1988-12-01 | Galvanized Steel
Circle K 2745115 | 1194 FORSYTH ST | MACON | Bibb | 4110282 | 4 | Flapper Valve | 1996-10-24 | FALSE | 1996-10-24 | FALSE | Currently in Use | Diesel | 4000 | Steel-Impressed Current | 1983-05-07 |  | Double-Walled Flex | Pressurized
BORAL BRICKS- MACON GA PLANT | 711 TENTH ST | MACON | Bibb | 4110285 | 1 | [5 empty] | Permanently Out of Use - historical purposes | Diesel | 500 | Bare Steel | 1950-05-05 | 1899-12-31 | Galvanized Steel
MATHIS-AKINS CNCRTE BLK CO INC | 130 LOWER ELM ST | MACON | Bibb | 4110300 | 5 | [5 empty] | Removed from Ground | Gas (Historical Use) | 5000 | Bare Steel | 1985-01-01 | 1985-01-01 | Galvanized Steel
MONTPELIER 66 | 2579 MONTPELIER AVE | MACON | Bibb | 4110314 | 2 | [5 empty] | Removed from Ground | Gas (Historical Use) | 3000 | Bare Steel | 1966-05-03 | 1996-09-01 | Fiberglass Reinforced Plastic | Pressurized
Circle K 2706715 | 2580 RIVERSIDE DR | MACON | Bibb | 9000589 | 3 | [5 empty] | Removed from Ground | Gas (Historical Use) | 4000 | Bare Steel | 1960-05-11 | 1989-02-01 | Galvanized Steel
ALL-STATE BONDING CO | 665 OGLETHORPE ST | MACON | Bibb | 4110004 | 4 | [5 empty] | Closed in Ground | Gas (Historical Use) | 6000 | Bare Steel | 1970-02-28 | 1990-03-01 | Unknown
HARTS MORTURARY INC | 765 CHERRY ST | MACON | Bibb | 4110019 | 1 | [5 empty] | Removed from Ground | Gas (Historical Use) | 550 | Bare Steel | 1987-01-01 | 1987-01-01 | Bare Steel
MINI FOOD #35 | 1980 GRAY HWY | MACON | Bibb | 4110045 | 2 | [5 empty] | Removed from Ground | Gas (Historical Use) | 8272 | Bare Steel | 1978-01-31 | 1999-06-01 | Galvanized Steel | Pressurized
MIDSTATE POOL | HWY 247 | MACON | Bibb | 110393 | 1 |  | 1997-10-07 |  | 1997-10-07 |  | Removed from Ground | Gas (Historical Use) | 4000 | Steel-Impressed Current | 1987-01-01 | 2006-04-28 | Cathodically Protected | Suction (American)
TRIANGLE FOOD & GAS | 2112 MILLERFIELD RD | MACON | Bibb | 110399 | 2 | Flapper Valve | 1999-12-02 | FALSE | 1999-12-02 | FALSE | Currently in Use | E-10 | 8000 | Steel-Impressed Current | 1980-10-01 |  | Fiberglass Reinforced Plastic | Pressurized
COX CABLE | 252 HOLT AVE | MACON | Bibb | 110401 | 1 | [5 empty] | Removed from Ground | Gas (Historical Use) | 4000 | Cathodically Protected Steel | 1985-05-20 | 1995-06-28 | Galvanized Steel
UNKNOWN | 601 THIRD STREET | MACON | Bibb | 10002308 | 1 |  |  | FALSE |  | FALSE | Removed from Ground | Gas (Historical Use) | 500 | Bare Steel | 2014-01-06 | 2014-01-06 | Bare Steel
HOUSTON AVENUE IMPROVEMENT PROJECT | 2683 HOUSTON AVENUE | MACON | Bibb | 10001737 | 2 |  |  | FALSE |  | FALSE | Removed from Ground | Gas (Historical Use) | 550 | Unknown | 2009-04-27 | 2009-04-27 | Unknown
WILLIAMSON RD SUNOCO | 3306 BLOOMFIELD RD | MACON | Bibb | 10002256 | 3 | Ball Float | 2013-05-26 | FALSE | 2013-05-26 | FALSE | Currently in Use | Diesel | 5000 | Tank Jacket | 2013-05-26 |  | Double-Walled Fiberglass | Pressurized
KING'S OIL #345 | 1105 GRAY HWY | MACON | Bibb | 4110370 | 1 | Flapper Valve | 1997-01-15 | FALSE | 1997-01-15 | TRUE | Currently in Use | E-10 | 10000 | Fiberglass | 1985-11-01 |  | Fiberglass Reinforced Plastic | Pressurized
TRIANGLE FOOD & GAS #2 | 1106 COLLEGE ST | MACON | Bibb | 4110365 | 3 | [5 empty] | Removed from Ground | Gas (Historical Use) | 3000 | Bare Steel | 1965-04-22 | 2002-08-31 | Galvanized Steel | Safe Suction (Euro)
GUSS II | 1257 RIVERSIDE DR | MACON | Bibb | 4110377 | 2 |  | 1985-11-25 | FALSE | 1985-11-25 | FALSE | Temporarily out of use | Gas (Historical Use) | 10000 | Fiberglass | 1985-11-25 |  | Fiberglass Reinforced Plastic | Pressurized
R&R TRUCKSTOP | 2025 EMERY HWY | MACON | Bibb | 9011001 | 3 | [5 empty] | Removed from Ground | Gas (Historical Use) | 6000 | Marked Unknown | 1991-04-09 | 1991-04-09 | Unknown
RaceWay #6833 - Mercer | 5127 MERCER UNIVERSITY DR | MACON | Bibb | 10001120 | 1 | Overfill Alarm | 2006-04-11 | FALSE | 2006-04-11 | FALSE | Currently in Use | Regular | 20000 | Composite Double Walled | 2006-04-11 |  | Double-Walled Fiberglass | Pressurized
KWIK TRIP | 1924 FORSYTH ST | MACON | Bibb | 10000964 | 3 | Ball Float | 2005-09-01 | FALSE | 2005-09-01 | FALSE | Currently in Use | Diesel | 4000 | Composite | 2005-09-01 |  | Fiberglass Reinforced Plastic | Pressurized
BIBB COUNTY SHERIFFS OFFICE | 652 HAZEL ST | MACON | Bibb | 10001005 | 1 | Ball Float | 2005-08-01 | FALSE | 2005-08-01 | FALSE | Currently in Use | E-10 | 12000 | Composite | 2005-08-01 |  | Double-Walled Fiberglass | Pressurized
MILLERFIELD ROAD IMPROVEMENT PROJECT | 2668 MILLERFIELD ROAD | MACON | Bibb | 10000464 | 1 |  |  | FALSE |  | FALSE | Removed from Ground | Gas (Historical Use) | 550 | Bare Steel | 2003-09-07 | 2003-09-07
FORMER PEARMAN TRACTOR & EQUIPME | LOT 5 & 6 | MACON | Bibb | 9011002 | 4 | [5 empty] | Removed from Ground | Other | 250 | Marked Unknown | 1991-08-08 | 1991-08-08 | Unknown
CMC SUPPLY INC | 1200 5TH ST | MACON | Bibb | 9011092 | 2 | [5 empty] | Permanently Out of Use - historical purposes | Gas (Historical Use) | 1000 | Bare Steel |  | 1899-12-31 | Unknown | Suction (American)
WORLD TIRE INC (SITE 2) | INTERSECTION OF MLK BLVD & PLUM | MACON | Bibb | 9011157 | 3 | [5 empty] | Removed from Ground | Gas (Historical Use) | 1000 | Bare Steel | 1996-01-10 | 1996-01-10 | Bare Steel | Safe Suction (Euro)
FRONT OF MACON RESCUE MISSON LOT | 500 BROADWAY | MACON | Bibb | 9011207 | 1 | [5 empty] | Currently in Use | Empty | 500 | Bare Steel |  |  | Bare Steel | Safe Suction (Euro)
FRONT OF GEORGIA TOOL BUILDING L | 738 BROADWAY | MACON | Bibb | 9011208 | 1 | [5 empty] | Removed from Ground | Empty | 500 | Bare Steel | 2000-05-20 | 2000-05-20 | Bare Steel | Safe Suction (Euro)
ATLANTA GAS LIGHT CO/MACON SVC C | 137 MULBERRY ST | MACON | Bibb | 9000535 | 4 |  | 1990-09-01 |  | 1990-09-01 |  | Removed from Ground | Gas (Historical Use) | 8000 | Fiberglass | 1990-09-01 | 1999-11-10 | Cathodically Protected | Pressurized
Circle K 2706715 | 2580 RIVERSIDE DR | MACON | Bibb | 9000589 | 10 | Flapper Valve | 1989-01-01 | FALSE | 1989-01-01 | FALSE | Currently in Use | Premium | 4000 | Fiberglass | 1989-01-01 |  | Fiberglass Reinforced Plastic | Pressurized
ALL-STATE BONDING CO | 665 OGLETHORPE ST | MACON | Bibb | 4110004 | 2 | [5 empty] | Closed in Ground | Gas (Historical Use) | 2000 | Bare Steel | 1970-02-28 | 1990-03-01 | Unknown
GIBSON'S GARAGE | 3501 JEFFERSONVILLE RD | MACON | Bibb | 4110011 | 2 |  | 1997-08-28 | FALSE | 1997-08-28 | FALSE | Removed from Ground | Gas (Historical Use) | 6000 | Steel-Impressed Current | 1985-02-17 | 2018-07-05 |  | Pressurized
52 MARKET | 1623 HARDEMAN AVE | MACON | Bibb | 4110042 | 1 | [5 empty] | Removed from Ground | Gas (Historical Use) | 6141 | Bare Steel | 1978-01-31 | 1999-07-01 | Galvanized Steel | Suction (American)
MINI FOOD #35 | 1980 GRAY HWY | MACON | Bibb | 4110045 | 5 | Ball Float | 2000-03-31 | FALSE | 2000-03-31 | FALSE | Currently in Use | Diesel | 6000 | Composite | 2000-03-31 |  | Cathodically Protected | Pressurized
RaceWay #6833 - Mercer | 5127 MERCER UNIVERSITY DR | MACON | Bibb | 10001120 | 3 | Ball Float | 2006-04-11 | FALSE | 2006-04-11 | FALSE | Currently in Use | Diesel | 12000 | Composite Double Walled | 2006-04-11 |  | Double-Walled Fiberglass | Pressurized
H&L FOOD MART | 3350 JEFFERSONVILLE RD | MACON | Bibb | 110405 | 2 |  | 1996-08-08 |  | 1996-08-08 |  | Temporarily out of use | Gas (Historical Use) | 4000 | Steel-Impressed Current | 1974-05-16 |  | Cathodically Protected | Safe Suction (Euro)
CORBIN AVENUE PUMP STATION | 899 CORBIN AVENUE | MACON | Bibb | 10001736 | 1 |  |  | FALSE |  | FALSE | Removed from Ground | Diesel | 1000 | Bare Steel | 2009-05-26 | 2009-05-26 | Bare Steel
BI -LO | 893 RIVERSIDE DR | MACON | Bibb | 9000192 | 6 |  | 1989-04-27 |  | 1989-04-27 |  | Removed from Ground | Gas (Historical Use) | 8000 | Fiberglass | 1989-04-27 | 2014-03-05 | Fiberglass Reinforced Plastic | Pressurized
HAUGABOOK OIL CO | 909 GRAY HWY | MACON | Bibb | 4110190 | 5 | [5 empty] | Removed from Ground | Gas (Historical Use) | 4000 | Bare Steel | 1948-12-31 | 1987-08-01 | Galvanized Steel
HAUGABOOK OIL CO | 909 GRAY HWY | MACON | Bibb | 4110190 | 4 | [5 empty] | Removed from Ground | Gas (Historical Use) | 4000 | Bare Steel | 1948-12-31 | 1987-08-01 | Galvanized Steel
ALLEGHANY RUBBER INC | 545 GUY PAYNE RD | MACON | Bibb | 4110163 | 1 | [5 empty] | Removed from Ground | Other | 15000 | Composite | 1970-03-24 | 1999-12-16 | Bare Steel
Mountain Express #448 | 3224 VINEVILLE AVE | MACON | Bibb | 4110085 | 2 | [5 empty] | Permanently Out of Use - historical purposes | Empty | 10000 | Bare Steel | 1976-04-15 | 1899-12-31 | Galvanized Steel
BRADLEY SERVICE STATION | 1195 THIRD ST | MACON | Bibb | 4110192 | 2 | Flapper Valve | 1999-02-01 | FALSE | 1999-02-01 | FALSE | Temporarily out of use | Empty | 3000 | Steel-Impressed Current | 1947-12-31 |  |  | Safe Suction (Euro)
UPS MACON (UST) | 235 SOUTH Street | MACON | Bibb | 4110259 | 3 | Flapper Valve | 1990-11-20 | FALSE | 1990-11-20 | FALSE | Currently in Use | Regular | 10000 | Fiberglass | 1995-11-13 |  | Fiberglass Reinforced Plastic | Pressurized
UPS MACON (UST) | 235 SOUTH Street | MACON | Bibb | 4110259 | 3 | Flapper Valve | 1990-11-20 | FALSE | 1990-11-20 | FALSE | Currently in Use | Regular | 10000 | Fiberglass | 1995-11-13 |  | Fiberglass Reinforced Plastic | Pressurized
UPS MACON (UST) | 235 SOUTH Street | MACON | Bibb | 4110259 | 3 | Flapper Valve | 1990-11-20 | FALSE | 1990-11-20 | FALSE | Currently in Use | Regular | 10000 | Fiberglass | 1995-11-13 |  | Fiberglass Reinforced Plastic | Pressurized
QUALITY FOOD MART | 1208 JEFFERSONVILLE RD | MACON | Bibb | 4110280 | 4 |  | 1999-12-14 | FALSE | 1999-12-14 | FALSE | Temporarily out of use | Gas (Historical Use) | 8000 | Steel-Impressed Current | 1984-03-13 |  | Steel (Impressed Current) | Pressurized
Circle K 2745115 | 1194 FORSYTH ST | MACON | Bibb | 4110282 | 2 | Flapper Valve | 1996-10-24 | FALSE | 1996-10-24 | FALSE | Currently in Use | E-10 | 10000 | Steel-Impressed Current | 1983-05-07 |  | Double-Walled Flex | Pressurized
KING'S OIL #345 | 1105 GRAY HWY | MACON | Bibb | 4110370 | 3 | Flapper Valve | 1997-01-15 | FALSE | 1997-01-15 | TRUE | Currently in Use | E-10 | 10000 | Fiberglass | 1985-11-01 |  | Fiberglass Reinforced Plastic | Pressurized
KING'S OIL #333 | 3705 IRWINTON RD | MACON | Bibb | 9011108 | 117 | [5 empty] | Removed from Ground | Gas (Historical Use) | 2000 | Bare Steel | 1992-07-12 | 1992-07-12 | Galvanized Steel | Safe Suction (Euro)
WOC RETAIL LLC | 4900 OCMULGEE BLVD E | MACON | Bibb | 9011122 | 2 | Flapper Valve | 1993-12-31 | FALSE | 1993-12-31 | FALSE | Currently in Use | E-10 | 6000 | Galvanic (STIP-3) | 1985-08-08 |  | Fiberglass Reinforced Plastic | Pressurized
HANCOCK OIL CO | 4070 OCMULGEE BLVD | MACON | Bibb | 9011133 | D4 |  | 1998-12-01 |  | 1998-12-01 |  | Temporarily out of use | Diesel | 1000 | Steel-Impressed Current | 1975-01-01 |  | Cathodically Protected | Suction (American)
NORFOLK SOUTHERN CORPORATION | 346 OGLETHORPE ST | MACON | Bibb | 9011166 | 4 | [5 empty] | Removed from Ground | Gas (Historical Use) | 550 | Not Marked/Unknown |  | 1899-12-31 | Not Marked
OLD WESTERN UNION | 310 CHERRY STREET | MACON | Bibb | 9011179 | 2 | [5 empty] | Removed from Ground | Empty | 550 | Bare Steel |  | 1899-12-31 | Galvanized Steel
MORGAN TIRE & AUTO INC | 852 RIVERSIDE DRIVE | MACON | Bibb | 9011203 | 1 |  |  | TRUE |  | TRUE | Removed from Ground | Used Oil | 0 | Marked Unknown | 1984-01-01 | 2000-05-02 | Unknown
R&R TRUCKSTOP | 2025 EMERY HWY | MACON | Bibb | 9011001 | 5 | [5 empty] | Removed from Ground | Diesel | 4000 | Marked Unknown | 1991-04-09 | 1991-04-09 | Unknown
OCMULGEE NATIONAL MONUMENT | 1207 EMERY HWY | MACON | Bibb | 9011006 | 5620-001 | [5 empty] | Removed from Ground | Gas (Historical Use) | 550 | Bare Steel | 1982-01-01 | 1999-05-04 | Galvanized Steel
MINI FOOD #6 | 2545 NEW CLINTON RD | MACON | Bibb | 9011031 | 3 | Flapper Valve | 1998-08-26 | FALSE | 1998-08-26 | FALSE | Currently in Use | Diesel | 8000 | Composite | 1987-01-01 |  | Fiberglass Reinforced Plastic | Pressurized
SITE 301 | 301 MULBERRY SITE | MACON | Bibb | 9011040 | 2 | [5 empty] | Removed from Ground | Other | 1000 | Bare Steel | 1989-09-26 | 1989-09-26 | Unknown
RACEWAY FOOD MART | 736 EMERY HWY | MACON | Bibb | 9011093 | 4 |  | 1997-04-01 |  | 1997-04-01 |  | Removed from Ground | Diesel | 500 | Cathodically Protected Steel | 1964-01-01 | 1899-12-31 | Cathodically Protected | Suction (American)
RACEWAY FOOD MART | 736 EMERY HWY | MACON | Bibb | 9011093 | 5 |  |  | TRUE | 1997-04-01 | TRUE | Removed from Ground | Used Oil | 500 | Cathodically Protected Steel | 1964-01-01 | 2008-07-01 | Cathodically Protected | Suction (American)
Mountain Express #448 | 3224 VINEVILLE AVE | MACON | Bibb | 4110085 | 1 | [5 empty] | Permanently Out of Use - historical purposes | Empty | 4000 | Bare Steel | 1976-04-15 | 1899-12-31 | Galvanized Steel
CONOCO #10045 | 36 SPRING ST | MACON | Bibb | 4110086 | 3 | Flapper Valve | 1998-01-01 | FALSE | 1998-01-01 | FALSE | Currently in Use | Premium | 10000 | Epoxy | 1985-04-15 |  | Fiberglass Reinforced Plastic | Pressurized
SIGHTLERS EXXON | 2184 SHURLING DR | MACON | Bibb | 4110108 | 1 | [5 empty] | Removed from Ground | Gas (Historical Use) | 2000 | Bare Steel | 1969-03-19 | 1998-11-24 | Galvanized Steel
Riverside Food Mart | 2650 RIVERSIDE DR | MACON | Bibb | 4110109 | 3 | Ball Float | 1984-03-19 | FALSE | 1984-03-19 | FALSE | Temporarily out of use | Plus | 10000 | Fiberglass | 2012-02-08 |  | Fiberglass Reinforced Plastic | Pressurized
R&R TRUCKSTOP | 2025 EMERY HWY | MACON | Bibb | 9011001 | 1 | [5 empty] | Removed from Ground | Gas (Historical Use) | 6000 | Marked Unknown | 1991-04-09 | 1991-04-09 | Unknown
MACON PHYS FOR MACON/BLDG R | 310 HOSPITAL DR | MACON | Bibb | 9011020 | 1 | [5 empty] | Currently in Use | Diesel | 1000 | Bare Steel |  |  | Galvanized Steel
ACKERMANS WRECKER SVC | 315 MAIN ST | MACON | Bibb | 9011101 | 1 | [5 empty] | Permanently Out of Use - historical purposes | Empty | 0 | Marked Unknown |  | 1899-12-31 | Unknown
BI -LO | 893 RIVERSIDE DR | MACON | Bibb | 9000192 | 1 | [5 empty] | Removed from Ground | Gas (Historical Use) | 10000 | Cathodically Protected Steel | 1962-04-29 | 1989-04-04 | Galvanized Steel
SOCO | MARION AVE & GUY PAINE RD | MACON | Bibb | 4110176 | 1 | Flapper Valve | 1998-09-30 | FALSE | 1998-09-30 | FALSE | Temporarily out of use | Diesel | 10000 | Steel-Impressed Current | 1985-04-21 |  | Steel (Impressed Current) | Pressurized
SITE 301 | 301 MULBERRY SITE | MACON | Bibb | 9011040 | 1 | [5 empty] | Removed from Ground | Other | 1000 | Bare Steel | 1989-09-26 | 1989-09-26 | Unknown
BIBB COUNTY LAW ENFORCEMENT CENT | 668 OGLETHORPE ST | MACON | Bibb | 9011134 | 2 |  | 1998-09-28 |  | 1998-09-28 |  | Removed from Ground | Gas (Historical Use) | 10000 | Steel-Impressed Current | 1980-01-01 | 2005-12-01 | Cathodically Protected | Pressurized
THE SCHWARTS BLDG | 653 SECOND ST | MACON | Bibb | 9011168 | 1 | [5 empty] | Removed from Ground | Gas (Historical Use) | 2000 | Not Marked/Unknown | 1996-04-09 | 1996-04-09 | Not Marked
RIVERSIDE FORD/RENT-A-CAR | 2110 RIVERSIDE DR | MACON | Bibb | 9011183 | 3 | [5 empty] | Removed from Ground | Other | 2000 | Not Marked/Unknown | 1998-05-01 | 1998-05-01 | Not Marked
FORMER CURTIS MATHIS FACILITY | 600 BROADWAY DRIVE | MACON | Bibb | 9011202 | 1 | [5 empty] | Removed from Ground | Gas (Historical Use) | 2000 | Bare Steel | 1999-12-01 | 1999-12-01 | Bare Steel | Safe Suction (Euro)
FRONT OF MACON RESCUE MISSON LOT | 500 BROADWAY | MACON | Bibb | 9011207 | 2 | [5 empty] | Currently in Use | Empty | 500 | Bare Steel |  |  | Bare Steel | Safe Suction (Euro)
HS PETROLEUM INC | 4331 PIO NONO AVE | MACON | Bibb | 9011037 | 1 | Flapper Valve | 1990-01-01 | FALSE | 1990-01-01 | FALSE | Currently in Use | Regular | 12000 | Composite Double Walled | 1989-02-01 |  | Double-Walled Fiberglass | Pressurized
STRAIGHT EIGHT CORP/TERMINAL WAR | 454 TERMINAL AVE | MACON | Bibb | 9011224 | 1 | [5 empty] | Removed from Ground | Diesel | 1000 | Marked Unknown |  | 1899-12-31 | Secondary Containment
ATLANTA GAS LIGHT CO/MACON SVC C | 137 MULBERRY ST | MACON | Bibb | 9000535 | 3 |  | 1990-09-01 |  | 1990-09-01 |  | Removed from Ground | Diesel | 12000 | Fiberglass | 1990-09-01 | 1999-11-10 | Cathodically Protected | Pressurized
Tree City #100541 | 277 WALNUT ST | MACON | Bibb | 4110039 | 1 | [5 empty] | Removed from Ground | Gas (Historical Use) | 4010 | Bare Steel | 1968-02-01 | 1988-09-15 | Galvanized Steel
Tree City #100541 | 277 WALNUT ST | MACON | Bibb | 4110039 | 4 | [5 empty] | Removed from Ground | Gas (Historical Use) | 4010 | Bare Steel | 1968-02-01 | 1988-09-15 | Galvanized Steel
Tree City #100541 | 277 WALNUT ST | MACON | Bibb | 4110039 | 45 | Ball Float | 1988-02-01 | FALSE | 1988-02-01 | FALSE | Currently in Use | Diesel | 8000 | Steel-Impressed Current | 1988-01-01 |  | Fiberglass Reinforced Plastic | Pressurized
BI -LO | 893 RIVERSIDE DR | MACON | Bibb | 9000192 | 9B | Flapper Valve | 2022-03-01 | FALSE | 2022-03-01 | FALSE | Currently in Use | Premium | 4000 | Composite Double Walled | 2022-03-01 |  | Double-Walled Flex | Pressurized
PUBLIC SAF-T-OIL SERVICE | 301 WALNUT ST | MACON | Bibb | 4110187 | 3 |  | 1998-04-27 | FALSE | 1998-04-27 | FALSE | Temporarily out of use | Diesel | 4000 | Steel-Impressed Current | 1976-04-25
HAUGABOOK OIL CO | 909 GRAY HWY | MACON | Bibb | 4110190 | 3 | [5 empty] | Removed from Ground | Diesel | 275 | Bare Steel | 1948-12-31 | 1987-08-01 | Galvanized Steel
R F BOB STEPHENS INC | 1992 VINEVILLE AVE | MACON | Bibb | 4110174 | 3 | [5 empty] | Removed from Ground | Gas (Historical Use) | 2000 | Bare Steel | 1978-04-21 | 1899-12-31 | Galvanized Steel
DOWNTOWN CHEVRON SERVICE CENTER | 311 FIRST ST | MACON | Bibb | 4110107 | 3 | [5 empty] | Removed from Ground | Gas (Historical Use) | 3000 | Cathodically Protected Steel | 1967-03-20 | 1986-09-15 | Galvanized Steel
BRADLEY SERVICE STATION | 1195 THIRD ST | MACON | Bibb | 4110192 | 3 | [5 empty] | Closed in Ground | Gas (Historical Use) | 3000 | Bare Steel | 1947-12-31 | 1899-12-31 | Galvanized Steel
RADISSON HOTEL MACON | 108 1ST ST | MACON | Bibb | 9011105 | 2 | [5 empty] | Closed in Ground | Gas (Historical Use) | 8000 | Bare Steel | 1995-05-01 | 1995-05-01 | Galvanized Steel | Pressurized
FED GOVT/PERSONNEL MGMT OFFICE | 4685 LOG CABIN DR | MACON | Bibb | 9011059 | 1 | [5 empty] | Removed from Ground | Diesel | 15000 | Marked Unknown | 1993-01-08 | 1993-01-08 | Unknown
GEICO | 4295 EAST OCMULGEE BLVD | MACON | Bibb | 9011070 | 1 | [5 empty] | Removed from Ground | Gas (Historical Use) | 1000 | Not Marked/Unknown | 1993-09-02 | 1993-09-02 | Not Marked
CMC SUPPLY INC | 1200 5TH ST | MACON | Bibb | 9011092 | 1 | [5 empty] | Permanently Out of Use - historical purposes | Gas (Historical Use) | 1000 | Bare Steel |  | 1899-12-31 | Unknown | Suction (American)
RADISSON HOTEL MACON | 108 1ST ST | MACON | Bibb | 9011105 | 1 | [5 empty] | Closed in Ground | Gas (Historical Use) | 8000 | Bare Steel | 1995-05-12 | 1995-05-22 | Unknown | Pressurized
CASSIDYS GARAGE | 423 MULBERRY ST | MACON | Bibb | 9011110 | 2 |  | 1998-10-30 |  | 1998-10-30 |  | Removed from Ground | Gas (Historical Use) | 2980 | Steel-Impressed Current | 1974-01-01 | 2012-05-01 | Cathodically Protected | Safe Suction (Euro)
C & H BUS LINES INC | 448 PINE ST | MACON | Bibb | 9011144 | 4 | Ball Float | 1998-10-01 | FALSE | 1998-10-01 | FALSE | Currently in Use | Diesel | 10000 | Composite | 1998-10-01 |  | Fiberglass Reinforced Plastic | Pressurized
FORMER PEARMAN TRACTOR & EQUIPME | LOT 5 & 6 | MACON | Bibb | 9011002 | 1 | [5 empty] | Removed from Ground | Gas (Historical Use) | 8000 | Marked Unknown | 1991-08-08 | 1991-08-08 | Unknown
SITE 301 | 301 MULBERRY SITE | MACON | Bibb | 9011040 | 3 | [5 empty] | Removed from Ground | Other | 1000 | Bare Steel | 1989-09-26 | 1989-09-26 | Unknown
CASSIDYS GARAGE | 423 MULBERRY ST | MACON | Bibb | 9011110 | 3 | [5 empty] | Removed from Ground | Diesel | 6000 | Bare Steel | 1974-01-01 | 1999-12-01 | Galvanized Steel | Suction (American)
BALLARD BROTHERS ELECTRIC CO | 1396 MLK BLVD | MACON | Bibb | 9011115 | 1 | [5 empty] | Removed from Ground | Gas (Historical Use) | 3000 | Bare Steel | 1983-01-01 | 1999-12-20 | Galvanized Steel | Suction (American)
MACON-BIBB COUNTY TRANSIT AUTHOR | 815 RIVERSIDE DR | MACON | Bibb | 9011141 | 3 |  |  | TRUE |  | TRUE | Removed from Ground | Used Oil | 500 | Not Marked/Unknown | 2000-01-11 | 2000-01-11 | Not Marked
RACEWAY FOOD MART | 736 EMERY HWY | MACON | Bibb | 9011093 | 1 |  | 1997-04-01 |  | 1997-04-01 |  | Removed from Ground | Gas (Historical Use) | 6000 | Cathodically Protected Steel | 1964-01-01 | 2008-07-01 | Cathodically Protected | Pressurized
KING'S OIL #333 | 3705 IRWINTON RD | MACON | Bibb | 9011108 | 1 | Flapper Valve | 1996-04-10 | FALSE | 1996-04-10 | FALSE | Currently in Use | Premium | 5013 | Epoxy | 1992-08-20 |  | Fiberglass Reinforced Plastic | Pressurized
CASSIDYS GARAGE | 423 MULBERRY ST | MACON | Bibb | 9011110 | 4 | [5 empty] | Removed from Ground | Diesel | 8000 | Bare Steel | 1999-12-01 | 1999-12-01 | Galvanized Steel | Suction (American)
CASSIDYS GARAGE | 423 MULBERRY ST | MACON | Bibb | 9011110 | 5 | [5 empty] | Removed from Ground | Diesel | 1000 | Bare Steel | 1999-12-01 | 1999-12-01 | Galvanized Steel | Suction (American)
HANCOCK OIL CO | 4070 OCMULGEE BLVD | MACON | Bibb | 9011133 | PUL3 |  | 1998-12-01 |  | 1998-12-01 |  | Temporarily out of use | Gas (Historical Use) | 2000 | Steel-Impressed Current | 1975-01-01 |  | Cathodically Protected | Suction (American)
BIBB COUNTY LAW ENFORCEMENT CENT | 668 OGLETHORPE ST | MACON | Bibb | 9011134 | 3 | [5 empty] | Removed from Ground | Diesel | 550 | Bare Steel | 1976-01-01 | 1999-11-01 | Galvanized Steel | Suction (American)
SITE 4 | OGLETHORPE STREET | MACON | Bibb | 9011158 | 1 | [5 empty] | Permanently Out of Use - historical purposes | Gas (Historical Use) | 2000 | Marked Unknown |  | 1899-12-31 | Unknown
NORFOLK SOUTHERN BROSNAN YARD | 190 POPLAR STREET | MACON | Bibb | 9011174 | 1 | [5 empty] | Removed from Ground | Diesel | 500 | Bare Steel | 1996-04-18 | 1996-04-18 | Galvanized Steel | Safe Suction (Euro)
RIVERSIDE FORD/RENT-A-CAR | 2110 RIVERSIDE DR | MACON | Bibb | 9011183 | 2 | [5 empty] | Removed from Ground | Other | 3000 | Not Marked/Unknown | 1998-05-01 | 1998-05-01 | Not Marked
ALL-STATE BONDING CO | 665 OGLETHORPE ST | MACON | Bibb | 4110004 | 3 | [5 empty] | Closed in Ground | Gas (Historical Use) | 3000 | Bare Steel | 1970-02-28 | 1990-03-01 | Unknown
MINI FOOD #35 | 1980 GRAY HWY | MACON | Bibb | 4110045 | 4A | Ball Float | 2000-03-31 | FALSE | 2000-03-31 | FALSE | Currently in Use | Regular | 12000 | Composite | 2000-03-31 |  |  | Pressurized
HOUSTON AVENUE IMPROVEMENT PROJECT | 2683 HOUSTON AVENUE | MACON | Bibb | 10001737 | 5 |  |  | FALSE |  | FALSE | Removed from Ground | Gas (Historical Use) | 1000 | Unknown | 2009-05-12 | 2009-05-12 | Unknown
RIVERSIDE FORD/RENT-A-CAR | 2110 RIVERSIDE DR | MACON | Bibb | 9011183 | 1 | [5 empty] | Removed from Ground | Other | 5000 | Not Marked/Unknown | 1998-05-01 | 1998-05-01 | Not Marked
ATLANTA GAS LIGHT CO/MACON SVC C | 137 MULBERRY ST | MACON | Bibb | 9000535 | 1 | [5 empty] | Removed from Ground | Gas (Historical Use) | 12000 | Cathodically Protected Steel | 1974-05-10 | 1990-10-01 | Unknown
PEPSI-COLA BOTTLING CO OF MACON | 352 POPLAR ST | MACON | Bibb | 110394 | 1 | [5 empty] | Removed from Ground | Gas (Historical Use) | 500 | Bare Steel | 1946-06-06 | 1986-06-06 | Unknown
TRIANGLE FOOD & GAS | 2112 MILLERFIELD RD | MACON | Bibb | 110399 | 1 | Flapper Valve | 1999-12-02 | FALSE | 1999-12-02 | FALSE | Currently in Use | Premium | 8000 | Steel-Impressed Current | 1980-10-01 |  | Fiberglass Reinforced Plastic | Pressurized
FORMER SERVICE STATION | 489 COTTON AVENUE | MACON | Bibb | 10002090 | 3 |  |  | FALSE |  | FALSE | Removed from Ground |  | 3000 | Bare Steel | 2012-02-22 | 2012-02-22 | Bare Steel
WOC RETAIL LLC | 4900 OCMULGEE BLVD E | MACON | Bibb | 9011122 | 6 | Ball Float | 1999-02-01 | FALSE | 1999-02-01 | FALSE | Currently in Use | Diesel | 10000 | Composite | 1999-02-01 |  | Fiberglass Reinforced Plastic | Pressurized
MACON-BIBB COUNTY TRANSIT AUTHOR | 815 RIVERSIDE DR | MACON | Bibb | 9011141 | 2 | [5 empty] | Removed from Ground | Diesel | 10000 | Cathodically Protected Steel | 2000-01-11 | 2000-01-11 | Galvanized Steel | Suction (American)
WORLD TIRE INC (SITE 2) | INTERSECTION OF MLK BLVD & PLUM | MACON | Bibb | 9011157 | 2 | [5 empty] | Removed from Ground | Gas (Historical Use) | 560 | Marked Unknown | 1996-01-11 | 1996-01-11 | Unknown
Circle K 2706715 | 2580 RIVERSIDE DR | MACON | Bibb | 9000589 | 2 | [5 empty] | Removed from Ground | Gas (Historical Use) | 4000 | Bare Steel | 1960-05-11 | 1989-02-01 | Galvanized Steel
Circle K 2706715 | 2580 RIVERSIDE DR | MACON | Bibb | 9000589 | 8 | Flapper Valve | 1989-01-01 | FALSE | 1989-01-01 | FALSE | Currently in Use | Diesel | 4000 | Fiberglass | 1989-01-01 |  | Fiberglass Reinforced Plastic | Pressurized
GIBSON'S GARAGE | 3501 JEFFERSONVILLE RD | MACON | Bibb | 4110011 | 1 |  | 1997-08-28 | FALSE | 1997-08-28 | FALSE | Removed from Ground | Gas (Historical Use) | 6000 | Steel-Impressed Current | 1985-02-17 | 2018-07-05 |  | Pressurized
TATNALL SQUARE PROPERTIES | 1429 OGLETHORPE ST | MACON | Bibb | 4110031 | 2 | Flapper Valve | 1997-04-01 | FALSE | 1997-04-01 | FALSE | Currently in Use | Diesel | 275 | Epoxy | 1997-04-01 |  | Double-Walled Flex | Safe Suction (Euro)
RaceWay #6833 - Mercer | 5127 MERCER UNIVERSITY DR | MACON | Bibb | 10001120 | 2 | Ball Float | 2006-04-11 | FALSE | 2006-04-11 | FALSE | Currently in Use | Premium | 12000 | Composite Double Walled | 2006-04-11 |  | Double-Walled Fiberglass | Pressurized
RUSHMART MLK INC | 885 BROADWAY | MACON | Bibb | 10001111 | 1 |  | 2001-10-01 | FALSE | 2001-10-01 | FALSE | Currently in Use | Gas (Historical Use) | 10000 | Composite | 2001-10-01 |  | Double Walled | Pressurized
CASSIDYS GARAGE | 423 MULBERRY ST | MACON | Bibb | 9011110 | 1 |  | 1998-10-30 |  | 1998-10-30 |  | Removed from Ground | Gas (Historical Use) | 2980 | Steel-Impressed Current | 1974-01-01 | 2012-05-01 | Cathodically Protected | Safe Suction (Euro)
CASSIDYS GARAGE | 423 MULBERRY ST | MACON | Bibb | 9011110 | 7 | [5 empty] | Removed from Ground | Gas (Historical Use) | 1000 | Bare Steel | 1999-12-01 | 1999-12-01 | Galvanized Steel | Suction (American)
FLEET 24 | 2988 Broadway | MACON | Bibb | 9011121 | 3 | Flapper Valve | 1986-10-16 | FALSE | 1986-10-16 | FALSE | Currently in Use | E-10 | 8000 | Fiberglass | 1986-10-16 |  | Fiberglass Reinforced Plastic | Pressurized
C & H BUS LINES INC | 448 PINE ST | MACON | Bibb | 9011144 | 3 | [5 empty] | Removed from Ground | Gas (Historical Use) | 3000 | Not Marked/Unknown | 1976-01-01 | 1998-10-01 | Not Marked
WORLD TIRE INC (SITE 2) | INTERSECTION OF MLK BLVD & PLUM | MACON | Bibb | 9011157 | 1 | [5 empty] | Permanently Out of Use - historical purposes | Gas (Historical Use) | 2000 | Marked Unknown |  | 1899-12-31 | Unknown
OLD WESTERN UNION | 310 CHERRY STREET | MACON | Bibb | 9011179 | 1 | [5 empty] | Removed from Ground | Empty | 550 | Bare Steel |  | 1899-12-31 | Galvanized Steel
ATLANTA GAS LIGHT CO/MACON SVC C | 137 MULBERRY ST | MACON | Bibb | 9000535 | 2 | [5 empty] | Removed from Ground | Diesel | 6000 | Cathodically Protected Steel | 1974-05-10 | 1990-10-01 | Unknown
Tree City #100541 | 277 WALNUT ST | MACON | Bibb | 4110039 | 46 | Ball Float | 1988-02-01 | FALSE | 1988-02-01 | FALSE | Currently in Use | Premium | 8000 | Steel-Impressed Current | 1988-01-01 |  | Fiberglass Reinforced Plastic | Pressurized
MINI FOOD #35 | 1980 GRAY HWY | MACON | Bibb | 4110045 | 3B | [5 empty] | Removed from Ground | Gas (Historical Use) | 2980 | Bare Steel | 1978-01-31 | 1999-06-01 | Galvanized Steel | Pressurized
GREYHOUND BUS TERMINAL | 65 SPRING ST | MACON | Bibb | 4110182 | 1 | [5 empty] | Removed from Ground | Diesel | 10000 | Bare Steel | 1974-04-21 | 1992-03-27 | Unknown
PUBLIC SAF-T-OIL SERVICE | 301 WALNUT ST | MACON | Bibb | 4110187 | 2 | [5 empty] | Closed in Ground | Gas (Historical Use) | 11983 | Bare Steel | 1968-04-25 | 1991-05-01 | Galvanized Steel
HAUGABOOK OIL CO | 909 GRAY HWY | MACON | Bibb | 4110190 | 1 |  |  | TRUE |  | TRUE | Removed from Ground | Used Oil | 275 | Bare Steel | 1948-12-31 | 1987-08-01 | Galvanized Steel
BLOOMFIELD TIRE & AUTO | 2475 ROCKY CREEK RD | MACON | Bibb | 4110162 | 5 |  |  | TRUE |  | TRUE | Removed from Ground | Used Oil | 500 | Bare Steel | 1966-04-05 | 1992-01-01 | Unknown
BLOOMFIELD TIRE & AUTO | 2475 ROCKY CREEK RD | MACON | Bibb | 4110162 | 4 | [5 empty] | Removed from Ground | Gas (Historical Use) | 3000 | Bare Steel | 1966-04-05 | 1992-01-01 | Unknown
COCA-COLA ENTERPRISES | 440 OAK ST | MACON | Bibb | 4110084 | 6 | [5 empty] | Removed from Ground | Diesel | 12000 | Bare Steel | 1983-04-16 | 1989-01-01 | Galvanized Steel
Circle K 2706715 | 2580 RIVERSIDE DR | MACON | Bibb | 9000589 | 9 | Flapper Valve | 1989-01-01 | FALSE | 1989-01-01 | FALSE | Currently in Use | Premium | 4000 | Fiberglass | 1989-01-01 |  | Fiberglass Reinforced Plastic | Pressurized
Circle K 2706715 | 2580 RIVERSIDE DR | MACON | Bibb | 9000589 | 11 | Flapper Valve | 1989-01-01 | FALSE | 1989-01-01 | FALSE | Currently in Use | Regular | 10000 | Fiberglass | 1989-01-01 |  | Fiberglass Reinforced Plastic
Circle K 2706715 | 2580 RIVERSIDE DR | MACON | Bibb | 9000589 | 6 | [5 empty] | Removed from Ground | Diesel | 3000 | Bare Steel | 1974-05-08 | 1989-02-01 | Galvanized Steel
KWIK TRIP | 1924 FORSYTH ST | MACON | Bibb | 10000964 | 2 | Ball Float | 2005-09-01 | FALSE | 2005-09-01 | FALSE | Currently in Use | E-10 | 8000 | Composite | 2005-09-01 |  | Fiberglass Reinforced Plastic | Pressurized
BI -LO | 893 RIVERSIDE DR | MACON | Bibb | 9000192 | 9C | Flapper Valve | 2022-03-01 | FALSE | 2022-03-01 | FALSE | Currently in Use | Diesel | 4000 | Composite Double Walled | 2022-03-01 |  | Double-Walled Flex | Pressurized
BI -LO | 893 RIVERSIDE DR | MACON | Bibb | 9000192 | 7 |  | 1989-04-27 |  | 1989-04-27 |  | Removed from Ground | Gas (Historical Use) | 8000 | Fiberglass | 1989-04-27 | 2014-03-05 | Fiberglass Reinforced Plastic | Pressurized
BI -LO | 893 RIVERSIDE DR | MACON | Bibb | 9000192 | 4 | [5 empty] | Removed from Ground | Gas (Historical Use) | 3000 | Cathodically Protected Steel | 1962-04-29 | 1989-04-04 | Galvanized Steel
ANDERSON MCGRIFF | 398 EIGHTH ST | MACON | Bibb | 9000289 | 1 | [5 empty] | Removed from Ground | Diesel | 652 | Not Marked/Unknown |  | 1899-12-31 | Not Marked
PUBLIC SAF-T-OIL SERVICE | 301 WALNUT ST | MACON | Bibb | 4110187 | 1 |  | 1998-04-27 | FALSE | 1998-04-27 | FALSE | Temporarily out of use | Regular | 19625 | Steel-Impressed Current | 1968-04-25 |  | Fiberglass Reinforced Plastic
CASSIDYS GARAGE | 423 MULBERRY ST | MACON | Bibb | 9011110 | 9 | [5 empty] | Removed from Ground | Gas (Historical Use) | 2000 | Bare Steel | 1999-12-01 | 1999-12-01 | Galvanized Steel | Suction (American)
CASSIDYS GARAGE | 423 MULBERRY ST | MACON | Bibb | 9011110 | 6 | [5 empty] | Removed from Ground | Gas (Historical Use) | 550 | Bare Steel | 1999-12-01 | 1999-12-01 | Galvanized Steel | Suction (American)
CASSIDYS GARAGE | 423 MULBERRY ST | MACON | Bibb | 9011110 | 8 | [5 empty] | Removed from Ground | Gas (Historical Use) | 2000 | Bare Steel | 1999-12-01 | 1999-12-01 | Galvanized Steel | Suction (American)
HOUSTON AVENUE IMPROVEMENT PROJECT | 2683 HOUSTON AVENUE | MACON | Bibb | 10001737 | 4 |  |  | FALSE |  | FALSE | Removed from Ground | Gas (Historical Use) | 1000 | Unknown | 2009-05-12 | 2009-05-12 | Unknown
FORMER PEARMAN TRACTOR & EQUIPME | LOT 5 & 6 | MACON | Bibb | 9011002 | 2 | [5 empty] | Removed from Ground | Diesel | 1000 | Marked Unknown | 1991-08-08 | 1991-08-08 | Unknown
HS PETROLEUM INC | 4331 PIO NONO AVE | MACON | Bibb | 9011037 | 3 | Ball Float | 1990-01-01 | FALSE | 1990-01-01 | FALSE | Currently in Use | Premium | 12000 | Composite Double Walled | 1989-02-01 |  | Double-Walled Fiberglass | Pressurized
RACEWAY FOOD MART | 736 EMERY HWY | MACON | Bibb | 9011093 | 3 |  | 1997-04-01 |  | 1997-04-01 |  | Removed from Ground | Gas (Historical Use) | 6000 | Cathodically Protected Steel | 1964-01-01 | 2008-07-01 | Cathodically Protected | Pressurized
KING'S OIL #333 | 3705 IRWINTON RD | MACON | Bibb | 9011108 | 118 | [5 empty] | Removed from Ground | Gas (Historical Use) | 2000 | Bare Steel | 1992-07-16 | 1992-07-16 | Galvanized Steel | Safe Suction (Euro)
FED GOVT/PERSONNEL MGMT OFFICE | 4685 LOG CABIN DR | MACON | Bibb | 9011059 | 2 | Flapper Valve | 1993-01-08 | FALSE | 1993-01-08 | FALSE | Currently in Use | Diesel Off Road | 3000 | Composite | 1993-01-08 |  | Copper/Secondry Containment | Suction (American)
FLEET 24 | 2988 Broadway | MACON | Bibb | 9011121 | 4 | Flapper Valve | 1986-10-16 | FALSE | 1986-10-16 | FALSE | Currently in Use | Diesel | 10000 | Fiberglass | 1986-10-16 |  | Fiberglass Reinforced Plastic | Pressurized
BIBB COUNTY LAW ENFORCEMENT CENT | 668 OGLETHORPE ST | MACON | Bibb | 9011134 | 1 |  | 1998-09-28 |  | 1998-09-28 |  | Removed from Ground | Gas (Historical Use) | 10000 | Steel-Impressed Current | 1980-01-01 | 2005-12-01 | Cathodically Protected | Pressurized
BIBB COUNTY LAW ENFORCEMENT CENT | 668 OGLETHORPE ST | MACON | Bibb | 9011134 | 4 | Flapper Valve | 2000-02-08 | FALSE | 2000-02-08 | FALSE | Temporarily out of use | Diesel | 1000 | Composite Double Walled | 2000-02-08 |  |  | Suction (American)
FORMER CURTIS MATHIS FACILITY | 600 BROADWAY DRIVE | MACON | Bibb | 9011202 | 3 | [5 empty] | Removed from Ground | Diesel | 1000 | Bare Steel | 1999-12-01 | 1999-12-01 | Bare Steel | Safe Suction (Euro)
Tree City #100541 | 277 WALNUT ST | MACON | Bibb | 4110039 | 3 | [5 empty] | Removed from Ground | Gas (Historical Use) | 4010 | Bare Steel | 1968-02-01 | 1988-09-15 | Galvanized Steel
U-HAUL #77954 | 770 GRAY HWY | MACON | Bibb | 4110263 | 1 | [5 empty] | Removed from Ground | Gas (Historical Use) | 10000 | Bare Steel | 1978-05-02 | 1899-12-31 | Bare Steel
DIXIE #104 | 4380 MERCER UNIVERSITY BLVD | MACON | Bibb | 110404 | 2 |  | 1995-08-01 |  | 1995-08-01 |  | Removed from Ground | Gas (Historical Use) | 4000 | Steel-Impressed Current | 1971-05-17 | 2003-12-30 | Cathodically Protected | Safe Suction (Euro)
MANNINGS BAIT & TACKIE (EXXON) | 1187 RIVERSIDE DR | MACON | Bibb | 110435 | 2 | [5 empty] | Removed from Ground | Gas (Historical Use) | 6000 | Bare Steel | 1958-05-15 | 1991-08-01 | Galvanized Steel
Mountain Express #448 | 3224 VINEVILLE AVE | MACON | Bibb | 4110085 | 6 |  | 1998-01-01 |  | 1998-01-01 |  | Currently in Use | Gas (Historical Use) | 10000 | Double Walled | 1991-03-01 |  | Fiberglass Reinforced Plastic | Pressurized
Mountain Express #448 | 3224 VINEVILLE AVE | MACON | Bibb | 4110085 | 9 |  | 1998-01-01 |  | 1998-01-01 |  | Currently in Use | Diesel | 10000 | Double Walled | 1991-03-01 |  | Fiberglass Reinforced Plastic | Pressurized
Mountain Express #448 | 3224 VINEVILLE AVE | MACON | Bibb | 4110085 | 8 |  | 1998-01-01 |  | 1998-01-01 |  | Currently in Use | Gas (Historical Use) | 10000 | Double Walled | 1991-03-01 |  | Fiberglass Reinforced Plastic | Pressurized
DOWNTOWN CHEVRON SERVICE CENTER | 311 FIRST ST | MACON | Bibb | 4110107 | 5 |  |  | TRUE |  | TRUE | Removed from Ground | Used Oil | 550 | Cathodically Protected Steel | 1967-03-20 | 1986-09-15 | Galvanized Steel
DOWNTOWN CHEVRON SERVICE CENTER | 311 FIRST ST | MACON | Bibb | 4110107 | 4 | [5 empty] | Removed from Ground | Gas (Historical Use) | 3000 | Cathodically Protected Steel | 1967-03-20 | 1986-09-15 | Galvanized Steel
DOWNTOWN CHEVRON SERVICE CENTER | 311 FIRST ST | MACON | Bibb | 4110107 | 7 |  | 1986-11-01 |  | 1986-11-01 |  | Removed from Ground | Gas (Historical Use) | 8000 | Cathodically Protected Steel | 1986-11-01 | 2000-01-07 | Fiberglass Reinforced Plastic | Pressurized
Riverside Food Mart | 2650 RIVERSIDE DR | MACON | Bibb | 4110109 | 2 | Ball Float | 1984-03-19 | FALSE | 1984-03-19 | FALSE | Temporarily out of use | E-10 | 10000 | Fiberglass | 2012-02-08 |  | Fiberglass Reinforced Plastic | Pressurized
RICHARDSON TRUCK LINES | 709 10TH ST | MACON | Bibb | 4110242 | 3 | [5 empty] | Permanently Out of Use - historical purposes | Diesel | 12000 | Not Marked/Unknown |  | 1899-12-31 | Not Marked
WOC RETAIL LLC | 4900 OCMULGEE BLVD E | MACON | Bibb | 9011122 | 3 | Flapper Valve | 1991-12-31 | FALSE | 1991-12-31 | FALSE | Currently in Use | E-10 | 8000 | Galvanic (STIP-3) | 1985-08-08 |  | Fiberglass Reinforced Plastic | Pressurized
FLEET 24 | 2988 Broadway | MACON | Bibb | 9011121 | 2 | Flapper Valve | 1986-10-16 | FALSE | 1986-10-16 | FALSE | Currently in Use | Diesel | 8000 | Fiberglass | 1986-10-16 |  | Fiberglass Reinforced Plastic | Pressurized
WORLD TIRE INC (SITE 2) | INTERSECTION OF MLK BLVD & PLUM | MACON | Bibb | 9011157 | 5 | [5 empty] | Removed from Ground | Gas (Historical Use) | 300 | Bare Steel | 1996-01-10 | 1996-01-10 | Bare Steel | Safe Suction (Euro)
Circle K 2706715 | 2580 RIVERSIDE DR | MACON | Bibb | 9000589 | 5 |  | 1989-01-01 |  | 1989-01-01 |  | Removed from Ground | Gas (Historical Use) | 4000 | Bare Steel | 1960-05-11 | 1989-02-01 | Galvanized Steel | Pressurized
GIBSON'S GARAGE | 3501 JEFFERSONVILLE RD | MACON | Bibb | 4110011 | 3 |  | 1997-08-28 | FALSE | 1997-08-28 | FALSE | Removed from Ground | Gas (Historical Use) | 6000 | Steel-Impressed Current | 1978-02-17 | 2018-07-05 |  | Pressurized
FOUNTAIN CAR WASH | 1820 HARDEMAN AVE | MACON | Bibb | 4110016 | 2 |  | 1998-02-12 |  | 1998-02-12 |  | Removed from Ground | Gas (Historical Use) | 8000 | Steel-Impressed Current | 1972-02-25 | 2012-08-07 | Fiberglass Reinforced Plastic | Pressurized
KWIK TRIP | 1924 FORSYTH ST | MACON | Bibb | 10000964 | 1 | Ball Float | 2005-09-01 | FALSE | 2005-09-01 | FALSE | Currently in Use | E-10 | 12000 | Composite | 2005-09-01 |  | Fiberglass Reinforced Plastic | Pressurized
H&L FOOD MART | 3350 JEFFERSONVILLE RD | MACON | Bibb | 110405 | 3 |  | 1996-08-08 | FALSE | 1996-08-08 | FALSE | Temporarily out of use | Gas (Historical Use) | 4000 | Steel-Impressed Current | 1974-05-16 |  | Cathodically Protected | Safe Suction (Euro)
HORNET #3 | 2579 EMERY HWY | MACON | Bibb | 110428 | 4 | Flapper Valve | 1998-06-01 | FALSE | 1998-06-01 | FALSE | Currently in Use | Regular | 6000 | Steel-Impressed Current | 1972-05-11 |  | Fiberglass Reinforced Plastic | Pressurized
HORNET #3 | 2579 EMERY HWY | MACON | Bibb | 110428 | 1 |  | 1998-06-01 | FALSE | 1998-06-01 | FALSE | Temporarily out of use | Gas (Historical Use) | 4000 | Steel-Impressed Current | 1980-05-09 |  |  | Suction (American)
HOUSTON AVENUE IMPROVEMENT PROJECT | 2683 HOUSTON AVENUE | MACON | Bibb | 10001737 | 1 |  |  | FALSE |  | FALSE | Removed from Ground | Gas (Historical Use) | 550 | Unknown | 2009-04-27 | 2009-04-27 | Unknown
FORMER BASS TOOL | 1034 SECOND STREET | MACON | Bibb | 10002196 | 1 |  |  | FALSE |  | FALSE | Removed from Ground | Empty | 2000 | Bare Steel | 2013-02-18 | 2013-02-18 | Bare Steel
H&L FOOD MART | 3350 JEFFERSONVILLE RD | MACON | Bibb | 110405 | 4 |  | 1996-08-08 |  | 1996-08-08 |  | Temporarily out of use | Gas (Historical Use) | 4000 | Steel-Impressed Current | 1974-05-16 |  | Cathodically Protected | Safe Suction (Euro)
H&L FOOD MART | 3350 JEFFERSONVILLE RD | MACON | Bibb | 110405 | 1 |  | 1996-08-08 | FALSE | 1996-08-08 | FALSE | Temporarily out of use | Gas (Historical Use) | 4000 | Steel-Impressed Current | 1974-05-16 |  | Cathodically Protected | Safe Suction (Euro)
HORNET #3 | 2579 EMERY HWY | MACON | Bibb | 110428 | 2 | Flapper Valve | 1998-06-01 | FALSE | 1998-06-01 | FALSE | Currently in Use | Premium | 6000 | Steel-Impressed Current | 1982-05-09 |  | Fiberglass Reinforced Plastic | Pressurized
RIVERSIDE CEMETERY PUMP STATION | RIVERSIDE DRIVE @ SERVICE ROAD | MACON | Bibb | 10001808 | 1 |  |  | FALSE |  | FALSE | Removed from Ground | Diesel | 1000 | Bare Steel | 2009-11-24 | 2009-11-24 | Bare Steel
HANCOCK OIL CO | 4070 OCMULGEE BLVD | MACON | Bibb | 9011133 | RU1 |  | 1998-12-01 |  | 1998-12-01 |  | Temporarily out of use | Gas (Historical Use) | 10000 | Steel-Impressed Current | 1975-01-01 |  | Cathodically Protected | Suction (American)
C & H BUS LINES INC | 448 PINE ST | MACON | Bibb | 9011144 | 2 | [5 empty] | Removed from Ground | Gas (Historical Use) | 4000 | Not Marked/Unknown | 1976-01-01 | 1998-10-01 | Not Marked
Circle K 2706715 | 2580 RIVERSIDE DR | MACON | Bibb | 9000589 | 1 | [5 empty] | Removed from Ground | Gas (Historical Use) | 10000 | Bare Steel | 1974-05-08 | 1989-02-01 | Galvanized Steel
Circle K 2706715 | 2580 RIVERSIDE DR | MACON | Bibb | 9000589 | 4 | [5 empty] | Removed from Ground | Gas (Historical Use) | 4000 | Bare Steel | 1960-05-11 | 1989-02-01 | Galvanized Steel
Circle K 2706715 | 2580 RIVERSIDE DR | MACON | Bibb | 9000589 | 7 | Flapper Valve | 1989-01-01 | FALSE | 1989-01-01 | FALSE | Currently in Use | Diesel | 4000 | Fiberglass | 1989-01-01 |  | Fiberglass Reinforced Plastic | Pressurized
FOUNTAIN CAR WASH | 1820 HARDEMAN AVE | MACON | Bibb | 4110016 | 1 |  | 1998-02-12 |  | 1998-02-12 |  | Removed from Ground | Gas (Historical Use) | 10000 | Steel-Impressed Current | 1972-02-25 | 2012-08-07 | Fiberglass Reinforced Plastic | Pressurized
MINI FOOD #35 | 1980 GRAY HWY | MACON | Bibb | 4110045 | 1 | [5 empty] | Removed from Ground | Gas (Historical Use) | 8272 | Bare Steel | 1978-01-31 | 1999-06-01 | Galvanized Steel | Pressurized
HORNET #3 | 2579 EMERY HWY | MACON | Bibb | 110428 | 3 | [5 empty] | Removed from Ground | Gas (Historical Use) | 6000 | Bare Steel | 1982-05-09 | 1998-05-01 | Galvanized Steel | Suction (American)
SOCO | MARION AVE & GUY PAINE RD | MACON | Bibb | 4110176 | 2 | Flapper Valve | 1998-09-30 | FALSE | 1998-09-30 | FALSE | Currently in Use | Diesel | 4000 | Steel-Impressed Current | 1985-04-21 |  | Steel (Impressed Current) | Pressurized
FIVE POINT FOOD MART | 1610 BROADWAY | MACON | Bibb | 4110188 | 2 | Flapper Valve | 1998-04-27 | FALSE | 1998-04-27 | FALSE | Currently in Use | Premium | 9400 | Fiberglass | 1969-04-25 |  | Steel (Impressed Current) | Pressurized
MERCER UNIVERSITY | 1605 MONTPELIER AVE | MACON | Bibb | 4110065 | 5 |  |  | TRUE |  | TRUE | Removed from Ground | Used Oil | 500 | Bare Steel | 1961-03-12 | 2000-09-29 | Galvanized Steel
FORMER PEARMAN TRACTOR & EQUIPME | LOT 5 & 6 | MACON | Bibb | 9011002 | 3 |  |  | TRUE |  | TRUE | Removed from Ground | Used Oil | 1000 | Marked Unknown | 1991-08-08 | 1991-08-08 | Unknown
HS PETROLEUM INC | 4331 PIO NONO AVE | MACON | Bibb | 9011037 | 2 | Ball Float | 1990-01-01 | FALSE | 1990-01-01 | FALSE | Currently in Use | Diesel | 12000 | Composite Double Walled | 1989-02-01 |  | Double-Walled Fiberglass | Pressurized
BI -LO | 893 RIVERSIDE DR | MACON | Bibb | 9000192 | 2 | [5 empty] | Removed from Ground | Gas (Historical Use) | 10000 | Cathodically Protected Steel | 1962-04-29 | 1989-04-04 | Galvanized Steel
BI -LO | 893 RIVERSIDE DR | MACON | Bibb | 9000192 | 8 |  | 1989-04-27 |  | 1989-04-27 |  | Removed from Ground | Gas (Historical Use) | 8000 | Fiberglass | 1989-04-27 | 2014-03-05 | Fiberglass Reinforced Plastic | Pressurized
FIVE POINT FOOD MART | 1610 BROADWAY | MACON | Bibb | 4110188 | 1 | Flapper Valve | 1998-04-27 | FALSE | 1998-04-27 | FALSE | Currently in Use | E-10 | 9400 | Fiberglass | 1969-04-25 |  | Steel (Impressed Current) | Pressurized
THE BIBB CO TRUCK SHOP | 237 COLISEUM DR | MACON | Bibb | 4110291 | 2 | [5 empty] | Removed from Ground | Diesel | 20000 | Bare Steel | 1972-05-05 | 1988-12-19 | Bare Steel
MATHIS-AKINS CNCRTE BLK CO INC | 130 LOWER ELM ST | MACON | Bibb | 4110300 | 7 | [5 empty] | Removed from Ground | Diesel | 2000 | Bare Steel | 1980-01-01 | 1980-01-01 | Not Marked
MATHIS-AKINS CNCRTE BLK CO INC | 130 LOWER ELM ST | MACON | Bibb | 4110300 | 1 | [5 empty] | Removed from Ground | Gas (Historical Use) | 5000 | Bare Steel | 1985-01-01 | 1985-01-01 | Galvanized Steel
MATHIS-AKINS CNCRTE BLK CO INC | 130 LOWER ELM ST | MACON | Bibb | 4110300 | 4 | [5 empty] | Removed from Ground | Gas (Historical Use) | 5000 | Bare Steel | 1985-01-01 | 1985-01-01 | Galvanized Steel
IND WELDING & TOOL SUPPLIES | 1885 BROADWAY | MACON | Bibb | 4110359 | 3 | [5 empty] | Removed from Ground | Diesel | 5000 | Bare Steel | 1974-05-06 | 1991-01-01 | Galvanized Steel
UNIJAX INC | 7515 NORTHEAST IND BLVD | MACON | Bibb | 4110364 | 1 | [5 empty] | Removed from Ground | Diesel | 12000 | Bare Steel | 1979-04-16 | 1991-01-25 | Galvanized Steel
WOC RETAIL LLC | 4900 OCMULGEE BLVD E | MACON | Bibb | 9011122 | 4 | Flapper Valve | 1993-12-31 | FALSE | 1993-12-31 | FALSE | Currently in Use | E-10 | 8000 | Galvanic (STIP-3) | 1985-08-08 |  | Fiberglass Reinforced Plastic | Pressurized
WOC RETAIL LLC | 4900 OCMULGEE BLVD E | MACON | Bibb | 9011122 | 7 | Flapper Valve | 2000-05-01 | FALSE | 2000-05-01 | FALSE | Currently in Use | Kerosene | 2000 | Composite | 2000-05-01 |  | Double-Walled Fiberglass | Safe Suction (Euro)
WOC RETAIL LLC | 4900 OCMULGEE BLVD E | MACON | Bibb | 9011122 | 1 | Flapper Valve | 1993-12-31 | FALSE | 1993-12-31 | FALSE | Currently in Use | Diesel | 8000 | Fiberglass | 1985-08-08 |  | Fiberglass Reinforced Plastic | Pressurized
HANCOCK OIL CO | 4070 OCMULGEE BLVD | MACON | Bibb | 9011133 | PUL2 |  | 1998-12-01 |  | 1998-12-01 |  | Temporarily out of use | Gas (Historical Use) | 4000 | Steel-Impressed Current | 1975-01-01 |  | Cathodically Protected | Suction (American)
C & H BUS LINES INC | 448 PINE ST | MACON | Bibb | 9011144 | 1 | [5 empty] | Removed from Ground | Diesel | 8000 | Not Marked/Unknown | 1976-01-01 | 1998-10-01 | Not Marked
OLD ICE CREAM BUILDING (SITE 1) | 5 TH AND PLUM ST | MACON | Bibb | 9011156 | 551 | [5 empty] | Removed from Ground | Diesel | 2000 | Marked Unknown | 1996-01-10 | 1996-01-10 | Unknown
R&R TRUCKSTOP | 2025 EMERY HWY | MACON | Bibb | 9011001 | 2 | [5 empty] | Removed from Ground | Gas (Historical Use) | 6000 | Marked Unknown | 1991-04-09 | 1991-04-09 | Unknown
MINI FOOD #6 | 2545 NEW CLINTON RD | MACON | Bibb | 9011031 | 1 | Flapper Valve | 1998-08-26 | FALSE | 1998-08-26 | FALSE | Currently in Use | Premium | 8000 | Composite | 1987-01-01 |  | Fiberglass Reinforced Plastic | Pressurized
FLEET 24 | 2988 Broadway | MACON | Bibb | 9011121 | 1 | Flapper Valve | 1986-10-16 | FALSE | 1986-10-16 | FALSE | Currently in Use | E-10 | 6000 | Fiberglass | 1986-10-16 |  | Fiberglass Reinforced Plastic | Pressurized
LOCKSMITH ASSOCIATES | 551 PLUM STREET | MACON | Bibb | 9011209 | 1 | [5 empty] | Closed in Ground | Diesel | 500 | Bare Steel | 2000-05-01 | 2000-05-01 | Not Marked
NORFOLK SOUTHERN WAREHOUSE | 980 5TH STREET | MACON | Bibb | 9011210 | 1 | [5 empty] | Removed from Ground | Diesel | 2000 | Bare Steel | 1970-01-01 | 1899-12-31 | Bare Steel | Safe Suction (Euro)
ALL-STATE BONDING CO | 665 OGLETHORPE ST | MACON | Bibb | 4110004 | 1 | [5 empty] | Closed in Ground | Gas (Historical Use) | 3000 | Bare Steel | 1970-02-28 | 1990-03-01 | Unknown
FOUNTAIN CAR WASH | 1820 HARDEMAN AVE | MACON | Bibb | 4110016 | 3 |  | 1998-02-12 |  | 1998-02-12 |  | Removed from Ground | Gas (Historical Use) | 6000 | Steel-Impressed Current | 1972-02-25 | 2012-08-07 | Fiberglass Reinforced Plastic | Pressurized
PUBLIC SAF-T-OIL SERVICE | 301 WALNUT ST | MACON | Bibb | 4110187 | 4 |  | 1998-04-27 | FALSE | 1998-04-27 | FALSE | Temporarily out of use | Gas (Historical Use) | 8000 | Steel-Impressed Current | 1991-05-01 |  | Fiberglass Reinforced Plastic | Safe Suction (Euro)
PUBLIC SAF-T-OIL SERVICE | 301 WALNUT ST | MACON | Bibb | 4110187 | 5 |  | 1998-04-27 | FALSE | 1998-04-27 | FALSE | Temporarily out of use | Gas (Historical Use) | 6000 | Steel-Impressed Current | 1998-09-30 |  | Fiberglass Reinforced Plastic | Safe Suction (Euro)
DOWNTOWN CHEVRON SERVICE CENTER | 311 FIRST ST | MACON | Bibb | 4110107 | 2 | [5 empty] | Removed from Ground | Gas (Historical Use) | 3000 | Cathodically Protected Steel | 1967-03-20 | 1986-09-15 | Galvanized Steel
BP/BUCK'S SVC STA | 91 SPRING ST | MACON | Bibb | 4110275 | 2 | [5 empty] | Removed from Ground | Gas (Historical Use) | 8000 | Bare Steel | 1970-03-27 | 1993-09-17 | Bare Steel | Suction (American)
QUALITY FOOD MART | 1208 JEFFERSONVILLE RD | MACON | Bibb | 4110280 | 3 |  | 1999-12-14 | FALSE | 1999-12-14 | FALSE | Temporarily out of use | Gas (Historical Use) | 6000 | Steel-Impressed Current | 1984-03-13 |  | Steel (Impressed Current) | Pressurized
COLLEGE ST 66 SERVICE | 1193 FORSYTH ST | MACON | Bibb | 4110310 | 3 |  | 1997-07-25 |  | 1997-07-25 |  | Removed from Ground | Gas (Historical Use) | 2000 | Steel-Impressed Current | 1966-05-03 | 2007-04-18 | Cathodically Protected | Suction (American)
EMERY HWY SPUR | 727 EMERY HWY | MACON | Bibb | 4110313 | 2 | [5 empty] | Removed from Ground | Gas (Historical Use) | 10000 | Bare Steel | 1966-05-03 | 1988-01-01 | Galvanized Steel
BST/MACON GARAGE/R2117 | 3641 FAIRMONT AVE | MACON | Bibb | 4110391 | 5 |  |  | TRUE |  | TRUE | Removed from Ground | Used Oil | 550 | Cathodically Protected Steel | 1965-01-01 | 1986-03-01 | Galvanized Steel | Gravity Fed
RACEWAY FOOD MART | 736 EMERY HWY | MACON | Bibb | 9011093 | 2 |  | 1997-04-01 |  | 1997-04-01 |  | Removed from Ground | Gas (Historical Use) | 6000 | Cathodically Protected Steel | 1964-01-01 | 2008-07-01 | Cathodically Protected | Pressurized
POPULAR ST LANE LOT 38 | 599 MLK BLVD | MACON | Bibb | 9011206 | 1 | [5 empty] | Permanently Out of Use - historical purposes | Empty | 500 | Bare Steel |  | 1899-12-31 | Bare Steel | Safe Suction (Euro)
BB&T | 201 SECOND STREET | MACON | Bibb | 9011214 | 1 | Overfill Alarm | 2000-11-29 | FALSE | 2000-11-29 | FALSE | Currently in Use | Diesel | 4000 | Fiberglass Double Walled | 2000-11-29 |  | Fiberglass Reinforced Plastic | Safe Suction (Euro)
MERCER UNIVERSITY | 1605 MONTPELIER AVE | MACON | Bibb | 4110065 | 4 | [5 empty] | Removed from Ground | Gas (Historical Use) | 2000 | Bare Steel | 1961-03-12 | 2000-09-29 | Galvanized Steel
AMERICAN FREIGHT/ARA-SMITH TRANS | 2750 ROFF AVE | MACON | Bibb | 4110074 | 2 | [5 empty] | Removed from Ground | Diesel | 10000 | Bare Steel | 1973-01-01 | 1993-11-10 | Unknown
SIGHTLERS EXXON | 2184 SHURLING DR | MACON | Bibb | 4110108 | 4 | [5 empty] | Removed from Ground | Gas (Historical Use) | 6000 | Bare Steel | 1969-03-19 | 1998-11-24 | Galvanized Steel
SIGHTLERS EXXON | 2184 SHURLING DR | MACON | Bibb | 4110108 | 5 |  |  | TRUE |  | TRUE | Removed from Ground | Used Oil | 550 | Bare Steel | 1969-03-19 | 2000-08-16 | Galvanized Steel
SONNY'S SVC STA/AMOCO | 1047 BROADWAY | MACON | Bibb | 4110198 | 3 | [5 empty] | Removed from Ground | Gas (Historical Use) | 6609 | Bare Steel | 1948-04-23 | 1991-03-14 | Galvanized Steel
SPRING EXPRESS | 15 SPRING ST | MACON | Bibb | 4110210 | 4 |  | 1997-11-01 |  | 1997-11-01 |  | Currently in Use | Gas (Historical Use) | 6000 | Steel-Impressed Current | 1969-04-22 |  | Fiberglass Reinforced Plastic | Pressurized
SPRING EXPRESS | 15 SPRING ST | MACON | Bibb | 4110210 | 7 | [5 empty] | Removed from Ground | Gas (Historical Use) | 1000 | Bare Steel | 1969-04-22 | 1996-11-18 | Galvanized Steel | Pressurized
SPRING EXPRESS | 15 SPRING ST | MACON | Bibb | 4110210 | 5 |  | 1997-11-01 |  | 1997-11-01 |  | Currently in Use | Gas (Historical Use) | 6000 | Steel-Impressed Current | 1975-04-23 |  | Fiberglass Reinforced Plastic | Pressurized
BP/BUCK'S SVC STA | 91 SPRING ST | MACON | Bibb | 4110275 | 7 |  |  | TRUE |  | TRUE | Removed from Ground | Used Oil | 550 | Bare Steel | 1993-09-17 | 1993-09-17 | Bare Steel | Gravity Fed
BP/BUCK'S SVC STA | 91 SPRING ST | MACON | Bibb | 4110275 | 5 | [5 empty] | Removed from Ground | Gas (Historical Use) | 3000 | Bare Steel | 1970-03-27 | 1993-09-17 | Bare Steel | Suction (American)
BP/BUCK'S SVC STA | 91 SPRING ST | MACON | Bibb | 4110275 | 4 | [5 empty] | Removed from Ground | Diesel | 6000 | Bare Steel | 1970-03-27 | 1993-09-17 | Bare Steel | Suction (American)
THE BIBB CO TRUCK SHOP | 237 COLISEUM DR | MACON | Bibb | 4110291 | 3 |  | 1989-03-22 |  | 1989-03-22 |  | Permanently Out of Use - historical purposes | Diesel | 20000 | Cathodically Protected Steel | 1989-03-22 | 1899-12-31 | Fiberglass Reinforced Plastic | Safe Suction (Euro)
BI -LO | 893 RIVERSIDE DR | MACON | Bibb | 9000192 | 5 |  |  | TRUE |  | TRUE | Removed from Ground | Used Oil | 550 | Cathodically Protected Steel | 1962-04-29 | 1989-04-04 | Galvanized Steel
BI -LO | 893 RIVERSIDE DR | MACON | Bibb | 9000192 | 9A | Flapper Valve | 2022-03-01 | FALSE | 2022-03-01 | FALSE | Currently in Use | Regular | 12000 | Composite Double Walled | 2022-03-01 |  | Double-Walled Flex | Pressurized
HUCKABEE AUTO CO | 696 THIRD ST | MACON | Bibb | 4110070 | 2 | [5 empty] | Removed from Ground | Other | 300 | Bare Steel | 1947-12-31 | 1995-11-22 | Bare Steel
MINI FOOD #6 | 2545 NEW CLINTON RD | MACON | Bibb | 9011031 | 2 | Flapper Valve | 1998-08-26 | FALSE | 1998-08-26 | FALSE | Currently in Use | Regular | 8000 | Composite | 1987-01-01 |  | Fiberglass Reinforced Plastic | Pressurized
MIDSTATE POOL | HWY 247 | MACON | Bibb | 110393 | 2 |  | 1997-10-07 |  | 1997-10-07 |  | Removed from Ground | Diesel | 2000 | Steel-Impressed Current | 1987-01-01 | 2006-04-28 | Cathodically Protected | Suction (American)
SPRING EXPRESS | 15 SPRING ST | MACON | Bibb | 4110210 | 1 |  | 1997-11-01 |  | 1997-11-01 |  | Currently in Use | Gas (Historical Use) | 6000 | Steel-Impressed Current | 1969-04-22 |  | Fiberglass Reinforced Plastic | Pressurized
EASTSIDE LUMBER CO INC | 1855 JEFFERSONVILLE RD | MACON | Bibb | 4110229 | 1 | [5 empty] | Permanently Out of Use - historical purposes | Gas (Historical Use) | 3000 | Bare Steel | 1977-04-17 | 1899-12-31 | Galvanized Steel
BP/BUCK'S SVC STA | 91 SPRING ST | MACON | Bibb | 4110275 | 1 | [5 empty] | Removed from Ground | Gas (Historical Use) | 10000 | Bare Steel | 1970-03-27 | 1993-09-17 | Bare Steel | Suction (American)
HARTLEY BRIDGE PHILLIPS 66 | 4417 HARTLEY BRIDGE RD @ I 75 | MACON | Bibb | 4110311 | 6 |  |  | TRUE |  | TRUE | Removed from Ground | Used Oil | 560 | Bare Steel | 1966-05-03 | 1899-12-31 | Galvanized Steel
MERCER 66 | 1648 MONTPELIER AVE | MACON | Bibb | 4110357 | 3 |  | 1998-01-01 |  | 1998-01-01 |  | Removed from Ground | Gas (Historical Use) | 8000 | Steel-Impressed Current | 1984-05-01 | 2004-10-25 | Cathodically Protected | Pressurized
TATNALL SQUARE PROPERTIES | 1429 OGLETHORPE ST | MACON | Bibb | 4110031 | 1 | [5 empty] | Removed from Ground | Diesel | 270 | Bare Steel | 1984-02-26 | 1997-03-31 | Copper | Suction (American)
52 MARKET | 1623 HARDEMAN AVE | MACON | Bibb | 4110042 | 2 | [5 empty] | Removed from Ground | Gas (Historical Use) | 8116 | Bare Steel | 1978-01-31 | 1999-07-01 | Galvanized Steel | Suction (American)
52 MARKET | 1623 HARDEMAN AVE | MACON | Bibb | 4110042 | 3 | [5 empty] | Removed from Ground | Gas (Historical Use) | 8116 | Bare Steel | 1978-01-31 | 1999-07-01 | Galvanized Steel | Suction (American)
MINI FOOD #35 | 1980 GRAY HWY | MACON | Bibb | 4110045 | 4B | Ball Float |  | FALSE |  | FALSE | Currently in Use | Premium | 8000 | Composite | 2000-03-31
FIVE POINT FOOD MART | 1610 BROADWAY | MACON | Bibb | 4110188 | 4 | Flapper Valve | 1998-04-27 | FALSE | 1998-04-27 | FALSE | Currently in Use | Diesel | 6000 | Fiberglass | 1991-05-01 |  | Steel (Impressed Current) | Pressurized
COCA-COLA ENTERPRISES | 440 OAK ST | MACON | Bibb | 4110084 | 3 | [5 empty] | Closed in Ground | Gas (Historical Use) | 8000 | Bare Steel | 1969-04-15 | 1899-12-31 | Galvanized Steel
DOWNTOWN CHEVRON SERVICE CENTER | 311 FIRST ST | MACON | Bibb | 4110107 | 8 |  | 1986-11-01 |  | 1986-11-01 |  | Removed from Ground | Gas (Historical Use) | 8000 | Cathodically Protected Steel | 1986-11-01 | 2000-01-07 | Fiberglass Reinforced Plastic | Pressurized
HOMECRAFTERS WHSE INC | 1641 EISENHOWER PKWY | MACON | Bibb | 4110166 | 1 | [5 empty] | Closed in Ground | Gas (Historical Use) | 0 | Bare Steel | 1988-12-14 | 1988-12-14 | Unknown
MERCER UNIVERSITY | 1605 MONTPELIER AVE | MACON | Bibb | 4110065 | 1 | [5 empty] | Removed from Ground | Gas (Historical Use) | 8000 | Bare Steel | 1974-03-12 | 2000-09-29 | Galvanized Steel
HUCKABEE AUTO CO | 696 THIRD ST | MACON | Bibb | 4110070 | 3 |  |  | TRUE |  | TRUE | Removed from Ground | Used Oil | 250 | Bare Steel | 1947-12-31 | 1995-11-22 | Bare Steel
TRADING POST MOVING | 103 CHERRY ST | MACON | Bibb | 4110244 | 1 | [5 empty] | Removed from Ground | Diesel | 2000 | Bare Steel | 1965-04-17 | 1988-12-13 | Galvanized Steel
QUALITY FOOD MART | 1208 JEFFERSONVILLE RD | MACON | Bibb | 4110280 | 1 |  | 1999-12-14 | FALSE | 1999-12-14 | FALSE | Temporarily out of use | Diesel | 6000 | Steel-Impressed Current | 1984-03-13 |  | Steel (Impressed Current) | Pressurized
AT&T | 1030 GEORGIA AVE | MACON | Bibb | 4110292 | 3 | [5 empty] | Removed from Ground | Diesel | 30000 | Cathodically Protected Steel | 1973-05-06 | 1990-12-01 | Cathodically Protected
HARTLEY BRIDGE PHILLIPS 66 | 4417 HARTLEY BRIDGE RD @ I 75 | MACON | Bibb | 4110311 | 3 |  | 1998-12-03 |  | 1998-12-03 |  | Removed from Ground | Diesel | 10000 | Steel-Impressed Current | 1966-05-03 | 2003-04-15 | Cathodically Protected | Suction (American)
MONTPELIER 66 | 2579 MONTPELIER AVE | MACON | Bibb | 4110314 | 5 | [5 empty] | Removed from Ground | Gas (Historical Use) | 1000 | Bare Steel | 1966-05-03 | 1988-07-15 | Galvanized Steel
MONTPELIER 66 | 2579 MONTPELIER AVE | MACON | Bibb | 4110314 | 4 | [5 empty] | Removed from Ground | Gas (Historical Use) | 3000 | Bare Steel | 1977-05-03 | 1988-07-15 | Galvanized Steel
STAR MART | 855 GRAY HWY | MACON | Bibb | 4110327 | 1 |  | 1998-08-14 |  | 1998-08-14 |  | Temporarily out of use | Gas (Historical Use) | 6000 | Steel-Impressed Current | 1975-06-01 |  | Fiberglass Reinforced Plastic | Suction (American)
STAR MART | 855 GRAY HWY | MACON | Bibb | 4110327 | 4 |  | 1998-08-14 |  | 1998-08-14 |  | Temporarily out of use | Gas (Historical Use) | 6000 | Steel-Impressed Current | 1975-03-01 |  | Fiberglass Reinforced Plastic | Suction (American)
BST\MACON MAIN\R2110 | 787 CHERRY ST | MACON | Bibb | 4110369 | 1 | [5 empty] | Removed from Ground | Kerosene | 10000 | Bare Steel | 1966-07-17 | 1992-02-05 | Galvanized Steel | Suction (American)
BST/R2170/MACNGASZ/BELL SOUTH | 1237 GUY PAINE RD | MACON | Bibb | 4110372 | 1 | [5 empty] | Removed from Ground | Gas (Historical Use) | 12000 | Bare Steel | 1980-07-17 | 1991-08-09 | Galvanized Steel | Pressurized
BST/VINEVILLE CO/R2132 | 3962 VINEVILLE AVE | MACON | Bibb | 4110373 | 1 | [5 empty] | Removed from Ground | Other | 10000 | Bare Steel | 1970-07-17 | 1997-06-03 | Copper | Suction (American)
BST/MACON GARAGE/R2117 | 3641 FAIRMONT AVE | MACON | Bibb | 4110391 | 7 | [5 empty] | Removed from Ground | Gas (Historical Use) | 3000 | Bare Steel | 1968-07-17 | 1990-11-27 | Galvanized Steel | Pressurized
BST/MACON GARAGE/R2117 | 3641 FAIRMONT AVE | MACON | Bibb | 4110391 | 4 | [5 empty] | Removed from Ground | Gas (Historical Use) | 3000 | Cathodically Protected Steel | 1965-01-01 | 1986-03-01 | Galvanized Steel
R F BOB STEPHENS INC | 1992 VINEVILLE AVE | MACON | Bibb | 4110174 | 1 | [5 empty] | Removed from Ground | Diesel | 2000 | Bare Steel | 1978-04-21 | 1899-12-31 | Galvanized Steel
BLOOMFIELD TIRE & AUTO | 2475 ROCKY CREEK RD | MACON | Bibb | 4110162 | 3 | [5 empty] | Removed from Ground | Gas (Historical Use) | 3000 | Bare Steel | 1966-04-05 | 1992-01-01 | Unknown
MERCER UNIVERSITY | 1605 MONTPELIER AVE | MACON | Bibb | 4110065 | 3 | [5 empty] | Removed from Ground | Gas (Historical Use) | 2000 | Bare Steel | 1961-03-12 | 2000-09-29 | Galvanized Steel
FIRESTONE STORE #0549/005487 | 595 SECOND ST | MACON | Bibb | 4110067 | 1 |  |  | TRUE |  | TRUE | Removed from Ground | Used Oil | 275 | Bare Steel | 1976-03-13 | 1989-03-16 | Galvanized Steel
CONOCO #10045 | 36 SPRING ST | MACON | Bibb | 4110086 | 4 | Flapper Valve | 1998-01-01 | FALSE | 1998-01-01 | FALSE | Currently in Use | Diesel | 10000 | Epoxy | 1985-04-15 |  | Fiberglass Reinforced Plastic | Pressurized
MACON ROYAL TIRE CO INC | 691 THIRD ST | MACON | Bibb | 4110185 | 1 |  |  | TRUE |  | TRUE | Closed in Ground | Used Oil | 2000 | Bare Steel | 1951-04-23 | 1899-12-31 | Unknown
ALLEGHANY RUBBER INC | 545 GUY PAYNE RD | MACON | Bibb | 4110163 | 2 | [5 empty] | Removed from Ground | Hazardous Substance | 10000 | Marked Unknown | 1960-03-24 | 1992-04-01 | Unknown
COCA-COLA ENTERPRISES | 440 OAK ST | MACON | Bibb | 4110084 | 5 | [5 empty] | Removed from Ground | Gas (Historical Use) | 12000 | Bare Steel | 1982-04-15 | 1989-01-01 | Galvanized Steel
COCA-COLA ENTERPRISES | 440 OAK ST | MACON | Bibb | 4110084 | 4 |  |  | TRUE |  | TRUE | Removed from Ground | Used Oil | 250 | Bare Steel | 1969-04-15 | 1989-07-21 | Galvanized Steel
DOWNTOWN CHEVRON SERVICE CENTER | 311 FIRST ST | MACON | Bibb | 4110107 | 1 | [5 empty] | Removed from Ground | Gas (Historical Use) | 5000 | Cathodically Protected Steel | 1967-03-20 | 1986-09-15 | Galvanized Steel
GUSS II | 1257 RIVERSIDE DR | MACON | Bibb | 4110377 | 6 | [5 empty] | Removed from Ground | Gas (Historical Use) | 5000 | Bare Steel | 1960-04-15 | 1899-12-31 | Galvanized Steel
Riverside Food Mart | 2650 RIVERSIDE DR | MACON | Bibb | 4110109 | 1 | Ball Float | 1984-03-19 | FALSE | 1984-03-19 | FALSE | Temporarily out of use | Premium | 10000 | Fiberglass | 2012-02-08 |  | Fiberglass Reinforced Plastic | Pressurized
MATHIS-AKINS CNCRTE BLK CO INC | 130 LOWER ELM ST | MACON | Bibb | 4110300 | 3 | [5 empty] | Removed from Ground | Gas (Historical Use) | 2000 | Bare Steel | 1985-01-01 | 1985-01-01 | Galvanized Steel
MONTPELIER 66 | 2579 MONTPELIER AVE | MACON | Bibb | 4110314 | 1 | [5 empty] | Removed from Ground | Gas (Historical Use) | 6000 | Bare Steel | 1966-05-03 | 1996-09-01 | Fiberglass Reinforced Plastic | Pressurized
R&R TRUCKSTOP | 2025 EMERY HWY | MACON | Bibb | 9011001 | 7 | [5 empty] | Removed from Ground | Diesel | 2000 | Marked Unknown | 1991-04-09 | 1991-04-09 | Unknown
R&R TRUCKSTOP | 2025 EMERY HWY | MACON | Bibb | 9011001 | 4 | [5 empty] | Removed from Ground | Gas (Historical Use) | 6000 | Marked Unknown | 1991-04-09 | 1991-04-09 | Unknown
MATHIS-AKINS CNCRTE BLK CO INC | 130 LOWER ELM ST | MACON | Bibb | 4110300 | 2 | [5 empty] | Removed from Ground | Gas (Historical Use) | 5000 | Bare Steel | 1985-01-01 | 1985-01-01 | Galvanized Steel
COLLEGE ST 66 SERVICE | 1193 FORSYTH ST | MACON | Bibb | 4110310 | 4 |  |  | TRUE |  | TRUE | Closed in Ground | Used Oil | 560 | Bare Steel | 1966-05-03 | 1973-04-01 | Galvanized Steel
MAJIK MARKET #21029 | SR 14 SR 49 | MACON | Bibb | 9000136 | DUMMY | [5 empty] | Currently in Use | Empty | 0 | Not Marked/Unknown |  |  | Not Marked
BI -LO | 893 RIVERSIDE DR | MACON | Bibb | 9000192 | 30514 |  |  | TRUE | 1989-04-27 | TRUE | Closed in Ground | Used Oil | 1000 | Fiberglass | 1989-04-27 | 2013-02-27 | Fiberglass Reinforced Plastic | Gravity Fed
SOCO | MARION AVE & GUY PAINE RD | MACON | Bibb | 4110176 | 3 | Flapper Valve | 1998-09-30 | FALSE | 1998-09-30 | FALSE | Currently in Use | E-10 | 4000 | Steel-Impressed Current | 1985-04-21 |  | Steel (Impressed Current) | Pressurized
BLOOMFIELD TIRE & AUTO | 2475 ROCKY CREEK RD | MACON | Bibb | 4110162 | 1 | [5 empty] | Removed from Ground | Gas (Historical Use) | 3000 | Bare Steel | 1966-04-05 | 1992-01-01 | Unknown
TEXPRINT (GA) INC | 2730 WEAVER RD | MACON | Bibb | 4110060 | 1 | [5 empty] | Removed from Ground | Other | 3000 | Bare Steel | 1976-02-21 | 1990-03-01 | Bare Steel
ROY HINSON (ROY'S USED CARS) | 701 BROADWAY | MACON | Bibb | 4110196 | 2 | [5 empty] | Closed in Ground | Gas (Historical Use) | 1500 | Bare Steel | 1984-04-23 | 1989-01-01 | Galvanized Steel
RICHARDSON TRUCK LINES | 709 10TH ST | MACON | Bibb | 4110242 | 2 | [5 empty] | Permanently Out of Use - historical purposes | Diesel | 10000 | Not Marked/Unknown |  | 1899-12-31 | Not Marked
UPS MACON (UST) | 235 SOUTH Street | MACON | Bibb | 4110259 | 2 |  |  | TRUE |  | TRUE | Removed from Ground | Used Oil | 500 | Bare Steel | 1968-04-17 | 1990-11-13
UPS MACON (UST) | 235 SOUTH Street | MACON | Bibb | 4110259 | 2 |  |  | TRUE |  | TRUE | Removed from Ground | Used Oil | 500 | Bare Steel | 1968-04-17 | 1990-11-13
WOC RETAIL LLC | 4900 OCMULGEE BLVD E | MACON | Bibb | 9011122 | 5 | Ball Float | 2000-04-11 | FALSE | 2000-04-11 | FALSE | Currently in Use | Diesel | 10000 | Composite | 1999-02-01 |  | Fiberglass Reinforced Plastic | Pressurized
MACON-BIBB COUNTY TRANSIT AUTHOR | 815 RIVERSIDE DR | MACON | Bibb | 9011141 | 1 | [5 empty] | Removed from Ground | Diesel | 10000 | Cathodically Protected Steel | 2000-01-11 | 2000-01-11 | Galvanized Steel | Suction (American)
RUSHMART MLK INC | 885 BROADWAY | MACON | Bibb | 10001111 | 2 |  | 2001-10-01 | FALSE | 2001-10-01 | FALSE | Currently in Use | Gas (Historical Use) | 5000 | Composite | 2001-10-01 |  | Double Walled | Pressurized
MILLERFIELD ROAD IMPROVEMENT PROJECT | 2668 MILLERFIELD ROAD | MACON | Bibb | 10000464 | 2 |  |  | FALSE |  | FALSE | Removed from Ground | Gas (Historical Use) | 550 | Bare Steel | 2003-09-07 | 2003-09-07
HORNET #3 | 2579 EMERY HWY | MACON | Bibb | 110428 | 5 | Flapper Valve | 1998-06-01 | FALSE | 1998-06-01 | FALSE | Currently in Use | Regular | 5000 | Steel-Impressed Current | 1972-05-11 |  | Fiberglass Reinforced Plastic | Pressurized
WILLIAMSON RD SUNOCO | 3306 BLOOMFIELD RD | MACON | Bibb | 10002256 | 2 | Ball Float | 2013-05-28 | FALSE | 2013-05-28 | FALSE | Currently in Use | Premium | 5000 | Tank Jacket | 2013-05-28 |  | Double-Walled Fiberglass | Pressurized
FORMER SERVICE STATION | 489 COTTON AVENUE | MACON | Bibb | 10002090 | 1 |  |  | FALSE |  | FALSE | Removed from Ground | Gas (Historical Use) | 3000 | Bare Steel | 2012-02-21 | 2012-02-21 | Bare Steel
BI -LO | 893 RIVERSIDE DR | MACON | Bibb | 9000192 | 3 | [5 empty] | Removed from Ground | Gas (Historical Use) | 3000 | Cathodically Protected Steel | 1962-04-29 | 1989-04-04 | Galvanized Steel
BLOOMFIELD TIRE & AUTO | 2475 ROCKY CREEK RD | MACON | Bibb | 4110162 | 2 | [5 empty] | Removed from Ground | Gas (Historical Use) | 3000 | Bare Steel | 1966-04-05 | 1992-01-01 | Unknown
HUCKABEE AUTO CO | 696 THIRD ST | MACON | Bibb | 4110070 | 1 | [5 empty] | Removed from Ground | Gas (Historical Use) | 3000 | Bare Steel | 1958-12-31 | 1995-11-22 | Bare Steel
SIGHTLERS EXXON | 2184 SHURLING DR | MACON | Bibb | 4110108 | 2 | [5 empty] | Removed from Ground | Gas (Historical Use) | 4000 | Bare Steel | 1969-03-19 | 1998-11-24 | Galvanized Steel
HATCHER MILLING CO | 1360 FIFTH ST | MACON | Bibb | 4110232 | 1 | [5 empty] | Removed from Ground | Gas (Historical Use) | 2000 | Bare Steel | 1974-04-17 | 1988-11-01 | Galvanized Steel
MACON BILLARD SUPPLY | 510 ELEVENTH ST | MACON | Bibb | 4110238 | 1 | [5 empty] | Removed from Ground | Gas (Historical Use) | 1000 | Bare Steel | 1970-04-17 | 1990-02-08 | Galvanized Steel
PUTZEL ELECTRIC CO | 1343 GEORGIA AVE | MACON | Bibb | 4110241 | 1 | [5 empty] | Closed in Ground | Gas (Historical Use) | 1000 | Bare Steel | 1967-04-18 | 1899-12-31 | Galvanized Steel | Safe Suction (Euro)
BORAL BRICKS- MACON GA PLANT | 711 TENTH ST | MACON | Bibb | 4110285 | 2 | [5 empty] | Removed from Ground | Gas (Historical Use) | 2000 | Bare Steel | 1960-05-05 | 1995-10-28 | Galvanized Steel
MATHIS-AKINS CNCRTE BLK CO INC | 130 LOWER ELM ST | MACON | Bibb | 4110300 | 6 | [5 empty] | Removed from Ground | Gas (Historical Use) | 1000 | Bare Steel | 1985-01-01 | 1985-01-01 | Galvanized Steel
COLLEGE ST 66 SERVICE | 1193 FORSYTH ST | MACON | Bibb | 4110310 | 1 |  | 1997-07-25 |  | 1997-07-25 |  | Removed from Ground | Gas (Historical Use) | 8000 | Steel-Impressed Current | 1966-05-03 | 2007-04-18 | Cathodically Protected | Pressurized
IND WELDING & TOOL SUPPLIES | 1885 BROADWAY | MACON | Bibb | 4110359 | 2 | [5 empty] | Removed from Ground | Diesel | 3000 | Bare Steel | 1974-05-06 | 1991-01-01 | Galvanized Steel
TRIANGLE FOOD & GAS #2 | 1106 COLLEGE ST | MACON | Bibb | 4110365 | 4 |  |  | TRUE |  | TRUE | Removed from Ground | Used Oil | 500 | Bare Steel | 1965-04-22 | 2002-08-31 | Galvanized Steel | Safe Suction (Euro)
LOT #44 GOODYEAR | 486 BROADWAY | MACON | Bibb | 4110367 | 2 | [5 empty] | Removed from Ground | Gas (Historical Use) | 500 | Bare Steel | 2001-03-14 | 2001-03-14 | Not Marked
KING'S OIL #345 | 1105 GRAY HWY | MACON | Bibb | 4110370 | 2 | Flapper Valve | 1997-01-15 | FALSE | 1997-01-15 | TRUE | Currently in Use | Diesel | 10000 | Fiberglass | 1985-11-01 |  | Fiberglass Reinforced Plastic | Pressurized
NATIONAL UNIFORM SER | 685 MILLERFIELD RD | MACON | Bibb | 11003 | 0 | [5 empty] | Removed from Ground | Gas (Historical Use) | 0 | Not Marked/Unknown | 1985-01-01 | 1985-01-01 | Not Marked
COCA-COLA ENTERPRISES | 440 OAK ST | MACON | Bibb | 4110084 | 2 | [5 empty] | Removed from Ground | Diesel | 12000 | Bare Steel | 1981-01-01 | 1989-07-21 | Galvanized Steel
CONOCO #10045 | 36 SPRING ST | MACON | Bibb | 4110086 | 2 | Flapper Valve | 1998-10-01 | FALSE | 1998-10-01 | FALSE | Currently in Use | Plus | 10000 | Epoxy | 1985-04-15 |  | Fiberglass Reinforced Plastic | Pressurized
SONNY'S SVC STA/AMOCO | 1047 BROADWAY | MACON | Bibb | 4110198 | 2 | [5 empty] | Removed from Ground | Gas (Historical Use) | 6609 | Bare Steel | 1948-04-23 | 1991-03-14 | Galvanized Steel
SPRING EXPRESS | 15 SPRING ST | MACON | Bibb | 4110210 | 6 |  | 1997-11-01 |  | 1997-11-01 |  | Currently in Use | Gas (Historical Use) | 6000 | Steel-Impressed Current | 1975-04-23 |  | Fiberglass Reinforced Plastic | Pressurized
BP/BUCK'S SVC STA | 91 SPRING ST | MACON | Bibb | 4110275 | 6 | [5 empty] | Removed from Ground | Gas (Historical Use) | 3000 | Bare Steel | 1970-03-27 | 1993-09-17 | Bare Steel | Suction (American)
MERCER 66 | 1648 MONTPELIER AVE | MACON | Bibb | 4110357 | 2 |  | 1998-01-01 |  | 1998-01-01 |  | Removed from Ground | Gas (Historical Use) | 8000 | Steel-Impressed Current | 1984-05-01 | 2004-10-25 | Cathodically Protected | Pressurized
HOUSTON AVENUE IMPROVEMENT PROJECT | 2683 HOUSTON AVENUE | MACON | Bibb | 10001737 | 3 |  |  | FALSE |  | FALSE | Removed from Ground | Gas (Historical Use) | 1000 | Unknown | 2009-04-27 | 2009-04-27 | Unknown
FORMER CURTIS MATHIS FACILITY | 600 BROADWAY DRIVE | MACON | Bibb | 9011202 | 2 | [5 empty] | Removed from Ground | Gas (Historical Use) | 2000 | Bare Steel | 1999-12-01 | 1999-12-01 | Bare Steel | Safe Suction (Euro)
HUTCHINGS FUNERAL HOME INC | 536 NEW ST | MACON | Bibb | 4110023 | 1 | [5 empty] | Removed from Ground | Gas (Historical Use) | 1000 | Bare Steel | 1974-01-01 | 1999-09-17 | Bare Steel
Tree City #100541 | 277 WALNUT ST | MACON | Bibb | 4110039 | 44 | Ball Float | 1988-02-01 | FALSE | 1988-02-01 | FALSE | Currently in Use | Regular | 8000 | Steel-Impressed Current | 1988-01-01 |  | Fiberglass Reinforced Plastic | Pressurized
Tree City #100541 | 277 WALNUT ST | MACON | Bibb | 4110039 | 2 | [5 empty] | Removed from Ground | Gas (Historical Use) | 4010 | Bare Steel | 1968-02-01 | 1988-09-15 | Galvanized Steel
DIXIE #104 | 4380 MERCER UNIVERSITY BLVD | MACON | Bibb | 110404 | 3 |  | 1995-08-01 |  | 1995-08-01 |  | Removed from Ground | Gas (Historical Use) | 4000 | Steel-Impressed Current | 1971-05-17 | 2003-12-30 | Cathodically Protected | Safe Suction (Euro)
MANNINGS BAIT & TACKIE (EXXON) | 1187 RIVERSIDE DR | MACON | Bibb | 110435 | 3 | [5 empty] | Removed from Ground | Gas (Historical Use) | 1000 | Bare Steel | 1961-05-14 | 1991-08-01 | Galvanized Steel
FIVE POINT FOOD MART | 1610 BROADWAY | MACON | Bibb | 4110188 | 3 | Flapper Valve | 1998-04-27 | FALSE | 1998-04-27 | FALSE | Currently in Use | Diesel | 4000 | Fiberglass | 1976-04-25 |  | Steel (Impressed Current) | Pressurized
HAUGABOOK OIL CO | 909 GRAY HWY | MACON | Bibb | 4110190 | 6 | [5 empty] | Removed from Ground | Gas (Historical Use) | 4000 | Bare Steel | 1948-12-31 | 1987-08-01 | Galvanized Steel
AMERICAN FREIGHT/ARA-SMITH TRANS | 2750 ROFF AVE | MACON | Bibb | 4110074 | 1 | [5 empty] | Removed from Ground | Diesel | 10000 | Bare Steel | 1973-01-01 | 1993-11-10 | Unknown
COCA-COLA ENTERPRISES | 440 OAK ST | MACON | Bibb | 4110084 | 1 | [5 empty] | Removed from Ground | Gas (Historical Use) | 12000 | Bare Steel | 1974-01-01 | 1989-07-21 | Galvanized Steel
ROY HINSON (ROY'S USED CARS) | 701 BROADWAY | MACON | Bibb | 4110196 | 1 | [5 empty] | Closed in Ground | Gas (Historical Use) | 1200 | Bare Steel | 1972-04-23 | 1989-01-01 | Galvanized Steel
BP/BUCK'S SVC STA | 91 SPRING ST | MACON | Bibb | 4110275 | 3 | [5 empty] | Removed from Ground | Gas (Historical Use) | 6000 | Bare Steel | 1970-03-27 | 1993-09-17 | Bare Steel | Suction (American)
QUALITY FOOD MART | 1208 JEFFERSONVILLE RD | MACON | Bibb | 4110280 | 2 |  | 1999-12-14 | FALSE | 1999-12-14 | FALSE | Temporarily out of use | Gas (Historical Use) | 6000 | Steel-Impressed Current | 1984-03-13 |  | Steel (Impressed Current) | Pressurized
COLLEGE ST 66 SERVICE | 1193 FORSYTH ST | MACON | Bibb | 4110310 | 2 |  | 1997-07-25 |  | 1997-07-25 |  | Removed from Ground | Gas (Historical Use) | 8000 | Steel-Impressed Current | 1966-05-03 | 2007-04-18 | Cathodically Protected | Pressurized
UPS MACON (UST) | 235 SOUTH Street | MACON | Bibb | 4110259 | 2 |  |  | TRUE |  | TRUE | Removed from Ground | Used Oil | 500 | Bare Steel | 1968-04-17 | 1990-11-13
Circle K 2745115 | 1194 FORSYTH ST | MACON | Bibb | 4110282 | 3 | Flapper Valve | 1996-10-24 | FALSE | 1996-10-24 | FALSE | Currently in Use | E-10 | 6000 | Steel-Impressed Current | 1983-05-07 |  | Double-Walled Flex | Pressurized
HARTLEY BRIDGE PHILLIPS 66 | 4417 HARTLEY BRIDGE RD @ I 75 | MACON | Bibb | 4110311 | 2 |  | 1998-12-03 |  | 1998-12-03 |  | Removed from Ground | Gas (Historical Use) | 8000 | Steel-Impressed Current | 1966-05-03 | 2003-04-15 | Cathodically Protected | Pressurized
MONTPELIER 66 | 2579 MONTPELIER AVE | MACON | Bibb | 4110314 | 3 | [5 empty] | Removed from Ground | Gas (Historical Use) | 3000 | Bare Steel | 1966-05-03 | 1996-09-01 | Fiberglass Reinforced Plastic | Pressurized
STAR MART | 855 GRAY HWY | MACON | Bibb | 4110327 | 3 |  | 1998-08-14 |  | 1998-08-14 |  | Temporarily out of use | Diesel | 3000 | Steel-Impressed Current | 1975-06-01 |  | Fiberglass Reinforced Plastic | Suction (American)
R&R TRUCKSTOP | 2025 EMERY HWY | MACON | Bibb | 9011001 | 6 | [5 empty] | Removed from Ground | Diesel | 4000 | Marked Unknown | 1991-04-09 | 1991-04-09 | Unknown
KING'S OIL #333 | 3705 IRWINTON RD | MACON | Bibb | 9011108 | 2 | Flapper Valve | 1996-04-10 | FALSE | 1996-04-10 | FALSE | Currently in Use | Regular | 10152 | Epoxy | 1992-08-20 |  | Fiberglass Reinforced Plastic | Pressurized
FRONT OF CARH WASH LOT #4 | 861 BROADWAY | MACON | Bibb | 9011205 | 1 | [5 empty] | Permanently Out of Use - historical purposes | Empty | 500 | Bare Steel |  | 1899-12-31 | Bare Steel | Safe Suction (Euro)
FORMER CURTIS MATHIS FACILITY | 600 BROADWAY DRIVE | MACON | Bibb | 9011202 | 4 | [5 empty] | Removed from Ground | Diesel | 550 | Bare Steel | 1999-12-01 | 1999-12-01 | Bare Steel | Safe Suction (Euro)
LOCKSMITH ASSOCIATES | 551 PLUM STREET | MACON | Bibb | 9011209 | 2 | [5 empty] | Closed in Ground | Diesel | 500 | Bare Steel | 2000-05-01 | 2000-05-01 | Not Marked
PARCEL #47 | MLK BLVD @ CHERRY ST LN | MACON | Bibb | 9011220 | 1 | [5 empty] | Removed from Ground | Other | 0 | Bare Steel | 2001-09-05 | 2001-09-05 | Not Marked
Tree City #100541 | 277 WALNUT ST | MACON | Bibb | 4110039 | 5 | [5 empty] | Removed from Ground | Gas (Historical Use) | 1990 | Bare Steel | 1968-02-01 | 1988-09-15 | Galvanized Steel
BIBB COUNTY SHERIFFS OFFICE | 652 HAZEL ST | MACON | Bibb | 10001005 | 2 | Ball Float | 2005-08-01 | FALSE | 2005-08-01 | FALSE | Currently in Use | E-10 | 12000 | Composite | 2005-08-01 |  | Double-Walled Fiberglass | Pressurized
DOWNTOWN CHEVRON SERVICE CENTER | 311 FIRST ST | MACON | Bibb | 4110107 | 6 |  | 1986-11-01 |  | 1986-11-01 |  | Removed from Ground | Gas (Historical Use) | 8000 | Cathodically Protected Steel | 1986-11-01 | 2000-01-07 | Fiberglass Reinforced Plastic | Pressurized
SONNY'S SVC STA/AMOCO | 1047 BROADWAY | MACON | Bibb | 4110198 | 1 | [5 empty] | Removed from Ground | Gas (Historical Use) | 6000 | Bare Steel | 1948-04-23 | 1991-03-14 | Galvanized Steel
VILO FOOD MART | 7104 HOUSTON RD | MACON | Bibb | 4110033 | 1 | [5 empty] | Removed from Ground | Gas (Historical Use) | 8000 | Bare Steel | 1963-12-31 | 2000-08-15 | Galvanized Steel
MACON TELEGRAPH PUBLISHING CO | 120 BROADWAY | MACON | Bibb | 9011009 | 2 | [5 empty] | Removed from Ground | Gas (Historical Use) | 4000 | Bare Steel | 1967-01-01 | 1987-01-01 | Galvanized Steel
AJS PETRO # 197 | 3465 WILLIAMSON RD | MACON | Bibb | 4110044 | 2 | Flapper Valve | 1998-04-01 | FALSE | 1998-04-01 | FALSE | Currently in Use | Regular | 2980 | Steel-Impressed Current | 1978-01-31 |  | Steel (Impressed Current)
OSAN PETROLEUM | 1167 SIXTH ST | MACON | Bibb | 4110036 | 41 |  | 1998-10-25 |  | 1998-10-25 |  | Currently in Use | Gas (Historical Use) | 6048 | Fiberglass | 1982-02-27 |  | Cathodically Protected | Pressurized
MACON TELEGRAPH PUBLISHING COMPA | 139 BROADWAY | MACON | Bibb | 4110030 | 3 | [5 empty] | Removed from Ground | Gas (Historical Use) | 5000 | Marked Unknown | 2004-11-12 | 2004-11-12 | Unknown
JOHN CHAPMAN TRANSMISSION INC | 4685 BROOKHAVEN RD | MACON | Bibb | 4110025 | 1 |  |  | TRUE |  | TRUE | Removed from Ground | Used Oil | 1 | Bare Steel | 1981-02-27 | 1992-01-01 | Fiberglass Reinforced Plastic
WALTHALL OIL CO | 5631 HOUSTON RD | MACON | Bibb | 4110022 | 3 | Ball Float | 1996-11-01 | FALSE | 1996-11-01 | FALSE | Currently in Use | Diesel | 8000 | Steel-Impressed Current | 1984-01-21 |  |  | Pressurized
HIRSH METAL CO | 2303 SEVENTH ST | MACON | Bibb | 4110020 | 2 | [5 empty] | Removed from Ground | Diesel | 1000 | Bare Steel | 1980-03-01 | 1899-12-31 | Galvanized Steel
JUMBO MART LLC | 4739 HOUSTON RD | MACON | Bibb | 9000600 | 1 | [5 empty] | Closed in Ground | Gas (Historical Use) | 10000 | Composite | 1987-11-04 | 1997-01-01 | Fiberglass Reinforced Plastic | Pressurized
VILO FOOD MART | 7104 HOUSTON RD | MACON | Bibb | 4110033 | 6 | Ball Float | 2002-06-01 | FALSE | 2002-06-01 | FALSE | Currently in Use | Premium | 4000 | Composite | 2002-06-01 |  | Fiberglass Reinforced Plastic | Pressurized
ITT SUSPENSION SYSTEMS DIV | 7980 INDUSTRIAL HWY | MACON | Bibb | 4110024 | 2 | [5 empty] | Removed from Ground | Empty | 8000 | Bare Steel | 1980-03-03 | 1990-02-01 | Bare Steel
RK FOOD | 6825 HAWKINSVILLE RD | MACON | Bibb | 4110021 | 2 | Ball Float | 1987-12-15 | FALSE | 1987-12-15 | FALSE | Currently in Use | Diesel | 8000 | Fiberglass | 1987-12-15 |  | Fiberglass Reinforced Plastic | Pressurized
CHEVRON #40454 | I-75 & HARTLEY BRIDGE RD | MACON | Bibb | 9000580 | 6 |  |  | TRUE |  | TRUE | Removed from Ground | Used Oil | 550 | Bare Steel | 1965-03-19 | 1990-12-13 | Galvanized Steel
MARATHON MART #4 | 5950 HAWKINSVILLE RD | MACON | Bibb | 9011046 | 91 |  | 1990-12-27 |  | 1990-12-27 |  | Temporarily out of use | Other | 3000 | Galvanic (STIP-3) | 1991-02-10 |  | Fiberglass Reinforced Plastic | Gravity Fed
MARATHON MART #4 | 5950 HAWKINSVILLE RD | MACON | Bibb | 9011046 | 97 | Flapper Valve | 1990-12-27 | FALSE | 1990-12-27 | FALSE | Currently in Use | E-10 | 8084 | Galvanic (STIP-3) | 1991-02-10 |  | Fiberglass Reinforced Plastic | Pressurized
NASH FINCH COMPANY (VACANT) | 7595 INDUSTRIAL HWY | MACON | Bibb | 9011033 | 1 | [5 empty] | Removed from Ground | Diesel | 10000 | Marked Unknown | 1967-01-01 | 1993-05-01 | Unknown
MACON BEVERAGE CO-PARTNERSHIP | 4375 SAN CARLOS DR | MACON | Bibb | 9011024 | 2 | [5 empty] | Removed from Ground | Gas (Historical Use) | 6000 | Bare Steel | 1984-01-01 | 1997-11-17 | Galvanized Steel
BETZ LABS INC | 7525 INDUSTRIAL BLVD NE | MACON | Bibb | 110437 | 2 | [5 empty] | Removed from Ground | Gas (Historical Use) | 0 | Not Marked/Unknown |  | 1899-12-31 | Not Marked
MACON TELEGRAPH PUBLISHING COMPA | 139 BROADWAY | MACON | Bibb | 4110030 | 2 | [5 empty] | Removed from Ground | Gas (Historical Use) | 5000 | Marked Unknown | 2004-11-12 | 2004-11-12 | Unknown
RK FOOD | 6825 HAWKINSVILLE RD | MACON | Bibb | 4110021 | 3 | Ball Float | 1987-12-15 | FALSE | 1987-12-15 | FALSE | Currently in Use | Premium | 8000 | Fiberglass | 1987-12-15 |  | Fiberglass Reinforced Plastic | Pressurized
JUMBO MART LLC | 4739 HOUSTON RD | MACON | Bibb | 9000600 | 6B | Ball Float |  | FALSE |  | FALSE | Currently in Use | Premium | 8000 | Fiberglass |  |  | Fiberglass Reinforced Plastic | Pressurized
JOHNSON PETROLEUM CO | 4908 THOMASTON RD | MACON | Bibb | 110412 | 2 | [5 empty] | Removed from Ground | Diesel | 8000 | Bare Steel | 1978-05-15 | 1988-04-01 | Bare Steel
ROYAL FOOD MART | 4315 HOUSTON AVE | MACON | Bibb | 9011030 | 83 |  | 1995-05-16 | FALSE | 1995-05-16 | FALSE | Temporarily out of use | Diesel | 5000 | Steel-Impressed Current | 1989-01-01 |  | Fiberglass Reinforced Plastic
ROYAL FOOD MART | 4315 HOUSTON AVE | MACON | Bibb | 9011030 | 82 | Flapper Valve | 1995-05-16 | FALSE | 1995-05-16 | FALSE | Temporarily out of use | Premium | 5000 | Steel-Impressed Current | 1989-01-01 |  | Fiberglass Reinforced Plastic
MACON BEVERAGE CO-PARTNERSHIP | 4375 SAN CARLOS DR | MACON | Bibb | 9011024 | 4 | [5 empty] | Removed from Ground | Gas (Historical Use) | 6000 | Bare Steel | 1984-01-01 | 1997-11-17 | Galvanized Steel
JOHNSON PETROLEUM CO | 4908 THOMASTON RD | MACON | Bibb | 110412 | 10 | [5 empty] | Removed from Ground | Other | 6000 | Bare Steel | 1982-05-14 | 1988-04-01 | Bare Steel
MINI FOOD #33 | 3751 MERCER UNIVERSITY DR | MACON | Bibb | 4110043 | 3 |  | 1998-11-25 | FALSE | 1998-11-25 | FALSE | Temporarily out of use | Diesel | 6047 | Steel-Impressed Current | 1977-01-31 |  |  | Pressurized
ITT SUSPENSION SYSTEMS DIV | 7980 INDUSTRIAL HWY | MACON | Bibb | 4110024 | 1 | [5 empty] | Removed from Ground | Other | 25000 | Bare Steel | 1980-03-03 | 1990-02-09 | Bare Steel
WALTHALL OIL CO | 5631 HOUSTON RD | MACON | Bibb | 4110022 | 1 | Ball Float | 1996-11-01 | FALSE | 1996-11-01 | FALSE | Currently in Use | Regular | 8000 | Steel-Impressed Current | 1984-01-21 |  |  | Pressurized
CENTRAL FELLOWSHIP CHRISTIAN ACA | 8460 HAWKINSVILLE RD | MACON | Bibb | 4110009 | 1 | [5 empty] | Removed from Ground | Gas (Historical Use) | 2000 | Bare Steel | 1976-02-28 | 1995-01-01 | Galvanized Steel
CHEROKEE BRICK & TILE CO | 3250 WATERVILLE RD | MACON | Bibb | 4110010 | 1 | [5 empty] | Closed in Ground | Gas (Historical Use) | 6100 | Bare Steel | 1974-02-25 | 1991-06-01 | Galvanized Steel
CHEVRON #40454 | I-75 & HARTLEY BRIDGE RD | MACON | Bibb | 9000580 | 5 | [5 empty] | Removed from Ground | Gas (Historical Use) | 4000 | Bare Steel | 1965-03-19 | 1990-12-13 | Galvanized Steel
CHEVRON #40454 | I-75 & HARTLEY BRIDGE RD | MACON | Bibb | 9000580 | 4 | [5 empty] | Removed from Ground | Gas (Historical Use) | 3000 | Bare Steel | 1965-03-19 | 1990-12-13 | Galvanized Steel
JUMBO MART LLC | 4739 HOUSTON RD | MACON | Bibb | 9000600 | 7 | Ball Float |  | FALSE |  | FALSE | Currently in Use | Diesel | 10000 | Fiberglass |  |  | Fiberglass Reinforced Plastic | Pressurized
JUMBO MART LLC | 4739 HOUSTON RD | MACON | Bibb | 9000600 | 5 | [5 empty] | Closed in Ground | Kerosene | 4000 | Composite | 1987-11-04 | 1997-01-01 | Fiberglass Reinforced Plastic | Pressurized
JUMBO MART LLC | 4739 HOUSTON RD | MACON | Bibb | 9000600 | 4 | [5 empty] | Closed in Ground | Diesel | 8000 | Composite | 1987-11-04 | 1997-01-01 | Fiberglass Reinforced Plastic | Pressurized
MACON TELEGRAPH PUBLISHING CO | 120 BROADWAY | MACON | Bibb | 9011009 | 4 | [5 empty] | Removed from Ground | Gas (Historical Use) | 4000 | Bare Steel | 1967-01-01 | 1987-01-01 | Galvanized Steel
NORTON & STOKES\FINA MART #4 | 5950 HAWKINSVILLE RD | MACON | Bibb | 4110049 | 3 | [5 empty] | Removed from Ground | Gas (Historical Use) | 2980 | Bare Steel | 1968-02-01 | 1990-12-01 | Galvanized Steel
HORNET OIL CO #2 | 4844 BLOOMFIELD RD | MACON | Bibb | 110429 | 2 |  | 1998-11-19 |  | 1998-11-19 |  | Removed from Ground | Gas (Historical Use) | 7000 | Steel-Impressed Current | 1972-01-01 | 2005-12-14 | Fiberglass Reinforced Plastic | Pressurized
BOWMAN TRANSPORTATION INC | 3165 AVONDALE MILL RD | MACON | Bibb | 110406 | 1 | [5 empty] | Removed from Ground | Diesel | 9400 | Bare Steel | 1980-01-03 | 1990-07-24 | Unknown
VILO FOOD MART | 7104 HOUSTON RD | MACON | Bibb | 4110033 | 3 | [5 empty] | Removed from Ground | Gas (Historical Use) | 8000 | Bare Steel | 1963-12-31 | 2000-08-15 | Galvanized Steel
JUMBO MART LLC | 4739 HOUSTON RD | MACON | Bibb | 9000600 | 6A | Ball Float | 1997-10-14 | FALSE | 1997-10-14 | TRUE | Currently in Use | Regular | 10000 | Fiberglass | 1997-10-07 |  | Fiberglass Reinforced Plastic | Pressurized
MARATHON MART #4 | 5950 HAWKINSVILLE RD | MACON | Bibb | 9011046 | 100 | Flapper Valve | 1990-12-27 | FALSE | 1990-12-27 | FALSE | Currently in Use | Diesel | 8084 | Galvanic (STIP-3) | 1991-02-10 |  | Fiberglass Reinforced Plastic | Pressurized
MARATHON MART #4 | 5950 HAWKINSVILLE RD | MACON | Bibb | 9011046 | 90 |  | 1990-12-27 | FALSE | 1990-12-27 | FALSE | Temporarily out of use | Empty | 20000 | Galvanic (STIP-3) | 1991-02-10 |  | Fiberglass Reinforced Plastic | Pressurized
NASH FINCH COMPANY (VACANT) | 7595 INDUSTRIAL HWY | MACON | Bibb | 9011033 | 2 | [5 empty] | Removed from Ground | Diesel | 10000 | Marked Unknown | 1974-01-01 | 1993-05-01 | Unknown
GUNS PLUS | 6311 HAWKINSVILLE RD | MACON | Bibb | 110421 | 3 | [5 empty] | Removed from Ground | Gas (Historical Use) | 6000 | Bare Steel | 1976-05-10 | 1990-01-01 | Galvanized Steel
NATIONAL CAR RENTAL | LEWIS B WILSON AIRPORT | MACON | Bibb | 110235 | 2 |  | 1994-11-09 | FALSE | 1994-11-09 | FALSE | Removed from Ground | Gas (Historical Use) | 3000 | Composite | 1994-11-09 | 2009-11-12 | Fiberglass Reinforced Plastic | Suction (American)
FAST FUEL | 3855 BROADWAY ST | MACON | Bibb | 110398 | 1 | Flapper Valve | 1998-10-20 | FALSE | 1998-10-20 | FALSE | Currently in Use | Regular | 8000 | Steel-Impressed Current | 1976-05-14 |  | Steel (Impressed Current) | Safe Suction (Euro)
AJS PETRO # 197 | 3465 WILLIAMSON RD | MACON | Bibb | 4110044 | 3 | Flapper Valve | 1998-04-01 | FALSE | 1998-04-01 | FALSE | Temporarily out of use | Gas (Historical Use) | 8000 | Steel-Impressed Current | 1985-01-01 |  | Steel (Impressed Current)
VILO FOOD MART | 7104 HOUSTON RD | MACON | Bibb | 4110033 | 4 | [5 empty] | Removed from Ground | Diesel | 3000 | Bare Steel | 1963-12-31 | 2000-08-15 | Galvanized Steel
VILO FOOD MART | 7104 HOUSTON RD | MACON | Bibb | 4110033 | 5 | Ball Float | 2002-06-01 | FALSE | 2002-06-01 | FALSE | Currently in Use | Regular | 8000 | Composite | 2002-06-01 |  | Fiberglass Reinforced Plastic | Pressurized
RK FOOD | 6825 HAWKINSVILLE RD | MACON | Bibb | 4110021 | 1 | Ball Float | 1987-12-15 | FALSE | 1987-12-15 | FALSE | Currently in Use | Regular | 8000 | Fiberglass | 1987-12-15 |  | Fiberglass Reinforced Plastic | Pressurized
MARATHON MART #4 | 5950 HAWKINSVILLE RD | MACON | Bibb | 9011046 | 99 | Flapper Valve | 1990-12-27 | FALSE | 1990-12-27 | FALSE | Currently in Use | E-10 | 8084 | Galvanic (STIP-3) | 1991-02-10 |  | Fiberglass Reinforced Plastic | Pressurized
ROYAL FOOD MART | 4315 HOUSTON AVE | MACON | Bibb | 9011030 | 80 | Flapper Valve | 1995-05-16 | FALSE | 1995-05-16 | FALSE | Temporarily out of use | Regular | 5000 | Steel-Impressed Current | 1989-01-01 |  | Fiberglass Reinforced Plastic | Pressurized
Tree City #100546 | 4505 BROADWAY | MACON | Bibb | 4110048 | 24 | Flapper Valve | 2009-02-26 | FALSE | 2009-02-26 | FALSE | Currently in Use | Regular | 8084 | Composite Double Walled | 2009-02-26 |  | Double-Walled Fiberglass | Pressurized
NIKUNJ 19 LLC | 3609 PIO NONO AVE | MACON | Bibb | 110443 | 1 | [5 empty] | Removed from Ground | Gas (Historical Use) | 2000 | Bare Steel | 1984-05-08 | 1988-08-01 | Galvanized Steel
HORNET OIL CO #2 | 4844 BLOOMFIELD RD | MACON | Bibb | 110429 | 1 |  | 1998-11-19 |  | 1998-11-19 |  | Removed from Ground | Gas (Historical Use) | 8000 | Steel-Impressed Current | 1982-05-09 | 2005-12-14 | Fiberglass Reinforced Plastic | Pressurized
BETZ LABS INC | 7525 INDUSTRIAL BLVD NE | MACON | Bibb | 110437 | 3 | [5 empty] | Removed from Ground | Used Oil | 0 | Not Marked/Unknown |  | 1899-12-31 | Not Marked
JOHNSON PETROLEUM CO | 4908 THOMASTON RD | MACON | Bibb | 110412 | 4 | [5 empty] | Removed from Ground | Diesel | 12000 | Bare Steel | 1978-05-15 | 1988-04-01 | Bare Steel
FOUNTAIN TOO CAR WASH | 3479 MERCER UNIVERSITY DR | MACON | Bibb | 110392 | 3 | [5 empty] | Removed from Ground | Gas (Historical Use) | 10000 | Cathodically Protected Steel | 1986-07-28 | 1999-01-04 | Cathodically Protected
HIRSH METAL CO | 2303 SEVENTH ST | MACON | Bibb | 4110020 | 1 | [5 empty] | Removed from Ground | Gas (Historical Use) | 1000 | Bare Steel | 1976-03-01 | 1899-12-31 | Galvanized Steel
CHEVRON #40454 | I-75 & HARTLEY BRIDGE RD | MACON | Bibb | 9000580 | 2 | [5 empty] | Removed from Ground | Gas (Historical Use) | 4000 | Bare Steel | 1965-03-19 | 1990-12-13 | Galvanized Steel
JUMBO MART LLC | 4739 HOUSTON RD | MACON | Bibb | 9000600 | 2 | [5 empty] | Closed in Ground | Gas (Historical Use) | 10000 | Composite | 1987-11-04 | 1997-01-01 | Fiberglass Reinforced Plastic | Pressurized
ARCHER DANIELS MIDLAND CO | 1265 SIXTH ST | MACON | Bibb | 9000695 | 2 | [5 empty] | Temporarily out of use | Empty | 7500 | Cathodically Protected Steel | 1977-03-21 |  | Not Marked
NASH FINCH COMPANY (VACANT) | 7595 INDUSTRIAL HWY | MACON | Bibb | 9011033 | 4 | [5 empty] | Removed from Ground | Gas (Historical Use) | 500 | Marked Unknown | 1967-01-01 | 1990-02-16 | Unknown
WALMART WHSE #33/NAT CAR RENTAL/ | 3220 AVONDALE MILL RD | MACON | Bibb | 9011003 | 3 |  |  | TRUE |  | TRUE | Removed from Ground | Used Oil | 1000 | Marked Unknown | 1980-04-10 | 1991-11-01 | Unknown
ROYAL FOOD MART | 4315 HOUSTON AVE | MACON | Bibb | 9011030 | 81 | Flapper Valve | 1995-05-16 | FALSE | 1995-05-16 | FALSE | Temporarily out of use | Regular | 5000 | Steel-Impressed Current | 1989-01-01 |  | Fiberglass Reinforced Plastic
MACON TELEGRAPH PUBLISHING CO | 120 BROADWAY | MACON | Bibb | 9011009 | 3 | [5 empty] | Removed from Ground | Gas (Historical Use) | 4000 | Bare Steel | 1967-01-01 | 1987-01-01 | Galvanized Steel
NORTON & STOKES\FINA MART #4 | 5950 HAWKINSVILLE RD | MACON | Bibb | 4110049 | 2 | [5 empty] | Removed from Ground | Gas (Historical Use) | 2980 | Bare Steel | 1968-02-01 | 1990-12-01 | Galvanized Steel
WOODS SVC CENTER | 2644 HOUSTON AVE | MACON | Bibb | 110415 | 4 |  |  | TRUE |  | TRUE | Removed from Ground | Used Oil | 0 | Bare Steel | 1999-07-01 | 1999-07-01 | Galvanized Steel | Gravity Fed
VILO FOOD MART | 7104 HOUSTON RD | MACON | Bibb | 4110033 | 2 | [5 empty] | Removed from Ground | Gas (Historical Use) | 8000 | Bare Steel | 1963-12-31 | 2000-08-15 | Galvanized Steel
CHEVRON #40454 | I-75 & HARTLEY BRIDGE RD | MACON | Bibb | 9000580 | 1 | [5 empty] | Removed from Ground | Gas (Historical Use) | 8000 | Bare Steel | 1965-03-19 | 1990-12-13 | Galvanized Steel
ARCHER DANIELS MIDLAND CO | 1265 SIXTH ST | MACON | Bibb | 9000695 | 1 | [5 empty] | Temporarily out of use | Empty | 7500 | Cathodically Protected Steel | 1977-03-21 |  | Not Marked
MACON TELEGRAPH PUBLISHING CO | 120 BROADWAY | MACON | Bibb | 9011009 | 1 | [5 empty] | Removed from Ground | Gas (Historical Use) | 4000 | Bare Steel | 1967-01-01 | 1987-01-01 | Galvanized Steel
FRANK JONES SERVICE CENTER | 4319 PIO NONO AVE | MACON | Bibb | 4110052 | 4 |  |  | TRUE |  | TRUE | Removed from Ground | Used Oil | 550 | Bare Steel | 1977-01-27 | 1996-08-20 | Unknown
FRANK JONES SERVICE CENTER | 4319 PIO NONO AVE | MACON | Bibb | 4110052 | 1 | [5 empty] | Removed from Ground | Diesel | 10000 | Bare Steel | 1977-01-27 | 1996-08-20 | Unknown
WOODS SVC CENTER | 2644 HOUSTON AVE | MACON | Bibb | 110415 | 3 | [5 empty] | Removed from Ground | Gas (Historical Use) | 0 | Bare Steel | 1986-06-05 | 1991-10-11 | Galvanized Steel
BORDEN INC/MEADOW GOLD DAIRY | 4700 PIO NONO AVE | MACON | Bibb | 110402 | 20034.01 | [5 empty] | Removed from Ground | Gas (Historical Use) | 2000 | Bare Steel | 1965-05-19 | 1990-01-26 | Bare Steel
SAMS CLUB #8225 | 4701 LOG CABIN RD | MACON | Bibb | 10000127 | 1 | Flapper Valve | 2002-06-21 | FALSE | 2002-06-21 | FALSE | Currently in Use | Regular | 20000 | Fiberglass Double Walled | 2002-08-05 |  |  | Pressurized
CHEROKEE BRICK & TILE CO | 3250 WATERVILLE RD | MACON | Bibb | 4110010 | 3 | [5 empty] | Closed in Ground | Gas (Historical Use) | 5000 | Bare Steel | 1961-02-25 | 1972-05-01 | Galvanized Steel
JUMBO MART LLC | 4739 HOUSTON RD | MACON | Bibb | 9000600 | 3 | [5 empty] | Closed in Ground | Gas (Historical Use) | 8000 | Composite | 1987-11-04 | 1997-01-01 | Fiberglass Reinforced Plastic | Pressurized
TOPLINE STORE | 4915 BLOOMFIELD RD | MACON | Bibb | 9011036 | 86 | Flapper Valve | 1997-02-20 | FALSE | 1997-02-20 | FALSE | Currently in Use | E-10 | 6016 | Steel-Impressed Current | 1976-01-01 |  | Steel (Impressed Current) | Pressurized
NORTON & STOKES\FINA MART #4 | 5950 HAWKINSVILLE RD | MACON | Bibb | 4110049 | 1 | [5 empty] | Removed from Ground | Gas (Historical Use) | 6048 | Bare Steel | 1978-01-31 | 1990-12-01 | Galvanized Steel
MELODY MAGIC MART | 2487 ROCKY CREEK RD | MACON | Bibb | 9011149 | 1 | Flapper Valve | 1989-05-01 | FALSE | 1989-05-01 | FALSE | Currently in Use | Regular | 8000 | Epoxy | 1989-05-01 |  | Fiberglass Reinforced Plastic | Pressurized
MURPHY USA #6715 | 6040 HARRISON RD | MACON | Bibb | 9011219 | 2B | Flapper Valve | 2001-08-10 | FALSE | 2001-08-10 | FALSE | Currently in Use | Diesel | 7000 | Fiberglass Double Walled | 2001-08-06 |  |  | Pressurized
MCDONALD'S SITE/SHELL STATION (F | EISENHOWER PKWY & PIO NONO AVE | MACON | Bibb | 9011056 | DUMMY | [5 empty] | Currently in Use | Other | 0 | Marked Unknown |  |  | Unknown
MID GEORGIA SALES CO | 4100 SAN CARLOS | MACON | Bibb | 9011124 | 2 | [5 empty] | Removed from Ground | Diesel | 6000 | Bare Steel | 1982-01-01 | 1998-01-12 | Galvanized Steel | Safe Suction (Euro)
PELICAN FOOD STORES | 3970 HOUSTON AVE | MACON | Bibb | 9011118 | #1PREM | Flapper Valve | 1988-02-29 | FALSE | 1988-02-29 | FALSE | Temporarily out of use | Empty | 8000 | Fiberglass | 1987-12-31 |  | Fiberglass Reinforced Plastic | Pressurized
WALMART WHSE #33/NAT CAR RENTAL/ | 3220 AVONDALE MILL RD | MACON | Bibb | 9011003 | 4 |  |  | TRUE |  | TRUE | Removed from Ground | Used Oil | 1000 | Marked Unknown | 1980-04-10 | 1991-11-01 | Unknown
HOUSTON FOOD MART | 5642 HOUSTON RD | MACON | Bibb | 9011051 | 1 | Ball Float | 1998-11-24 | FALSE | 1998-11-24 | FALSE | Currently in Use | Regular | 8000 | Steel-Impressed Current | 1987-11-20 |  | Fiberglass Reinforced Plastic | Pressurized
Citgo Food Mart | 1681 ROCKY CREEK RD | MACON | Bibb | 9011221 | 2B | Ball Float | 2001-08-13 | TRUE | 2001-08-13 | FALSE | Currently in Use | Premium | 7500 | Composite | 2001-06-25 |  | Double-Walled Flex | Pressurized
WALMART WHSE #33/NAT CAR RENTAL/ | 3220 AVONDALE MILL RD | MACON | Bibb | 9011003 | 2 | [5 empty] | Removed from Ground | Diesel | 12000 | Marked Unknown | 1980-01-01 | 1991-11-01 | Unknown
JORDANS WELDING SHOP | 4287 HOUSTON AVE | MACON | Bibb | 9011067 | 4 | [5 empty] | Removed from Ground | Gas (Historical Use) | 550 | Bare Steel | 1993-05-01 | 1993-05-01 | Not Marked
JORDANS WELDING SHOP | 4287 HOUSTON AVE | MACON | Bibb | 9011067 | 1 | [5 empty] | Removed from Ground | Gas (Historical Use) | 2000 | Bare Steel | 1993-05-01 | 1993-05-01 | Not Marked
EQUITY PARTNERS (STORE NEVER OPE | 2350 ROCKY CREEK RD | MACON | Bibb | 9011069 | 1 | [5 empty] | Removed from Ground | Empty | 8000 | Not Marked/Unknown | 1993-08-01 | 1993-08-01 | Not Marked
HOUSTON FOOD MART | 5642 HOUSTON RD | MACON | Bibb | 9011051 | 3 | Ball Float | 1998-11-24 | FALSE | 1998-11-24 | FALSE | Currently in Use | Diesel | 6000 | Steel-Impressed Current | 1987-11-20 |  | Fiberglass Reinforced Plastic | Pressurized
JORDANS WELDING SHOP | 4287 HOUSTON AVE | MACON | Bibb | 9011067 | 3 | [5 empty] | Removed from Ground | Gas (Historical Use) | 550 | Bare Steel | 1993-05-01 | 1993-05-01 | Not Marked
MACON MALL/COLONIAL PROPERTIES T | 3661 EISENHOWER PARKWAY | MACON | Bibb | 9011193 | 1 | [5 empty] | Removed from Ground | Diesel | 2000 | Bare Steel | 1972-01-01 | 1999-07-26 | Galvanized Steel | Suction (American)
FIRESTONE STORE #07PH | 3661 EISENHOWER PKWY | MACON | Bibb | 9011120 | 1 |  |  | TRUE |  | TRUE | Removed from Ground | Used Oil | 550 | Bare Steel | 1994-10-17 | 1994-10-17 | Bare Steel
PELICAN FOOD STORES | 3970 HOUSTON AVE | MACON | Bibb | 9011118 | #2UNLD | Flapper Valve | 1988-02-29 | FALSE | 1988-02-29 | FALSE | Currently in Use | Regular | 8000 | Fiberglass | 1987-12-31 |  | Fiberglass Reinforced Plastic | Pressurized
ABF FREIGHT SYSTEM INC | 711 GUY PAINE RD | MACON | Bibb | 1020003 | 2 |  |  | TRUE |  | TRUE | Removed from Ground | Used Oil | 600 | Bare Steel | 1985-01-23 | 1988-01-01 | Unknown
Tree City #100543 | 5013 HARRISON RD @ EISENHOWER PK | MACON | Bibb | 9000411 | 96 | Flapper Valve | 1991-01-01 | FALSE | 1991-01-01 | FALSE | Currently in Use | Diesel | 5830 | Fiberglass | 1971-01-01 |  | Fiberglass Reinforced Plastic | Pressurized
CONOCO #10080 | 4685 HOUSTON AVE | MACON | Bibb | 9076169 | 3 | Ball Float | 1988-08-01 | FALSE | 1988-08-01 | FALSE | Temporarily out of use | Plus | 10000 | Fiberglass | 1988-08-01 |  | Fiberglass Reinforced Plastic | Pressurized
GOLD KIST STORE | 276 LOWER BOUNDARY ST | MACON | Bibb | 4110390 | 1 | [5 empty] | Removed from Ground | Gas (Historical Use) | 2000 | Bare Steel | 1978-05-01 | 1990-09-05 | Galvanized Steel
GRAPHIC PACKAGING INTERNATIONAL INC | 100 RIVERWOOD INTERNATIONAL WAY | MACON | Bibb | 4110306 | 4 | [5 empty] | Removed from Ground | Diesel | 500 | Bare Steel | 1979-01-01 | 1989-02-01 | Unknown
GRAPHIC PACKAGING INTERNATIONAL INC | 100 RIVERWOOD INTERNATIONAL WAY | MACON | Bibb | 4110306 | 5 | [5 empty] | Closed in Ground | Kerosene | 2000 | Bare Steel | 1956-05-01 | 1992-05-01 | Bare Steel | Pressurized
MURPHY USA #6715 | 6040 HARRISON RD | MACON | Bibb | 9011219 | 2A | Flapper Valve | 2001-08-10 | FALSE | 2001-08-10 | FALSE | Currently in Use | Regular | 14000 | Fiberglass Double Walled | 2001-08-06 |  |  | Pressurized
ADM TRUCKING | 1266 6TH ST | MACON | Bibb | 9011117 | GARTK1 | [5 empty] | Removed from Ground | Diesel | 7500 | Marked Unknown | 1975-01-01 | 1998-08-05 | Not Marked
C-WEST PROPERTIES | 5926 COLUMBUS RD | MACON | Bibb | 9011129 | 7 | Flapper Valve | 1998-03-01 | FALSE | 1998-03-01 | FALSE | Temporarily out of use | Diesel | 8000 | Composite | 1998-03-01 |  | Fiberglass Reinforced Plastic | Safe Suction (Euro)
C-WEST PROPERTIES | 5926 COLUMBUS RD | MACON | Bibb | 9011129 | 5 | Flapper Valve | 1998-03-01 | FALSE | 1998-03-01 | FALSE | Temporarily out of use | E-10 | 2000 | Composite | 1998-03-01 |  | Fiberglass Reinforced Plastic | Safe Suction (Euro)
C-WEST PROPERTIES | 5926 COLUMBUS RD | MACON | Bibb | 9011129 | 4 | [5 empty] | Removed from Ground | Diesel | 4000 | Bare Steel |  | 1899-12-31 | Galvanized Steel | Suction (American)
MASTERS ECONOMY INN | 4295 PIO NONO AVE | MACON | Bibb | 9011102 | 0 | [5 empty] | Permanently Out of Use - historical purposes | Gas (Historical Use) | 0 | Marked Unknown |  | 1899-12-31 | Unknown
Circle K 2745114 | 4314 PIO NONO AVE | MACON | Bibb | 9011082 | 2 | [5 empty] | Removed from Ground | Gas (Historical Use) | 4000 | Bare Steel | 1980-01-01 | 1995-07-06 | Galvanized Steel | Pressurized
MARATHON MART #8 | 4410 HARTLEY BRG RD | MACON | Bibb | 4010096 | 16 |  | 1996-07-06 |  | 1996-07-06 |  | Removed from Ground | Gas (Historical Use) | 4970 | Steel-Impressed Current | 1971-04-22 | 2006-12-06 | Fiberglass Reinforced Plastic | Pressurized
CONOCO #10080 | 4685 HOUSTON AVE | MACON | Bibb | 9076169 | 4 | Ball Float | 1988-08-01 | FALSE | 1988-08-01 | FALSE | Temporarily out of use | Regular | 10000 | Fiberglass | 1988-08-01 |  | Fiberglass Reinforced Plastic | Pressurized
USA GROCERY | 2590 ROCKY CREEK RD | MACON | Bibb | 9000227 | 1 | [5 empty] | Removed from Ground | Gas (Historical Use) | 5000 | Marked Unknown | 1969-02-07 | 1992-08-04 | Unknown
GOLD KIST STORE | 276 LOWER BOUNDARY ST | MACON | Bibb | 4110390 | 2 | [5 empty] | Removed from Ground | Diesel | 2000 | Bare Steel | 1978-05-01 | 1990-09-05 | Galvanized Steel
NORFOLK SOUTHERN BROSNAN YARD | 355 TURPIN STREET | MACON | Bibb | 9011148 | 1 | [5 empty] | Removed from Ground | Gas (Historical Use) | 500 | Not Marked/Unknown | 1996-07-12 | 1996-07-12 | Not Marked
JOYCE WILLIAMSON | 4108 HARTLEY BRIDGE RD | MACON | Bibb | 9011184 | 2 | [5 empty] | Removed from Ground | Gas (Historical Use) | 1000 | Not Marked/Unknown | 1998-07-01 | 1998-07-01 | Not Marked
Citgo Food Mart | 1681 ROCKY CREEK RD | MACON | Bibb | 9011221 | 1 | Ball Float | 2001-08-13 | TRUE | 2001-08-13 | FALSE | Currently in Use | Diesel | 6000 | Composite | 2001-06-25 |  | Double-Walled Flex | Pressurized
MID GEORGIA SALES CO | 4100 SAN CARLOS | MACON | Bibb | 9011124 | 1 | [5 empty] | Removed from Ground | Diesel | 6000 | Bare Steel | 1982-01-01 | 1998-01-12 | Galvanized Steel | Safe Suction (Euro)
CHEVRON MACON TERMINAL | 2476 ALLEN RD | MACON | Bibb | 9011103 | DUMMY | [5 empty] | Currently in Use | Gas (Historical Use) | 0 | Not Marked/Unknown |  |  | Not Marked
Tree City #100543 | 5013 HARRISON RD @ EISENHOWER PK | MACON | Bibb | 9000411 | 95 | Flapper Valve | 1991-01-01 | FALSE | 1991-01-01 | FALSE | Currently in Use | Diesel | 5830 | Fiberglass | 1971-01-01 |  | Fiberglass Reinforced Plastic | Pressurized
MACON PRESTRESSED CONCRETE CO (F | 4480 MEAD RD | MACON | Bibb | 9011005 | 1 | [5 empty] | Removed from Ground | Diesel | 0 | Marked Unknown | 1988-01-01 | 1988-01-01 | Unknown
JORDANS WELDING SHOP | 4287 HOUSTON AVE | MACON | Bibb | 9011067 | 2 | [5 empty] | Removed from Ground | Gas (Historical Use) | 1000 | Bare Steel | 1993-05-01 | 1993-05-01 | Not Marked
JOYCE WILLIAMSON | 4108 HARTLEY BRIDGE RD | MACON | Bibb | 9011184 | 1 | [5 empty] | Removed from Ground | Kerosene | 500 | Not Marked/Unknown | 1998-07-01 | 1998-07-01 | Not Marked
MURPHY USA #6715 | 6040 HARRISON RD | MACON | Bibb | 9011219 | 1B |  | 2001-08-10 | FALSE | 2001-08-10 | FALSE | Currently in Use | Premium | 7000 | Fiberglass Double Walled | 2001-08-06 |  |  | Pressurized
C-WEST PROPERTIES | 5926 COLUMBUS RD | MACON | Bibb | 9011129 | 1 | [5 empty] | Removed from Ground | Gas (Historical Use) | 1000 | Bare Steel |  | 1899-12-31 | Galvanized Steel | Suction (American)
UNKNOWN FACILITY | ALONG ROUTE 13 | MACON | Bibb | 9011078 | 1 | [5 empty] | Currently in Use | Gas (Historical Use) | 0 | Not Marked/Unknown |  |  | Not Marked
NORTH FOLK SOUTHERN | BROSNAN YARD TERMINAL | MACON | Bibb | 9011080 | 1 | [5 empty] | Removed from Ground | Gas (Historical Use) | 12000 | Bare Steel | 1992-03-30 | 1992-03-30 | Galvanized Steel | Suction (American)
REGISTERS AUTO REPAIR | 3124 HOUSTON AVE | MACON | Bibb | 9011083 | 3 | [5 empty] | Removed from Ground | Gas (Historical Use) | 3000 | Not Marked/Unknown |  | 1899-12-31 | Not Marked
ATLANTIC OIL CO | 215 LOWER BOUNDARY | MACON | Bibb | 9000282 | 2 |  |  | TRUE |  | TRUE | Removed from Ground | Used Oil | 1000 | Bare Steel | 1980-05-07 | 1899-12-31 | Unknown
TENNECO #06509 | 4750 HOUSTON RD | MACON | Bibb | 9000226 | 3 | [5 empty] | Removed from Ground | Gas (Historical Use) | 4000 | Bare Steel | 1957-01-01 | 1989-06-21 | Galvanized Steel
MIKES CORNER STORE #383 | 6455 HOUSTON RD | MACON | Bibb | 4110288 | 1 |  | 1999-05-05 | FALSE | 1999-05-05 | FALSE | Currently in Use | Regular | 6000 | Steel-Impressed Current | 1982-02-12 |  | Fiberglass Reinforced Plastic | Pressurized
WALMART WHSE #33/NAT CAR RENTAL/ | 3220 AVONDALE MILL RD | MACON | Bibb | 9011003 | 1 | [5 empty] | Removed from Ground | Diesel | 12000 | Marked Unknown | 1980-01-01 | 1991-11-01 | Unknown
EQUITY PARTNERS (STORE NEVER OPE | 2350 ROCKY CREEK RD | MACON | Bibb | 9011069 | 2 | [5 empty] | Removed from Ground | Empty | 8000 | Not Marked/Unknown | 1993-08-01 | 1993-08-01 | Not Marked
NORFOLK SOUTHERN BROSNAN YARD | 355 TURPIN STREET | MACON | Bibb | 9011148 | 2 | [5 empty] | Removed from Ground | Gas (Historical Use) | 0 | Not Marked/Unknown | 1996-07-12 | 1996-07-12 | Not Marked
Circle K 2745114 | 4314 PIO NONO AVE | MACON | Bibb | 9011082 | 1 | [5 empty] | Removed from Ground | Gas (Historical Use) | 6000 | Bare Steel | 1980-01-24 | 1995-07-06 | Galvanized Steel | Pressurized
CAMERON & BARKLEY CO | 1600 WATERVILLE RD | MACON | Bibb | 9011215 | 2 | [5 empty] | Removed from Ground | Empty | 4000 | Bare Steel | 1981-01-01 | 2001-02-15 | Bare Steel
Sprint Food #6 | 2075 ROCKY CREEK RD | MACON | Bibb | 9011126 | 1 | Flapper Valve | 1998-01-31 | FALSE | 1998-01-31 | FALSE | Currently in Use | Regular | 10000 | Steel-Impressed Current | 1968-11-01 |  | Fiberglass Reinforced Plastic | Pressurized
FAM FOOD MART | 3701 PIO NONO AVE | MACON | Bibb | 4110309 | 1A | Ball Float | 1995-08-01 | FALSE | 1995-08-01 | FALSE | Currently in Use | Premium | 10000 | Composite | 1995-08-01 |  | Fiberglass Reinforced Plastic | Pressurized
OLD SPIRES ELECTRIC CO | 4605 BROADWAY | MACON | Bibb | 9011217 | 1 | [5 empty] | Removed from Ground | Gas (Historical Use) | 550 | Bare Steel | 1965-01-01 | 2001-03-01 | Galvanized Steel | Suction (American)
MURPHY USA #6715 | 6040 HARRISON RD | MACON | Bibb | 9011219 | 1A | Flapper Valve | 2001-08-10 | FALSE | 2001-08-10 | FALSE | Currently in Use | Regular | 14000 | Fiberglass Double Walled | 2001-08-06 |  |  | Pressurized
FIRESTONE STORE #07PH | 3661 EISENHOWER PKWY | MACON | Bibb | 9011120 | 2 | [5 empty] | Removed from Ground | Diesel | 270 | Not Marked/Unknown | 1999-07-26 | 1999-07-26 | Not Marked
SPRINT FOODS II | 3198 MERCER UNIVERSITY DR | MACON | Bibb | 9011130 | 2 | Flapper Valve | 1998-01-31 | FALSE | 1998-01-31 | FALSE | Temporarily out of use | E-10 | 6000 | Steel-Impressed Current | 1997-12-03 |  | Steel (Impressed Current) | Pressurized
KING'S FOOD MART | 2765 HOUSTON AVE | MACON | Bibb | 9011125 | 1 | Flapper Valve | 1998-04-01 | FALSE | 1998-04-01 | FALSE | Currently in Use | Regular | 6000 | Steel-Impressed Current | 1984-01-01 |  | Steel (Impressed Current) | Pressurized
ABF FREIGHT SYSTEM INC | 711 GUY PAINE RD | MACON | Bibb | 1020003 | 1 | [5 empty] | Removed from Ground | Diesel | 10000 | Bare Steel | 1985-01-23 | 1997-09-11 | Galvanized Steel | Suction (American)
Tree City #100543 | 5013 HARRISON RD @ EISENHOWER PK | MACON | Bibb | 9000411 | 6 |  |  | TRUE |  | TRUE | Removed from Ground | Used Oil | 550 | Bare Steel | 1989-09-25 | 1989-09-25 | Unknown | Gravity Fed
GRAPHIC PACKAGING INTERNATIONAL INC | 100 RIVERWOOD INTERNATIONAL WAY | MACON | Bibb | 4110306 | 11 | Flapper Valve | 1998-08-17 | FALSE | 1998-08-17 | FALSE | Currently in Use | Regular | 4000 | Fiberglass Double Walled | 1998-08-17 |  | Fiberglass Reinforced Plastic | Pressurized
GRAPHIC PACKAGING INTERNATIONAL INC | 100 RIVERWOOD INTERNATIONAL WAY | MACON | Bibb | 4110306 | 3 | [5 empty] | Removed from Ground | Gas (Historical Use) | 6048 | Bare Steel | 1976-05-01 | 1998-11-11 | Bare Steel | Pressurized
FAM FOOD MART | 3701 PIO NONO AVE | MACON | Bibb | 4110309 | 2 | [5 empty] | Removed from Ground | Gas (Historical Use) | 10000 | Bare Steel | 1985-05-01 | 1899-12-31 | Galvanized Steel | Pressurized
Tree City #100543 | 5013 HARRISON RD @ EISENHOWER PK | MACON | Bibb | 9000411 | 92 |  | 1991-01-01 |  | 1991-01-01 |  | Removed from Ground | Gas (Historical Use) | 1003 | Bare Steel | 1983-01-01 | 1995-05-30 | Galvanized Steel | Suction (American)
E-Z SERVE #8319 | 2987 PIO NONO AVE | MACON | Bibb | 9000221 | 1 | [5 empty] | Removed from Ground | Gas (Historical Use) | 5000 | Marked Unknown | 1968-02-08 | 1899-12-31 | Unknown | Pressurized
GRAPHIC PACKAGING INTERNATIONAL INC | 100 RIVERWOOD INTERNATIONAL WAY | MACON | Bibb | 4110306 | 8 |  |  | TRUE |  | TRUE | Closed in Ground | Used Oil | 4512 | Bare Steel | 1948-01-01 | 1993-09-22 | Bare Steel | Pressurized
GRAPHIC PACKAGING INTERNATIONAL INC | 100 RIVERWOOD INTERNATIONAL WAY | MACON | Bibb | 4110306 | 9 | [5 empty] | Removed from Ground | Diesel | 1500 | Bare Steel | 1948-01-01 | 1993-09-22 | Unknown
GRAPHIC PACKAGING INTERNATIONAL INC | 100 RIVERWOOD INTERNATIONAL WAY | MACON | Bibb | 4110306 | 6 | [5 empty] | Removed from Ground | Gas (Historical Use) | 500 | Bare Steel | 1968-01-01 | 1989-02-01 | Bare Steel
AT&T | 185 STATE ST | MACON | Bibb | 4110290 | 1 | [5 empty] | Removed from Ground | Empty | 15000 | Marked Unknown | 1970-01-01 | 1995-08-22 | Bare Steel | Suction (American)
KWIKWAY #3 | 1803 PIO NONO AVE | MACON | Bibb | 4110278 | 3 | Flapper Valve | 1995-03-28 | FALSE | 1995-03-28 | FALSE | Currently in Use | Premium | 10000 | Steel-Impressed Current | 1984-03-13 |  | Steel (Impressed Current) | Pressurized
BST/MACON GUY PAINE CO/R2171 | 1245 GUY PAINE RD | MACON | Bibb | 4110368 | 1 | [5 empty] | Removed from Ground | Diesel | 2000 | Bare Steel | 1972-07-17 | 1988-09-01 | Galvanized Steel | Suction (American)
Circle K 2745114 | 4314 PIO NONO AVE | MACON | Bibb | 9011082 | 8 | Flapper Valve | 2007-07-18 | FALSE | 2007-07-18 | FALSE | Currently in Use | Regular | 15000 | Composite Double Walled | 2007-07-18 |  | Double-Walled Flex | Pressurized
Circle K 2745114 | 4314 PIO NONO AVE | MACON | Bibb | 9011082 | 6 |  | 1995-07-11 |  | 1995-07-11 |  | Removed from Ground | Gas (Historical Use) | 6000 | Composite | 1995-07-11 | 2007-06-06 | Fiberglass Reinforced Plastic | Pressurized
Circle K 2745114 | 4314 PIO NONO AVE | MACON | Bibb | 9011082 | 9 | Flapper Valve | 2007-07-18 | FALSE | 2007-07-18 | FALSE | Currently in Use | Premium | 8000 | Composite Double Walled | 2007-07-18 |  | Double-Walled Flex | Pressurized
MARATHON MART #8 | 4410 HARTLEY BRG RD | MACON | Bibb | 4010096 | 6 |  |  | TRUE |  | TRUE | Removed from Ground | Used Oil | 1000 | Not Marked/Unknown | 1991-04-11 | 2006-12-06 | Not Marked
CONOCO #10080 | 4685 HOUSTON AVE | MACON | Bibb | 9076169 | 1 | Ball Float | 1988-08-01 | FALSE | 1988-08-01 | FALSE | Temporarily out of use | Diesel | 4000 | Fiberglass | 1988-08-01 |  | Fiberglass Reinforced Plastic | Pressurized
PURINA MILLS | 4460 BROADWAY | MACON | Bibb | 9000135 | 1 | [5 empty] | Removed from Ground | Empty | 5000 | Bare Steel | 1951-04-08 | 1986-04-01 | Bare Steel
USA GROCERY | 2590 ROCKY CREEK RD | MACON | Bibb | 9000227 | 5 | Flapper Valve | 1992-09-01 | FALSE | 1992-09-01 | FALSE | Currently in Use | Regular | 10000 | Composite | 1992-09-01 |  | Fiberglass Reinforced Plastic | Pressurized
EQUITY PARTNERS (STORE NEVER OPE | 2350 ROCKY CREEK RD | MACON | Bibb | 9011069 | 3 | [5 empty] | Removed from Ground | Empty | 8000 | Not Marked/Unknown | 1993-08-01 | 1993-08-01 | Not Marked
BST/MACON DHQ/R2119 | 1630 EISENHOWER PKWY | MACON | Bibb | 9011058 | 3 | Overfill Alarm | 1996-07-08 | FALSE | 1996-07-08 | FALSE | Removed from Ground | Diesel | 2500 | Composite Double Walled | 1996-07-08 |  | Copper | Suction (American)
SOUTHERN BEDDING COMPANY | 1968 WATERVILLE RD | MACON | Bibb | 9011171 | 2 | [5 empty] | Removed from Ground | Diesel | 2000 | Bare Steel | 1996-07-01 | 1996-07-01 | Bare Steel | Safe Suction (Euro)
SPRINT FOODS II | 3198 MERCER UNIVERSITY DR | MACON | Bibb | 9011130 | 3 | Flapper Valve | 1998-01-31 | FALSE | 1998-01-31 | FALSE | Currently in Use | E-10 | 8000 | Steel-Impressed Current | 1997-12-03 |  | Steel (Impressed Current) | Pressurized
Circle K 2745114 | 4314 PIO NONO AVE | MACON | Bibb | 9011082 | 10 | Flapper Valve | 2007-07-18 | FALSE | 2007-07-18 | FALSE | Currently in Use | Diesel | 8000 | Composite Double Walled | 2007-07-18 |  | Double-Walled Flex | Pressurized
MARATHON MART #8 | 4410 HARTLEY BRG RD | MACON | Bibb | 4010096 | 18 |  | 1996-07-06 |  | 1996-07-06 |  | Removed from Ground | Gas (Historical Use) | 4970 | Steel-Impressed Current | 1971-04-22 | 2006-12-06 | Fiberglass Reinforced Plastic | Pressurized
LAZY LARRY'S\J N ROWLAND | 2588 EMERY HWY | MACON | Bibb | 4110329 | 1 | [5 empty] | Removed from Ground | Empty | 4000 | Bare Steel | 1998-07-01 | 1998-07-01 | Bare Steel | Suction (American)
LEND LEASE TRUCKS INC | 2811 WATERVILLE RD | MACON | Bibb | 4110296 | 2 |  |  | TRUE |  | TRUE | Removed from Ground | Used Oil | 1000 | Bare Steel | 1971-04-11 | 1994-06-30 | Bare Steel | Gravity Fed
R F TRUESDELL CO | 3870 BROADWAY | MACON | Bibb | 4110297 | 3 | [5 empty] | Removed from Ground | Diesel | 3000 | Cathodically Protected Steel | 1971-05-05 | 1899-12-31 | Galvanized Steel
Tree City #100543 | 5013 HARRISON RD @ EISENHOWER PK | MACON | Bibb | 9000411 | 119 | Flapper Valve | 1995-06-15 | FALSE | 1995-06-15 | FALSE | Currently in Use | Premium | 6000 | Epoxy | 1995-06-15 |  | Fiberglass Reinforced Plastic | Pressurized
R F TRUESDELL CO | 3870 BROADWAY | MACON | Bibb | 4110297 | 2 | [5 empty] | Removed from Ground | Diesel | 3000 | Cathodically Protected Steel | 1971-05-05 | 1899-12-31 | Galvanized Steel
BST/MACON DHQ/R2119 | 1630 EISENHOWER PKWY | MACON | Bibb | 9011058 | 1 | [5 empty] | Removed from Ground | Other | 2000 | Bare Steel | 1986-01-01 | 1996-06-21 | Copper | Suction (American)
Citgo Food Mart | 1681 ROCKY CREEK RD | MACON | Bibb | 9011221 | 2A | Ball Float | 2001-08-13 | TRUE | 2001-08-13 | FALSE | Currently in Use | E-10 | 7500 | Composite | 2001-06-25 |  | Double-Walled Flex | Pressurized
UNITED STATES POSTAL SERV | 1740 ROCKY CREEK RD | MACON | Bibb | 9011119 | RU1 |  | 1992-08-18 |  | 1992-08-18 |  | Removed from Ground | Gas (Historical Use) | 12000 | Bare Steel | 1992-08-18 | 1998-03-26 | Fiberglass Reinforced Plastic | Suction (American)
SPRINT FOODS II | 3198 MERCER UNIVERSITY DR | MACON | Bibb | 9011130 | 1 | Flapper Valve | 1998-01-31 | FALSE | 1998-01-31 | FALSE | Currently in Use | E-10 | 5000 | Steel-Impressed Current | 1997-02-03 |  | Steel (Impressed Current) | Pressurized
Circle K 2745114 | 4314 PIO NONO AVE | MACON | Bibb | 9011082 | 3 | [5 empty] | Removed from Ground | Gas (Historical Use) | 6000 | Bare Steel | 1980-01-01 | 1995-07-06 | Galvanized Steel | Pressurized
MARATHON MART #8 | 4410 HARTLEY BRG RD | MACON | Bibb | 4010096 | 19 |  | 1996-07-06 |  | 1996-07-06 |  | Removed from Ground | Gas (Historical Use) | 4970 | Steel-Impressed Current | 1971-04-22 | 2006-12-06 | Cathodically Protected | Pressurized
E-Z SERVE #8319 | 2987 PIO NONO AVE | MACON | Bibb | 9000221 | 4 | [5 empty] | Removed from Ground | Gas (Historical Use) | 5000 | Marked Unknown | 1968-02-08 | 1899-12-31 | Unknown | Pressurized
MELODY MAGIC MART | 2487 ROCKY CREEK RD | MACON | Bibb | 9011149 | 2 | Flapper Valve | 1989-05-01 | FALSE | 1989-05-01 | FALSE | Currently in Use | Premium | 8000 | Epoxy | 1989-05-01 |  | Fiberglass Reinforced Plastic | Pressurized
JOYCE WILLIAMSON | 4108 HARTLEY BRIDGE RD | MACON | Bibb | 9011184 | 3 | [5 empty] | Removed from Ground | Gas (Historical Use) | 1000 | Not Marked/Unknown | 1998-07-01 | 1998-07-01 | Not Marked
VACANT WAREHOUSE | 1998 WATERVILLE RD | MACON | Bibb | 9011188 | 1 | [5 empty] | Removed from Ground | Diesel | 1000 | Not Marked/Unknown | 1998-11-19 | 1998-11-19 | Not Marked
ADM TRUCKING | 1266 6TH ST | MACON | Bibb | 9011117 | GARTK2 | [5 empty] | Removed from Ground | Diesel | 7500 | Marked Unknown | 1975-01-01 | 1998-08-05 | Not Marked
C-WEST PROPERTIES | 5926 COLUMBUS RD | MACON | Bibb | 9011129 | 3 | [5 empty] | Removed from Ground | Diesel | 3000 | Bare Steel |  | 1899-12-31 | Galvanized Steel | Suction (American)
KING'S FOOD MART | 2765 HOUSTON AVE | MACON | Bibb | 9011125 | 3 | Flapper Valve | 1998-04-01 | FALSE | 1998-04-01 | FALSE | Currently in Use | Plus | 6000 | Steel-Impressed Current | 1984-01-01 |  | Steel (Impressed Current) | Pressurized
PELICAN FOOD STORES | 3970 HOUSTON AVE | MACON | Bibb | 9011118 | #3PLUS | Flapper Valve | 1988-02-29 | FALSE | 1988-02-29 | FALSE | Currently in Use | Premium | 6000 | Fiberglass | 1987-12-31 |  | Fiberglass Reinforced Plastic | Pressurized
REGISTERS AUTO REPAIR | 3124 HOUSTON AVE | MACON | Bibb | 9011083 | 4 | [5 empty] | Removed from Ground | Gas (Historical Use) | 3000 | Not Marked/Unknown |  | 1899-12-31 | Not Marked
ATLANTIC OIL CO | 215 LOWER BOUNDARY | MACON | Bibb | 9000282 | 1 | [5 empty] | Removed from Ground | Other | 6000 | Bare Steel | 1984-05-06 | 1899-12-31 | Unknown
TENNECO #06509 | 4750 HOUSTON RD | MACON | Bibb | 9000226 | 1 | [5 empty] | Removed from Ground | Gas (Historical Use) | 8000 | Bare Steel | 1958-02-10 | 1989-06-19 | Bare Steel
TENNECO #06509 | 4750 HOUSTON RD | MACON | Bibb | 9000226 | 4 | [5 empty] | Removed from Ground | Gas (Historical Use) | 4000 | Bare Steel | 1957-01-01 | 1989-06-19 | Galvanized Steel
FAM FOOD MART | 3701 PIO NONO AVE | MACON | Bibb | 4110309 | 3 | [5 empty] | Removed from Ground | Gas (Historical Use) | 8000 | Bare Steel | 1985-05-05 | 1899-12-31 | Galvanized Steel | Pressurized
LISA & TRISHA INC | 4224 BLOOMFIELD RD | MACON | Bibb | 4110283 | 2 | Flapper Valve | 1998-01-20 | FALSE | 1998-01-20 | FALSE | Currently in Use | E-10 | 10000 | Steel-Impressed Current | 1972-05-06 |  | Steel (Impressed Current) | Pressurized
Circle K 2745113 | 5602 THOMASTON RD | MACON | Bibb | 4110284 | 3 | [5 empty] | Removed from Ground | Gas (Historical Use) | 6000 | Bare Steel | 1978-05-06 | 1996-02-13 | Galvanized Steel | Pressurized
LO-LO FOOD STORE DBA SNACK-N-SHO (442) | 2490 PIO NONO AVE | MACON | Bibb | 4110375 | 2 |  |  | TRUE |  | TRUE | Removed from Ground | Used Oil | 550 | Bare Steel | 1972-05-02 | 1986-10-01 | Galvanized Steel
C-WEST PROPERTIES | 5926 COLUMBUS RD | MACON | Bibb | 9011129 | 6 | Flapper Valve | 1998-03-01 | FALSE | 1998-03-01 | FALSE | Temporarily out of use | Diesel | 3000 | Composite | 1998-03-01 |  | Fiberglass Reinforced Plastic | Safe Suction (Euro)
Sprint Food #6 | 2075 ROCKY CREEK RD | MACON | Bibb | 9011126 | 3 | Flapper Valve | 1998-01-31 | FALSE | 1998-01-31 | FALSE | Currently in Use | Diesel | 3000 | Steel-Impressed Current | 1968-11-01 |  | Fiberglass Reinforced Plastic | Pressurized
PURINA MILLS | 4460 BROADWAY | MACON | Bibb | 9000135 | 2 | [5 empty] | Removed from Ground | Diesel | 10000 | Bare Steel | 1974-04-08 | 1998-11-21 | Bare Steel
USA GROCERY | 2590 ROCKY CREEK RD | MACON | Bibb | 9000227 | 6 | Flapper Valve | 1992-09-01 | FALSE | 1992-09-01 | FALSE | Temporarily out of use | Premium | 10000 | Composite | 1992-09-01 |  | Fiberglass Reinforced Plastic | Pressurized
E-Z SERVE #8319 | 2987 PIO NONO AVE | MACON | Bibb | 9000221 | 3 | [5 empty] | Removed from Ground | Gas (Historical Use) | 5000 | Marked Unknown | 1968-02-08 | 1899-12-31 | Unknown | Pressurized
ATLANTIC FOODS & FUEL LLC | 2827 HOUSTON AVE | MACON | Bibb | 4110312 | 1 | Flapper Valve | 1998-06-30 | FALSE | 1998-06-30 | FALSE | Temporarily out of use | Regular | 10000 | Steel-Impressed Current | 1966-05-03 |  |  | Pressurized
LAZY LARRY'S\J N ROWLAND | 2588 EMERY HWY | MACON | Bibb | 4110329 | 3A | [5 empty] | Removed from Ground | Empty | 3000 | Bare Steel | 1998-07-01 | 1998-07-01 | Bare Steel | Suction (American)
GOLD KIST DISTRIBUTION CTR | 6600 HAWKINSVILLE RD | MACON | Bibb | 4110338 | 2 | [5 empty] | Removed from Ground | Diesel | 4000 | Bare Steel | 1973-05-01 | 1990-01-01 | Galvanized Steel
KING'S FOOD MART | 2765 HOUSTON AVE | MACON | Bibb | 9011125 | 2 | Flapper Valve | 1998-04-01 | FALSE | 1998-04-01 | FALSE | Currently in Use | Regular | 6000 | Steel-Impressed Current | 1984-01-01 |  | Steel (Impressed Current) | Pressurized
NORTH FOLK SOUTHERN | BROSNAN YARD TERMINAL | MACON | Bibb | 9011080 | 2 | [5 empty] | Removed from Ground | Gas (Historical Use) | 12000 | Bare Steel | 1992-03-30 | 1992-03-30 | Galvanized Steel | Suction (American)
REGISTERS AUTO REPAIR | 3124 HOUSTON AVE | MACON | Bibb | 9011083 | 2 | [5 empty] | Removed from Ground | Gas (Historical Use) | 3000 | Not Marked/Unknown |  | 1899-12-31 | Not Marked
USA GROCERY | 2590 ROCKY CREEK RD | MACON | Bibb | 9000227 | 2 | [5 empty] | Removed from Ground | Gas (Historical Use) | 5000 | Marked Unknown | 1969-02-07 | 1992-08-04 | Unknown
TENNECO #06509 | 4750 HOUSTON RD | MACON | Bibb | 9000226 | 2 | [5 empty] | Removed from Ground | Gas (Historical Use) | 4000 | Bare Steel | 1957-01-01 | 1989-06-20 | Galvanized Steel
CLEVELAND CONSOLIDATED INC | 445 LOWER BOUNDARY ST | MACON | Bibb | 4110303 | 1 | [5 empty] | Removed from Ground | Gas (Historical Use) | 3000 | Bare Steel | 1968-05-08 | 1990-07-25 | Bare Steel
FAM FOOD MART | 3701 PIO NONO AVE | MACON | Bibb | 4110309 | 1 | [5 empty] | Removed from Ground | Gas (Historical Use) | 10000 | Bare Steel | 1985-05-01 | 1899-12-31 | Galvanized Steel | Pressurized
LISA & TRISHA INC | 4224 BLOOMFIELD RD | MACON | Bibb | 4110283 | 1 | Flapper Valve | 1998-01-20 | FALSE | 1998-01-20 | FALSE | Temporarily out of use | Gas (Historical Use) | 10000 | Steel-Impressed Current | 1972-05-06 |  | Steel (Impressed Current) | Pressurized
Circle K 2745113 | 5602 THOMASTON RD | MACON | Bibb | 4110284 | 7 | Flapper Valve | 2015-04-08 | FALSE | 2015-04-08 | FALSE | Currently in Use | E-10 | 8000 | Fiberglass Double Walled | 2015-04-08 |  | Double-Walled Flex | Pressurized
CAMERON & BARKLEY CO | 1600 WATERVILLE RD | MACON | Bibb | 9011215 | 1 | [5 empty] | Removed from Ground | Used Oil | 4000 | Bare Steel | 1981-01-01 | 2001-02-15 | Bare Steel
C-WEST PROPERTIES | 5926 COLUMBUS RD | MACON | Bibb | 9011129 | 2 | [5 empty] | Removed from Ground | Diesel | 3000 | Bare Steel |  | 1899-12-31 | Galvanized Steel | Suction (American)
ABF FREIGHT SYSTEM INC | 711 GUY PAINE RD | MACON | Bibb | 1020003 | 3 | [5 empty] | Closed in Ground | Other | 10000 | Bare Steel | 1971-01-27 | 1988-05-01 | Unknown
SYDNEY PYLES PLUMBING CO | 525 12TH ST | MACON | Bibb | 4110328 | 1 | [5 empty] | Permanently Out of Use - historical purposes | Gas (Historical Use) | 2000 | Bare Steel | 1983-05-06 | 1899-12-31 | Unknown
LEND LEASE TRUCKS INC | 2811 WATERVILLE RD | MACON | Bibb | 4110296 | 3 | [5 empty] | Removed from Ground | Gas (Historical Use) | 1000 | Bare Steel | 1971-04-11 | 1994-06-30 | Bare Steel | Pressurized
Circle K 2745114 | 4314 PIO NONO AVE | MACON | Bibb | 9011082 | 11 | Flapper Valve | 2007-07-18 | FALSE | 2007-07-18 | FALSE | Currently in Use | Kerosene | 4000 | Composite Double Walled | 2007-07-18 |  | Double-Walled Flex | Pressurized
ABF FREIGHT SYSTEM INC | 711 GUY PAINE RD | MACON | Bibb | 1020003 | 5 |  |  | TRUE |  | TRUE | Removed from Ground | Used Oil | 500 | Bare Steel | 1965-01-01 | 1989-01-21 | Galvanized Steel
ABF FREIGHT SYSTEM INC | 711 GUY PAINE RD | MACON | Bibb | 1020003 | 4 | [5 empty] | Closed in Ground | Other | 10000 | Bare Steel | 1971-01-27 | 1988-05-01 | Unknown
MARATHON MART #8 | 4410 HARTLEY BRG RD | MACON | Bibb | 4010096 | 17 |  | 1996-07-06 |  | 1996-07-06 |  | Removed from Ground | Diesel | 4970 | Steel-Impressed Current | 1971-04-22 | 2006-12-06 | Fiberglass Reinforced Plastic | Suction (American)
TENNECO #06509 | 4750 HOUSTON RD | MACON | Bibb | 9000226 | 5 | [5 empty] | Removed from Ground | Diesel | 4000 | Bare Steel | 1957-01-01 | 1989-06-20 | Galvanized Steel
LEND LEASE TRUCKS INC | 2811 WATERVILLE RD | MACON | Bibb | 4110296 | 4 | [5 empty] | Removed from Ground | Diesel | 8000 | Bare Steel | 1971-04-11 | 1994-06-30 | Bare Steel | Pressurized
LEND LEASE TRUCKS INC | 2811 WATERVILLE RD | MACON | Bibb | 4110296 | 1 | [5 empty] | Removed from Ground | Diesel | 10000 | Bare Steel | 1971-04-11 | 1994-06-30 | Bare Steel | Pressurized
Tree City #100543 | 5013 HARRISON RD @ EISENHOWER PK | MACON | Bibb | 9000411 | 94 | Flapper Valve | 1991-01-01 | FALSE | 1991-01-01 | FALSE | Currently in Use | E-10 | 5830 | Fiberglass | 1971-01-01 |  | Fiberglass Reinforced Plastic | Pressurized
CONOCO #10080 | 4685 HOUSTON AVE | MACON | Bibb | 9076169 | 2 | Ball Float | 1988-08-01 | FALSE | 1988-08-01 | FALSE | Temporarily out of use | Premium | 10000 | Fiberglass | 1988-08-01 |  | Fiberglass Reinforced Plastic | Pressurized
AT&T | 185 STATE ST | MACON | Bibb | 4110290 | 2 | [5 empty] | Removed from Ground | Empty | 5000 | Marked Unknown | 1970-01-01 | 1995-08-22 | Bare Steel | Suction (American)
Circle K 2745113 | 5602 THOMASTON RD | MACON | Bibb | 4110284 | 6 | Flapper Valve | 2015-04-05 | FALSE | 2015-04-05 | FALSE | Currently in Use | E-10 | 15000 | Fiberglass Double Walled | 2015-04-08 |  | Double-Walled Flex | Pressurized
7 ELEVEN #12039/CIRCLE K #2031/M | 3484 HOUSTON AVE | MACON | Bibb | 4110354 | 2 | [5 empty] | Removed from Ground | Gas (Historical Use) | 8000 | Bare Steel | 1982-05-01 | 1991-07-23 | Galvanized Steel
MARATHON DISTRIBUTION TERMINAL | 2445 ALLEN RD | MACON | Bibb | 4110339 | 1 | [5 empty] | Removed from Ground | Other | 8000 | Bare Steel | 1976-05-05 | 1991-10-15 | Unknown
LJL INTERNATIONAL | 2855 BROADWAY | MACON | Bibb | 4110234 | 1 | [5 empty] | Closed in Ground | Gas (Historical Use) | 2000 | Bare Steel | 1977-04-17 | 1988-12-01 | Galvanized Steel
FRED TAYLOR CO/R F TRUESDALE | 4440 MEAD RD | MACON | Bibb | 4110252 | 3 | [5 empty] | Removed from Ground | Diesel | 8000 | Bare Steel | 1970-04-28 | 1995-05-10 | Bare Steel
MACON VEHICLE MAINT DEPT | 505 TENTH ST | MACON | Bibb | 4110268 | 1 | Flapper Valve | 1995-02-01 | FALSE | 1995-02-01 | FALSE | Currently in Use | Diesel | 9600 | Steel-Impressed Current | 1976-04-08 |  | Cathodically Protected | Pressurized
MACON VEHICLE MAINT DEPT | 505 TENTH ST | MACON | Bibb | 4110268 | 4 | [5 empty] | Removed from Ground | Gas (Historical Use) | 9600 | Bare Steel | 1971-04-09 | 1995-10-19 | Galvanized Steel | Pressurized
TOMMY'S RECAPS INC #2 | 3290 PIO NONO AVE | MACON | Bibb | 4110218 | 1 |  |  | TRUE |  | TRUE | Closed in Ground | Used Oil | 1 | Marked Unknown | 1989-01-01 | 1989-01-01 | Unknown
MIKES CORNER STORE #383 | 6455 HOUSTON RD | MACON | Bibb | 4110288 | 2 |  | 1999-05-05 | FALSE | 1999-05-05 | FALSE | Currently in Use | Regular | 6000 | Steel-Impressed Current | 1982-02-12 |  | Fiberglass Reinforced Plastic | Pressurized
KWIKWAY #3 | 1803 PIO NONO AVE | MACON | Bibb | 4110278 | 2 | Flapper Valve | 1995-03-28 | FALSE | 1995-03-28 | FALSE | Currently in Use | Plus | 10000 | Steel-Impressed Current | 1984-03-13 |  | Galvanized Steel | Pressurized
LO-LO FOOD STORE DBA SNACK-N-SHO (442) | 2490 PIO NONO AVE | MACON | Bibb | 4110375 | 6 | Flapper Valve | 1986-11-01 | FALSE | 1986-11-01 | FALSE | Currently in Use | Premium | 10000 | Galvanic (STIP-3)/Sacrificial Anodes | 1986-11-01 |  | Fiberglass Reinforced Plastic | Pressurized
BST\MACON-WESGATE\R2175 | 1655 EISENHOWER PKWY | MACON | Bibb | 4110374 | 1 | [5 empty] | Removed from Ground | Other | 3000 | Bare Steel | 1974-07-17 | 1997-07-08 | Copper | Suction (American)
BST/MACON GUY PAINE CO/R2171 | 1245 GUY PAINE RD | MACON | Bibb | 4110368 | 2 | [5 empty] | Removed from Ground | Diesel | 4000 | Bare Steel | 1987-01-01 | 1998-05-01 | Copper | Suction (American)
#866 MACON | 6001 HARRISON RD | MACON | Bibb | 4110343 | 2 | Ball Float | 2000-03-01 | FALSE | 1979-01-01 | FALSE | Removed from Ground | Gas (Historical Use) | 12000 | Galvanic (STIP-3) | 1979-05-05 |  | Galvanized Steel | Pressurized
SPIRES ELECTRIC CO | 4022 INDUSTRIAL BLVD | MACON | Bibb | 4110243 | 1 | [5 empty] | Removed from Ground | Gas (Historical Use) | 4000 | Bare Steel | 1979-04-18 | 1997-12-11 | Galvanized Steel | Safe Suction (Euro)
MINI FOOD #33 | 3751 MERCER UNIVERSITY DR | MACON | Bibb | 4110043 | 1 |  | 1998-11-25 | FALSE | 1998-11-25 | FALSE | Temporarily out of use | Regular | 10166 | Steel-Impressed Current | 1978-01-31 |  |  | Pressurized
AJS PETRO # 197 | 3465 WILLIAMSON RD | MACON | Bibb | 4110044 | 1 | Flapper Valve | 1998-04-01 | FALSE | 1998-04-01 | FALSE | Temporarily out of use | Gas (Historical Use) | 2980 | Steel-Impressed Current | 1978-01-31 |  | Steel (Impressed Current)
OSAN PETROLEUM | 1167 SIXTH ST | MACON | Bibb | 4110036 | 40 |  | 1998-10-25 |  | 1998-10-25 |  | Currently in Use | Diesel | 6048 | Fiberglass | 1982-02-27 |  | Cathodically Protected | Pressurized
WALTHALL OIL CO | 5631 HOUSTON RD | MACON | Bibb | 4110022 | 4 | Flapper Valve | 2000-05-26 | FALSE | 2000-05-26 | FALSE | Currently in Use | Kerosene | 2000 | Composite | 2000-05-26 |  | Fiberglass Reinforced Plastic | Suction (American)
Circle K 2745113 | 5602 THOMASTON RD | MACON | Bibb | 4110284 | 4 |  | 1996-03-11 |  | 1996-03-11 |  | Removed from Ground | Empty | 10000 | Double Walled | 1996-03-11 | 2015-03-31 | Fiberglass Reinforced Plastic | Pressurized
Circle K 2745113 | 5602 THOMASTON RD | MACON | Bibb | 4110284 | 5 |  | 1996-03-11 |  | 1996-03-11 |  | Removed from Ground | Gas (Historical Use) | 10000 | Double Walled | 1996-03-11 | 2015-03-31 | Fiberglass Reinforced Plastic | Pressurized
CIRCLE K #2035/MR B'S #164 | 4455 CHAMBERS RD | MACON | Bibb | 4110352 | 3 | [5 empty] | Removed from Ground | Gas (Historical Use) | 6000 | Bare Steel | 1983-05-02 | 1993-08-19 | Galvanized Steel | Pressurized
ROY E DAVIS TEXACO | 2840 PIO NONO AVE | MACON | Bibb | 4110250 | 4 | [5 empty] | Removed from Ground | Gas (Historical Use) | 3955 | Bare Steel | 1999-01-08 | 1999-01-08 | Unknown
ROY E DAVIS TEXACO | 2840 PIO NONO AVE | MACON | Bibb | 4110250 | 1 | [5 empty] | Removed from Ground | Gas (Historical Use) | 3955 | Bare Steel | 1999-01-08 | 1999-01-08 | Unknown
MACON TELEGRAPH PUBLISHING COMPA | 139 BROADWAY | MACON | Bibb | 4110030 | 1 | [5 empty] | Removed from Ground | Gas (Historical Use) | 4000 | Bare Steel | 1971-02-01 | 1987-10-01 | Bare Steel
CHEVRON #40454 | I-75 & HARTLEY BRIDGE RD | MACON | Bibb | 9000580 | 3 | [5 empty] | Removed from Ground | Gas (Historical Use) | 3000 | Bare Steel | 1965-03-19 | 1990-12-13 | Galvanized Steel
MACON BEVERAGE CO-PARTNERSHIP | 4375 SAN CARLOS DR | MACON | Bibb | 9011024 | 1 | [5 empty] | Removed from Ground | Diesel | 2000 | Bare Steel | 1984-01-01 | 1997-11-17 | Galvanized Steel
FRANK JONES SERVICE CENTER | 4319 PIO NONO AVE | MACON | Bibb | 4110052 | 3 | [5 empty] | Removed from Ground | Other | 3000 | Bare Steel | 1977-01-27 | 1996-08-20 | Unknown
PENSKE TRUCKING LEASING | 7365 COCHRAN FIELD RD | MACON | Bibb | 9011044 | 2 |  | 1997-05-13 |  | 1997-05-13 |  | Removed from Ground | Diesel | 12000 | Fiberglass Double Walled | 1997-05-13 | 2004-09-15 | Fiberglass Reinforced Plastic | Pressurized
TOPLINE STORE | 4915 BLOOMFIELD RD | MACON | Bibb | 9011036 | 1 | Flapper Valve | 1997-02-20 | FALSE | 1997-02-20 | FALSE | Currently in Use | E-10 | 7896 | Steel-Impressed Current | 1976-01-01 |  | Steel (Impressed Current) | Pressurized
NASH FINCH COMPANY (VACANT) | 7595 INDUSTRIAL HWY | MACON | Bibb | 9011033 | 3 | [5 empty] | Removed from Ground | Gas (Historical Use) | 8000 | Marked Unknown | 1967-01-01 | 1990-02-16 | Unknown
PENSKE TRUCKING LEASING | 7365 COCHRAN FIELD RD | MACON | Bibb | 9011044 | 1 |  | 1989-10-01 |  | 1989-10-01 |  | Removed from Ground | Diesel | 12000 | Cathodically Protected Steel | 1989-10-01 | 1997-05-21 | Bare Steel | Pressurized
KROGER GA-411 | 4628 PRESIDENTIAL PKWY | MACON | Bibb | 10000022 | 1B | Flapper Valve | 2001-11-09 | FALSE | 2001-11-09 | FALSE | Currently in Use | Premium | 8000 | Fiberglass Double Walled | 2001-11-09 |  | Double-Walled Fiberglass | Pressurized
ANDERSON CHEMICAL CO | 1840 WATERVILLE RD | MACON | Bibb | 110403 | 3 | [5 empty] | Removed from Ground | Diesel | 1000 | Bare Steel | 1980-01-01 | 1989-01-01 | Galvanized Steel
WOODS SVC CENTER | 2644 HOUSTON AVE | MACON | Bibb | 110415 | 2 | [5 empty] | Removed from Ground | Gas (Historical Use) | 0 | Bare Steel | 1986-06-05 | 1991-10-11 | Galvanized Steel
NORTH FOLK SOUTHERN | BROSNAN YARD TERMINAL | MACON | Bibb | 9011080 | 3 | [5 empty] | Removed from Ground | Diesel | 500 | Bare Steel | 1992-03-30 | 1992-03-30 | Galvanized Steel
REGISTERS AUTO REPAIR | 3124 HOUSTON AVE | MACON | Bibb | 9011083 | 1 | [5 empty] | Removed from Ground | Gas (Historical Use) | 3000 | Not Marked/Unknown |  | 1899-12-31 | Not Marked
TENNECO STATION #06609 | 4749 HOUSTON RD | MACON | Bibb | 9000239 | 1 | [5 empty] | Removed from Ground | Gas (Historical Use) | 0 | Marked Unknown |  | 1899-12-31 | Unknown
USA GROCERY | 2590 ROCKY CREEK RD | MACON | Bibb | 9000227 | 3 | [5 empty] | Removed from Ground | Gas (Historical Use) | 5000 | Marked Unknown | 1969-02-07 | 1992-08-04 | Unknown
MACON BANDAG INC | 300 LOWER BOUNDARY ST | MACON | Bibb | 4110362 | 1 | [5 empty] | Removed from Ground | Gas (Historical Use) | 2000 | Bare Steel | 1966-05-06 | 1999-12-07 | Unknown
FLORIDA ROCK & TANK LINES INC | 2532 ALLEN RD | MACON | Bibb | 4110336 | 1 | Flapper Valve | 1991-07-01 | FALSE | 1991-07-01 | FALSE | Currently in Use | Diesel | 10000 | Composite | 1991-07-01 |  | Fiberglass Reinforced Plastic | Safe Suction (Euro)
GOLD KIST DISTRIBUTION CTR | 6600 HAWKINSVILLE RD | MACON | Bibb | 4110338 | 1 | [5 empty] | Removed from Ground | Diesel | 8000 | Bare Steel | 1967-05-02 | 1990-01-01 | Galvanized Steel
DIXIE TRUCKS & PARTS | 5201 HOUSTON RD | MACON | Bibb | 4110228 | 1 | [5 empty] | Removed from Ground | Gas (Historical Use) | 1000 | Bare Steel | 1966-04-17 | 1988-12-01 | Galvanized Steel
GREEN CROSS VEHICLE RENTAL | 501 3RD DTREET | MACON | Bibb | 4110230 | 1 | [5 empty] | Closed in Ground | Gas (Historical Use) | 3000 | Bare Steel | 1973-04-17 | 1993-04-20 | Galvanized Steel
CITY OF MACON VEHICLE MAINTENANCE | 1122 SEVENTH ST | MACON | Bibb | 4110267 | 2 | Flapper Valve | 1995-02-15 | FALSE | 1995-02-15 | FALSE | Currently in Use | E-10 | 20000 | Steel-Impressed Current | 1982-04-08 |  | Double-Walled Fiberglass | Pressurized
MACON VEHICLE MAINT DEPT | 505 TENTH ST | MACON | Bibb | 4110268 | 5 | Flapper Valve | 1995-02-01 | FALSE | 1995-02-01 | FALSE | Currently in Use | E-10 | 10000 | Galvanic (STIP-3) | 1995-02-15 |  | Steel/Sacrificial Anodes | Pressurized
SUNOCO FOOD MART | 4961 ROMIESER RD | MACON | Bibb | 4110272 | 4 |  | 1998-12-19 | FALSE | 1998-12-19 | FALSE | Currently in Use | Diesel | 10000 | Steel-Impressed Current | 1975-01-01 |  | Flex | Pressurized
YANCEY BROTHERS CO | 4660 BROADWAY | MACON | Bibb | 4110132 | 4 | [5 empty] | Removed from Ground | Other | 2000 | Bare Steel | 1991-12-18 | 1991-12-18 | Galvanized Steel | Safe Suction (Euro)
YANCEY BROTHERS CO | 4660 BROADWAY | MACON | Bibb | 4110132 | 5 | [5 empty] | Removed from Ground | Gas (Historical Use) | 450 | Bare Steel | 1991-12-12 | 1991-12-12 | Galvanized Steel
WILSON TRUCKING CORP | 4390 MEAD RD | MACON | Bibb | 4110143 | 1 | Flapper Valve | 1997-11-17 | FALSE | 1997-11-17 | FALSE | Temporarily out of use | Diesel | 10000 | Fiberglass | 1984-03-25 |  | Fiberglass Reinforced Plastic | Pressurized
BI - LO | 2510 PIO NONO AVE | MACON | Bibb | 4110110 | 3 | [5 empty] | Removed from Ground | Gas (Historical Use) | 5000 | Bare Steel | 1968-03-19 | 1988-02-01 | Galvanized Steel
ANDERSON CHEMICAL CO | 1840 WATERVILLE RD | MACON | Bibb | 110403 | 1 | [5 empty] | Removed from Ground | Diesel | 4000 | Bare Steel | 1980-01-01 | 1989-01-01 | Galvanized Steel
GUNS PLUS | 6311 HAWKINSVILLE RD | MACON | Bibb | 110421 | 1 | [5 empty] | Removed from Ground | Gas (Historical Use) | 6000 | Bare Steel | 1976-05-10 | 1990-01-01 | Galvanized Steel
FAST FUEL | 3855 BROADWAY ST | MACON | Bibb | 110398 | 3 | Flapper Valve | 1998-10-20 | FALSE | 1998-10-20 | FALSE | Currently in Use | Diesel | 6000 | Steel-Impressed Current | 1998-10-20 |  | Steel (Impressed Current) | Safe Suction (Euro)
AAA AUTO MASTERS | 4560 HARTLEY BRG RD | MACON | Bibb | 110366 | 1 |  | 1994-06-10 |  | 1994-06-10 |  | Removed from Ground | Gas (Historical Use) | 8000 | Bare Steel | 1966-01-01 | 1998-03-01 | Galvanized Steel | Pressurized
AAA AUTO MASTERS | 4560 HARTLEY BRG RD | MACON | Bibb | 110366 | 4 |  |  | TRUE |  | TRUE | Removed from Ground | Used Oil | 560 | Bare Steel | 1966-01-01 | 1998-03-01 | Galvanized Steel
QUICK STOP GAS & GROCERY | 4080 BLOOMFIELD RD | MACON | Bibb | 10001016 | 1 |  | 2005-08-01 | FALSE | 2005-08-01 | FALSE | Removed from Ground | Gas (Historical Use) | 10000 | Composite | 2005-08-05 | 2008-08-21 | Fiberglass Reinforced Plastic | Pressurized
EXPRESS FOOD MART | 701 EISENHOWER PKWY | MACON | Bibb | 10000822 | 1 |  | 2004-11-22 | FALSE | 2004-11-22 | FALSE | Currently in Use | Regular | 8000 | Composite | 2004-11-15 |  | Fiberglass Reinforced Plastic | Pressurized
PEP BOYS #98 | 1230 EISENHOWER PKWY | MACON | Bibb | 10000868 | 1 |  |  | FALSE |  | FALSE | Removed from Ground | Propane | 550 | Fiberglass Double Walled | 1988-12-01 | 2005-06-09 | Double-Walled Flex | Gravity Fed
FRANK JONES SERVICE CENTER | 4319 PIO NONO AVE | MACON | Bibb | 4110052 | 2 | [5 empty] | Removed from Ground | Diesel | 10000 | Bare Steel | 1977-01-27 | 1996-08-20 | Unknown
KROGER GA-411 | 4628 PRESIDENTIAL PKWY | MACON | Bibb | 10000022 | 1A | Flapper Valve | 2001-11-09 | FALSE | 2001-11-09 | FALSE | Currently in Use | Regular | 16000 | Fiberglass Double Walled | 2001-11-09 |  | Double-Walled Fiberglass | Pressurized
NIKUNJ 19 LLC | 3609 PIO NONO AVE | MACON | Bibb | 110443 | 2B | Ball Float |  | FALSE |  | FALSE | Currently in Use | Diesel | 0 | Composite Double Walled | 2009-09-17 |  |  | Pressurized
JOHNSON PETROLEUM CO | 4908 THOMASTON RD | MACON | Bibb | 110412 | 6 | [5 empty] | Removed from Ground | Other | 8000 | Bare Steel | 1982-05-14 | 1988-04-01 | Bare Steel
ATLANTA DAIRIES | 3853 BROADWAY | MACON | Bibb | 9011011 | 1 | [5 empty] | Removed from Ground | Other | 10000 | Bare Steel | 1990-01-01 | 1990-01-01 | Bare Steel
NIKUNJ 19 LLC | 3609 PIO NONO AVE | MACON | Bibb | 110443 | 2A | Ball Float |  | FALSE |  | FALSE | Currently in Use | E-10 | 0 | Composite Double Walled | 2009-09-17 |  |  | Pressurized
BETZ LABS INC | 7525 INDUSTRIAL BLVD NE | MACON | Bibb | 110437 | 1 | [5 empty] | Removed from Ground | Gas (Historical Use) | 0 | Not Marked/Unknown |  | 1899-12-31 | Not Marked
JOHNSON PETROLEUM CO | 4908 THOMASTON RD | MACON | Bibb | 110412 | 3 | [5 empty] | Removed from Ground | Gas (Historical Use) | 10000 | Bare Steel | 1978-05-15 | 1988-04-01 | Bare Steel
GUNS PLUS | 6311 HAWKINSVILLE RD | MACON | Bibb | 110421 | 4 | [5 empty] | Removed from Ground | Diesel | 6000 | Bare Steel | 1976-05-10 | 1990-01-01 | Galvanized Steel
AAA AUTO MASTERS | 4560 HARTLEY BRG RD | MACON | Bibb | 110366 | 3 |  | 1994-06-10 |  | 1994-06-10 |  | Removed from Ground | Gas (Historical Use) | 6000 | Bare Steel | 1966-01-01 | 1998-03-01 | Galvanized Steel | Pressurized
QUICK STOP GAS & GROCERY | 4080 BLOOMFIELD RD | MACON | Bibb | 10001016 | 3 |  | 2005-08-01 | FALSE | 2005-08-01 | FALSE | Removed from Ground | Diesel | 4000 | Composite | 2005-08-05 | 2008-08-21 | Fiberglass Reinforced Plastic | Pressurized
FORMER SERVICE STATION | 2584 ROCKY CREEK ROAD | MACON | Bibb | 10002197 | 1 |  |  | FALSE |  | FALSE | Removed from Ground | Empty | 10000 | Bare Steel | 2013-02-19 | 2013-02-19 | Bare Steel
FAM FOOD MART | 3701 PIO NONO AVE | MACON | Bibb | 4110309 | 2A | Ball Float | 1995-08-01 | FALSE | 1995-08-01 | FALSE | Currently in Use | E-10 | 15000 | Composite | 1995-08-01 |  | Fiberglass Reinforced Plastic | Pressurized
MIKES CORNER STORE #383 | 6455 HOUSTON RD | MACON | Bibb | 4110288 | 3 |  | 1999-05-05 | FALSE | 1999-05-05 | FALSE | Currently in Use | Premium | 6000 | Steel-Impressed Current | 1982-02-12 |  | Fiberglass Reinforced Plastic | Pressurized
A K EXPRESS | 1091 CLINTON RD | MACON | Bibb | 4110353 | 2 | Flapper Valve | 1983-05-01 | FALSE | 1983-05-01 | FALSE | Currently in Use | E-10 | 8000 | Steel-Impressed Current | 1983-05-02 |  |  | Safe Suction (Euro)
#866 MACON | 6001 HARRISON RD | MACON | Bibb | 4110343 | 3 |  | 2000-03-01 |  | 1979-01-01 |  | Closed in Ground | Gas (Historical Use) | 12000 | Galvanic (STIP-3) | 1979-05-05 | 2004-06-04 | Galvanized Steel | Pressurized
SUNOCO FOOD MART | 4961 ROMIESER RD | MACON | Bibb | 4110272 | 2 |  | 1998-12-19 | FALSE | 1998-12-19 | FALSE | Currently in Use | Regular | 10000 | Steel-Impressed Current | 1975-01-01 |  | Flex | Pressurized
LO-LO FOOD STORE DBA SNACK-N-SHO (442) | 2490 PIO NONO AVE | MACON | Bibb | 4110375 | 3 | [5 empty] | Removed from Ground | Gas (Historical Use) | 10000 | Bare Steel | 1986-10-01 | 1986-10-01 | Galvanized Steel | Pressurized
CONOCO INC/SOUTHERN FACILITIES I | 2505 ALLEN RD | MACON | Bibb | 4110349 | 3 | [5 empty] | Removed from Ground | Gas (Historical Use) | 500 | Cathodically Protected Steel | 1983-05-07 | 1990-12-01 | Cathodically Protected
NO FACILITY NAME | 4125 HOUSTON AVE | MACON | Bibb | 4110260 | 4 | [5 empty] | Removed from Ground | Diesel | 1 | Bare Steel | 1986-06-01 | 1986-06-01 | Galvanized Steel
ROY E DAVIS TEXACO | 2840 PIO NONO AVE | MACON | Bibb | 4110250 | 5 |  |  | TRUE |  | TRUE | Removed from Ground | Used Oil | 550 | Bare Steel | 1999-01-08 | 1999-01-08 | Unknown
BP & SONS ENTERPRISES INC | 1179 EISENHOWER PKWY | MACON | Bibb | 4110212 | 2 | Flapper Valve | 1994-09-10 | FALSE | 1994-09-10 | FALSE | Currently in Use | Regular | 10000 | Steel-Impressed Current | 1985-04-22 |  | Fiberglass Reinforced Plastic | Pressurized
WATKINS SERVICE CO INC | 4285 PIO NONO AVE | MACON | Bibb | 4110186 | 1 |  |  | TRUE |  | TRUE | Removed from Ground | Used Oil | 550 | Bare Steel | 1988-01-01 | 1988-01-01 | Unknown
YANCEY BROTHERS CO | 4660 BROADWAY | MACON | Bibb | 4110132 | 1 | [5 empty] | Removed from Ground | Gas (Historical Use) | 2000 | Bare Steel | 1991-12-17 | 1991-12-17 | Galvanized Steel
JOHNSON PETROLEUM CO | 4908 THOMASTON RD | MACON | Bibb | 110412 | 7 | [5 empty] | Removed from Ground | Other | 8000 | Bare Steel | 1982-05-14 | 1988-04-01 | Bare Steel
JOHNSON PETROLEUM CO | 4908 THOMASTON RD | MACON | Bibb | 110412 | 5 | [5 empty] | Removed from Ground | Other | 8000 | Bare Steel | 1982-05-14 | 1988-04-01 | Bare Steel
CARRS GROCERY | 5988 MT PLEASANT CHURCH RD | MACON | Bibb | 110420 | 4 | Flapper Valve | 2001-07-15 | FALSE | 2001-07-15 | FALSE | Currently in Use | Regular | 8000 | Composite | 2001-07-15 |  | Double-Walled Fiberglass | Pressurized
CARRS GROCERY | 5988 MT PLEASANT CHURCH RD | MACON | Bibb | 110420 | 1 |  | 1998-12-15 |  | 1998-12-15 |  | Removed from Ground | Gas (Historical Use) | 2000 | Cathodically Protected Steel | 1972-01-05 | 2001-05-30 | Cathodically Protected
CIRCLE K 6728 | 5011 ROMIESER DR | MACON | Bibb | 110005 | 6 | [5 empty] | Removed from Ground | Empty | 10000 | Not Marked/Unknown |  | 1899-12-31 | Not Marked
JOHNSON PETROLEUM CO | 4908 THOMASTON RD | MACON | Bibb | 110412 | 8 | [5 empty] | Removed from Ground | Other | 8000 | Bare Steel | 1982-05-14 | 1988-04-01 | Bare Steel
JOHNSON PETROLEUM CO | 4908 THOMASTON RD | MACON | Bibb | 110412 | 9 | [5 empty] | Removed from Ground | Other | 6000 | Bare Steel | 1982-05-14 | 1988-04-01 | Bare Steel
CARRS GROCERY | 5988 MT PLEASANT CHURCH RD | MACON | Bibb | 110420 | 3 |  | 1998-12-15 |  | 1998-12-15 |  | Removed from Ground | Diesel | 1000 | Cathodically Protected Steel | 1972-01-05 | 2001-05-30 | Cathodically Protected
BORDEN INC/MEADOW GOLD DAIRY | 4700 PIO NONO AVE | MACON | Bibb | 110402 | 20034.02 | [5 empty] | Removed from Ground | Gas (Historical Use) | 6000 | Bare Steel | 1965-05-19 | 1990-01-26 | Bare Steel
KAKAS FOOD MART | 2311 PIO NONO AVE | MACON | Bibb | 10002502 | 1 | Flapper Valve | 2015-09-01 | FALSE | 2015-09-01 | FALSE | Currently in Use | Regular | 15000 | Composite Double Walled | 2015-09-01 |  | Double-Walled Flex | Pressurized
COLUMBUS RD SUNOCO | 5730 COLUMBUS RD | MACON | Bibb | 10002367 | 2 | Flapper Valve | 2021-06-24 | FALSE | 2013-05-16 | FALSE | Currently in Use | Premium | 5000 | Tank Jacket | 2013-05-16 |  | Double-Walled Fiberglass | Pressurized
AAA AUTO MASTERS | 4560 HARTLEY BRG RD | MACON | Bibb | 110366 | 2 |  | 1994-06-10 |  | 1994-06-10 |  | Removed from Ground | Gas (Historical Use) | 6000 | Bare Steel | 1966-01-01 | 1998-03-01 | Galvanized Steel | Pressurized
Circle K 2745113 | 5602 THOMASTON RD | MACON | Bibb | 4110284 | 1 | [5 empty] | Removed from Ground | Gas (Historical Use) | 8000 | Bare Steel | 1978-05-06 | 1996-02-13 | Galvanized Steel | Pressurized
KWIKWAY #3 | 1803 PIO NONO AVE | MACON | Bibb | 4110278 | 1 | Flapper Valve | 1995-03-28 | FALSE | 1995-03-28 | FALSE | Currently in Use | Regular | 10000 | Steel-Impressed Current | 1984-03-13 |  | Steel (Impressed Current) | Pressurized
MARATHON MART #4 | 5950 HAWKINSVILLE RD | MACON | Bibb | 9011046 | 98 | Flapper Valve | 1990-12-27 | FALSE | 1990-12-27 | FALSE | Currently in Use | E-10 | 8084 | Galvanic (STIP-3) | 1991-02-10 |  | Fiberglass Reinforced Plastic | Pressurized
MARATHON MART #4 | 5950 HAWKINSVILLE RD | MACON | Bibb | 9011046 | 89 | Flapper Valve | 1990-12-27 | FALSE | 1990-12-27 | FALSE | Currently in Use | Kerosene | 1004 | Galvanic (STIP-3) | 1991-02-10 |  | Fiberglass Reinforced Plastic | Pressurized
MACON BEVERAGE CO-PARTNERSHIP | 4375 SAN CARLOS DR | MACON | Bibb | 9011024 | 3 | [5 empty] | Removed from Ground | Diesel | 6000 | Bare Steel | 1984-01-01 | 1997-11-17 | Galvanized Steel
SUPERIOR CANVAS, INC | 2360 SPIRES DR | MACON | Bibb | 9011025 | 1 | Flapper Valve | 1989-01-01 | FALSE | 1989-01-01 | FALSE | Currently in Use | Diesel | 10000 | Galvanic (STIP-3) | 1989-01-01 |  | Fiberglass Reinforced Plastic | Safe Suction (Euro)
NORTON & STOKES\FINA MART #4 | 5950 HAWKINSVILLE RD | MACON | Bibb | 4110049 | 4 | [5 empty] | Removed from Ground | Diesel | 2980 | Bare Steel | 1968-02-01 | 1990-12-01 | Galvanized Steel
NIKUNJ 19 LLC | 3609 PIO NONO AVE | MACON | Bibb | 110443 | 3 | Ball Float |  | FALSE |  | FALSE | Currently in Use | E-10 | 0 | Composite Double Walled | 2009-09-17 |  |  | Pressurized
HORNET OIL CO #2 | 4844 BLOOMFIELD RD | MACON | Bibb | 110429 | 3 |  | 1998-11-19 |  | 1998-11-19 |  | Removed from Ground | Gas (Historical Use) | 5000 | Steel-Impressed Current | 1972-01-01 | 2005-12-14 | Fiberglass Reinforced Plastic | Pressurized
CARRS GROCERY | 5988 MT PLEASANT CHURCH RD | MACON | Bibb | 110420 | 2 | [5 empty] | Removed from Ground | Gas (Historical Use) | 1000 | Bare Steel | 1972-01-05 | 2001-05-30 | Galvanized Steel
KAKAS FOOD MART | 2311 PIO NONO AVE | MACON | Bibb | 10002502 | 2 | Flapper Valve | 2015-09-01 | FALSE | 2015-09-01 | FALSE | Currently in Use | Premium | 5000 | Composite Double Walled | 2015-09-01 |  | Double-Walled Fiberglass | Pressurized
JOHNSON PETROLEUM CO | 4908 THOMASTON RD | MACON | Bibb | 110412 | 1 | [5 empty] | Removed from Ground | Gas (Historical Use) | 6000 | Bare Steel | 1978-05-15 | 1988-04-01 | Bare Steel
PEPSI-COLA BOTTLING CO OF MACON | 4544 /4541 HOUSTON AVE | MACON | Bibb | 110395 | 2 | [5 empty] | Removed from Ground | Gas (Historical Use) | 5000 | Bare Steel | 1982-05-09 | 1899-12-31 | Unknown
FOUNTAIN TOO CAR WASH | 3479 MERCER UNIVERSITY DR | MACON | Bibb | 110392 | 2 | [5 empty] | Removed from Ground | Gas (Historical Use) | 10000 | Cathodically Protected Steel | 1986-07-28 | 1999-01-04 | Cathodically Protected
COLUMBUS RD SUNOCO | 5730 COLUMBUS RD | MACON | Bibb | 10002367 | 3 | Flapper Valve | 2021-06-24 | FALSE | 2013-05-16 | FALSE | Currently in Use | Diesel | 5000 | Tank Jacket | 2013-05-16 |  | Double-Walled Fiberglass | Pressurized
FALL LINE PLAZA SHOPPING CENTER | 1425 ROCKY CREEK ROAD | MACON | Bibb | 10001647 | 1 |  |  | FALSE |  | FALSE | Removed from Ground |  | 1000 | Bare Steel | 2008-10-28 | 2008-10-28
NATIONAL CAR RENTAL | LEWIS B WILSON AIRPORT | MACON | Bibb | 110235 | 1 | [5 empty] | Removed from Ground | Gas (Historical Use) | 3000 | Bare Steel | 1973-01-01 | 1994-09-22 | Galvanized Steel
FOUNTAIN TOO CAR WASH | 3479 MERCER UNIVERSITY DR | MACON | Bibb | 110392 | 1 | [5 empty] | Removed from Ground | Gas (Historical Use) | 10000 | Cathodically Protected Steel | 1986-07-28 | 1999-01-04 | Cathodically Protected
COLUMBUS RD SUNOCO | 5730 COLUMBUS RD | MACON | Bibb | 10002367 | 1 | Flapper Valve | 2021-06-24 | FALSE | 2013-05-16 | FALSE | Currently in Use | Regular | 15000 | Tank Jacket | 2013-05-16 |  | Double-Walled Fiberglass | Pressurized
MACON CHRYSLER PLYMOUTH INC | 2110 EISENHOWER PKWY | MACON | Bibb | 4110381 | 1 | [5 empty] | Removed from Ground | Gas (Historical Use) | 0 | Marked Unknown |  | 1899-12-31 | Unknown
CONOCO INC/SOUTHERN FACILITIES I | 2505 ALLEN RD | MACON | Bibb | 4110349 | 5 | [5 empty] | Removed from Ground | Gas (Historical Use) | 10000 | Cathodically Protected Steel | 1973-05-06 | 1988-12-01 | Cathodically Protected
CIRCLE K #2035/MR B'S #164 | 4455 CHAMBERS RD | MACON | Bibb | 4110352 | 1 | [5 empty] | Removed from Ground | Gas (Historical Use) | 8000 | Bare Steel | 1983-05-02 | 1993-08-10 | Galvanized Steel | Pressurized
7 ELEVEN #12039/CIRCLE K #2031/M | 3484 HOUSTON AVE | MACON | Bibb | 4110354 | 1 | [5 empty] | Removed from Ground | Gas (Historical Use) | 8000 | Bare Steel | 1982-05-01 | 1991-07-23 | Galvanized Steel
INTERSTATE NATIONALEASE INC | 4465 MARION AVE | MACON | Bibb | 4110253 | 4 | Ball Float | 1995-02-01 | FALSE | 1995-02-01 | FALSE | Currently in Use | Diesel | 12000 | Epoxy | 1995-02-01 |  | Fiberglass Reinforced Plastic | Pressurized
LO-LO FOOD STORE DBA SNACK-N-SHO (442) | 2490 PIO NONO AVE | MACON | Bibb | 4110375 | 4 | [5 empty] | Removed from Ground | Gas (Historical Use) | 5000 | Bare Steel | 1972-05-02 | 1986-10-01 | Galvanized Steel
LO-LO FOOD STORE DBA SNACK-N-SHO (442) | 2490 PIO NONO AVE | MACON | Bibb | 4110375 | 7 | Flapper Valve | 1986-11-01 | FALSE | 1986-11-01 | FALSE | Currently in Use | E-10 | 10000 | Galvanic (STIP-3)/Sacrificial Anodes | 1986-11-01 |  | Fiberglass Reinforced Plastic | Pressurized
LO-LO FOOD STORE DBA SNACK-N-SHO (442) | 2490 PIO NONO AVE | MACON | Bibb | 4110375 | 1 | [5 empty] | Removed from Ground | Gas (Historical Use) | 10000 | Bare Steel | 1986-10-01 | 1986-10-01 | Galvanized Steel
ANDERSON CHEMICAL CO | 1840 WATERVILLE RD | MACON | Bibb | 110403 | 2 | [5 empty] | Removed from Ground | Diesel | 1000 | Bare Steel | 1980-01-01 | 1989-01-01 | Galvanized Steel
EXPERT TIRE/FIRESTONE TIRE & RUB | 3843 BLOOMFIELD RD | MACON | Bibb | 110396 | 1 | [5 empty] | Removed from Ground | Gas (Historical Use) | 270 | Bare Steel | 1976-05-29 | 1994-10-17 | Bare Steel | Gravity Fed
PEPSI-COLA BOTTLING CO OF MACON | 4544 /4541 HOUSTON AVE | MACON | Bibb | 110395 | 1 | [5 empty] | Removed from Ground | Gas (Historical Use) | 5000 | Bare Steel | 1982-05-09 | 1899-12-31 | Unknown
EXPRESS FOOD MART | 701 EISENHOWER PKWY | MACON | Bibb | 10000822 | 2 |  | 2004-11-22 | FALSE | 2004-11-22 | FALSE | Currently in Use | Premium | 4000 | Composite | 2004-11-15 |  | Fiberglass Reinforced Plastic | Pressurized
SAMS CLUB #8225 | 4701 LOG CABIN RD | MACON | Bibb | 10000127 | 3 | Flapper Valve | 2002-06-21 | FALSE | 2002-06-21 | FALSE | Currently in Use | Premium | 20000 | Fiberglass Double Walled | 2002-08-05 |  |  | Pressurized
CIRCLE K 6728 | 5011 ROMIESER DR | MACON | Bibb | 110005 | 4 | [5 empty] | Removed from Ground | Gas (Historical Use) | 8000 | Not Marked/Unknown |  | 1899-12-31 | Not Marked
CIRCLE K 6728 | 5011 ROMIESER DR | MACON | Bibb | 110005 | 5 | [5 empty] | Removed from Ground | Gas (Historical Use) | 10000 | Not Marked/Unknown |  | 1899-12-31 | Not Marked
CIRCLE K 6728 | 5011 ROMIESER DR | MACON | Bibb | 110005 | 7 | [5 empty] | Removed from Ground | Empty | 10000 | Not Marked/Unknown |  | 1899-12-31 | Not Marked
KAKAS FOOD MART | 4290 DELLWOOD DR | MACON | Bibb | 10002504 | 2 | Flapper Valve | 2015-07-01 | FALSE | 2015-07-01 | FALSE | Currently in Use | Premium | 5000 | Composite Double Walled | 2015-07-01 |  | Double-Walled Fiberglass | Pressurized
BOWMAN TRANSPORTATION INC | 3165 AVONDALE MILL RD | MACON | Bibb | 110406 | 2 | [5 empty] | Removed from Ground | Gas (Historical Use) | 9400 | Bare Steel | 1980-01-03 | 1990-07-24 | Unknown
CIRCLE K 6728 | 5011 ROMIESER DR | MACON | Bibb | 110005 | 3 |  | 1998-12-01 | FALSE | 1998-12-01 | FALSE | Removed from Ground | Gas (Historical Use) | 10000 | Fiberglass | 1991-05-01 | 2017-03-24 | Fiberglass Reinforced Plastic | Pressurized
KAKAS FOOD MART | 4290 DELLWOOD DR | MACON | Bibb | 10002504 | 1 | Flapper Valve | 2015-07-01 | FALSE | 2015-07-01 | FALSE | Currently in Use | Regular | 15000 | Composite Double Walled | 2015-07-01 |  | Double-Walled Fiberglass | Pressurized
QUICK STOP GAS & GROCERY | 4080 BLOOMFIELD RD | MACON | Bibb | 10001016 | 2 |  | 2008-08-01 | FALSE | 2005-08-01 | FALSE | Removed from Ground | Gas (Historical Use) | 6000 | Composite | 2005-08-05 | 2008-08-21 | Fiberglass Reinforced Plastic | Pressurized
FORMER SERVICE STATION | 2584 ROCKY CREEK ROAD | MACON | Bibb | 10002197 | 2 |  |  | FALSE |  | FALSE | Removed from Ground | Empty | 10000 | Bare Steel | 2013-02-19 | 2013-02-19 | Bare Steel
GUNS PLUS | 6311 HAWKINSVILLE RD | MACON | Bibb | 110421 | 2 | [5 empty] | Removed from Ground | Gas (Historical Use) | 6000 | Bare Steel | 1976-05-10 | 1990-01-01 | Galvanized Steel
SAMS CLUB #8225 | 4701 LOG CABIN RD | MACON | Bibb | 10000127 | 2 | Flapper Valve | 2002-06-21 | FALSE | 2002-06-21 | FALSE | Currently in Use | Regular | 20000 | Fiberglass Double Walled | 2002-08-05 |  |  | Pressurized
FORMER SERVICE STATION | 2584 ROCKY CREEK ROAD | MACON | Bibb | 10002197 | 3 |  |  | FALSE |  | FALSE | Removed from Ground | Empty | 10000 | Bare Steel | 2013-02-19 | 2013-02-19 | Bare Steel
JOHNSON PETROLEUM CO | 4908 THOMASTON RD | MACON | Bibb | 110412 | 11 | [5 empty] | Removed from Ground | Other | 0 | Bare Steel | 1986-05-13 | 1988-04-01 | Bare Steel
CARRS GROCERY | 5988 MT PLEASANT CHURCH RD | MACON | Bibb | 110420 | 5A | Flapper Valve | 2001-07-15 | FALSE | 2001-07-15 | FALSE | Currently in Use | Premium | 4000 | Composite | 2001-07-15 |  | Double-Walled Fiberglass | Pressurized
CARRS GROCERY | 5988 MT PLEASANT CHURCH RD | MACON | Bibb | 110420 | 5B | Flapper Valve | 2001-07-15 | FALSE | 2001-07-15 | FALSE | Currently in Use | Diesel | 4000 | Composite | 2001-07-15 |  | Double-Walled Fiberglass | Pressurized
BORDEN INC/MEADOW GOLD DAIRY | 4700 PIO NONO AVE | MACON | Bibb | 110402 | 20034.03 | [5 empty] | Removed from Ground | Diesel | 12000 | Bare Steel | 1982-05-15 | 1990-01-26 | Galvanized Steel
YKK USA INC/MACON | 4234 OCMULGEE EAST BLVD | MACON | Bibb | 9000424 | 3 | [5 empty] | Removed from Ground | Diesel | 20000 | Cathodically Protected Steel | 1979-01-01 | 1990-01-01 | Bare Steel
AMOCO SVC STA/PAN-AM ONE/DOT R-O | 4300 FORSYTH RD | MACON | Bibb | 9000640 | 4 |  |  | TRUE |  | TRUE | Removed from Ground | Used Oil | 1000 | Bare Steel | 1965-08-06 | 1989-01-01 | Galvanized Steel
AMOCO SVC STA/PAN-AM ONE/DOT R-O | 4300 FORSYTH RD | MACON | Bibb | 9000640 | 1 | [5 empty] | Removed from Ground | Gas (Historical Use) | 3000 | Bare Steel | 1965-08-06 | 1989-01-01 | Galvanized Steel
CIRCLE K 6728 | 5011 ROMIESER DR | MACON | Bibb | 110005 | 1 |  | 1997-04-01 | FALSE | 1997-04-01 | FALSE | Removed from Ground | Gas (Historical Use) | 10000 | Fiberglass | 1991-05-01 | 2017-03-24 | Fiberglass Reinforced Plastic | Pressurized
MACON COLLEGE | 100 COLLEGE STATION DR | MACON | Bibb | 9011095 | 2 | [5 empty] | Removed from Ground | Gas (Historical Use) | 550 | Bare Steel | 1968-01-01 | 2000-02-14 | Bare Steel | Pressurized
3893 MELROSE | 3893 MELROSE STREET | MACON | Bibb | 10001904 | 3 |  |  | FALSE |  | FALSE | Removed from Ground | Used Oil | 0 | Unknown | 1976-01-01 | 1899-12-31 | Bare Steel | Safe Suction (Euro)
MACON COLLEGE | 100 COLLEGE STATION DR | MACON | Bibb | 9011095 | 1 | [5 empty] | Removed from Ground | Gas (Historical Use) | 2500 | Bare Steel | 1968-01-01 | 2000-02-14 | Bare Steel | Pressurized
GA YOUTH DEV CAMPUS/MACON | 4160 RIGGINS MILL RD | MACON | Bibb | 4110207 | 1 | [5 empty] | Removed from Ground | Gas (Historical Use) | 1000 | Bare Steel | 1979-02-06 | 1996-12-19 | Galvanized Steel | Safe Suction (Euro)
TEXACO SERVICE AND PARTS | 3001 VINEVILLE AVE | MACON | Bibb | 10001483 | 3 |  |  | FALSE |  | FALSE | Permanently Out of Use - historical purposes | Empty | 4000 | Bare Steel |  | 1899-12-31
AAA AUTO MASTERS | 4560 HARTLEY BRG RD | MACON | Bibb | 110366 | 5 | [5 empty] | Removed from Ground | Diesel | 560 | Bare Steel | 1966-01-01 | 1998-03-01 | Galvanized Steel
CIRCLE K 6728 | 5011 ROMIESER DR | MACON | Bibb | 110005 | 2 |  | 1998-12-01 | FALSE | 1998-12-01 | FALSE | Removed from Ground | Gas (Historical Use) | 10000 | Fiberglass | 1991-05-01 | 2017-03-24 | Fiberglass Reinforced Plastic | Pressurized
QUICK SERVER FOOD MART | 1106 ROCKY CREEK RD | MACON | Bibb | 10001996 | 1A | Ball Float | 2011-02-08 | FALSE | 2011-02-08 | FALSE | Currently in Use | Regular | 10000 | Composite | 2011-02-08 |  | Double-Walled Fiberglass | Pressurized
GA YOUTH DEV CAMPUS/MACON | 4160 RIGGINS MILL RD | MACON | Bibb | 4110207 | 2 | [5 empty] | Removed from Ground | Empty | 1000 | Bare Steel | 1980-02-06 | 1996-12-19 | Galvanized Steel | Safe Suction (Euro)
KROGER GA-410 | 400 PIO NONO AVE | MACON | Bibb | 10001799 | 1A | Ball Float | 2009-12-15 | FALSE | 2010-01-27 | FALSE | Removed from Ground | E-10 | 20000 | Fiberglass Double Walled | 2009-11-11 | 2018-05-09 | Double-Walled Flex | Pressurized
EXXON FOOD MART | 3484 NAPIER AVE | MACON | Bibb | 10002506 | 1B | Flapper Valve | 2015-12-01 | FALSE | 2015-12-01 | FALSE | Currently in Use | Regular | 15000 | Composite Double Walled | 2015-12-01 |  | Double-Walled Fiberglass | Pressurized
SHREE KHODIYAR INC | 4691 LOG CABIN DR | MACON | Bibb | 4110117 | 3 | Flapper Valve | 1998-08-25 | FALSE | 1998-08-25 | FALSE | Currently in Use | Premium | 6000 | Composite | 1985-04-18 |  | Fiberglass Reinforced Plastic | Pressurized
NO FACILITY NAME | 4125 HOUSTON AVE | MACON | Bibb | 4110260 | 3 | [5 empty] | Removed from Ground | Gas (Historical Use) | 1 | Bare Steel | 1986-06-01 | 1986-06-01 | Galvanized Steel
CITY OF MACON VEHICLE MAINTENANCE | 1122 SEVENTH ST | MACON | Bibb | 4110267 | 5 |  |  | TRUE |  | TRUE | Removed from Ground | Used Oil | 550 | Bare Steel | 1971-04-09 | 1899-12-31 | Galvanized Steel | Gravity Fed
CITY OF MACON VEHICLE MAINTENANCE | 1122 SEVENTH ST | MACON | Bibb | 4110267 | 4 | [5 empty] | Closed in Ground | Other | 2000 | Bare Steel | 1981-04-08 | 1899-12-31 | Galvanized Steel | Suction (American)
MACON VEHICLE MAINT DEPT | 505 TENTH ST | MACON | Bibb | 4110268 | 2 | Flapper Valve | 1995-02-01 | FALSE | 1995-02-01 | FALSE | Currently in Use | Diesel | 9600 | Steel-Impressed Current | 1976-04-08 |  | Steel/Sacrificial Anodes | Pressurized
OMS #2 | 4460 MEAD RD | MACON | Bibb | 4110220 | 2 | [5 empty] | Removed from Ground | Gas (Historical Use) | 1500 | Bare Steel | 1961-03-07 | 1899-12-31 | Galvanized Steel
BP & SONS ENTERPRISES INC | 1179 EISENHOWER PKWY | MACON | Bibb | 4110212 | 1 | Flapper Valve | 1994-09-10 | FALSE | 1994-09-10 | FALSE | Currently in Use | Premium | 10000 | Steel-Impressed Current | 1985-04-22 |  | Fiberglass Reinforced Plastic | Pressurized
Circle K 2706731 | 4775 CHAMBERS RD | MACON | Bibb | 4110169 | 4 |  |  | TRUE |  | TRUE | Removed from Ground | Used Oil | 1000 | Fiberglass | 1983-05-03 | 1994-10-01 | Fiberglass Reinforced Plastic
GRAPHIC PACKAGING INTERNATIONAL INC | 100 RIVERWOOD INTERNATIONAL WAY | MACON | Bibb | 4110306 | 7 | [5 empty] | Removed from Ground | Gas (Historical Use) | 275 | Bare Steel | 1961-12-01 | 1989-02-01 | Bare Steel
GRAPHIC PACKAGING INTERNATIONAL INC | 100 RIVERWOOD INTERNATIONAL WAY | MACON | Bibb | 4110306 | 10 | Flapper Valve | 1998-08-17 | FALSE | 1998-08-17 | FALSE | Currently in Use | Diesel | 6000 | Fiberglass Double Walled | 1998-08-17 |  | Fiberglass Reinforced Plastic | Pressurized
ATLANTIC FOODS & FUEL LLC | 2827 HOUSTON AVE | MACON | Bibb | 4110312 | 2 |  | 1998-06-30 | FALSE | 1998-06-30 | FALSE | Temporarily out of use | Premium | 10000 | Steel-Impressed Current | 1966-05-03 |  |  | Pressurized
LAZY LARRY'S\J N ROWLAND | 2588 EMERY HWY | MACON | Bibb | 4110329 | 2 | [5 empty] | Removed from Ground | Empty | 4000 | Bare Steel | 1998-07-01 | 1998-07-01 | Bare Steel | Suction (American)
R F TRUESDELL CO | 3870 BROADWAY | MACON | Bibb | 4110297 | 1 | [5 empty] | Removed from Ground | Diesel | 3000 | Cathodically Protected Steel | 1971-05-05 | 1899-12-31 | Galvanized Steel
AMOCO SVC STA/PAN-AM ONE/DOT R-O | 4300 FORSYTH RD | MACON | Bibb | 9000640 | 3 | [5 empty] | Removed from Ground | Gas (Historical Use) | 4000 | Bare Steel | 1965-08-06 | 1989-01-01 | Galvanized Steel
COLUMBIA COLISEUM MEDICAL CTR | 350 HOSPITAL DR | MACON | Bibb | 9000137 | 1 | [5 empty] | Removed from Ground | Diesel | 15000 | Bare Steel | 1971-05-05 | 1988-10-15 | Cathodically Protected
YELLOW FREIGHT SYSTEM INC | 4241 INTERSTATE DR | MACON | Bibb | 4110083 | 1 | [5 empty] | Removed from Ground | Empty | 10000 | Fiberglass | 1976-04-16 | 1997-01-03 | Fiberglass Reinforced Plastic | Pressurized
SHREE KHODIYAR INC | 4691 LOG CABIN DR | MACON | Bibb | 4110117 | 1 | Flapper Valve | 1998-08-25 | FALSE | 1998-08-25 | FALSE | Currently in Use | E-10 | 8000 | Composite | 1985-04-18 |  | Fiberglass Reinforced Plastic | Pressurized
ARMSTRONG WORLD INDUSTRIES INC | 4520 BROADWAY | MACON | Bibb | 4110133 | 4 | [5 empty] | Removed from Ground | Diesel | 2000 | Marked Unknown | 1958-03-24 | 1989-11-01 | Unknown
Circle K 2745113 | 5602 THOMASTON RD | MACON | Bibb | 4110284 | 8A | Flapper Valve | 2015-04-08 | FALSE | 2015-04-08 | FALSE | Currently in Use | E-0 | 6000 | Fiberglass Double Walled | 2015-04-08 |  | Double-Walled Flex | Pressurized
GA POWER/PLANT ARKWRIGHT | RT 12 ARKWRIGHT RD | MACON | Bibb | 4110255 | 1AST | [5 empty] | Currently in Use | Gas (Historical Use) | 1500 | Bare Steel | 1981-04-29 |  | Unknown
UPS FREIGHT | 475 GUY PAINE RD | MACON | Bibb | 4110170 | 3 | [5 empty] | Removed from Ground | Diesel | 3000 | Bare Steel | 1957-04-11 | 1989-10-24 | Galvanized Steel | Suction (American)
MINI FOOD STORE #12 | 4116 NAPIER AVE | MACON | Bibb | 4110119 | 3 | Flapper Valve | 1998-09-15 | FALSE | 1998-09-15 | FALSE | Currently in Use | Premium | 6000 | Composite | 1986-01-01 |  | Fiberglass Reinforced Plastic | Pressurized
BP/DONS AUTOMOTIVE/BUCK'S #2 | 2790 PIO NONO AVE | MACON | Bibb | 4110100 | 3 | [5 empty] | Removed from Ground | Gas (Historical Use) | 3000 | Marked Unknown | 1993-05-12 | 1993-05-12 | Unknown
WALSH HONDA | 2056 EISENHOWER PARKWAY | MACON | Bibb | 4110078 | 2 | [5 empty] | Removed from Ground | Other | 550 | Bare Steel | 1979-04-11 | 1988-02-03 | Unknown
Tree City #100546 | 4505 BROADWAY | MACON | Bibb | 4110048 | 20 |  | 1991-06-30 |  | 1991-06-30 |  | Removed from Ground | Gas (Historical Use) | 6610 | Steel-Impressed Current | 1968-02-01 | 2008-12-18 | Cathodically Protected | Suction (American)
YKK USA INC/NAT MFG CTR | CHESTNEY RD | MACON | Bibb | 110137 | 2 | [5 empty] | Removed from Ground | Diesel | 20000 | Composite | 1985-01-01 | 1990-08-01 | Bare Steel
MIDDLE GA HOSPITAL | 888 PINE ST | MACON | Bibb | 9011060 | 2 | [5 empty] | Removed from Ground | Other | 1500 | Bare Steel | 1992-10-01 | 1992-10-01 | Bare Steel | Safe Suction (Euro)
LISA & TRISHA INC | 4224 BLOOMFIELD RD | MACON | Bibb | 4110283 | 3 | Flapper Valve | 1998-01-20 | FALSE | 1998-01-20 | FALSE | Temporarily out of use | Premium | 4000 | Steel-Impressed Current | 1972-05-06 |  | Cathodically Protected | Pressurized
Circle K 2745113 | 5602 THOMASTON RD | MACON | Bibb | 4110284 | 2 | [5 empty] | Removed from Ground | Gas (Historical Use) | 8000 | Bare Steel | 1978-05-06 | 1996-02-13 | Galvanized Steel | Pressurized
SYSCO FOOD SVC OF ATLANTA INC/IN | 2359 LIBERTY CHURCH RD | MACON | Bibb | 4110361 | 2 | [5 empty] | Removed from Ground | Diesel | 1000 | Not Marked/Unknown |  | 1899-12-31 | Not Marked
NO FACILITY NAME | 4125 HOUSTON AVE | MACON | Bibb | 4110260 | 2 | [5 empty] | Removed from Ground | Gas (Historical Use) | 1 | Bare Steel | 1986-06-01 | 1986-06-01 | Galvanized Steel
ROY E DAVIS TEXACO | 2840 PIO NONO AVE | MACON | Bibb | 4110250 | 2 | [5 empty] | Removed from Ground | Gas (Historical Use) | 3955 | Bare Steel | 1999-01-08 | 1999-01-08 | Unknown
OMS #2 | 4460 MEAD RD | MACON | Bibb | 4110220 | 1 | [5 empty] | Removed from Ground | Diesel | 1000 | Bare Steel | 1958-03-07 | 1899-12-31 | Galvanized Steel
FLOWERS BAKING CO THOMASVILLE | 2267 ANTHONY RD | MACON | Bibb | 4110147 | 1 | [5 empty] | Removed from Ground | Other | 8000 | Bare Steel | 1973-04-02 | 1983-06-01 | Bare Steel
ECONOMY RENT A CAR | 2558 RIVERSIDE DR | MACON | Bibb | 4110151 | 3 | [5 empty] | Removed from Ground | Gas (Historical Use) | 6000 | Marked Unknown | 1987-08-01 | 1987-08-01 | Unknown
BP/DONS AUTOMOTIVE/BUCK'S #2 | 2790 PIO NONO AVE | MACON | Bibb | 4110100 | 6 | [5 empty] | Removed from Ground | Gas (Historical Use) | 3000 | Marked Unknown | 1993-05-12 | 1993-05-12 | Unknown
YKK USA INC/MACON | 4234 OCMULGEE EAST BLVD | MACON | Bibb | 9000424 | 5 | [5 empty] | Removed from Ground | Diesel | 2000 | Cathodically Protected Steel | 1986-11-30 | 1989-12-01 | Bare Steel
YKK USA INC/MACON | 4234 OCMULGEE EAST BLVD | MACON | Bibb | 9000424 | 4 | [5 empty] | Removed from Ground | Diesel | 10000 | Cathodically Protected Steel | 1979-01-01 | 1989-12-01 | Copper
GA ANG/202ND EIS/LEWIS WILSON AI | 7791 AIRPORT DR | MACON | Bibb | 9011099 | 2 | [5 empty] | Removed from Ground | Gas (Historical Use) | 2000 | Bare Steel | 1971-01-01 | 1899-12-31 | Bare Steel | Safe Suction (Euro)
US POSTAL SVC/VEHICLE MAINT FAC | 451 COLLEGE ST | MACON | Bibb | 110407 | 2 | [5 empty] | Removed from Ground | Gas (Historical Use) | 4000 | Bare Steel | 1967-01-06 | 1991-05-14 | Unknown
COLUMBIA COLISEUM MEDICAL CTR | 350 HOSPITAL DR | MACON | Bibb | 9000137 | 5 | Flapper Valve | 1998-02-27 | FALSE | 1998-02-27 | FALSE | Currently in Use | Diesel | 10000 | Fiberglass Double Walled | 1989-02-01 |  | Double-Walled Fiberglass | Suction (American)
TERMINAL STATION | 200 CHERRY ST | MACON | Bibb | 4110254 | MT2 | Flapper Valve | 1998-12-16 | FALSE | 1998-12-16 | FALSE | Currently in Use | Diesel | 2000 | Fiberglass | 1984-01-01 |  | Double-Walled Fiberglass | Safe Suction (Euro)
ADVANCED DISPOSAL SERVICES OF MI | 4291 INTERSTATE DR | MACON | Bibb | 4110071 | 1 | [5 empty] | Removed from Ground | Diesel | 10000 | Bare Steel | 1977-01-01 | 1993-04-16 | Galvanized Steel
ARMSTRONG WORLD INDUSTRIES INC | 4520 BROADWAY | MACON | Bibb | 4110133 | 6 | [5 empty] | Removed from Ground | Gas (Historical Use) | 2000 | Bare Steel | 1978-03-24 | 1997-07-18 | Unknown
JACKSON AUTOMOTIVE GROUP INC | 3010 RIVERSIDE DR | MACON | Bibb | 4110386 | 2 | [5 empty] | Removed from Ground | Gas (Historical Use) | 1000 | Bare Steel | 1964-04-16 | 1992-10-01 | Galvanized Steel
RYDER TS #0122A | 300 RAINES AVE | MACON | Bibb | 4110332 | 6 | [5 empty] | Removed from Ground | Diesel | 10000 | Bare Steel | 1974-05-05 | 1899-12-31 | Not Marked
MINI FOOD #41 | 4531 FORSYTH RD | MACON | Bibb | 4110189 | 5 |  | 1994-10-26 | FALSE | 1994-10-26 | FALSE | Temporarily out of use | E-10 | 2000 | Steel-Impressed Current | 1965-12-31
MIKE COOK CO INC | NEW FORSYTH RD | MACON | Bibb | 4110345 | 2 | [5 empty] | Removed from Ground | Empty | 1000 | Marked Unknown | 1978-05-05 | 1996-05-20 | Unknown
K-MART #4049 | 2495 PIO NONO AVE | MACON | Bibb | 4110131 | 1 |  |  | TRUE |  | TRUE | Removed from Ground | Used Oil | 1000 | Bare Steel | 1962-04-01 | 1990-11-13 | Galvanized Steel
YANCEY BROTHERS CO | 4660 BROADWAY | MACON | Bibb | 4110132 | 2 | [5 empty] | Removed from Ground | Diesel | 560 | Marked Unknown | 1991-12-17 | 1991-12-17 | Unknown
ECONOMY RENT A CAR | 2558 RIVERSIDE DR | MACON | Bibb | 4110151 | 5 |  |  | TRUE |  | TRUE | Removed from Ground | Used Oil | 550 | Marked Unknown | 1987-08-01 | 1987-08-01 | Unknown
ECONOMY RENT A CAR | 2558 RIVERSIDE DR | MACON | Bibb | 4110151 | 4 | [5 empty] | Removed from Ground | Gas (Historical Use) | 6000 | Marked Unknown | 1987-08-01 | 1987-08-01 | Unknown
J L GIBSON | 7201 NEAL DR | MACON | Bibb | 4110091 | 1 | [5 empty] | Permanently Out of Use - historical purposes | Gas (Historical Use) | 1 | Epoxy |  | 1899-12-31 | Not Marked
AUTOMOTIVE DETAIL & SERVICE CENT | 2195 PIO NONO | MACON | Bibb | 4110099 | 5 |  |  | TRUE |  | TRUE | Removed from Ground | Used Oil | 600 | Bare Steel | 1960-04-21 | 1899-12-31 | Galvanized Steel
Tree City #100546 | 4505 BROADWAY | MACON | Bibb | 4110048 | 22 |  | 1991-06-30 |  | 1991-06-30 |  | Removed from Ground | Gas (Historical Use) | 6610 | Steel-Impressed Current | 1968-02-01 | 2008-12-18 | Cathodically Protected | Suction (American)
BST/MACON GUY PAINE CO/R2171 | 1245 GUY PAINE RD | MACON | Bibb | 4110368 | 4 | Overfill Alarm | 1998-05-18 | FALSE | 1998-05-18 | FALSE | Currently in Use | Diesel | 4000 | Composite Double Walled | 1998-05-18 |  | Copper | Suction (American)
K C FOOD STORE | 5452 THOMASTON RD | MACON | Bibb | 4110205 | 1 | [5 empty] | Permanently Out of Use - historical purposes | Gas (Historical Use) | 3000 | Bare Steel | 1971-04-25 | 1899-12-31 | Galvanized Steel
BI - LO | 2510 PIO NONO AVE | MACON | Bibb | 4110110 | 7 | Flapper Valve | 2015-01-01 | FALSE | 2015-01-01 | FALSE | Currently in Use | Diesel | 10000 | Fiberglass | 1988-01-01 |  | Fiberglass Reinforced Plastic | Pressurized
BI - LO | 2510 PIO NONO AVE | MACON | Bibb | 4110110 | 1 | [5 empty] | Removed from Ground | Gas (Historical Use) | 10000 | Bare Steel | 1968-03-19 | 1988-02-01 | Galvanized Steel
MINI FOOD STORE #12 | 4116 NAPIER AVE | MACON | Bibb | 4110119 | 1 | Flapper Valve | 1998-09-15 | FALSE | 1998-09-15 | FALSE | Currently in Use | Diesel | 8000 | Composite | 1986-01-01 |  | Fiberglass Reinforced Plastic | Pressurized
NATIONAL WEATHER SERVICE | LEWIS B WILSON AIRPORT | MACON | Bibb | 4110092 | 1 | [5 empty] | Removed from Ground | Diesel | 200 | Bare Steel | 1977-04-07 | 1899-12-31 | Copper
MEAD PAPERBOARD PRODUCTS | 2050 INDUSTRIAL PARK DR | MACON | Bibb | 4110079 | 1 | [5 empty] | Removed from Ground | Diesel | 30000 | Cathodically Protected Steel | 1977-04-11 | 1989-08-15 | Bare Steel
FAA/AFSS | 2150 FAA BLVD | MACON | Bibb | 4110264 | AFSS | [5 empty] | Removed from Ground | Diesel | 4000 | Bare Steel | 1985-05-05 | 1997-04-25 | Galvanized Steel
JACKSON AUTOMOTIVE GROUP INC | 3010 RIVERSIDE DR | MACON | Bibb | 4110386 | 3 |  |  | TRUE | 1992-10-21 | TRUE | Removed from Ground | Used Oil | 1000 | Double Walled | 1992-10-19 | 2012-02-21 | Double Walled | Gravity Fed
RYDER TS #0122A | 300 RAINES AVE | MACON | Bibb | 4110332 | 3 | [5 empty] | Removed from Ground | Diesel | 10000 | Bare Steel | 1974-05-05 | 1899-12-31 | Not Marked
FORSYTH FOOD MART | 4451 FORSYTH RD | MACON | Bibb | 9011022 | 3 | Ball Float | 1989-08-23 | FALSE | 1989-08-23 | FALSE | Currently in Use | Premium | 10000 | Fiberglass | 1989-01-01 |  | Fiberglass Reinforced Plastic | Pressurized
LOG CABIN CHEVRON | 4280 MERCER UNIVERSITY DR | MACON | Bibb | 9011029 | 3 |  | 1998-08-14 |  | 1998-08-14 |  | Removed from Ground | Diesel | 3000 | Steel-Impressed Current | 1971-01-01 | 2004-05-04 | Cathodically Protected | Pressurized
WALSH HONDA | 2056 EISENHOWER PARKWAY | MACON | Bibb | 4110078 | 1 |  |  | TRUE |  | TRUE | Removed from Ground | Used Oil | 1000 | Bare Steel | 1979-04-11 | 1988-02-03 | Unknown
CITY OF MACON MAINTENANCE SHOP | LOT 682 ERICK DRIVE | MACON | Bibb | 9011176 | 1 | Ball Float | 1989-03-15 | FALSE | 1989-03-15 | FALSE | Currently in Use | E-10 | 8000 | Galvanic (STIP-3) | 1989-03-15 |  | Fiberglass Reinforced Plastic | Pressurized
WMAC RADIO | 5169 FORSYTH RD | MACON | Bibb | 10000353 | 1 | Flapper Valve | 2003-05-16 | FALSE | 2003-05-16 | FALSE | Currently in Use | Diesel Off Road | 5000 | Composite | 1991-01-01 |  | Double-Walled Flex | Safe Suction (Euro)
STRAIN POULTRY FARMS INC | 2125 SEVENTH ST | MACON | Bibb | 4110269 | 1 | [5 empty] | Removed from Ground | Diesel | 1 | Bare Steel | 1977-03-27 | 1992-08-01 | Galvanized Steel
SPUR STATION #1226 | 2012 VINEVILLE AVE | MACON | Bibb | 4110035 | 1 | [5 empty] | Removed from Ground | Gas (Historical Use) | 6000 | Bare Steel | 1963-01-10 | 1996-02-01 | Galvanized Steel
BP/DONS AUTOMOTIVE/BUCK'S #2 | 2790 PIO NONO AVE | MACON | Bibb | 4110100 | 7 |  |  | TRUE |  | TRUE | Removed from Ground | Used Oil | 500 | Not Marked/Unknown | 1993-05-12 | 1993-05-12 | Not Marked
BP/DONS AUTOMOTIVE/BUCK'S #2 | 2790 PIO NONO AVE | MACON | Bibb | 4110100 | 5 | [5 empty] | Removed from Ground | Gas (Historical Use) | 3000 | Marked Unknown | 1993-05-12 | 1993-05-12 | Unknown
BP/DONS AUTOMOTIVE/BUCK'S #2 | 2790 PIO NONO AVE | MACON | Bibb | 4110100 | 4 | [5 empty] | Removed from Ground | Gas (Historical Use) | 3000 | Marked Unknown | 1993-05-12 | 1993-05-12 | Unknown
BINSWANGER GLASS CO | 951 FIFTH ST | MACON | Bibb | 4110221 | 1 | [5 empty] | Closed in Ground | Gas (Historical Use) | 1000 | Bare Steel | 1957-04-17 | 1988-12-13 | Galvanized Steel
FARMERS FAVORITE FERT OF MACON | 872 LOWER POPLAR ROAD | MACON | Bibb | 4110120 | 2 | [5 empty] | Removed from Ground | Gas (Historical Use) | 1000 | Bare Steel | 1966-04-17 | 1985-01-01 | Galvanized Steel
BP OIL/SOUTHEAST TERMINAL #5449 | US HWY 41 N | MACON | Bibb | 4110055 | 4 | [5 empty] | Removed from Ground | Gas (Historical Use) | 2000 | Bare Steel | 1979-01-01 | 1988-11-01 | Galvanized Steel
BP OIL/SOUTHEAST TERMINAL #5449 | US HWY 41 N | MACON | Bibb | 4110055 | 5 |  |  | FALSE |  | FALSE | Removed from Ground |  | 3000 | Bare Steel | 1981-01-01 | 1899-12-31 | Not Marked
L E SCHWARTZ & SON INC | 279 REID ST | MACON | Bibb | 4110304 | 1 | Flapper Valve | 1990-09-15 | FALSE | 1990-09-15 | FALSE | Removed from Ground | E-10 | 10000 | Galvanic (STIP-3) | 1990-09-13 |  | Fiberglass Reinforced Plastic | Pressurized
FAMILY FOODS | 605 PIO NONO AVE | MACON | Bibb | 4110279 | 2 | [5 empty] | Removed from Ground | Gas (Historical Use) | 3000 | Bare Steel | 1983-03-14 | 1989-11-20 | Galvanized Steel
RUSSELL LLOYD PROPERTY | 292 NORTH ST | MACON | Bibb | 9011170 | 1 | [5 empty] | Closed in Ground | Gas (Historical Use) | 1000 | Bare Steel | 1969-01-01 | 1988-12-13 | Galvanized Steel
BIBB COUNTY OPERATION DIVISION | 4520 KNIGHT RD | MACON | Bibb | 9011136 | 1 | Flapper Valve | 1997-01-21 | FALSE | 1997-01-21 | FALSE | Currently in Use | Diesel | 10000 | Steel-Impressed Current | 1979-09-01 |  | Fiberglass Reinforced Plastic | Pressurized
MARATHON FOOD MART | 6230 ZEBULON ROAD | MACON | Bibb | 9011199 | 3 |  | 2005-06-21 | FALSE | 2005-06-21 | FALSE | Currently in Use | Diesel | 10000 | Composite | 2005-06-20 |  | Fiberglass Reinforced Plastic | Pressurized
U-HAUL #77952 | 4108 PIO NONO AVE | MACON | Bibb | 4110261 | 1 | [5 empty] | Removed from Ground | Gas (Historical Use) | 4000 | Bare Steel | 1971-05-03 | 1899-12-31 | Bare Steel
Circle K 2706731 | 4775 CHAMBERS RD | MACON | Bibb | 4110169 | 1 | Flapper Valve | 1986-05-03 | FALSE | 1998-12-04 | FALSE | Currently in Use | Regular | 10000 | Fiberglass Double Walled | 1986-05-03 |  | Fiberglass Reinforced Plastic | Pressurized
YANCEY BROTHERS CO | 4660 BROADWAY | MACON | Bibb | 4110132 | 6 | [5 empty] | Removed from Ground | Diesel | 450 | Bare Steel | 1991-12-12 | 1991-12-12 | Galvanized Steel
WESLEYAN COLLEGE | 4760 FORSYTH RD | MACON | Bibb | 110397 | 5 | [5 empty] | Closed in Ground | Diesel | 10000 | Bare Steel | 1982-01-01 | 1982-01-01 | Bare Steel
WESLEYAN COLLEGE | 4760 FORSYTH RD | MACON | Bibb | 110397 | 4 | [5 empty] | Closed in Ground | Diesel | 10000 | Bare Steel | 1982-01-01 | 1982-01-01 | Bare Steel
GEORGIA-PACIFIC CORP | 7591 INDUSTRIAL BLVD NE | MACON | Bibb | 4110095 | 3 |  | 1993-12-30 |  | 1993-12-30 |  | Removed from Ground | Diesel | 10000 | Double Walled | 1993-12-20 | 1995-06-13 | Fiberglass Reinforced Plastic | Safe Suction (Euro)
MINI FOODS #13 | 507 Hillcrest Industrial Blvd | MACON | Bibb | 4110326 | 2 | [5 empty] | Removed from Ground | Gas (Historical Use) | 2980 | Bare Steel | 1966-05-05 | 1998-09-07 | Galvanized Steel | Suction (American)
MARKET PLACE # | 2006 VINEVILLE AVE | MACON | Bibb | 4110324 | 4 | Flapper Valve | 1998-12-20 | FALSE | 1998-12-20 | FALSE | Temporarily out of use | E-10 | 4000 | Steel-Impressed Current | 1968-05-05 |  |  | Suction (American)
DOLPHUS J DAVISON | 3106 HILLCREST | MACON | Bibb | 4110317 | 3 | [5 empty] | Removed from Ground | Gas (Historical Use) | 3000 | Bare Steel | 1966-05-05 | 1899-12-31 | Galvanized Steel
USA GROCERY | 2590 ROCKY CREEK RD | MACON | Bibb | 9000227 | 4 | [5 empty] | Removed from Ground | Gas (Historical Use) | 5000 | Marked Unknown | 1969-02-07 | 1992-08-04 | Unknown
GRAPHIC PACKAGING INTERNATIONAL INC | 100 RIVERWOOD INTERNATIONAL WAY | MACON | Bibb | 4110306 | 2 | [5 empty] | Removed from Ground | Diesel | 10037 | Bare Steel | 1977-05-01 | 1998-11-10 | Bare Steel | Suction (American)
HENCELEY/HALL'S SVC STA | 2471 HOUSTON AVE | MACON | Bibb | 4110330 | 1 | [5 empty] | Closed in Ground | Gas (Historical Use) | 1000 | Bare Steel | 1966-05-05 | 1899-12-31 | Unknown
ALLEN C LOYD | 242 NORTH ST | MACON | Bibb | 4110236 | 1 | [5 empty] | Closed in Ground | Gas (Historical Use) | 1000 | Bare Steel | 1969-04-17 | 1988-12-13 | Galvanized Steel
CITY OF MACON VEHICLE MAINTENANCE | 1122 SEVENTH ST | MACON | Bibb | 4110267 | 3 | Flapper Valve | 1995-02-15 | FALSE | 1995-02-15 | FALSE | Currently in Use | Diesel | 20000 | Steel-Impressed Current | 1982-04-08 |  | Double-Walled Fiberglass | Pressurized
AUTO AIR OF MACON | 3163 HOUSTON AVE | MACON | Bibb | 4110223 | 1 | [5 empty] | Closed in Ground | Gas (Historical Use) | 1000 | Bare Steel | 1963-04-18 | 1988-09-20 | Galvanized Steel
UPS FREIGHT | 475 GUY PAINE RD | MACON | Bibb | 4110170 | 1 | [5 empty] | Removed from Ground | Diesel | 8000 | Bare Steel | 1957-04-11 | 1989-10-24 | Galvanized Steel | Suction (American)
YANCEY BROTHERS CO | 4660 BROADWAY | MACON | Bibb | 4110132 | 3 |  |  | TRUE |  | TRUE | Removed from Ground | Used Oil | 1000 | Bare Steel | 1991-12-17 | 1991-12-17 | Galvanized Steel
BI - LO | 2510 PIO NONO AVE | MACON | Bibb | 4110110 | 2 | [5 empty] | Removed from Ground | Gas (Historical Use) | 10000 | Bare Steel | 1968-03-19 | 1988-02-01 | Galvanized Steel
AUTOMOTIVE DETAIL & SERVICE CENT | 2195 PIO NONO | MACON | Bibb | 4110099 | 1 | [5 empty] | Removed from Ground | Gas (Historical Use) | 3000 | Cathodically Protected Steel | 1960-04-21 | 1899-12-31 | Galvanized Steel
BP/DONS AUTOMOTIVE/BUCK'S #2 | 2790 PIO NONO AVE | MACON | Bibb | 4110100 | 1 | [5 empty] | Removed from Ground | Gas (Historical Use) | 3000 | Marked Unknown | 1993-05-12 | 1993-05-12 | Unknown
YKK USA INC/MACON | 4234 OCMULGEE EAST BLVD | MACON | Bibb | 9000424 | 2 | [5 empty] | Closed in Ground | Diesel | 20000 | Bare Steel | 1975-01-01 | 1990-02-01 | Copper
Marathon Food Mart | 3465 MERCER UNIVERSITY DR | MACON | Bibb | 110432 | 4 | Flapper Valve | 1991-01-01 | TRUE | 1991-01-01 | FALSE | Currently in Use | Diesel | 6000 | Steel-Impressed Current | 1982-01-02 |  | Fiberglass Reinforced Plastic | Pressurized
NO FACILITY NAME GIVEN | 2794 HOUSTON AVE | MACON | Bibb | 110217 | 3 | [5 empty] | Removed from Ground | Empty | 2000 | Bare Steel | 1976-01-01 | 1988-01-01 | Galvanized Steel
CENTRAL STATE PRISON | 4600 FULTON MILL RD | MACON | Bibb | 110433 | 2 | [5 empty] | Removed from Ground | Gas (Historical Use) | 5000 | Bare Steel | 1983-01-02 | 1998-01-22 | Bare Steel
COLUMBIA COLISEUM MEDICAL CTR | 350 HOSPITAL DR | MACON | Bibb | 9000137 | 4 | [5 empty] | Closed in Ground | Diesel | 1000 | Cathodically Protected Steel | 1984-05-01 | 1998-02-27 | Cathodically Protected
CITGO FOOD MART | 1592 FOREST HILL RD | MACON | Bibb | 4110203 | 1 | Ball Float | 1996-06-01 | FALSE | 1996-06-01 | FALSE | Currently in Use | Regular | 10000 | Steel-Impressed Current | 1979-01-01 |  |  | Pressurized
SHREE KHODIYAR INC | 4691 LOG CABIN DR | MACON | Bibb | 4110117 | 4 | Flapper Valve | 1998-08-25 | FALSE | 1998-08-25 | FALSE | Currently in Use | Diesel | 6000 | Composite | 1985-04-18 |  | Fiberglass Reinforced Plastic | Pressurized
MINI FOODS #18 | 2440 VINEVILLE AVE | MACON | Bibb | 9011042 | 3 | [5 empty] | Removed from Ground | Gas (Historical Use) | 8000 | Bare Steel | 1982-01-01 | 1988-12-01 | Galvanized Steel
AMOCO SVC STA/PAN-AM ONE/DOT R-O | 4300 FORSYTH RD | MACON | Bibb | 9000640 | 2 | [5 empty] | Removed from Ground | Gas (Historical Use) | 3000 | Bare Steel | 1965-08-06 | 1989-01-01 | Galvanized Steel
Marathon Food Mart | 3465 MERCER UNIVERSITY DR | MACON | Bibb | 110432 | 3 | Flapper Valve | 1991-01-01 | TRUE | 1991-01-01 | FALSE | Currently in Use | Premium | 10000 | Steel-Impressed Current | 1982-01-02 |  | Fiberglass Reinforced Plastic | Pressurized
HCA COLISEUM PSYCHIATRIC HOSP | 340 HOSPITAL DR | MACON | Bibb | 9011021 | 1 | Flapper Valve | 1998-03-11 | FALSE | 1998-03-11 | FALSE | Currently in Use | Diesel | 8000 | Composite | 1984-01-01 |  |  | Suction (American)
206 Lower Elm Street - TRIANGLE CHEMICAL CO. | 206 LOWER ELM ST. | MACON | Bibb | 4110080 | 1 | [5 empty] | Removed from Ground | Gas (Historical Use) | 10000 | Bare Steel | 1968-04-10 | 1989-11-15 | Unknown
ADVANCED DISPOSAL SERVICES OF MI | 4291 INTERSTATE DR | MACON | Bibb | 4110071 | 2 | [5 empty] | Removed from Ground | Diesel | 10000 | Bare Steel | 1977-01-01 | 1993-04-16 | Galvanized Steel
ARMSTRONG WORLD INDUSTRIES INC | 4520 BROADWAY | MACON | Bibb | 4110133 | 5 | [5 empty] | Removed from Ground | Gas (Historical Use) | 6000 | Bare Steel | 1968-03-24 | 1990-09-14 | Unknown
OLD CIRCLE K #2036 | 4682 FORSYTH RD | MACON | Bibb | 4110351 | 2 | [5 empty] | Removed from Ground | Gas (Historical Use) | 8000 | Bare Steel | 1983-05-01 | 1899-12-31 | Galvanized Steel | Pressurized
EXPRESS FOOD MART #220 | 4555 MERCER UNIVERSITY DR | MACON | Bibb | 9011019 | 1 | Flapper Valve | 1988-08-01 | FALSE | 1988-08-01 | FALSE | Currently in Use | Regular | 8000 | Galvanic (STIP-3) | 1988-08-01 |  | Fiberglass Reinforced Plastic | Pressurized
Circle K 2706729 | 3903 ARKWRIGHT RD | MACON | Bibb | 9011071 | 2 | Flapper Valve | 1993-08-17 | FALSE | 1993-08-17 | FALSE | Currently in Use | Premium | 10000 | Composite | 1993-08-17 |  | Fiberglass Reinforced Plastic | Pressurized
GEORGIA FARM BUREAU FEDERATION | 1620 BASS RD | MACON | Bibb | 9011116 | #1 | Flapper Valve | 1996-02-27 | FALSE | 1996-02-27 | FALSE | Closed in Ground | Diesel Off Road | 5000 | Galvanic (STIP-3) | 1988-07-01 |  |  | Suction (American)
Marathon Food Mart | 3465 MERCER UNIVERSITY DR | MACON | Bibb | 110432 | 2 | Flapper Valve | 1991-01-01 | TRUE | 1991-01-01 | FALSE | Currently in Use | Plus | 10000 | Steel-Impressed Current | 1982-01-02 |  | Fiberglass Reinforced Plastic | Pressurized
FORMER GAS STATION | 1644 BURTON AVENUE | MACON | Bibb | 10002284 | 1 |  |  | FALSE |  | FALSE | Removed from Ground | Gas (Historical Use) | 0 | Bare Steel |  | 1899-12-31
TEXACO SERVICE AND PARTS | 3001 VINEVILLE AVE | MACON | Bibb | 10001483 | 2 |  |  | FALSE |  | FALSE | Permanently Out of Use - historical purposes | Empty | 4000 | Bare Steel |  | 1899-12-31
BST/MACON GUY PAINE CO/R2171 | 1245 GUY PAINE RD | MACON | Bibb | 4110368 | 3 | [5 empty] | Removed from Ground | Diesel | 550 | Bare Steel | 1972-01-01 | 1972-01-01 | Unknown | Suction (American)
SYSCO FOOD SVC OF ATLANTA INC/IN | 2359 LIBERTY CHURCH RD | MACON | Bibb | 4110361 | 1 | [5 empty] | Removed from Ground | Diesel | 3000 | Epoxy | 1971-12-08 | 1991-07-18 | Galvanized Steel
CIRCLE K #2035/MR B'S #164 | 4455 CHAMBERS RD | MACON | Bibb | 4110352 | 2 | [5 empty] | Removed from Ground | Gas (Historical Use) | 8000 | Bare Steel | 1983-05-02 | 1993-08-10 | Galvanized Steel | Pressurized
#866 MACON | 6001 HARRISON RD | MACON | Bibb | 4110343 | 1 | Ball Float | 1979-01-01 | FALSE | 1979-01-01 | FALSE | Removed from Ground | Gas (Historical Use) | 12000 | Galvanic (STIP-3) | 1979-05-05 |  | Galvanized Steel | Pressurized
NO FACILITY NAME | 4125 HOUSTON AVE | MACON | Bibb | 4110260 | 1 | [5 empty] | Removed from Ground | Gas (Historical Use) | 1 | Bare Steel | 1986-06-01 | 1986-06-01 | Galvanized Steel
INTERSTATE NATIONALEASE INC | 4465 MARION AVE | MACON | Bibb | 4110253 | 2 |  |  | TRUE |  | TRUE | Removed from Ground | Used Oil | 1000 | Bare Steel | 1976-04-29 | 1998-09-17 | Bare Steel | Gravity Fed
K C FOOD STORE | 5452 THOMASTON RD | MACON | Bibb | 4110205 | 2 | [5 empty] | Permanently Out of Use - historical purposes | Gas (Historical Use) | 3000 | Bare Steel | 1971-04-25 | 1899-12-31 | Galvanized Steel
CONDITIONED AIR INC | 241 SOUTH ST | MACON | Bibb | 4110178 | 1 | [5 empty] | Removed from Ground | Gas (Historical Use) | 1000 | Bare Steel | 1972-04-21 | 1997-06-18 | Galvanized Steel
Circle K 2706731 | 4775 CHAMBERS RD | MACON | Bibb | 4110169 | 2 | Flapper Valve | 1986-05-03 | FALSE | 1998-12-01 | FALSE | Currently in Use | Premium | 8000 | Fiberglass Double Walled | 1986-05-03 |  | Fiberglass Reinforced Plastic | Pressurized
ECONOMY RENT A CAR | 2558 RIVERSIDE DR | MACON | Bibb | 4110151 | 2 | [5 empty] | Removed from Ground | Gas (Historical Use) | 6000 | Marked Unknown | 1987-08-01 | 1987-08-01 | Unknown
OLD DOMINION FREIGHT LINES | 4430 MEAD RD | MACON | Bibb | 4110156 | 1 | [5 empty] | Removed from Ground | Other | 10000 | Bare Steel | 1976-04-20 | 1998-11-09 | Bare Steel | Suction (American)
WMAC RADIO | 5169 FORSYTH RD | MACON | Bibb | 10000353 | 2 | Flapper Valve | 2003-05-16 | FALSE | 2003-05-16 | FALSE | Currently in Use | Diesel Off Road | 5000 | Composite | 1991-01-01 |  | Double-Walled Flex | Safe Suction (Euro)
COPLAN PIPE & SUPPLY | 820 BROADWAY | MACON | Bibb | 4110226 | 1 | [5 empty] | Closed in Ground | Gas (Historical Use) | 1000 | Bare Steel | 1957-04-17 | 1988-09-21 | Galvanized Steel
KMART #4242 | 2011 RIVERSIDE DR | MACON | Bibb | 4110130 | 1 |  |  | TRUE |  | TRUE | Removed from Ground | Used Oil | 1000 | Bare Steel | 1968-01-01 | 1987-02-04 | Galvanized Steel
Circle K 2745075 | 3391 MERCER UNIVERSITY DR | MACON | Bibb | 4110281 | 2 |  | 1995-03-29 |  | 1995-03-29 |  | Removed from Ground | Gas (Historical Use) | 8000 | Steel-Impressed Current | 1984-03-13 | 2002-07-02 | Cathodically Protected | Pressurized
THONI OIL/MAGIC BENZOL GAS STA | 5389 HAWKINSVILLE RD | MACON | Bibb | 4110342 | 4 | [5 empty] | Removed from Ground | Diesel | 6000 | Fiberglass | 1981-05-05 | 1991-07-12 | Fiberglass Reinforced Plastic
THONI OIL/MAGIC BENZOL GAS STA | 5389 HAWKINSVILLE RD | MACON | Bibb | 4110342 | 5 | [5 empty] | Removed from Ground | Diesel | 3000 | Fiberglass | 1991-07-12 | 1991-07-12 | Galvanized Steel
Neighborhood Food Mart | 4705 NORTHSIDE DR | MACON | Bibb | 4110118 | 6 | Ball Float | 2002-05-01 | FALSE | 2002-05-01 | FALSE | Currently in Use | Diesel | 6000 | Composite | 2002-05-01 |  |  | Pressurized
SHELL FOOD MART | 1585 FOREST HILL RD | MACON | Bibb | 4110106 | 8 |  |  | TRUE | 1998-08-15 | TRUE | Removed from Ground | Used Oil | 1000 | Fiberglass | 1986-09-18 | 1997-10-18 | Fiberglass Reinforced Plastic | Pressurized
BP & SONS ENTERPRISES INC | 1179 EISENHOWER PKWY | MACON | Bibb | 4110212 | 3 | Flapper Valve | 1994-09-10 | FALSE | 1994-09-10 | FALSE | Currently in Use | Diesel | 10000 | Steel-Impressed Current | 1985-04-22 |  | Fiberglass Reinforced Plastic | Pressurized
MIDDLE GA HOSPITAL | 888 PINE ST | MACON | Bibb | 9011060 | 1 | [5 empty] | Removed from Ground | Diesel | 20000 | Bare Steel | 1989-12-07 | 1989-12-07 | Bare Steel | Safe Suction (Euro)
SNG/MACON DIST | 1075 SOUTHSHORE PL | MACON | Bibb | 4110081 | 1 | [5 empty] | Removed from Ground | Kerosene | 1000 | Bare Steel | 1980-04-15 | 1989-10-10 | Galvanized Steel
Atrium Navicent Health The Medical Center | 777 HEMLOCK ST | MACON | Bibb | 4110032 | 4 | Flapper Valve | 1998-10-28 | FALSE | 1998-10-28 | FALSE | Currently in Use | Diesel | 2000 | Fiberglass Double Walled | 1982-02-25 |  | Fiberglass Reinforced Plastic | Pressurized
Atrium Navicent Health The Medical Center | 777 HEMLOCK ST | MACON | Bibb | 4110032 | 5 | Flapper Valve | 1991-01-01 | FALSE | 1991-01-01 | FALSE | Currently in Use | Diesel | 20000 | Fiberglass Double Walled | 1991-01-01 |  | Fiberglass Reinforced Plastic | Pressurized
INGLESIDE SERVICE CENTER | 2304 INGLESIDE AVE | MACON | Bibb | 4110041 | 16 | [5 empty] | Removed from Ground | Diesel | 560 | Bare Steel | 1968-02-01 | 1999-09-30 | Galvanized Steel | Suction (American)
MARKET PLACE # | 2006 VINEVILLE AVE | MACON | Bibb | 4110324 | 2 |  | 1998-12-20 | FALSE | 1998-12-20 | FALSE | Temporarily out of use | E-10 | 4000 | Steel-Impressed Current | 1968-05-05 |  |  | Suction (American)
DOLPHUS J DAVISON | 3106 HILLCREST | MACON | Bibb | 4110317 | 10 | [5 empty] | Removed from Ground | Gas (Historical Use) | 560 | Bare Steel | 1975-01-01 | 1899-12-31 | Bare Steel | Suction (American)
Circle K 2745075 | 3391 MERCER UNIVERSITY DR | MACON | Bibb | 4110281 | 5 | Flapper Valve | 2002-07-09 | FALSE | 2002-07-09 | FALSE | Currently in Use | Premium | 12000 | Composite Double Walled | 2002-07-09 |  | Double-Walled Flex | Pressurized
Circle K 2745075 | 3391 MERCER UNIVERSITY DR | MACON | Bibb | 4110281 | 4 | Flapper Valve | 2002-07-09 | FALSE | 2002-07-09 | FALSE | Currently in Use | Regular | 15000 | Composite Double Walled | 2002-07-09 |  | Double-Walled Flex | Pressurized
THONI OIL/MAGIC BENZOL GAS STA | 5389 HAWKINSVILLE RD | MACON | Bibb | 4110342 | 2 | [5 empty] | Removed from Ground | Gas (Historical Use) | 10000 | Fiberglass | 1981-05-05 | 1991-07-12 | Fiberglass Reinforced Plastic
EARTHGRAINS CO | 2743 MONTPELIER AVE | MACON | Bibb | 4110363 | 1 | [5 empty] | Closed in Ground | Empty | 6600 | Bare Steel | 1949-05-06 | 1988-12-01 | Galvanized Steel
GA ANG/202ND EIS/LEWIS WILSON AI | 7791 AIRPORT DR | MACON | Bibb | 9011099 | 3 | [5 empty] | Removed from Ground | Diesel | 2000 | Bare Steel | 1965-01-01 | 1899-12-31 | Bare Steel | Safe Suction (Euro)
RIVERSIDE FORD | 2089 RIVERSIDE DR | MACON | Bibb | 110422 | 1 |  |  | TRUE |  | TRUE | Removed from Ground | Used Oil | 600 | Bare Steel | 1969-05-12 | 1990-06-01 | Galvanized Steel
NO FACILITY NAME GIVEN | 2794 HOUSTON AVE | MACON | Bibb | 110217 | 1 | [5 empty] | Removed from Ground | Empty | 4000 | Bare Steel | 1966-01-01 | 1988-01-01 | Galvanized Steel
US POSTAL SVC/VEHICLE MAINT FAC | 451 COLLEGE ST | MACON | Bibb | 110407 | 3 | [5 empty] | Removed from Ground | Gas (Historical Use) | 10000 | Bare Steel | 1984-01-02 | 1996-08-17 | Galvanized Steel | Pressurized
WILSON ELECTRIC CO | 557 PINE ST | MACON | Bibb | 110408 | 1 | [5 empty] | Removed from Ground | Gas (Historical Use) | 1000 | Bare Steel | 1958-05-15 | 1998-12-22 | Galvanized Steel | Suction (American)
MINI FOOD #41 | 4531 FORSYTH RD | MACON | Bibb | 4110189 | 1 |  | 1994-10-26 | FALSE | 1994-10-26 | FALSE | Temporarily out of use | E-10 | 10000 | Steel-Impressed Current | 1948-12-31
JACKSON AUTOMOTIVE GROUP INC | 3010 RIVERSIDE DR | MACON | Bibb | 4110386 | 1 |  |  | TRUE |  | TRUE | Removed from Ground | Used Oil | 500 | Bare Steel | 1964-10-01 | 1992-10-19 | Unknown
EXPRESS FOOD MART #220 | 4555 MERCER UNIVERSITY DR | MACON | Bibb | 9011019 | 3 | Flapper Valve | 1988-08-01 | FALSE | 1988-08-01 | FALSE | Currently in Use | Plus | 6000 | Galvanic (STIP-3) | 1988-08-01 |  | Fiberglass Reinforced Plastic | Pressurized
FORSYTH FOOD MART | 4451 FORSYTH RD | MACON | Bibb | 9011022 | 1 | Ball Float | 1989-08-23 | FALSE | 1989-08-23 | FALSE | Currently in Use | Regular | 10000 | Fiberglass | 1989-01-01 |  | Fiberglass Reinforced Plastic | Pressurized
HAUGABOOK-TERMINAL | 5041 FORSYTH RD | MACON | Bibb | 9011075 | 1 | [5 empty] | Removed from Ground | Diesel | 550 | Fiberglass | 1988-12-16 | 1993-11-29 | Fiberglass Reinforced Plastic | Safe Suction (Euro)
FREEWAY FOODS | 5345 THOMASTON RD | MACON | Bibb | 9011123 | 2 |  | 1998-04-04 |  | 1998-04-04 |  | Closed in Ground | Gas (Historical Use) | 10000 | Cathodically Protected Steel | 1999-06-30 | 1999-06-30 | Fiberglass Reinforced Plastic | Pressurized
Circle K 2706730 | 6205 ZEBULON RD | MACON | Bibb | 9011212 | 3A | Flapper Valve | 2022-11-14 | FALSE | 2022-11-14 | FALSE | Currently in Use | Diesel | 8000 | Tank Jacket Double Walled | 2022-11-14 |  | Double-Walled Fiberglass | Pressurized
Tree City #100546 | 4505 BROADWAY | MACON | Bibb | 4110048 | 25 | Flapper Valve | 2009-02-26 | FALSE | 2009-02-26 | FALSE | Currently in Use | Premium | 4089 | Composite Double Walled | 2009-02-26 |  | Double-Walled Fiberglass | Pressurized
Tree City #100546 | 4505 BROADWAY | MACON | Bibb | 4110048 | 23 |  | 1991-06-30 |  | 1991-06-30 |  | Closed in Ground | Diesel | 8116 | Steel-Impressed Current | 1982-01-31 | 2009-02-09 | Cathodically Protected | Pressurized
PARMALAT DAIRY | 2255 GRAY HWY | MACON | Bibb | 110144 | 1 | [5 empty] | Removed from Ground | Gas (Historical Use) | 10000 | Bare Steel | 1968-01-01 | 1991-01-01 | Galvanized Steel
EXXON FOOD MART | 3484 NAPIER AVE | MACON | Bibb | 10002506 | 1C | Flapper Valve | 2015-12-01 | FALSE | 2015-12-01 | FALSE | Currently in Use | Diesel | 5000 | Composite Double Walled | 2015-12-01 |  | Double-Walled Fiberglass | Pressurized
Marathon Food Mart | 3465 MERCER UNIVERSITY DR | MACON | Bibb | 110432 | 1 | Flapper Valve | 1991-01-01 | TRUE | 1991-01-01 | FALSE | Currently in Use | Regular | 10000 | Steel-Impressed Current | 1982-01-02 |  | Fiberglass Reinforced Plastic | Pressurized
3893 MELROSE | 3893 MELROSE STREET | MACON | Bibb | 10001904 | 2 |  |  | FALSE |  | FALSE | Removed from Ground | Diesel | 0 | Unknown | 1976-01-01 | 1899-12-31 | Bare Steel | Safe Suction (Euro)
MACON DIALYSIS CENTER | 890 SECOND STREET | MACON | Bibb | 10002458 | 1 |  |  | FALSE |  | FALSE | Removed from Ground | Other | 500 | Unknown | 2015-04-21 | 2015-04-21
SNG/OCMULGEE COMPRESSOR STA | RT 12 ARKWRIGHT RD | MACON | Bibb | 4110082 | 1 | [5 empty] | Removed from Ground | Kerosene | 250 | Bare Steel | 1954-04-15 | 1989-10-10 | Unknown
LOG CABIN CHEVRON | 4280 MERCER UNIVERSITY DR | MACON | Bibb | 9011029 | 2 |  | 1998-08-14 |  | 1998-08-14 |  | Removed from Ground | Gas (Historical Use) | 6000 | Steel-Impressed Current | 1971-01-01 | 2004-12-28 | Cathodically Protected | Pressurized
COLISEUM NORTHSIDE HOSPITAL | 400 CHARTER BLVD | MACON | Bibb | 9011053 | 1 | Flapper Valve | 1998-08-13 | FALSE | 1998-08-13 | FALSE | Removed from Ground | Diesel | 10000 | Epoxy | 1983-12-27 | 2020-09-01 | Copper | Pressurized
MINI FOOD #41 | 4531 FORSYTH RD | MACON | Bibb | 4110189 | 2 |  | 1994-10-26 | FALSE | 1994-10-26 | FALSE | Temporarily out of use | E-10 | 10000 | Steel-Impressed Current | 1948-12-31
OLD CIRCLE K #2036 | 4682 FORSYTH RD | MACON | Bibb | 4110351 | 3 | [5 empty] | Removed from Ground | Gas (Historical Use) | 6000 | Bare Steel | 1983-05-01 | 1899-12-31 | Galvanized Steel | Pressurized
RYDER TS #0122A | 300 RAINES AVE | MACON | Bibb | 4110332 | 2 | [5 empty] | Removed from Ground | Diesel | 10000 | Bare Steel | 1974-05-05 | 1899-12-31 | Galvanized Steel | Pressurized
FREEWAY FOODS | 5345 THOMASTON RD | MACON | Bibb | 9011123 | 3 |  | 1998-04-04 |  | 1998-04-04 |  | Closed in Ground | Gas (Historical Use) | 5000 | Steel-Impressed Current | 1998-04-04 | 1999-06-30 | Fiberglass Reinforced Plastic | Pressurized
130 EMORY GREENE DRIVE | 130 EMORY GREENE DRIVE | MACON | Bibb | 9011178 | 1 | [5 empty] | Removed from Ground | Gas (Historical Use) | 10000 | Not Marked/Unknown | 1998-07-10 | 1998-07-10 | Not Marked
LO-LO FOOD STORE DBA SNACK-N-SHO (442) | 2490 PIO NONO AVE | MACON | Bibb | 4110375 | 5 | Flapper Valve | 1986-11-01 | FALSE | 1986-11-01 | FALSE | Currently in Use | Plus | 10000 | Galvanic (STIP-3)/Sacrificial Anodes | 1986-11-01 |  | Fiberglass Reinforced Plastic | Pressurized
BST\MACON-WESGATE\R2175 | 1655 EISENHOWER PKWY | MACON | Bibb | 4110374 | 2 |  | 1997-08-05 |  | 1997-08-05 |  | Removed from Ground | Kerosene | 4000 | Double Walled | 1997-08-05 | 2004-09-28 | Fiberglass Reinforced Plastic | Suction (American)
7 ELEVEN #12039/CIRCLE K #2031/M | 3484 HOUSTON AVE | MACON | Bibb | 4110354 | 3 | [5 empty] | Removed from Ground | Gas (Historical Use) | 6000 | Bare Steel | 1982-05-01 | 1991-07-23 | Galvanized Steel
ROY E DAVIS TEXACO | 2840 PIO NONO AVE | MACON | Bibb | 4110250 | 3 | [5 empty] | Removed from Ground | Gas (Historical Use) | 3955 | Bare Steel | 1999-01-08 | 1999-01-08 | Unknown
A P GREEN REFACTORIES CO | 2990 WATERVILLE RD | MACON | Bibb | 4110180 | 1 | [5 empty] | Removed from Ground | Diesel | 1000 | Bare Steel | 1971-04-22 | 1899-12-31 | Galvanized Steel
UPS FREIGHT | 475 GUY PAINE RD | MACON | Bibb | 4110170 | 4 | Flapper Valve | 1995-02-15 | FALSE | 1995-02-15 | FALSE | Removed from Ground | Diesel | 12000 | Galvanic (STIP-3) | 1989-12-27 |  | Fiberglass Reinforced Plastic | Pressurized
PACKAGING CORP OF AMERICA | 7670 AIRPORT DR | MACON | Bibb | 4110064 | 2 | [5 empty] | Closed in Ground | Gas (Historical Use) | 25000 | Bare Steel | 1972-03-06 | 1983-02-01 | Galvanized Steel
STRAIN POULTRY FARMS INC | 2125 SEVENTH ST | MACON | Bibb | 4110269 | 2 | [5 empty] | Removed from Ground | Gas (Historical Use) | 1 | Bare Steel | 1973-03-27 | 1992-08-01 | Galvanized Steel
INTERSTATE NATIONALEASE INC | 4465 MARION AVE | MACON | Bibb | 4110253 | 1 | [5 empty] | Removed from Ground | Diesel | 8000 | Bare Steel | 1976-04-29 | 1995-01-24 | Bare Steel
206 Lower Elm Street - TRIANGLE CHEMICAL CO. | 206 LOWER ELM ST. | MACON | Bibb | 4110080 | 7 | [5 empty] | Removed from Ground | Gas (Historical Use) | 10000 | Bare Steel | 1968-04-10 | 1989-11-15 | Unknown
MIKE COOK CO INC | NEW FORSYTH RD | MACON | Bibb | 4110345 | 1 | [5 empty] | Removed from Ground | Empty | 1000 | Marked Unknown | 1978-05-05 | 1996-05-20 | Unknown
YOUNG AMERICAN MUSIC SCHOOLS | 6361 ZEBULON RD | MACON | Bibb | 4110277 | 1 | [5 empty] | Removed from Ground | Gas (Historical Use) | 8000 | Marked Unknown | 1984-01-01 | 1997-06-03 | Unknown
LOG CABIN CHEVRON | 4280 MERCER UNIVERSITY DR | MACON | Bibb | 9011029 | 5 | [5 empty] | Closed in Ground | Other | 550 | Not Marked/Unknown | 1988-12-01 | 1988-12-01 | Not Marked
Circle K 2706729 | 3903 ARKWRIGHT RD | MACON | Bibb | 9011071 | 1 | Flapper Valve | 1993-08-17 | FALSE | 1993-08-17 | FALSE | Currently in Use | Regular | 15000 | Composite | 1993-08-17 |  | Fiberglass Reinforced Plastic | Pressurized
CENTRAL GEORGIA MARINA INC | 6500 MOSELEY DIXON RD | MACON | Bibb | 9011094 | 2 | Flapper Valve | 1996-09-25 | FALSE | 1996-09-25 | FALSE | Temporarily out of use | Regular | 4000 | Steel-Impressed Current | 2000-07-21 |  |  | Pressurized
Tree City #100544 | 5250 RIVERSIDE DRIVE | MACON | Bibb | 9011185 | 2 |  | 1998-06-01 |  | 1998-06-01 |  | Currently in Use | Gas (Historical Use) | 6110 | Fiberglass | 1998-06-01 |  | Double-Walled Flex | Pressurized
CLIFFORD EVANS | 6344 ZEBULON RD | MACON | Bibb | 4110012 | 3 |  | 1969-01-01 | FALSE | 1997-06-15 | FALSE | Temporarily out of use | Gas (Historical Use) | 4000 | Steel-Impressed Current | 1969-01-01 |  |  | Pressurized
CLIFFORD EVANS | 6344 ZEBULON RD | MACON | Bibb | 4110012 | 3 |  | 1969-01-01 | FALSE | 1997-06-15 | FALSE | Temporarily out of use | Gas (Historical Use) | 4000 | Steel-Impressed Current | 1969-01-01 |  |  | Pressurized
RIVERSIDE GOLF AND COUNTRY CLUB | 6000 NORTH WESLEYAN DRIVE | MACON | Bibb | 10000549 | 1 |  |  | FALSE |  | FALSE | Removed from Ground | Not Marked/Tank Removed | 1000 | Bare Steel | 2003-10-24 | 2003-10-24
Circle K 2745113 | 5602 THOMASTON RD | MACON | Bibb | 4110284 | 8B | Flapper Valve | 2015-04-08 | FALSE | 2015-04-08 | FALSE | Currently in Use | Diesel | 6000 | Fiberglass Double Walled | 2015-04-08 |  | Double-Walled Flex | Pressurized
A K EXPRESS | 1091 CLINTON RD | MACON | Bibb | 4110353 | 1 | Flapper Valve | 1983-05-01 | FALSE | 1983-05-01 | FALSE | Currently in Use | E-10 | 8000 | Steel-Impressed Current | 1983-05-02 |  | Double-Walled Fiberglass | Safe Suction (Euro)
GA POWER/PLANT ARKWRIGHT | RT 12 ARKWRIGHT RD | MACON | Bibb | 4110255 | 2AST | [5 empty] | Currently in Use | Diesel | 1500 | Bare Steel | 1981-04-29 |  | Unknown
GA POWER/PLANT ARKWRIGHT | RT 12 ARKWRIGHT RD | MACON | Bibb | 4110255 | 3AST | [5 empty] | Currently in Use | Other | 1500 | Bare Steel | 1980-04-29 |  | Unknown
FRED TAYLOR CO/R F TRUESDALE | 4440 MEAD RD | MACON | Bibb | 4110252 | 1 | [5 empty] | Removed from Ground | Diesel | 12000 | Bare Steel | 1970-04-28 | 1995-05-10 | Bare Steel
SUNOCO FOOD MART | 4961 ROMIESER RD | MACON | Bibb | 4110272 | 3 |  | 1998-12-19 | FALSE | 1998-12-19 | FALSE | Currently in Use | Premium | 10000 | Steel-Impressed Current | 1975-01-01 |  | Flex | Pressurized
BI - LO | 2510 PIO NONO AVE | MACON | Bibb | 4110110 | 6 | Flapper Valve | 2015-01-01 | FALSE | 2015-01-01 | FALSE | Currently in Use | Premium | 10000 | Fiberglass | 1988-01-01 |  | Fiberglass Reinforced Plastic | Pressurized
J L GIBSON | 7201 NEAL DR | MACON | Bibb | 4110091 | DUMMY | [5 empty] | Currently in Use | Gas (Historical Use) | 1 | Not Marked/Unknown |  |  | Not Marked
AUTOMOTIVE DETAIL & SERVICE CENT | 2195 PIO NONO | MACON | Bibb | 4110099 | 4 |  |  | TRUE |  | TRUE | Removed from Ground | Used Oil | 600 | Cathodically Protected Steel | 1960-04-21 | 1899-12-31 | Galvanized Steel
Tree City #100546 | 4505 BROADWAY | MACON | Bibb | 4110048 | 21 |  | 1991-06-30 |  | 1991-06-30 |  | Removed from Ground | Gas (Historical Use) | 2980 | Steel-Impressed Current | 1968-02-01 | 2008-12-18 | Cathodically Protected | Suction (American)
BOEING GEORGIA INC | 7979 NORTH EAST IND BLVD | MACON | Bibb | 9011032 | 1 | [5 empty] | Removed from Ground | Diesel | 750 | Bare Steel | 1982-01-01 | 1988-11-21 | Copper
INGLESIDE SERVICE CENTER | 2304 INGLESIDE AVE | MACON | Bibb | 4110041 | 11 |  | 1988-06-01 | FALSE | 1988-06-01 | FALSE | Currently in Use | Diesel | 4010 | Steel-Impressed Current | 1968-02-01 |  | Steel (Impressed Current) | Pressurized
Circle K 2706730 | 6205 ZEBULON RD | MACON | Bibb | 9011212 | 3B | Flapper Valve | 2022-11-14 | FALSE | 2022-11-14 | FALSE | Currently in Use | Regular | 4000 | Tank Jacket Double Walled | 2022-11-14 |  | Double-Walled Fiberglass | Pressurized
GA ANG/202ND EIS/LEWIS WILSON AI | 7791 AIRPORT DR | MACON | Bibb | 9011099 | 1 |  |  | TRUE |  | TRUE | Removed from Ground | Other | 250 | Bare Steel | 1971-01-01 | 1899-12-31 | Bare Steel | Gravity Fed
3893 MELROSE | 3893 MELROSE STREET | MACON | Bibb | 10001904 | 1 |  |  | FALSE |  | FALSE | Removed from Ground | Gas (Historical Use) | 0 | Unknown | 1976-01-01 | 1899-12-31 | Bare Steel | Safe Suction (Euro)
TEXACO SERVICE AND PARTS | 3001 VINEVILLE AVE | MACON | Bibb | 10001483 | 4 |  |  | FALSE |  | FALSE | Permanently Out of Use - historical purposes | Empty | 4000 | Bare Steel |  | 1899-12-31
EXXON FOOD MART | 3484 NAPIER AVE | MACON | Bibb | 10002506 | 1A | Flapper Valve | 2015-12-01 | FALSE | 2015-12-01 | FALSE | Currently in Use | Premium | 5000 | Composite Double Walled | 2015-12-01 |  | Double-Walled Fiberglass | Pressurized
US POSTAL SVC/VEHICLE MAINT FAC | 451 COLLEGE ST | MACON | Bibb | 110407 | 1 | [5 empty] | Removed from Ground | Gas (Historical Use) | 4000 | Bare Steel | 1967-01-06 | 1991-05-14 | Unknown
MINI FOOD #41 | 4531 FORSYTH RD | MACON | Bibb | 4110189 | 3 |  |  | TRUE |  | TRUE | Removed from Ground | Empty | 550 | Steel-Impressed Current | 1948-12-31 | 2000-05-01 | Cathodically Protected
MIKE COOK CO INC | NEW FORSYTH RD | MACON | Bibb | 4110345 | 3 | [5 empty] | Removed from Ground | Diesel | 10000 | Marked Unknown | 1978-05-05 | 1996-05-20 | Unknown
ALWAYS OPEN FOUR C | 4765 RIVERSIDE DRIVE | MACON | Bibb | 9011204 | 2 | Flapper Valve | 1999-05-15 | FALSE | 1999-05-15 | FALSE | Currently in Use | Premium | 12000 | Composite | 1999-05-15 |  | Double-Walled Fiberglass | Pressurized
BP OIL/SOUTHEAST TERMINAL #5449 | US HWY 41 N | MACON | Bibb | 4110055 | 2 | [5 empty] | Removed from Ground | Gas (Historical Use) | 3000 | Bare Steel | 1979-02-25 | 1988-11-01 | Galvanized Steel
HIGH NOTE AVIATION | 2168 FLIGHLINE AVE | MACON | Bibb | 4110334 | 4 | [5 empty] | Removed from Ground | Other | 10000 | Bare Steel | 1970-05-05 | 1988-11-01 | Unknown
HIGH NOTE AVIATION | 2168 FLIGHLINE AVE | MACON | Bibb | 4110334 | 1 | [5 empty] | Removed from Ground | Other | 10000 | Bare Steel | 1970-05-05 | 1988-11-01 | Unknown
INGLESIDE SERVICE CENTER | 2304 INGLESIDE AVE | MACON | Bibb | 4110041 | 8 | Flapper Valve | 1988-06-01 | FALSE | 1988-06-01 | FALSE | Currently in Use | Regular | 4010 | Steel-Impressed Current | 1968-02-01 |  |  | Pressurized
INGLESIDE SERVICE CENTER | 2304 INGLESIDE AVE | MACON | Bibb | 4110041 | 9 | Flapper Valve | 1988-06-01 | FALSE | 1988-06-01 | FALSE | Currently in Use | Regular | 4010 | Steel-Impressed Current | 1968-02-01 |  | Steel (Impressed Current) | Pressurized
ATLANTIC COTTON MILLS INC | 2480 OAK HAVEN AVE | MACON | Bibb | 4110302 | 2 | [5 empty] | Removed from Ground | Gas (Historical Use) | 500 | Bare Steel | 1956-04-29 | 1899-12-31 | Galvanized Steel
MID-STATE VENTURES LLC | 5012 ROMEISER DR | MACON | Bibb | 4110380 | 6 |  | 1988-10-01 |  | 1988-10-01 |  | Removed from Ground | Gas (Historical Use) | 8000 | Cathodically Protected Steel | 1988-10-01 | 2005-04-14 | Fiberglass Reinforced Plastic | Pressurized
CROWN STATION GA 46 | 2145 RIVERSIDE DR | MACON | Bibb | 4110139 | 5 |  |  | TRUE |  | TRUE | Removed from Ground | Used Oil | 10270 | Bare Steel | 1979-04-01 | 1991-09-03 | Galvanized Steel
ADVANCED DISPOSAL SERVICES OF MI | 4291 INTERSTATE DR | MACON | Bibb | 4110071 | 224090 |  | 1993-03-17 | FALSE | 1993-03-17 | FALSE | Temporarily out of use | Diesel | 12000 | Fiberglass Double Walled | 1993-03-17 |  | Fiberglass Reinforced Plastic | Pressurized
RYDER TS #0122A | 300 RAINES AVE | MACON | Bibb | 4110332 | 1 | [5 empty] | Removed from Ground | Gas (Historical Use) | 10000 | Bare Steel | 1974-05-05 | 1899-12-31 | Bare Steel | Pressurized
BIBB COUNTY OPERATION DIVISION | 4520 KNIGHT RD | MACON | Bibb | 9011136 | 3 | Flapper Valve | 1997-01-21 | FALSE | 1997-01-21 | FALSE | Currently in Use | Diesel | 10000 | Steel-Impressed Current | 1979-09-01 |  | Fiberglass Reinforced Plastic | Pressurized
MARATHON FOOD MART | 6230 ZEBULON ROAD | MACON | Bibb | 9011199 | 1 | Ball Float | 1999-03-01 | FALSE | 1999-03-01 | FALSE | Currently in Use | Premium | 10000 | Fiberglass | 1999-03-01 |  | Double-Walled Fiberglass | Pressurized
Atrium Health Navicent REHABILITATION HOSPITAL | 3351 NORTHSIDE DRIVE | MACON | Bibb | 9011189 | 1 |  | 1998-11-18 |  | 1998-11-18 |  | Currently in Use | Diesel | 564 | Fiberglass | 1988-08-08 |  | Double Walled | Suction (American)
FORSYTH RD EXXON | 4433 FORSYTH RD | MACON | Bibb | 110426 | 1 | Ball Float | 1989-04-27 | FALSE | 1989-04-27 | FALSE | Currently in Use | Diesel | 8000 | Fiberglass | 1975-05-11 |  | Fiberglass Reinforced Plastic | Pressurized
PURPLE ESTATE LLC | 3821 NORTHSIDE DR | MACON | Bibb | 110427 | 2 |  |  | FALSE |  | FALSE | Removed from Ground | Gas (Historical Use) | 0 | Fiberglass | 1989-01-01 | 1989-02-01 | Copper | Pressurized
EXXON FOOD MART | 3170 MILLERFIELD RD | MACON | Bibb | 10002579 | 1 | Flapper Valve | 2016-05-01 | FALSE | 2016-05-01 | FALSE | Currently in Use | Regular | 15000 | Composite Double Walled | 2016-05-01 |  | Double-Walled Fiberglass | Pressurized
BAY #117 | 2904 SHURLING DR | MACON | Bibb | 110431 | 4 | Flapper Valve | 1996-02-15 | FALSE | 1996-02-15 | FALSE | Currently in Use | Regular | 4000 | Steel-Impressed Current | 1974-01-04 |  | Cathodically Protected | Pressurized
SHELL FOOD MART | 627 SHURLING DR | MACON | Bibb | 9011049 | 2 | Ball Float | 1989-08-23 | FALSE | 1989-08-23 | FALSE | Currently in Use | Diesel | 10000 | Fiberglass | 1989-01-01 |  | Double-Walled Fiberglass | Pressurized
A P GREEN REFACTORIES CO | 2990 WATERVILLE RD | MACON | Bibb | 4110180 | 2 | [5 empty] | Removed from Ground | Gas (Historical Use) | 1000 | Bare Steel | 1971-04-22 | 1899-12-31 | Galvanized Steel
DEFOOR DRYWALL SUPPLY | 5438 HAWKINSVILLE RD | MACON | Bibb | 4110175 | 1 | [5 empty] | Removed from Ground | Gas (Historical Use) | 2000 | Bare Steel | 1981-04-21 | 1995-08-01 | Galvanized Steel
INTERSTATE NATIONALEASE INC | 4465 MARION AVE | MACON | Bibb | 4110253 | 3 | [5 empty] | Removed from Ground | Gas (Historical Use) | 500 | Bare Steel | 1976-04-29 | 1998-09-17 | Bare Steel | Suction (American)
MINI FOOD STORE #12 | 4116 NAPIER AVE | MACON | Bibb | 4110119 | 2 | Flapper Valve | 1998-09-15 | FALSE | 1998-09-15 | FALSE | Currently in Use | Regular | 8000 | Composite | 1986-01-01 |  | Fiberglass Reinforced Plastic | Pressurized
AUTOMOTIVE DETAIL & SERVICE CENT | 2195 PIO NONO | MACON | Bibb | 4110099 | 2 | [5 empty] | Removed from Ground | Gas (Historical Use) | 3000 | Cathodically Protected Steel | 1960-04-21 | 1899-12-31 | Galvanized Steel
BP/DONS AUTOMOTIVE/BUCK'S #2 | 2790 PIO NONO AVE | MACON | Bibb | 4110100 | 2 | [5 empty] | Removed from Ground | Gas (Historical Use) | 3000 | Marked Unknown | 1993-05-12 | 1993-05-12 | Unknown
BP/DONS AUTOMOTIVE/BUCK'S #2 | 2790 PIO NONO AVE | MACON | Bibb | 4110100 | 8 | [5 empty] | Removed from Ground | Diesel | 1000 | Not Marked/Unknown | 1993-05-12 | 1993-05-12 | Not Marked
WESLEYAN COLLEGE | 4760 FORSYTH RD | MACON | Bibb | 110397 | 3 | [5 empty] | Removed from Ground | Gas (Historical Use) | 155 | Bare Steel | 1980-01-01 | 1993-04-08 | Bare Steel
MIDDLE GA HOSPITAL | 888 PINE ST | MACON | Bibb | 9011060 | 1A |  | 1989-12-01 |  | 1989-12-01 |  | Removed from Ground | Diesel | 10000 | Cathodically Protected Steel | 1989-12-01 | 2003-03-21 | Bare Steel | Safe Suction (Euro)
GOODYEAR ASC | 2518 PIO NONO AVE | MACON | Bibb | 4110341 | 1 |  |  | TRUE |  | TRUE | Removed from Ground | Used Oil | 500 | Bare Steel | 1976-04-15 | 1994-02-01 | Bare Steel
L E SCHWARTZ & SON INC | 279 REID ST | MACON | Bibb | 4110304 | 2 | Flapper Valve | 1990-09-15 | FALSE | 1990-09-15 | FALSE | Removed from Ground | Diesel | 10000 | Galvanic (STIP-3) | 1990-09-14 |  | Fiberglass Reinforced Plastic | Pressurized
Atrium Navicent Health The Medical Center | 777 HEMLOCK ST | MACON | Bibb | 4110032 | 1 | [5 empty] | Removed from Ground | Diesel | 20000 | Bare Steel | 1944-02-25 | 1994-01-01 | Unknown
INGLESIDE SERVICE CENTER | 2304 INGLESIDE AVE | MACON | Bibb | 4110041 | 10 | Flapper Valve | 1988-06-01 | FALSE | 1988-06-01 | FALSE | Currently in Use | Premium | 4010 | Steel-Impressed Current | 1968-02-01 |  | Steel (Impressed Current) | Pressurized
PURPLE ESTATE LLC | 3821 NORTHSIDE DR | MACON | Bibb | 110427 | 1A | Ball Float | 1989-05-08 | FALSE | 1989-05-08 | FALSE | Currently in Use | Regular | 10000 | Fiberglass | 1989-01-01 |  | Fiberglass Reinforced Plastic | Pressurized
MURPHY USA #7038 | 5935 ZEBULON RD | MACON | Bibb | 10000534 | 2A | Flapper Valve | 2003-11-13 | FALSE | 2003-11-13 | FALSE | Currently in Use | Diesel | 12000 | Fiberglass Double Walled | 2003-11-06 |  |  | Pressurized
QUICK SERVE | 2260 SHURLING DR | MACON | Bibb | 10002091 | 1A | Ball Float | 2012-02-16 | FALSE |  | FALSE | Currently in Use | Regular | 10000 | Composite Double Walled | 2012-02-15 |  | Double-Walled Fiberglass | Pressurized
GA MILITARY INSTITUTE | 1030 SHURLING DR | MACON | Bibb | 9011072 | 1 | [5 empty] | Currently in Use | Other | 0 | Not Marked/Unknown |  |  | Not Marked
QF Food Mart | 1890 SHURLING DR | MACON | Bibb | 4110273 | 1 | Ball Float | 1993-10-29 | FALSE | 1993-10-29 | FALSE | Currently in Use | Plus | 4000 | Lined Interior | 1970-03-27 |  | Fiberglass Reinforced Plastic | Pressurized
TOMMYS RECAPS INC | 980 GRAY HWY | MACON | Bibb | 4110158 | 3 | [5 empty] | Removed from Ground | Gas (Historical Use) | 3000 | Bare Steel | 1982-03-25 | 1989-01-01 | Galvanized Steel
GOODYEAR | 737 SHURLING DR | MACON | Bibb | 4110077 | 1 |  |  | TRUE |  | TRUE | Removed from Ground | Used Oil | 550 | Bare Steel | 1975-01-01 | 1999-01-19 | Galvanized Steel
KRISPY KREME DONUT CO | 1948 HARDEMAN AVE | MACON | Bibb | 9011079 | 1 | [5 empty] | Removed from Ground | Gas (Historical Use) | 4000 | Not Marked/Unknown | 1994-02-28 | 1994-02-28 | Not Marked
KRISPY KREME DONUT CO | 1948 HARDEMAN AVE | MACON | Bibb | 9011079 | 7 | [5 empty] | Removed from Ground | Other | 550 | Not Marked/Unknown | 1994-02-28 | 1994-02-28 | Not Marked
ENK330 | 3825 PIO NONO AVENUE | MACON | Bibb | 9000186 | 2 | [5 empty] | Removed from Ground | Gas (Historical Use) | 6000 | Bare Steel | 1967-05-12 | 1987-04-15 | Galvanized Steel
CENTRAL STATE PRISON | 4600 FULTON MILL RD | MACON | Bibb | 110433 | 1 | [5 empty] | Removed from Ground | Diesel | 4000 | Bare Steel | 1978-01-03 | 1998-03-03 | Bare Steel
CITGO FOOD MART | 1592 FOREST HILL RD | MACON | Bibb | 4110203 | 3 | Ball Float | 1996-06-01 | FALSE | 1996-06-01 | FALSE | Currently in Use | Premium | 10000 | Steel-Impressed Current | 1979-01-01 |  |  | Pressurized
ORKIN PEST CONTROL #252 | 3556 RIVERSIDE DR | MACON | Bibb | 9011016 | 1 | [5 empty] | Permanently Out of Use - historical purposes | Gas (Historical Use) | 8000 | Bare Steel |  | 1899-12-31 | Galvanized Steel
MCKINNEYS PROPANE GAS INC | 4262 INTERSTATE DRIVE | MACON | Bibb | 9011195 | 2 | [5 empty] | Removed from Ground | Empty | 500 | Bare Steel | 1987-01-01 | 1999-05-01 | Not Marked
MINI FOODS #13 | 507 Hillcrest Industrial Blvd | MACON | Bibb | 4110326 | 1 | [5 empty] | Removed from Ground | Gas (Historical Use) | 4010 | Bare Steel | 1966-05-05 | 1998-09-07 | Galvanized Steel | Suction (American)
DOLPHUS J DAVISON | 3106 HILLCREST | MACON | Bibb | 4110317 | 5 |  |  | TRUE |  | TRUE | Removed from Ground | Used Oil | 250 | Bare Steel | 1966-05-05 | 1899-12-31 | Galvanized Steel
YKK USA INC/NAT MFG CTR | CHESTNEY RD | MACON | Bibb | 110137 | PPD-B | [5 empty] | Closed in Ground | Other | 6000 | Composite | 1984-01-01 | 1993-12-21 | Bare Steel | Suction (American)
Tree City #100544 | 5250 RIVERSIDE DRIVE | MACON | Bibb | 9011185 | 1 |  | 1998-06-01 |  | 1998-06-01 |  | Currently in Use | Gas (Historical Use) | 12189 | Fiberglass | 1998-06-01 |  | Fiberglass Reinforced Plastic | Pressurized
FORSYTH RD EXXON | 4433 FORSYTH RD | MACON | Bibb | 110426 | 2 | Ball Float | 1989-04-27 | FALSE | 1989-04-27 | FALSE | Currently in Use | Premium | 8000 | Fiberglass | 1975-01-01 |  | Fiberglass Reinforced Plastic | Pressurized
FIVE STAR DODGE | 3068 RIVERSIDE DR | MACON | Bibb | 110439 | 1 |  |  | TRUE |  | TRUE | Removed from Ground | Used Oil | 500 | Bare Steel | 1970-01-05 | 1988-01-01 | Galvanized Steel
Circle K 2745065 | 1608 BASS RD | MACON | Bibb | 10002084 | 2 | Flapper Valve | 2012-01-31 | FALSE | 2012-01-31 | FALSE | Currently in Use | Regular | 15000 | Composite Double Walled | 2012-01-31 |  | Double-Walled Flex | Pressurized
EXXON FOOD MART | 3170 MILLERFIELD RD | MACON | Bibb | 10002579 | 2 | Flapper Valve | 2016-05-01 | FALSE | 2016-05-01 | FALSE | Currently in Use | Premium | 5000 | Composite Double Walled | 2016-05-01 |  | Double-Walled Fiberglass | Pressurized
CITY OF MACON MAINTENANCE SHOP | LOT 682 ERICK DRIVE | MACON | Bibb | 9011176 | 2 | Ball Float | 1989-03-15 | FALSE | 1989-03-15 | FALSE | Currently in Use | Diesel | 4000 | Galvanic (STIP-3) | 1989-03-15 |  | Fiberglass Reinforced Plastic | Pressurized
TIMCO | HWY 247/150 EAST DRIVE | MACON | Bibb | 9011140 | 1 | [5 empty] | Removed from Ground | Gas (Historical Use) | 12000 | Composite | 1981-01-01 | 1999-12-16 | Bare Steel
WESLEYAN COLLEGE | 4760 FORSYTH RD | MACON | Bibb | 110397 | 1 | [5 empty] | Removed from Ground | Gas (Historical Use) | 1069 | Bare Steel | 1985-01-01 | 1985-01-01 | Bare Steel
HIGH NOTE AVIATION | 2168 FLIGHLINE AVE | MACON | Bibb | 4110334 | 3 | [5 empty] | Removed from Ground | Other | 10000 | Bare Steel | 1970-05-05 | 1988-11-01 | Unknown
MINI FOODS #13 | 507 Hillcrest Industrial Blvd | MACON | Bibb | 4110326 | 6 |  | 1998-11-01 |  | 1998-11-01 |  | Currently in Use | Gas (Historical Use) | 18 | Epoxy | 1998-11-01 |  | Secondary Containment | Pressurized
THONI OIL/MAGIC BENZOL GAS STA | 5389 HAWKINSVILLE RD | MACON | Bibb | 4110342 | 1 | [5 empty] | Removed from Ground | Gas (Historical Use) | 10000 | Fiberglass | 1981-05-05 | 1991-07-12 | Fiberglass Reinforced Plastic
SEARS ROEBUCK & CO | 3137 HILLCREST AVE | MACON | Bibb | 4110335 | 1 | [5 empty] | Removed from Ground | Gas (Historical Use) | 10000 | Bare Steel | 1967-04-22 | 1993-10-12 | Bare Steel | Safe Suction (Euro)
U-HAUL #77952 | 4108 PIO NONO AVE | MACON | Bibb | 4110261 | 2 | [5 empty] | Removed from Ground | Gas (Historical Use) | 4000 | Bare Steel | 1971-05-03 | 1899-12-31 | Bare Steel
BRYAN TRANSFER & STORAGE | 460 ALBERT ST | MACON | Bibb | 4110224 | 1 | [5 empty] | Closed in Ground | Gas (Historical Use) | 1000 | Bare Steel | 1962-04-17 | 1988-09-21 | Galvanized Steel
PACKAGING CORP OF AMERICA | 7670 AIRPORT DR | MACON | Bibb | 4110064 | 4 | [5 empty] | Closed in Ground | Diesel | 25000 | Bare Steel | 1977-03-06 | 1983-02-01 | Galvanized Steel
PACKAGING CORP OF AMERICA | 7670 AIRPORT DR | MACON | Bibb | 4110064 | 1 | [5 empty] | Closed in Ground | Used Oil | 25000 | Bare Steel | 1972-03-06 | 1983-02-01 | Galvanized Steel
YKK USA INC/NAT MFG CTR | CHESTNEY RD | MACON | Bibb | 110137 | PPD-A | [5 empty] | Closed in Ground | Diesel | 15000 | Composite | 1984-01-01 | 1993-12-22 | Bare Steel | Suction (American)
NO FACILITY NAME | 5220 RIVERSIDE DR | MACON | Bibb | 9011017 | 2 | [5 empty] | Removed from Ground | Gas (Historical Use) | 8000 | Bare Steel | 1990-02-15 | 1990-02-15 | Unknown
FARMERS FAVORITE FERT OF MACON | 872 LOWER POPLAR ROAD | MACON | Bibb | 4110120 | 1 | [5 empty] | Removed from Ground | Diesel | 3000 | Bare Steel | 1974-04-17 | 1987-01-01 | Galvanized Steel
BP OIL/SOUTHEAST TERMINAL #5449 | US HWY 41 N | MACON | Bibb | 4110055 | 1 | [5 empty] | Removed from Ground | Diesel | 1000 | Bare Steel | 1975-02-25 | 1994-02-01 | Galvanized Steel
ATLANTIC COTTON MILLS INC | 2480 OAK HAVEN AVE | MACON | Bibb | 4110302 | 1 | [5 empty] | Removed from Ground | Gas (Historical Use) | 500 | Bare Steel | 1956-04-29 | 1899-12-31 | Galvanized Steel
FAST TRIP | 2682 RIVERSIDE DR | MACON | Bibb | 4110333 | 6 | Flapper Valve | 1989-01-01 | FALSE | 1989-01-01 | FALSE | Currently in Use | Diesel | 7896 | Steel-Impressed Current | 1969-04-05 |  | Fiberglass Reinforced Plastic | Pressurized
MINI FOODS #13 | 507 Hillcrest Industrial Blvd | MACON | Bibb | 4110326 | 6A | Ball Float | 1998-11-01 | FALSE | 1998-11-01 | FALSE | Temporarily out of use | E-10 | 18 | Epoxy | 1998-11-01 |  |  | Pressurized
MINI FOODS #13 | 507 Hillcrest Industrial Blvd | MACON | Bibb | 4110326 | 6B | Ball Float | 1998-11-01 | FALSE | 1998-11-01 | FALSE | Temporarily out of use | E-10 | 18 | Epoxy | 1998-11-01
Tree City #100542 | 6199 THOMASTON RD | MACON | Bibb | 9011190 | 1 | Ball Float | 1998-08-01 | FALSE | 1998-08-01 | FALSE | Currently in Use | Premium | 11682 | Fiberglass | 1998-08-01 |  | Fiberglass Reinforced Plastic | Pressurized
Tree City #100544 | 5250 RIVERSIDE DRIVE | MACON | Bibb | 9011185 | 3 |  | 1998-06-01 |  | 1998-06-01 |  | Currently in Use | Diesel | 10152 | Fiberglass | 1998-06-01 |  | Double-Walled Flex | Pressurized
ARKWRIGHT CHEVRON/CHEVRON #53094 | 3720 RIVERSIDE DR | MACON | Bibb | 112000 | 3 | Flapper Valve | 1987-11-04 | FALSE | 1987-11-04 | FALSE | Currently in Use | Diesel | 10000 | Fiberglass | 1987-11-04 |  | Fiberglass Reinforced Plastic | Pressurized
Circle K 2745065 | 1608 BASS RD | MACON | Bibb | 10002084 | 1 | Flapper Valve | 2012-01-31 | FALSE | 2012-01-31 | FALSE | Currently in Use | Regular | 15000 | Composite Double Walled | 2012-01-31 |  | Double-Walled Flex | Pressurized
QF Food Mart | 1890 SHURLING DR | MACON | Bibb | 4110273 | 3 | Ball Float | 1993-10-29 | FALSE | 1993-10-29 | FALSE | Currently in Use | E-10 | 4000 | Lined Interior | 1970-03-27 |  | Fiberglass Reinforced Plastic | Pressurized
HERBERT SMART AIRCRAFT HANGAR | HUBBARD RD HERBERT SMART AIRPORT | MACON | Bibb | 4110125 | 1 | [5 empty] | Removed from Ground | Gas (Historical Use) | 12000 | Bare Steel | 1980-03-10 | 1991-04-01 | Galvanized Steel
BIBB CO COURTHOUSE & FEDERAL BLD | 475 MULBERRY ST | MACON | Bibb | 4110003 | 2 | [5 empty] | Closed in Ground | Gas (Historical Use) | 5000 | Bare Steel | 1970-03-21 | 1982-02-01 | Unknown
ENK330 | 3825 PIO NONO AVENUE | MACON | Bibb | 9000186 | 4 | [5 empty] | Removed from Ground | Gas (Historical Use) | 12000 | Bare Steel | 1967-05-12 | 1987-04-15 | Galvanized Steel
ENK330 | 3825 PIO NONO AVENUE | MACON | Bibb | 9000186 | 5 |  | 1986-01-01 | FALSE | 1986-01-01 | FALSE | Temporarily out of use | Empty | 12000 | Fiberglass Double Walled | 1986-01-01 |  | Fiberglass Reinforced Plastic | Pressurized
BIBB COUNTY COURTHOUSE | 601 MULBERRY STREET | MACON | Bibb | 9011211 | 1 | [5 empty] | Removed from Ground | Diesel | 550 | Bare Steel | 1973-01-01 | 1899-12-31 | Copper | Suction (American)
BULLINGTON LIFT TRUCKS | 2790 BROADWAY | MACON | Bibb | 4110225 | 1 | [5 empty] | Closed in Ground | Gas (Historical Use) | 1000 | Bare Steel | 1971-04-18 | 1988-09-21 | Galvanized Steel
SNG/MACON DIST | 1075 SOUTHSHORE PL | MACON | Bibb | 4110081 | 3 |  |  | TRUE |  | TRUE | Removed from Ground | Used Oil | 150 | Bare Steel | 1983-04-16 | 1989-10-10 | Not Marked
LAND-O-SUN | 225 GRAY HWY | MACON | Bibb | 9011014 | 1 | [5 empty] | Removed from Ground | Diesel | 500 | Bare Steel | 1990-01-01 | 1990-01-01 | Bare Steel
TOMMYS RECAPS INC | 980 GRAY HWY | MACON | Bibb | 4110158 | 1 | [5 empty] | Removed from Ground | Gas (Historical Use) | 3000 | Bare Steel | 1982-03-25 | 1989-01-01 | Galvanized Steel
MACON VEHICLE MAINT DEPT | 505 TENTH ST | MACON | Bibb | 4110268 | 3 | [5 empty] | Removed from Ground | Diesel | 9600 | Bare Steel | 1971-04-09 | 1995-10-18 | Galvanized Steel | Pressurized
Circle K 2706731 | 4775 CHAMBERS RD | MACON | Bibb | 4110169 | 3 | Flapper Valve | 1986-05-03 | FALSE | 1998-12-04 | FALSE | Currently in Use | Plus | 8000 | Fiberglass Double Walled | 1986-05-03 |  | Fiberglass Reinforced Plastic | Pressurized
BI - LO | 2510 PIO NONO AVE | MACON | Bibb | 4110110 | 4 | [5 empty] | Removed from Ground | Gas (Historical Use) | 550 | Bare Steel | 1968-03-19 | 1988-02-01 | Galvanized Steel
BI - LO | 2510 PIO NONO AVE | MACON | Bibb | 4110110 | 5 | Flapper Valve | 2015-01-01 | FALSE | 2015-01-01 | FALSE | Currently in Use | Regular | 10000 | Fiberglass | 1988-01-01 |  | Fiberglass Reinforced Plastic | Pressurized
AUTOMOTIVE DETAIL & SERVICE CENT | 2195 PIO NONO | MACON | Bibb | 4110099 | 3 | [5 empty] | Removed from Ground | Gas (Historical Use) | 3000 | Cathodically Protected Steel | 1960-04-21 | 1899-12-31 | Galvanized Steel
TIMCO | HWY 247/150 EAST DRIVE | MACON | Bibb | 9011140 | 2 |  | 2000-01-20 | FALSE | 2000-01-20 | FALSE | Temporarily out of use | Gas (Historical Use) | 12000 | Epoxy | 2000-01-20 |  | Fiberglass Reinforced Plastic | Safe Suction (Euro)
WESLEYAN COLLEGE | 4760 FORSYTH RD | MACON | Bibb | 110397 | 2 | [5 empty] | Removed from Ground | Diesel | 297 | Bare Steel | 1982-01-01 | 1982-01-01 | Bare Steel
NESTLE FOODS | 501 JOE TAMPLIN E IND BLVD | MACON | Bibb | 9011034 | 1 |  | 1990-07-01 | FALSE | 1990-07-01 | FALSE | Temporarily out of use | Diesel | 10000 | Galvanic (STIP-3) | 1990-07-21 |  | Fiberglass Reinforced Plastic | Pressurized
HIGH NOTE AVIATION | 2168 FLIGHLINE AVE | MACON | Bibb | 4110334 | 2 | [5 empty] | Removed from Ground | Other | 10000 | Bare Steel | 1970-05-05 | 1988-11-01 | Unknown
DOLPHUS J DAVISON | 3106 HILLCREST | MACON | Bibb | 4110317 | 6 | [5 empty] | Removed from Ground | Gas (Historical Use) | 4010 | Bare Steel | 1975-01-01 | 1899-12-31 | Bare Steel | Suction (American)
DOLPHUS J DAVISON | 3106 HILLCREST | MACON | Bibb | 4110317 | 9 | [5 empty] | Removed from Ground | Gas (Historical Use) | 2005 | Bare Steel | 1975-01-01 | 1899-12-31 | Bare Steel | Suction (American)
Circle K 2745075 | 3391 MERCER UNIVERSITY DR | MACON | Bibb | 4110281 | 3 |  | 1995-03-29 |  | 1995-03-29 |  | Removed from Ground | Gas (Historical Use) | 8000 | Steel-Impressed Current | 1984-03-13 | 2002-07-02 | Cathodically Protected | Pressurized
OLD TEXACO STATION | 2754 RIVERSIDE DR | MACON | Bibb | 4110153 | 5 |  |  | TRUE |  | TRUE | Removed from Ground | Used Oil | 550 | Marked Unknown | 1986-01-01 | 1986-01-01 | Unknown
OLD TEXACO STATION | 2754 RIVERSIDE DR | MACON | Bibb | 4110153 | 4 | [5 empty] | Removed from Ground | Gas (Historical Use) | 4000 | Marked Unknown | 1986-01-01 | 1986-01-01 | Unknown
Neighborhood Food Mart | 4705 NORTHSIDE DR | MACON | Bibb | 4110118 | 2 |  | 1998-08-27 |  | 1998-08-27 |  | Removed from Ground | Gas (Historical Use) | 8000 | Composite | 1985-04-18 | 2001-10-12 | Fiberglass Reinforced Plastic | Pressurized
QUICK ZIP # | 1800 PIO NONO AVE | MACON | Bibb | 4110088 | 3 | [5 empty] | Removed from Ground | Gas (Historical Use) | 3000 | Bare Steel | 1965-04-15 | 1986-01-01 | Galvanized Steel
Circle K 2745135 | 3889 VINEVILLE AVE | MACON | Bibb | 4110214 | 4 | Flapper Valve | 1998-02-01 | FALSE | 1998-02-01 | FALSE | Currently in Use | E-10 | 10000 | Steel-Impressed Current | 1981-03-10 |  | Fiberglass Reinforced Plastic | Pressurized
FASTEE FOODS #27 | 2893 NAPIER AVE | MACON | Bibb | 4110200 | 3 | Flapper Valve | 1998-05-01 | FALSE | 1998-05-01 | FALSE | Currently in Use | Premium | 8000 | Steel-Impressed Current | 1977-04-25 |  | Double-Walled Fiberglass | Pressurized
MACON CONCRETE PLANT | 2901 ROFF AVE | MACON | Bibb | 4110197 | 1 | [5 empty] | Closed in Ground | Gas (Historical Use) | 6000 | Bare Steel | 1961-04-23 | 1986-03-01 | Galvanized Steel
WYNN'S AUTO DETAIL | 3306 VINEVILLE AVE | MACON | Bibb | 4110319 | 1 | [5 empty] | Removed from Ground | Gas (Historical Use) | 10000 | Bare Steel | 1966-05-05 | 1998-07-01 | Galvanized Steel
SHAKTI CORP D/B/A HORNET CONV ST | 3109 HILLCREST AVE | MACON | Bibb | 4110287 | 5A | Ball Float | 1996-03-01 | FALSE | 1996-03-01 | FALSE | Currently in Use | Regular | 8000 | Composite | 1996-03-01 |  | Fiberglass Reinforced Plastic | Pressurized
SHAKTI CORP D/B/A HORNET CONV ST | 3109 HILLCREST AVE | MACON | Bibb | 4110287 | 3 | [5 empty] | Removed from Ground | Gas (Historical Use) | 4000 | Bare Steel | 1971-05-08 | 1994-03-01 | Galvanized Steel | Pressurized
OLD TEXACO STATION | 2754 RIVERSIDE DR | MACON | Bibb | 4110153 | 2 | [5 empty] | Removed from Ground | Gas (Historical Use) | 3000 | Marked Unknown | 1986-01-01 | 1986-01-01 | Unknown
Atrium Navicent Health The Medical Center | 777 HEMLOCK ST | MACON | Bibb | 4110032 | 2 | [5 empty] | Removed from Ground | Diesel | 20000 | Bare Steel | 1960-02-25 | 1991-01-01 | Unknown
SPUR STATION #1226 | 2012 VINEVILLE AVE | MACON | Bibb | 4110035 | 2 | [5 empty] | Removed from Ground | Gas (Historical Use) | 8000 | Bare Steel | 1977-01-09 | 1996-02-01 | Galvanized Steel
INGLESIDE SERVICE CENTER | 2304 INGLESIDE AVE | MACON | Bibb | 4110041 | 12 | [5 empty] | Removed from Ground | Diesel | 560 | Bare Steel | 1968-02-01 | 1999-09-30 | Galvanized Steel | Suction (American)
M M GAS & FOOD MART INC. | 2760 MONTPELIER AVE | MACON | Bibb | 4110315 | 2 | Ball Float | 1998-11-01 | FALSE | 1998-11-01 | FALSE | Temporarily out of use | Gas (Historical Use) | 8000 | Steel-Impressed Current | 1966-05-03 |  | Cathodically Protected | Pressurized
FAST TRIP | 2682 RIVERSIDE DR | MACON | Bibb | 4110333 | 7 | Flapper Valve | 1989-01-01 | FALSE | 1989-01-01 | FALSE | Temporarily out of use | Gas (Historical Use) | 7896 | Steel-Impressed Current | 1985-04-05 |  | Fiberglass Reinforced Plastic | Pressurized
FAMILY FOODS | 605 PIO NONO AVE | MACON | Bibb | 4110279 | 5 | [5 empty] | Removed from Ground | Gas (Historical Use) | 3000 | Bare Steel | 1983-03-14 | 1989-11-20 | Galvanized Steel
FAMILY FOODS | 605 PIO NONO AVE | MACON | Bibb | 4110279 | 4 | [5 empty] | Removed from Ground | Gas (Historical Use) | 3000 | Bare Steel | 1983-03-14 | 1989-11-20 | Galvanized Steel
FAMILY FOODS | 605 PIO NONO AVE | MACON | Bibb | 4110279 | 7 | Ball Float | 1989-11-26 | FALSE | 1989-11-26 | FALSE | Currently in Use | Premium | 8000 | Composite | 1989-11-26 |  | Fiberglass Reinforced Plastic | Pressurized
MID-STATE VENTURES LLC | 5012 ROMEISER DR | MACON | Bibb | 4110380 | 2 | [5 empty] | Removed from Ground | Gas (Historical Use) | 10000 | Cathodically Protected Steel | 1969-03-19 | 1986-03-01 | Galvanized Steel
MID-STATE VENTURES LLC | 5012 ROMEISER DR | MACON | Bibb | 4110380 | 8 |  | 1988-10-01 |  | 1988-10-01 |  | Removed from Ground | Gas (Historical Use) | 8000 | Cathodically Protected Steel | 1988-10-01 | 2005-04-14 | Fiberglass Reinforced Plastic | Pressurized
MID-STATE VENTURES LLC | 5012 ROMEISER DR | MACON | Bibb | 4110380 | 9 |  |  | TRUE |  | TRUE | Removed from Ground | Used Oil | 550 | Cathodically Protected Steel | 1988-10-01 | 2005-04-14 | Fiberglass Reinforced Plastic | Gravity Fed
NO FACILITY NAME GIVEN | 2794 HOUSTON AVE | MACON | Bibb | 110217 | 2 | [5 empty] | Removed from Ground | Empty | 5000 | Bare Steel | 1966-01-01 | 1988-01-01 | Galvanized Steel
SPUR STATION #1226 | 2012 VINEVILLE AVE | MACON | Bibb | 4110035 | 3 | [5 empty] | Removed from Ground | Gas (Historical Use) | 15000 | Bare Steel | 1963-01-10 | 1996-02-01 | Galvanized Steel
FAST TRIP | 2682 RIVERSIDE DR | MACON | Bibb | 4110333 | 4 | Flapper Valve | 1989-01-01 | FALSE | 1989-01-01 | FALSE | Currently in Use | E-10 | 7896 | Steel-Impressed Current | 1969-04-05 |  | Fiberglass Reinforced Plastic | Pressurized
FAST TRIP | 2682 RIVERSIDE DR | MACON | Bibb | 4110333 | 5 | Flapper Valve | 1989-01-01 | FALSE | 1989-01-01 | FALSE | Currently in Use | Premium | 7896 | Steel-Impressed Current | 1969-04-05 |  | Fiberglass Reinforced Plastic | Pressurized
DOLPHUS J DAVISON | 3106 HILLCREST | MACON | Bibb | 4110317 | 1 | [5 empty] | Removed from Ground | Gas (Historical Use) | 2000 | Bare Steel | 1966-05-05 | 1899-12-31 | Galvanized Steel
DOLPHUS J DAVISON | 3106 HILLCREST | MACON | Bibb | 4110317 | 4 | [5 empty] | Removed from Ground | Gas (Historical Use) | 4000 | Bare Steel | 1966-05-05 | 1899-12-31 | Galvanized Steel
DOLPHUS J DAVISON | 3106 HILLCREST | MACON | Bibb | 4110317 | 7 | [5 empty] | Removed from Ground | Gas (Historical Use) | 3008 | Bare Steel | 1975-01-01 | 1899-12-31 | Bare Steel | Suction (American)
RIVERSIDE MOBIL | 2900 RIVERSIDE DR | MACON | Bibb | 4110301 | 1 | [5 empty] | Removed from Ground | Gas (Historical Use) | 6000 | Cathodically Protected Steel | 1966-05-01 | 1991-02-01 | Galvanized Steel
RIVERSIDE MOBIL | 2900 RIVERSIDE DR | MACON | Bibb | 4110301 | 7 | Ball Float | 1991-03-04 | FALSE | 1991-03-04 | FALSE | Currently in Use | E-10 | 6000 | Composite | 1991-03-21 |  | Fiberglass Reinforced Plastic | Pressurized
THONI OIL/MAGIC BENZOL GAS STA | 5389 HAWKINSVILLE RD | MACON | Bibb | 4110342 | 3 | [5 empty] | Removed from Ground | Gas (Historical Use) | 10000 | Fiberglass | 1981-05-05 | 1991-07-12 | Fiberglass Reinforced Plastic
MID-STATE VENTURES LLC | 5012 ROMEISER DR | MACON | Bibb | 4110380 | 1 | [5 empty] | Removed from Ground | Other | 10000 | Cathodically Protected Steel | 1969-03-19 | 1986-03-01 | Galvanized Steel
TEXACO FOODMART #3 | 4381 MERCER UNIVERSITY DR | MACON | Bibb | 4110389 | 2 |  | 1998-05-26 |  | 1998-05-26 |  | Removed from Ground | Gas (Historical Use) | 10000 | Steel-Impressed Current | 1978-05-01 | 2004-04-30 | Fiberglass Reinforced Plastic | Pressurized
Circle K 2745075 | 3391 MERCER UNIVERSITY DR | MACON | Bibb | 4110281 | 1 |  | 1995-03-29 |  | 1995-03-29 |  | Removed from Ground | Gas (Historical Use) | 8000 | Steel-Impressed Current | 1984-03-13 | 2002-07-02 | Cathodically Protected | Pressurized
MIKE COOK CO INC | NEW FORSYTH RD | MACON | Bibb | 4110345 | 4 | [5 empty] | Removed from Ground | Other | 10000 | Marked Unknown | 1978-05-05 | 1996-05-20 | Unknown
YOUNG AMERICAN MUSIC SCHOOLS | 6361 ZEBULON RD | MACON | Bibb | 4110277 | 4 | [5 empty] | Removed from Ground | Diesel | 6000 | Marked Unknown | 1984-01-01 | 1997-06-03 | Unknown
LOG CABIN CHEVRON | 4280 MERCER UNIVERSITY DR | MACON | Bibb | 9011029 | 1 |  | 1998-08-14 |  | 1998-08-14 |  | Removed from Ground | Gas (Historical Use) | 6000 | Steel-Impressed Current | 1971-01-01 | 2004-12-28 | Cathodically Protected | Pressurized
LOG CABIN CHEVRON | 4280 MERCER UNIVERSITY DR | MACON | Bibb | 9011029 | 4 |  |  | TRUE |  | TRUE | Closed in Ground | Used Oil | 550 | Not Marked/Unknown | 1988-12-01 | 1988-12-01 | Not Marked
CHARTER LAKE HOSPITAL | 3500 RIVERSIDE DR | MACON | Bibb | 9011065 | 1 | [5 empty] | Closed in Ground | Diesel | 0 | Double Walled | 1997-02-26 | 1997-02-26 | Fiberglass Reinforced Plastic
C&J SUPERMARKET #1 | 2901 JEFFERSONVILLE RD | MACON | Bibb | 9011048 | 1 | Flapper Valve | 1992-03-01 | FALSE | 1992-03-01 | FALSE | Currently in Use | E-10 | 8000 | Composite | 1992-03-01 |  | Fiberglass Reinforced Plastic | Pressurized
CONOCO #10084 | 260 TOM HILL SR BLVD | MACON | Bibb | 9011104 | 3 | Ball Float | 1998-01-01 | FALSE | 1998-01-01 | FALSE | Currently in Use | Plus | 10000 | Fiberglass | 1988-11-01 |  | Fiberglass Reinforced Plastic | Pressurized
IDLE HOUR COUNTRY CLUB INC | 419 PENCROSS LANE | MACON | Bibb | 9011146 | 2 | Flapper Valve | 1997-06-10 | FALSE | 1997-06-10 | FALSE | Currently in Use | Diesel | 1000 | Galvanic (STIP-3) | 1988-07-15 |  | Fiberglass Reinforced Plastic | Safe Suction (Euro)
ALWAYS OPEN FOUR C | 4765 RIVERSIDE DRIVE | MACON | Bibb | 9011204 | 3 | Flapper Valve | 2009-10-01 | FALSE | 2009-10-01 | FALSE | Currently in Use | Diesel | 6000 | Composite Double Walled | 2009-10-01 |  | Double-Walled Fiberglass | Pressurized
OSAN MART #20 | 6204 ZEBULON | MACON | Bibb | 9011181 | 2 |  | 1995-09-06 |  | 1995-09-06 |  | Removed from Ground | Gas (Historical Use) | 7829 | Fiberglass | 1995-09-06 | 2012-07-01 | Fiberglass Reinforced Plastic | Pressurized
ARKWRIGHT CHEVRON/CHEVRON #53094 | 3720 RIVERSIDE DR | MACON | Bibb | 112000 | 4 | Flapper Valve | 2016-02-01 | FALSE | 2016-02-01 | FALSE | Currently in Use | E-0 | 12000 | Composite Double Walled | 2016-02-01 |  | Fiberglass Reinforced Plastic | Pressurized
HUGHES SUPPLY INC | 690 HOLT AVE | MACON | Bibb | 110414 | 2 | [5 empty] | Permanently Out of Use - historical purposes | Gas (Historical Use) | 6000 | Not Marked/Unknown |  | 1899-12-31 | Not Marked
GEORGIA-PACIFIC CORP | 7591 INDUSTRIAL BLVD NE | MACON | Bibb | 4110095 | 2 | [5 empty] | Removed from Ground | Diesel | 3000 | Bare Steel | 1975-04-17 | 1993-12-01 | Bare Steel | Suction (American)
HIGH NOTE AVIATION | 2168 FLIGHLINE AVE | MACON | Bibb | 4110334 | 6 | Flapper Valve | 1997-02-05 | FALSE | 1997-02-05 | FALSE | Currently in Use | Regular | 1000 | Composite | 1997-02-05 |  | Fiberglass Reinforced Plastic | Safe Suction (Euro)
M M GAS & FOOD MART INC. | 2760 MONTPELIER AVE | MACON | Bibb | 4110315 | 3 |  | 1998-11-01 |  | 1998-11-01 |  | Temporarily out of use | Gas (Historical Use) | 8000 | Steel-Impressed Current | 1966-05-03 |  | Cathodically Protected | Pressurized
MINI FOODS #13 | 507 Hillcrest Industrial Blvd | MACON | Bibb | 4110326 | 3 | [5 empty] | Removed from Ground | Gas (Historical Use) | 4010 | Bare Steel | 1966-05-05 | 1998-09-07 | Galvanized Steel | Suction (American)
MARKET PLACE # | 2006 VINEVILLE AVE | MACON | Bibb | 4110324 | 3 | Flapper Valve | 1998-12-20 | FALSE | 1998-12-20 | FALSE | Temporarily out of use | E-10 | 4000 | Steel-Impressed Current | 1968-05-05 |  | Steel (Impressed Current) | Suction (American)
DOLPHUS J DAVISON | 3106 HILLCREST | MACON | Bibb | 4110317 | 2 | [5 empty] | Removed from Ground | Gas (Historical Use) | 3000 | Bare Steel | 1966-05-05 | 1899-12-31 | Galvanized Steel
DOLPHUS J DAVISON | 3106 HILLCREST | MACON | Bibb | 4110317 | 8 | [5 empty] | Removed from Ground | Gas (Historical Use) | 3008 | Bare Steel | 1975-01-01 | 1899-12-31 | Bare Steel | Suction (American)
MARSHALL LUMBER CO | 2995 HILLCREST AVE | MACON | Bibb | 4110298 | 1 | [5 empty] | Closed in Ground | Gas (Historical Use) | 1000 | Bare Steel | 1957-04-17 | 1988-11-29 | Galvanized Steel
FINE FAIR GROCERY | 3741 NAPIER AVE | MACON | Bibb | 4110382 | 53 | Flapper Valve | 1998-12-21 | FALSE | 1998-12-21 | FALSE | Currently in Use | Regular | 7896 | Steel-Impressed Current | 1974-09-03 |  | Double-Walled Fiberglass | Safe Suction (Euro)
SMITH'S SVC CTR | 4291 MERCER UNIV DR | MACON | Bibb | 4110054 | 4 |  |  | TRUE |  | TRUE | Removed from Ground | Used Oil | 0 | Bare Steel | 1971-02-27 | 1989-01-01 | Not Marked
Neighborhood Food Mart | 4705 NORTHSIDE DR | MACON | Bibb | 4110118 | 1 |  | 1998-08-27 |  | 1998-08-27 |  | Removed from Ground | Gas (Historical Use) | 8000 | Composite | 1985-04-18 | 2001-10-12 | Fiberglass Reinforced Plastic | Pressurized
HUGHES SUPPLY INC | 690 HOLT AVE | MACON | Bibb | 110414 | 1 | [5 empty] | Removed from Ground | Gas (Historical Use) | 2000 | Bare Steel | 1976-06-04 | 1899-12-31 | Galvanized Steel
GEORGIA-PACIFIC CORP | 7591 INDUSTRIAL BLVD NE | MACON | Bibb | 4110095 | 1 | [5 empty] | Removed from Ground | Diesel | 3000 | Bare Steel | 1973-04-16 | 1995-06-13 | Bare Steel | Suction (American)
HIGH NOTE AVIATION | 2168 FLIGHLINE AVE | MACON | Bibb | 4110334 | 5 | [5 empty] | Removed from Ground | Gas (Historical Use) | 1000 | Bare Steel | 1970-05-05 | 1899-12-31 | Unknown
FAST TRIP | 2682 RIVERSIDE DR | MACON | Bibb | 4110333 | 5 | [5 empty] | Removed from Ground | Used Oil | 550 | Not Marked/Unknown | 1967-04-05 | 1996-08-08 | Not Marked
MINI FOODS #13 | 507 Hillcrest Industrial Blvd | MACON | Bibb | 4110326 | 5 | [5 empty] | Removed from Ground | Gas (Historical Use) | 2980 | Bare Steel | 1966-05-05 | 1998-09-07 | Galvanized Steel | Safe Suction (Euro)
MINI FOODS #13 | 507 Hillcrest Industrial Blvd | MACON | Bibb | 4110326 | 4 | [5 empty] | Removed from Ground | Gas (Historical Use) | 2980 | Bare Steel | 1966-05-05 | 1998-09-07 | Galvanized Steel | Suction (American)
MINI FOODS #13 | 507 Hillcrest Industrial Blvd | MACON | Bibb | 4110326 | 7 | Ball Float | 1998-11-01 | FALSE | 1998-11-01 | FALSE | Temporarily out of use | Diesel | 18 | Epoxy | 1998-11-01 |  |  | Pressurized
MARKET PLACE # | 2006 VINEVILLE AVE | MACON | Bibb | 4110324 | 1 | Flapper Valve | 1998-12-20 | FALSE | 1998-12-20 | FALSE | Temporarily out of use | E-10 | 4000 | Steel-Impressed Current | 1968-05-05 |  |  | Suction (American)
SHAKTI CORP D/B/A HORNET CONV ST | 3109 HILLCREST AVE | MACON | Bibb | 4110287 | 2 | [5 empty] | Removed from Ground | Gas (Historical Use) | 10000 | Bare Steel | 1971-05-08 | 1994-03-01 | Galvanized Steel | Pressurized
SMITH'S SVC CTR | 4291 MERCER UNIV DR | MACON | Bibb | 4110054 | 3 | [5 empty] | Removed from Ground | Gas (Historical Use) | 4000 | Bare Steel | 1978-02-26 | 1989-01-01 | Galvanized Steel
FORSYTH FOOD MART | 4451 FORSYTH RD | MACON | Bibb | 9011022 | 2 | Ball Float | 1989-08-23 | FALSE | 1989-08-23 | FALSE | Currently in Use | Diesel | 10000 | Fiberglass | 1989-01-01 |  | Fiberglass Reinforced Plastic | Pressurized
SOUTHEAST TERMINAL | 5041 FORSYTH RD | MACON | Bibb | 9011076 | 1R1 | [5 empty] | Closed in Ground | Diesel | 2000 | Fiberglass | 1989-01-03 | 2004-02-03 | Cathodically Protected | Suction (American)
Neighborhood Food Mart | 4705 NORTHSIDE DR | MACON | Bibb | 4110118 | 4 | Ball Float | 2002-05-01 | FALSE | 2002-05-01 | FALSE | Currently in Use | E-10 | 8000 | Composite | 2002-05-01 |  | Double-Walled Fiberglass | Pressurized
Neighborhood Food Mart | 4705 NORTHSIDE DR | MACON | Bibb | 4110118 | 5 | Ball Float | 2002-05-01 | FALSE | 2002-05-01 | FALSE | Currently in Use | E-10 | 6000 | Composite | 2002-05-01 |  | Double-Walled Fiberglass | Pressurized
FASTEE FOODS #68 | 3786 LOG CABIN DR | MACON | Bibb | 4110202 | 1 |  | 1998-04-01 |  | 1998-04-01 |  | Removed from Ground | Gas (Historical Use) | 10000 | Steel-Impressed Current | 1980-04-28 | 2013-10-15 | Cathodically Protected
TEXACO FOODMART #3 | 4381 MERCER UNIVERSITY DR | MACON | Bibb | 4110389 | 3 |  | 1998-05-26 |  | 1998-05-26 |  | Removed from Ground | Gas (Historical Use) | 10000 | Steel-Impressed Current | 1978-05-01 | 2004-04-30 | Not Marked | Pressurized
RYDER TS #0122A | 300 RAINES AVE | MACON | Bibb | 4110332 | 5 |  |  | TRUE |  | TRUE | Removed from Ground | Used Oil | 4000 | Bare Steel | 1974-05-05 | 1899-12-31 | Bare Steel | Gravity Fed
RYDER TS #0122A | 300 RAINES AVE | MACON | Bibb | 4110332 | 4 | [5 empty] | Removed from Ground | Other | 6000 | Bare Steel | 1974-05-05 | 1899-12-31 | Bare Steel | Suction (American)
RYDER TS #0122A | 300 RAINES AVE | MACON | Bibb | 4110332 | 7 | Flapper Valve | 1995-12-01 | FALSE | 1995-12-01 | FALSE | Currently in Use | Diesel | 20000 |  | 1996-01-01 |  | Fiberglass Reinforced Plastic | Pressurized
CENTRAL GEORGIA MARINA INC | 6500 MOSELEY DIXON RD | MACON | Bibb | 9011094 | 1 | Flapper Valve | 1996-09-25 | FALSE | 1996-09-25 | FALSE | Temporarily out of use | E-10 | 2000 | Steel-Impressed Current | 2000-07-21 |  | Steel (Impressed Current) | Pressurized
CONOCO #10084 | 260 TOM HILL SR BLVD | MACON | Bibb | 9011104 | 1 | Ball Float | 1998-01-01 | FALSE | 1998-01-01 | FALSE | Currently in Use | Diesel | 4000 | Fiberglass | 1988-11-01 |  | Fiberglass Reinforced Plastic | Pressurized
ALWAYS OPEN FOUR C | 4765 RIVERSIDE DRIVE | MACON | Bibb | 9011204 | 1 | Flapper Valve | 1999-05-15 | FALSE | 1999-05-15 | FALSE | Currently in Use | E-10 | 12000 | Composite | 1999-05-15 |  | Double-Walled Fiberglass | Pressurized
Circle K 2706730 | 6205 ZEBULON RD | MACON | Bibb | 9011212 | 1 | Flapper Valve | 1999-04-10 | FALSE | 1999-04-10 | FALSE | Currently in Use | Regular | 15546 | Composite | 1999-04-10 |  | Fiberglass Reinforced Plastic | Pressurized
PURPLE ESTATE LLC | 3821 NORTHSIDE DR | MACON | Bibb | 110427 | 2A | Ball Float | 1989-05-08 | FALSE | 1989-05-08 | FALSE | Currently in Use | Premium | 10000 | Fiberglass | 1989-01-01 |  | Fiberglass Reinforced Plastic | Pressurized
Tree City #100545 | 1607 BASS RD | MACON | Bibb | 10000682 | 2A | Ball Float | 2003-11-01 | FALSE | 2003-11-01 | FALSE | Currently in Use | Premium | 6000 | Composite | 2003-10-01 |  | Double-Walled Flex | Pressurized
QUICK SERVE | 2260 SHURLING DR | MACON | Bibb | 10002091 | 1B | Ball Float | 2012-02-16 | FALSE |  | FALSE | Currently in Use | Premium | 5000 | Composite Double Walled | 2012-02-15 |  | Double-Walled Fiberglass | Pressurized
Citgo Food Mart | 1904 SHURLING DR | MACON | Bibb | 10001605 | 3 | Ball Float | 2008-03-03 | FALSE | 2008-03-08 | FALSE | Currently in Use | Diesel | 5000 | Composite Double Walled | 2008-09-25 |  | Double-Walled Fiberglass | Pressurized
KROGER GA-410 | 400 PIO NONO AVE | MACON | Bibb | 10001799 | 1B | Ball Float | 2009-12-15 | FALSE | 2010-01-27 | FALSE | Removed from Ground | E-10 | 8000 | Fiberglass Double Walled | 2009-11-11 | 2018-05-09 | Double-Walled Flex | Pressurized
CENTRAL STATE PRISON | 4600 FULTON MILL RD | MACON | Bibb | 110433 | 3 | Flapper Valve | 1998-02-01 | FALSE | 1998-02-01 | FALSE | Currently in Use | E-10 | 2500 | Fiberglass | 1998-03-03 |  | Fiberglass Reinforced Plastic | Safe Suction (Euro)
COLUMBIA COLISEUM MEDICAL CTR | 350 HOSPITAL DR | MACON | Bibb | 9000137 | 6 | Flapper Valve | 1998-02-27 | FALSE | 1998-02-27 | FALSE | Currently in Use | Diesel | 1000 | Fiberglass Double Walled | 1989-02-01 |  | Double-Walled Fiberglass | Suction (American)
ARMSTRONG WORLD INDUSTRIES INC | 4520 BROADWAY | MACON | Bibb | 4110133 | 3 | [5 empty] | Removed from Ground | Gas (Historical Use) | 500 | Marked Unknown | 1958-03-24 | 1987-04-15 | Unknown
YOUNG AMERICAN MUSIC SCHOOLS | 6361 ZEBULON RD | MACON | Bibb | 4110277 | 2 | [5 empty] | Removed from Ground | Gas (Historical Use) | 8000 | Marked Unknown | 1984-01-01 | 1997-06-03 | Unknown
KNOXS BAIT AND TACKLE | 5252 THOMASTON RD | MACON | Bibb | 9000426 | 1 | [5 empty] | Removed from Ground | Gas (Historical Use) | 0 | Not Marked/Unknown |  | 1899-12-31 | Not Marked
EXPRESS FOOD MART #220 | 4555 MERCER UNIVERSITY DR | MACON | Bibb | 9011019 | 2 | Flapper Valve | 1988-08-01 | FALSE | 1988-08-01 | FALSE | Currently in Use | Premium | 6000 | Galvanic (STIP-3) | 1988-08-01 |  | Fiberglass Reinforced Plastic | Pressurized
Circle K 2706729 | 3903 ARKWRIGHT RD | MACON | Bibb | 9011071 | 3 | Flapper Valve | 1993-08-17 | FALSE | 1993-08-17 | FALSE | Currently in Use | Diesel | 8000 | Composite | 1993-08-17 |  | Fiberglass Reinforced Plastic | Pressurized
C&J SUPERMARKET #1 | 2901 JEFFERSONVILLE RD | MACON | Bibb | 9011048 | 3 | Flapper Valve | 1992-03-01 | FALSE | 1992-03-01 | FALSE | Currently in Use | Diesel | 6000 | Composite | 1992-03-01 |  | Fiberglass Reinforced Plastic | Pressurized
FREEWAY FOODS | 5345 THOMASTON RD | MACON | Bibb | 9011123 | 1 |  | 1998-04-04 |  | 1998-04-04 |  | Closed in Ground | Gas (Historical Use) | 10000 | Steel-Impressed Current | 1998-04-04 | 1999-06-30 | Fiberglass Reinforced Plastic | Pressurized
LITTLES GROCERY | 6140 THOMASTON RD | MACON | Bibb | 110430 | 3 |  | 1997-01-01 |  | 1997-01-01 |  | Temporarily out of use | Gas (Historical Use) | 8000 | Cathodically Protected Steel | 1971-02-27 |  | Fiberglass Reinforced Plastic | Pressurized
SHELL FOOD MART | 1585 FOREST HILL RD | MACON | Bibb | 4110106 | 4 |  |  | TRUE |  | TRUE | Removed from Ground | Used Oil | 550 | Bare Steel | 1970-03-19 | 1986-09-01 | Galvanized Steel
SHELL FOOD MART | 1585 FOREST HILL RD | MACON | Bibb | 4110106 | 5 | Flapper Valve | 1998-08-15 | FALSE | 1998-08-15 | FALSE | Currently in Use | Regular | 10000 |  | 1986-09-18 |  | Fiberglass Reinforced Plastic | Pressurized
RUSHMART RIVERSIDE INC | 2840 RIVERSIDE DR | MACON | Bibb | 4110209 | 2 | [5 empty] | Removed from Ground | Used Oil | 2980 | Not Marked/Unknown | 1959-04-23 | 1899-12-31 | Not Marked
W&W DETAIL | 3076 NAPIER AVE | MACON | Bibb | 4110193 | 2 | Flapper Valve | 1998-01-31 | FALSE | 1998-01-31 | FALSE | Temporarily out of use | E-10 | 5000 | Steel-Impressed Current | 1947-12-31 |  | Steel (Impressed Current) | Pressurized
CLIFFORD EVANS | 6344 ZEBULON RD | MACON | Bibb | 4110012 | 2 |  | 1969-01-01 | FALSE | 1997-06-15 | FALSE | Temporarily out of use | Gas (Historical Use) | 6000 | Steel-Impressed Current | 1969-01-01 |  |  | Pressurized
CLIFFORD EVANS | 6344 ZEBULON RD | MACON | Bibb | 4110012 | 2 |  | 1969-01-01 | FALSE | 1997-06-15 | FALSE | Temporarily out of use | Gas (Historical Use) | 6000 | Steel-Impressed Current | 1969-01-01 |  |  | Pressurized
LITTLES GROCERY | 6140 THOMASTON RD | MACON | Bibb | 110430 | 1 |  | 1997-01-01 |  | 1997-01-01 |  | Temporarily out of use | Gas (Historical Use) | 5000 | Cathodically Protected Steel | 1976-02-27 |  | Fiberglass Reinforced Plastic | Pressurized
BAY #117 | 2904 SHURLING DR | MACON | Bibb | 110431 | 3 | Flapper Valve | 1996-02-15 | FALSE | 1996-02-15 | FALSE | Currently in Use | Regular | 4000 | Steel-Impressed Current | 1974-01-04 |  | Cathodically Protected | Pressurized
GAS EXPRESS #275 | 997 GRAY HWY | MACON | Bibb | 9000592 | 1 | Flapper Valve | 1997-10-01 | FALSE | 1996-11-01 | FALSE | Currently in Use | Kerosene | 4000 | Steel-Impressed Current | 1982-03-18 |  | Fiberglass Reinforced Plastic | Pressurized
QUIK SHOP | 7285 HAWKINSVILLE RD | MACON | Bibb | 110434 | 1 |  | 1986-05-01 |  | 1986-05-01 |  | Currently in Use | Gas (Historical Use) | 8000 | Galvanic (STIP-3) | 1986-05-01 |  | Fiberglass Reinforced Plastic | Pressurized
QUIK SHOP | 7285 HAWKINSVILLE RD | MACON | Bibb | 110434 | 4 |  | 1986-05-01 |  | 1986-05-01 |  | Currently in Use | Diesel | 6000 | Galvanic (STIP-3) | 1986-05-01 |  | Fiberglass Reinforced Plastic | Pressurized
ENK330 | 3825 PIO NONO AVENUE | MACON | Bibb | 9000186 | 11 |  | 1986-01-01 | FALSE | 1986-01-01 | FALSE | Temporarily out of use | Empty | 12000 |  | 1986-01-01 |  | Fiberglass Reinforced Plastic | Pressurized
LITTLES GROCERY | 6140 THOMASTON RD | MACON | Bibb | 110430 | 4 |  | 1994-01-01 |  | 1994-01-01 |  | Temporarily out of use | Diesel | 5000 | Cathodically Protected Steel | 1994-07-01 |  | Cathodically Protected | Suction (American)
PURPLE ESTATE LLC | 3821 NORTHSIDE DR | MACON | Bibb | 110427 | 1 |  |  | FALSE |  | FALSE | Removed from Ground | Gas (Historical Use) | 10000 |  | 1989-01-01 | 1989-02-01 | Copper | Pressurized
Tree City #100545 | 1607 BASS RD | MACON | Bibb | 10000682 | 1 | Ball Float | 2003-11-01 | FALSE | 2003-11-01 | FALSE | Currently in Use | Regular | 15000 | Composite | 2003-10-01 |  | Double-Walled Flex | Pressurized
Tree City #100545 | 1607 BASS RD | MACON | Bibb | 10000682 | 2B | Ball Float | 2003-11-01 | FALSE | 2003-11-01 | FALSE | Currently in Use | Diesel | 4000 | Composite | 2003-10-01 |  | Double-Walled Flex | Pressurized
KROGER 378 | 220 TOM HILL SR BLVD | MACON | Bibb | 10002161 | 2A | Ball Float | 2012-09-21 | FALSE | 2012-09-21 | FALSE | Currently in Use | Diesel | 10000 | Fiberglass Double Walled | 2012-08-30 |  | Double-Walled Flex | Pressurized
MURPHY EXPRESS #8519 | 1402 GRAY HWY | MACON | Bibb | 10001601 | 2B | Flapper Valve | 2008-08-13 | FALSE | 2008-08-13 | FALSE | Currently in Use | Premium | 8000 | Fiberglass Double Walled | 2008-08-13 |  |  | Pressurized
FRIENDLY GUS #17 | 1290 GRAY HWY | MACON | Bibb | 110436 | 2 |  | 1986-06-04 |  | 1998-08-03 |  | Currently in Use | Gas (Historical Use) | 8000 | Fiberglass | 1985-07-10 |  | Fiberglass Reinforced Plastic | Pressurized
SHELL FOOD MART | 627 SHURLING DR | MACON | Bibb | 9011049 | 1 | Ball Float | 1989-08-23 | FALSE | 1989-08-23 | FALSE | Currently in Use | Premium | 10000 | Fiberglass | 1989-01-01 |  | Double-Walled Fiberglass | Pressurized
BARNEY A SMITH/LINCOLN-MERCURY | 950 GRAY HWY | MACON | Bibb | 9011015 | 1 | [5 empty] | Closed in Ground | Other | 550 | Bare Steel | 1971-01-01 | 1991-04-01 | Not Marked
LAND-O-SUN | 225 GRAY HWY | MACON | Bibb | 9011014 | 2 | [5 empty] | Removed from Ground | Gas (Historical Use) | 10000 | Bare Steel | 1990-01-01 | 1990-01-01 | Bare Steel
GAS EXPRESS #275 | 997 GRAY HWY | MACON | Bibb | 9000592 | 5 | Flapper Valve | 1997-10-01 | FALSE | 1996-11-01 | FALSE | Currently in Use | Diesel | 12000 | Steel-Impressed Current | 1982-03-18 |  | Fiberglass Reinforced Plastic | Pressurized
GAS EXPRESS #275 | 997 GRAY HWY | MACON | Bibb | 9000592 | 4 | Flapper Valve | 1997-10-01 | FALSE | 1996-11-01 | FALSE | Currently in Use | E-10 | 12000 | Steel-Impressed Current | 1982-03-18 |  | Fiberglass Reinforced Plastic | Pressurized
CENTRAL STATE PRISON | 4600 FULTON MILL RD | MACON | Bibb | 110433 | 4 | Flapper Valve | 1998-02-01 | FALSE | 1998-02-01 | FALSE | Currently in Use | Diesel | 2500 | Fiberglass | 1998-03-03 |  | Fiberglass Reinforced Plastic | Safe Suction (Euro)
CENTRAL STATE PRISON | 4600 FULTON MILL RD | MACON | Bibb | 110433 | 5 | Flapper Valve | 1998-03-03 | FALSE | 1998-03-03 | FALSE | Currently in Use | Diesel | 2500 | Fiberglass | 1998-03-03 |  | Double-Walled Fiberglass | Safe Suction (Euro)
SHREE KHODIYAR INC | 4691 LOG CABIN DR | MACON | Bibb | 4110117 | 2 | Flapper Valve | 1998-08-25 | FALSE | 1998-08-25 | FALSE | Currently in Use | E-10 | 8000 | Composite | 1985-04-18 |  | Fiberglass Reinforced Plastic | Pressurized
ADVANCED DISPOSAL SERVICES OF MI | 4291 INTERSTATE DR | MACON | Bibb | 4110071 | 4 |  |  | TRUE |  | TRUE | Removed from Ground | Used Oil | 560 | Bare Steel | 1977-01-01 | 1993-04-16 | Galvanized Steel
ARMSTRONG WORLD INDUSTRIES INC | 4520 BROADWAY | MACON | Bibb | 4110133 | 8 |  | 1990-01-01 |  | 1990-01-01 |  | Removed from Ground | Gas (Historical Use) | 4000 | Cathodically Protected Steel | 1990-01-01 | 2004-06-18 | Fiberglass Reinforced Plastic | Suction (American)
ARMSTRONG WORLD INDUSTRIES INC | 4520 BROADWAY | MACON | Bibb | 4110133 | 2 | [5 empty] | Removed from Ground | Diesel | 500 | Marked Unknown | 1958-03-24 | 1987-04-15 | Unknown
YOUNG AMERICAN MUSIC SCHOOLS | 6361 ZEBULON RD | MACON | Bibb | 4110277 | 3 | [5 empty] | Removed from Ground | Gas (Historical Use) | 8000 | Marked Unknown | 1984-01-01 | 1997-06-03 | Unknown
Circle K 2706730 | 6205 ZEBULON RD | MACON | Bibb | 9011212 | 2 | Flapper Valve | 1999-04-10 | FALSE | 1999-04-10 | FALSE | Currently in Use | Premium | 10000 | Composite | 1999-04-10 |  | Fiberglass Reinforced Plastic | Pressurized
FORSYTH RD EXXON | 4433 FORSYTH RD | MACON | Bibb | 110426 | 4 | Ball Float | 1989-04-27 | FALSE | 1989-04-27 | FALSE | Currently in Use | Regular | 8000 | Fiberglass | 1975-01-01 |  | Fiberglass Reinforced Plastic | Pressurized
LITTLES GROCERY | 6140 THOMASTON RD | MACON | Bibb | 110430 | 2 |  | 1997-01-01 |  | 1997-01-01 |  | Temporarily out of use | Gas (Historical Use) | 5000 | Cathodically Protected Steel | 1971-02-27 |  | Fiberglass Reinforced Plastic | Pressurized
MURPHY USA #7038 | 5935 ZEBULON RD | MACON | Bibb | 10000534 | 2B | Flapper Valve | 2003-11-13 | FALSE | 2003-11-13 | FALSE | Currently in Use | Premium | 8000 | Fiberglass Double Walled | 2003-11-06 |  |  | Pressurized
UPS FREIGHT | 475 GUY PAINE RD | MACON | Bibb | 4110170 | 2 | [5 empty] | Removed from Ground | Diesel | 10000 | Bare Steel | 1972-04-11 | 1989-10-24 | Galvanized Steel | Suction (American)
ROADWAY EXPRESS INC | 2360 CARGILL RD | MACON | Bibb | 4110155 | 1 | [5 empty] | Removed from Ground | Diesel | 10000 | Bare Steel | 1980-08-01 | 1996-11-01 | Unknown | Safe Suction (Euro)
WALSH HONDA | 2056 EISENHOWER PARKWAY | MACON | Bibb | 4110078 | 3 |  |  | TRUE |  | TRUE | Removed from Ground | Used Oil | 1 | Bare Steel | 1979-04-11 | 1988-02-03 | Unknown
Tree City #100546 | 4505 BROADWAY | MACON | Bibb | 4110048 | 26 |  | 2009-02-26 | FALSE | 2009-02-26 | FALSE | Currently in Use | Diesel | 12064 | Composite Double Walled | 2009-02-26 |  | Double-Walled Fiberglass | Pressurized
YKK USA INC/NAT MFG CTR | CHESTNEY RD | MACON | Bibb | 110137 | 1 | [5 empty] | Removed from Ground | Diesel | 20000 | Composite | 1981-01-01 | 1990-08-01 | Copper
EAST RAMP | 190 EAST DR | MACON | Bibb | 10002026 | E1 | Overfill Alarm | 1990-01-01 | FALSE | 2011-09-13 | FALSE | Closed in Ground | Aviaion gas/AV Gas | 15000 | Fiberglass | 1990-01-01 |  | Aboveground | Safe Suction (Euro)
DIXIE PLUMBING | 370 PINE ST | MACON | Bibb | 4110227 | 1 | [5 empty] | Removed from Ground | Gas (Historical Use) | 1000 | Bare Steel | 1959-04-18 | 1988-11-28 | Galvanized Steel
SNG/MACON DIST | 1075 SOUTHSHORE PL | MACON | Bibb | 4110081 | 2 | [5 empty] | Removed from Ground | Kerosene | 1000 | Bare Steel | 1983-04-16 | 1989-10-10 | Galvanized Steel
LOOMIS FARGO & CO | 947 SECOND ST | MACON | Bibb | 4110157 | 1 | [5 empty] | Removed from Ground | Diesel | 12000 | Bare Steel | 1982-04-08 | 1998-05-01 | Bare Steel | Safe Suction (Euro)
Atrium Navicent Health The Medical Center | 777 HEMLOCK ST | MACON | Bibb | 4110032 | 3 | [5 empty] | Closed in Ground | Diesel | 10000 | Fiberglass | 1968-02-25 | 1998-10-01 | Bare Steel | Gravity Fed
FAMILY FOODS | 605 PIO NONO AVE | MACON | Bibb | 4110279 | 6 | Ball Float | 1989-11-26 | FALSE | 1989-11-26 | FALSE | Currently in Use | E-10 | 8000 | Composite | 1989-11-26 |  | Fiberglass Reinforced Plastic | Pressurized
GOODYEAR LEASED FACILITY | 737 SHURLING DR | MACON | Bibb | 4110340 | 1 |  |  | TRUE |  | TRUE | Removed from Ground | Used Oil | 1 | Bare Steel |  | 1899-12-31 | Unknown
MURPHY USA #7038 | 5935 ZEBULON RD | MACON | Bibb | 10000534 | 1 | Flapper Valve | 2003-11-13 | FALSE | 2003-11-13 | FALSE | Currently in Use | Regular | 20000 | Fiberglass Double Walled | 2003-11-06 |  |  | Pressurized
KROGER 378 | 220 TOM HILL SR BLVD | MACON | Bibb | 10002161 | 1 | Ball Float | 2012-09-21 | FALSE | 2012-09-21 | FALSE | Currently in Use | Gas (Historical Use) | 20000 | Fiberglass Double Walled | 2012-08-30 |  | Double-Walled Flex | Pressurized
FOODMART | 2700 RIVERSIDE DR | MACON | Bibb | 4110103 | 2 |  | 1998-12-19 |  | 1998-12-19 |  | Removed from Ground | Gas (Historical Use) | 6000 | Steel-Impressed Current | 1966-01-01 | 1999-09-14 | Cathodically Protected | Pressurized
FIVE STAR DODGE | 3068 RIVERSIDE DR | MACON | Bibb | 110439 | 2 |  |  | TRUE |  | TRUE | Removed from Ground | Used Oil | 500 | Bare Steel | 1970-01-05 | 1988-01-01 | Galvanized Steel
Citgo Food Mart | 1904 SHURLING DR | MACON | Bibb | 10001605 | 1 | Ball Float | 2008-03-03 | FALSE | 2008-03-03 | FALSE | Currently in Use | E-10 | 10000 | Composite Double Walled | 2008-09-25 |  | Double-Walled Fiberglass | Pressurized
KAKAS FOOD MART | 2630 EMERY HWY | MACON | Bibb | 10002532 | 2 | Flapper Valve | 2015-09-01 | FALSE | 2015-09-01 | FALSE | Currently in Use | Premium | 5000 | Composite Double Walled | 2015-08-01 |  | Double-Walled Fiberglass | Pressurized
CONOCO #10084 | 260 TOM HILL SR BLVD | MACON | Bibb | 9011104 | 2 | Ball Float | 1988-11-01 | FALSE | 1988-11-01 | FALSE | Currently in Use | Premium | 10000 | Fiberglass | 1988-11-01 |  | Fiberglass Reinforced Plastic | Pressurized
BIBB COUNTY OPERATION DIVISION | 4520 KNIGHT RD | MACON | Bibb | 9011136 | 2 | Flapper Valve | 1997-01-21 | FALSE | 1997-01-21 | FALSE | Currently in Use | E-10 | 10000 | Steel-Impressed Current | 1979-09-01 |  | Fiberglass Reinforced Plastic | Pressurized
OSAN MART #20 | 6204 ZEBULON | MACON | Bibb | 9011181 | 3 |  | 1995-09-06 |  | 1995-09-06 |  | Removed from Ground | Gas (Historical Use) | 7829 | Fiberglass | 1995-09-06 | 2012-07-01 | Fiberglass Reinforced Plastic | Pressurized
TIRES PLUS | 4517 FORSYTH RD | MACON | Bibb | 9011222 | 1 | [5 empty] | Removed from Ground | Used Oil | 500 | Cathodically Protected Steel | 1991-01-01 | 2002-02-12 | Fiberglass Reinforced Plastic | Gravity Fed
FIVE STAR DODGE | 3068 RIVERSIDE DR | MACON | Bibb | 110439 | 3 |  |  | TRUE |  | TRUE | Removed from Ground | Used Oil | 1000 | Bare Steel | 1970-01-05 | 1988-01-01 | Galvanized Steel
Circle K 2745065 | 1608 BASS RD | MACON | Bibb | 10002084 | 4 | Flapper Valve | 2012-01-31 | FALSE | 2012-01-31 | FALSE | Currently in Use | Diesel | 8000 | Composite Double Walled | 2012-01-31 |  | Double-Walled Flex | Pressurized
Marathon | 610 SHURLING DR | MACON | Bibb | 4110173 | PU | [5 empty] | Removed from Ground | Gas (Historical Use) | 8000 | Bare Steel | 1971-01-01 | 1995-11-06 | Galvanized Steel | Pressurized
EXXON FOOD MART | 3170 MILLERFIELD RD | MACON | Bibb | 10002579 | 3 | Flapper Valve | 2016-05-01 | FALSE | 2016-05-01 | FALSE | Currently in Use | Diesel | 5000 | Composite Double Walled | 2016-05-01 |  | Double-Walled Fiberglass | Pressurized
BARNEY A SMITH/LINCOLN-MERCURY | 950 GRAY HWY | MACON | Bibb | 9011015 | 2 |  |  | TRUE |  | TRUE | Closed in Ground | Used Oil | 550 | Bare Steel | 1971-01-01 | 1991-04-01 | Not Marked
GAS EXPRESS #275 | 997 GRAY HWY | MACON | Bibb | 9000592 | 3 | Flapper Valve | 1997-10-01 | FALSE | 1996-11-01 | FALSE | Currently in Use | E-10 | 8000 | Steel-Impressed Current | 1982-03-18 |  | Fiberglass Reinforced Plastic | Pressurized
ARMSTRONG WORLD INDUSTRIES INC | 4520 BROADWAY | MACON | Bibb | 4110133 | 7 | [5 empty] | Removed from Ground | Other | 10000 | Bare Steel | 1961-03-24 | 1988-12-01 | Unknown
ARMSTRONG WORLD INDUSTRIES INC | 4520 BROADWAY | MACON | Bibb | 4110133 | 1 | [5 empty] | Removed from Ground | Diesel | 2000 | Marked Unknown | 1952-03-24 | 1989-11-01 | Unknown
ARKWRIGHT CHEVRON/CHEVRON #53094 | 3720 RIVERSIDE DR | MACON | Bibb | 112000 | 1 | Flapper Valve | 1987-11-04 | FALSE | 1987-11-04 | FALSE | Currently in Use | Regular | 10000 | Fiberglass | 1987-11-04 |  | Fiberglass Reinforced Plastic | Pressurized
FORSYTH RD EXXON | 4433 FORSYTH RD | MACON | Bibb | 110426 | 3 | Ball Float | 1989-04-27 | FALSE | 1989-04-27 | FALSE | Currently in Use | E-0 | 8000 | Fiberglass | 1975-01-01 |  | Fiberglass Reinforced Plastic | Pressurized
KROGER 378 | 220 TOM HILL SR BLVD | MACON | Bibb | 10002161 | 2B | Ball Float | 2012-09-21 | FALSE | 2012-09-21 | FALSE | Currently in Use | Gas (Historical Use) | 8000 | Fiberglass Double Walled | 2012-08-30 |  | Double-Walled Flex | Pressurized
JAIMIN FOOD MART | 4017 HARTLEY BRIDGE RD | MACON | Bibb | 10001908 | 1A | Ball Float | 2009-10-20 | FALSE |  | TRUE | Currently in Use | E-10 | 10000 | Fiberglass Double Walled | 2009-10-02 |  | Double-Walled Fiberglass | Pressurized
MURPHY EXPRESS #8519 | 1402 GRAY HWY | MACON | Bibb | 10001601 | 2A | Flapper Valve | 2008-08-13 | FALSE | 2008-08-13 | FALSE | Currently in Use | Diesel | 12000 | Fiberglass Double Walled | 2008-08-13 |  |  | Pressurized
BAY #117 | 2904 SHURLING DR | MACON | Bibb | 110431 | 1 |  | 1996-02-15 | FALSE | 1996-02-15 | FALSE | Temporarily out of use | Premium | 4000 | Steel-Impressed Current | 1974-01-04 |  | Cathodically Protected | Pressurized
FRIENDLY GUS #17 | 1290 GRAY HWY | MACON | Bibb | 110436 | 1 |  | 1986-06-04 |  | 1998-08-03 |  | Currently in Use | Gas (Historical Use) | 10000 | Fiberglass | 1985-07-10 |  | Fiberglass Reinforced Plastic | Pressurized
KEEBLER CO (BAKERY) | 4375 MEAD RD | MACON | Bibb | 110440 | 1 | [5 empty] | Removed from Ground | Diesel | 15000 | Bare Steel | 1975-05-11 | 1990-06-01 | Bare Steel
HERBERT SMART AIRCRAFT HANGAR | HUBBARD RD HERBERT SMART AIRPORT | MACON | Bibb | 4110125 | 4 |  | 1990-04-01 |  | 1990-04-01 |  | Removed from Ground | Other | 1000 | Galvanic (STIP-3) | 1990-04-01 | 2003-01-17 | Cathodically Protected | Safe Suction (Euro)
PAUL'S FINA/PAUL'S SVC | 705 GRAY HWY | MACON | Bibb | 4110050 | 50 |  | 1998-07-01 | FALSE | 1994-11-30 | FALSE | Removed from Ground | Gas (Historical Use) | 5288 | Steel-Impressed Current | 1968-02-01 |  |  | Pressurized
GA FC-BIBB CO UNIT | 5235 COLUMBUS RD | MACON | Bibb | 7000085 | 6 |  | 1990-01-01 |  | 1990-01-01 |  | Removed from Ground | Kerosene | 1000 | Galvanic (STIP-3) | 1990-01-01 | 2005-04-06 | Cathodically Protected | Safe Suction (Euro)
BIBB CO COURTHOUSE & FEDERAL BLD | 475 MULBERRY ST | MACON | Bibb | 4110003 | 1 | [5 empty] | Closed in Ground | Gas (Historical Use) | 5000 | Bare Steel | 1953-03-21 | 1982-02-01 | Unknown
KRISPY KREME DONUT CO | 1948 HARDEMAN AVE | MACON | Bibb | 9011079 | 2 | [5 empty] | Removed from Ground | Gas (Historical Use) | 4000 | Not Marked/Unknown | 1994-02-28 | 1994-02-28 | Not Marked
C&J SUPERMARKET #1 | 2901 JEFFERSONVILLE RD | MACON | Bibb | 9011048 | 2 | Flapper Valve | 1992-03-01 | FALSE | 1992-03-01 | FALSE | Currently in Use | E-10 | 8000 | Composite | 1992-03-01 |  | Fiberglass Reinforced Plastic | Pressurized
CONOCO #10084 | 260 TOM HILL SR BLVD | MACON | Bibb | 9011104 | 4 | Ball Float | 1998-01-01 | FALSE | 1998-01-01 | FALSE | Currently in Use | Regular | 10000 | Fiberglass | 1988-11-01 |  | Fiberglass Reinforced Plastic | Pressurized
DOT 10348/BIBB INTERSTATE | 4011 MCMANUS DR/OFF SR 74 | MACON | Bibb | 9011097 | 348G1 | [5 empty] | Removed from Ground | Gas (Historical Use) | 1060 | Bare Steel | 1999-11-03 | 1999-11-03 | Galvanized Steel
IDLE HOUR COUNTRY CLUB INC | 419 PENCROSS LANE | MACON | Bibb | 9011146 | 1 | Flapper Valve | 1997-06-10 | FALSE | 1997-06-10 | FALSE | Currently in Use | Regular | 1000 | Galvanic (STIP-3) | 1988-07-15 |  | Fiberglass Reinforced Plastic | Safe Suction (Euro)
MARATHON FOOD MART | 6230 ZEBULON ROAD | MACON | Bibb | 9011199 | 2 | Ball Float | 1999-03-01 | FALSE | 1999-03-01 | FALSE | Currently in Use | Regular | 15000 | Fiberglass | 1999-03-01 |  | Double-Walled Fiberglass | Pressurized
OSAN MART #20 | 6204 ZEBULON | MACON | Bibb | 9011181 | 1 |  | 1995-09-06 |  | 1995-09-06 |  | Removed from Ground | Gas (Historical Use) | 7829 | Fiberglass | 1995-09-06 | 2012-07-01 | Fiberglass Reinforced Plastic | Pressurized
CLIFFORD EVANS | 6344 ZEBULON RD | MACON | Bibb | 4110012 | 1 |  | 1969-01-01 | FALSE | 1997-06-15 | FALSE | Temporarily out of use | Gas (Historical Use) | 6000 | Steel-Impressed Current | 1969-01-01 |  |  | Pressurized
CLIFFORD EVANS | 6344 ZEBULON RD | MACON | Bibb | 4110012 | 1 |  | 1969-01-01 | FALSE | 1997-06-15 | FALSE | Temporarily out of use | Gas (Historical Use) | 6000 | Steel-Impressed Current | 1969-01-01 |  |  | Pressurized
PURPLE ESTATE LLC | 3821 NORTHSIDE DR | MACON | Bibb | 110427 | 3 |  |  | FALSE |  | FALSE | Removed from Ground | Gas (Historical Use) | 10000 | Fiberglass | 1989-01-01 | 1989-02-01 | Fiberglass Reinforced Plastic | Pressurized
PURPLE ESTATE LLC | 3821 NORTHSIDE DR | MACON | Bibb | 110427 | 3A | Ball Float | 1989-05-08 | FALSE | 1989-05-08 | FALSE | Currently in Use | Diesel | 10000 | Fiberglass | 1989-01-01 |  | Fiberglass Reinforced Plastic | Pressurized
GROOME TRANSPORTATION | 4540 SHERATON DR | MACON | Bibb | 10000307 | 1 | Ball Float | 2002-04-01 | FALSE | 2002-04-01 | FALSE | Currently in Use | Regular | 10800 | Composite | 2002-04-01 |  | Double-Walled Fiberglass | Pressurized
SHELL FOOD MART | 627 SHURLING DR | MACON | Bibb | 9011049 | 3 | Ball Float | 1989-08-23 | FALSE | 1989-08-23 | FALSE | Currently in Use | Regular | 10000 | Fiberglass | 1989-01-01 |  | Double-Walled Fiberglass | Pressurized
TOMMYS RECAPS INC | 980 GRAY HWY | MACON | Bibb | 4110158 | 2 | [5 empty] | Removed from Ground | Gas (Historical Use) | 3000 | Bare Steel | 1982-03-25 | 1989-01-01 | Galvanized Steel
Marathon | 610 SHURLING DR | MACON | Bibb | 4110173 | SU | [5 empty] | Removed from Ground | Gas (Historical Use) | 6000 | Bare Steel | 1971-01-01 | 1995-11-06 | Galvanized Steel | Pressurized
GA FC-BIBB CO UNIT | 5235 COLUMBUS RD | MACON | Bibb | 7000085 | 2 | [5 empty] | Removed from Ground | Empty | 560 | Bare Steel | 1954-04-30 | 1899-12-31 | Galvanized Steel
FRIENDLY GUS #17 | 1290 GRAY HWY | MACON | Bibb | 110436 | 3 |  | 1986-06-04 |  | 1998-08-03 |  | Currently in Use | Gas (Historical Use) | 8000 | Fiberglass | 1985-07-10 |  | Fiberglass Reinforced Plastic | Pressurized
INSHA PROPERTY LLC | 815 SHURLING DR | MACON | Bibb | 4110308 | 1 | Flapper Valve | 1997-01-01 | FALSE | 1997-01-01 | FALSE | Currently in Use | Premium | 10000 | Steel-Impressed Current | 1976-05-05 |  | Steel (Impressed Current) | Pressurized
PAUL'S FINA/PAUL'S SVC | 705 GRAY HWY | MACON | Bibb | 4110050 | 52 | [5 empty] | Permanently Out of Use - historical purposes | Gas (Historical Use) | 560 | Bare Steel | 1968-02-01 | 1899-12-31 | Galvanized Steel
Circle K 2745065 | 1608 BASS RD | MACON | Bibb | 10002084 | 3 | Flapper Valve | 2012-01-31 | FALSE | 2012-01-31 | FALSE | Currently in Use | Premium | 8000 | Composite Double Walled | 2012-01-31 |  | Double-Walled Flex | Pressurized
JAIMIN FOOD MART | 4017 HARTLEY BRIDGE RD | MACON | Bibb | 10001908 | 1C | Ball Float | 2009-10-20 | FALSE |  | TRUE | Currently in Use | Diesel | 5000 | Fiberglass Double Walled | 2009-10-02 |  | Double-Walled Fiberglass | Pressurized
BAY #117 | 2904 SHURLING DR | MACON | Bibb | 110431 | 2 |  | 1996-02-15 | FALSE | 1996-02-15 | FALSE | Temporarily out of use | Premium | 4000 | Steel-Impressed Current | 1974-01-04 |  | Cathodically Protected | Pressurized
INSHA PROPERTY LLC | 815 SHURLING DR | MACON | Bibb | 4110308 | 2 | Flapper Valve | 1997-01-01 | FALSE | 1997-01-01 | FALSE | Currently in Use | E-10 | 10000 | Steel-Impressed Current | 1976-05-05 |  | Steel (Impressed Current) | Pressurized
Marathon | 610 SHURLING DR | MACON | Bibb | 4110173 | OI |  |  | TRUE |  | TRUE | Removed from Ground | Used Oil | 500 | Bare Steel | 1971-01-01 | 1899-12-31 | Galvanized Steel | Gravity Fed
Marathon | 610 SHURLING DR | MACON | Bibb | 4110173 | RU | [5 empty] | Removed from Ground | Gas (Historical Use) | 5000 | Bare Steel | 1971-01-01 | 1995-11-06 | Galvanized Steel | Pressurized
QUIK SHOP | 7285 HAWKINSVILLE RD | MACON | Bibb | 110434 | 3 |  | 1986-05-01 |  | 1986-05-01 |  | Currently in Use | Gas (Historical Use) | 8000 | Galvanic (STIP-3) | 1986-05-01 |  | Fiberglass Reinforced Plastic | Pressurized
KEEBLER CO (BAKERY) | 4375 MEAD RD | MACON | Bibb | 110440 | 2 | [5 empty] | Removed from Ground | Diesel | 10000 | Marked Unknown | 1953-05-16 | 1990-06-01 | Bare Steel
HERBERT SMART AIRCRAFT HANGAR | HUBBARD RD HERBERT SMART AIRPORT | MACON | Bibb | 4110125 | 3 | [5 empty] | Removed from Ground | Gas (Historical Use) | 1000 | Bare Steel | 1969-03-10 | 1990-01-01 | Galvanized Steel
HERBERT SMART AIRCRAFT HANGAR | HUBBARD RD HERBERT SMART AIRPORT | MACON | Bibb | 4110125 | 2 | [5 empty] | Removed from Ground | Gas (Historical Use) | 1000 | Bare Steel | 1969-03-10 | 1990-01-01 | Galvanized Steel
HERTZ RENTAL CAR | 1000 TERMINAL STREET | MACON | Bibb | 9011152 | 1 | [5 empty] | Removed from Ground | Gas (Historical Use) | 1000 | Not Marked/Unknown | 1998-11-01 | 1998-11-01 | Not Marked
KRISPY KREME DONUT CO | 1948 HARDEMAN AVE | MACON | Bibb | 9011079 | 5 | [5 empty] | Removed from Ground | Kerosene | 550 | Not Marked/Unknown | 1994-02-28 | 1994-02-28 | Not Marked
KRISPY KREME DONUT CO | 1948 HARDEMAN AVE | MACON | Bibb | 9011079 | 4 | [5 empty] | Removed from Ground | Gas (Historical Use) | 4000 | Not Marked/Unknown | 1994-02-28 | 1994-02-28 | Not Marked
QUICK SERVE | 2260 SHURLING DR | MACON | Bibb | 10002091 | 1C | Ball Float | 2012-02-16 | FALSE |  | FALSE | Currently in Use | Diesel | 5000 | Composite Double Walled | 2012-02-15 |  | Double-Walled Fiberglass | Pressurized
QF Food Mart | 1890 SHURLING DR | MACON | Bibb | 4110273 | 2 | Ball Float | 1993-10-29 | FALSE | 1993-10-29 | FALSE | Currently in Use | E-10 | 4000 | Lined Interior | 1970-03-27 |  | Fiberglass Reinforced Plastic | Pressurized
TOMMYS RECAPS INC | 980 GRAY HWY | MACON | Bibb | 4110158 | 4 | [5 empty] | Removed from Ground | Gas (Historical Use) | 3000 | Bare Steel | 1982-03-25 | 1989-01-01 | Galvanized Steel
GA FC-BIBB CO UNIT | 5235 COLUMBUS RD | MACON | Bibb | 7000085 | 3 | [5 empty] | Removed from Ground | Empty | 560 | Bare Steel | 1967-01-01 | 1990-05-01 | Galvanized Steel
LEPRINO FOODS CO | 511 HILLCREST INDUSTRIAL DR | MACON | Bibb | 110441 | 1 | [5 empty] | Removed from Ground | Diesel | 10000 | Composite | 1982-05-09 | 1994-01-31 | Galvanized Steel
ENK330 | 3825 PIO NONO AVENUE | MACON | Bibb | 9000186 | 9 |  | 1986-01-01 | FALSE | 1986-01-01 | FALSE | Temporarily out of use | Empty | 6000 | Fiberglass Double Walled | 1986-01-01 |  | Fiberglass Reinforced Plastic | Pressurized
ENK330 | 3825 PIO NONO AVENUE | MACON | Bibb | 9000186 | 8 |  | 1986-01-01 | FALSE | 1986-01-01 | FALSE | Temporarily out of use | Empty | 6000 | Fiberglass Double Walled | 1986-01-01 |  | Fiberglass Reinforced Plastic | Pressurized
ENK330 | 3825 PIO NONO AVENUE | MACON | Bibb | 9000186 | 6 |  | 1986-01-01 | FALSE | 1986-01-01 | FALSE | Temporarily out of use | Empty | 12000 | Fiberglass Double Walled | 1986-01-01 |  | Fiberglass Reinforced Plastic | Pressurized
GRAY SHURLING CORP | 1271 GRAY HWY | MACON | Bibb | 9011186 | 1 | [5 empty] | Removed from Ground | Gas (Historical Use) | 0 | Not Marked/Unknown |  | 1899-12-31 | Not Marked
GAS EXPRESS #275 | 997 GRAY HWY | MACON | Bibb | 9000592 | 2 | Flapper Valve | 1997-10-01 | FALSE | 1996-10-01 | FALSE | Currently in Use | E-10 | 8000 | Steel-Impressed Current | 1982-03-18 |  | Fiberglass Reinforced Plastic | Pressurized
QF Food Mart | 1890 SHURLING DR | MACON | Bibb | 4110273 | 4 | Ball Float | 1993-10-29 | FALSE | 1993-10-29 | FALSE | Currently in Use | Plus | 4000 | Lined Interior | 1970-03-27 |  | Fiberglass Reinforced Plastic | Pressurized
KRISPY KREME DONUT CO | 1948 HARDEMAN AVE | MACON | Bibb | 9011079 | 3 | [5 empty] | Removed from Ground | Gas (Historical Use) | 4000 | Not Marked/Unknown | 1994-02-28 | 1994-02-28 | Not Marked
ENK330 | 3825 PIO NONO AVENUE | MACON | Bibb | 9000186 | 1 | [5 empty] | Removed from Ground | Diesel | 6000 | Bare Steel | 1967-05-12 | 1987-04-15 | Galvanized Steel
PAUL'S FINA/PAUL'S SVC | 705 GRAY HWY | MACON | Bibb | 4110050 | 51 |  | 1998-07-01 | FALSE | 1994-11-30 | FALSE | Removed from Ground | Diesel | 1034 | Steel-Impressed Current | 1987-10-21 |  |  | Safe Suction (Euro)
KEEBLER CO (BAKERY) | 4375 MEAD RD | MACON | Bibb | 110440 | 3 | [5 empty] | Removed from Ground | Diesel | 10000 | Bare Steel | 1986-05-08 | 1990-06-01 | Bare Steel
GA FC-BIBB CO UNIT | 5235 COLUMBUS RD | MACON | Bibb | 7000085 | 5 |  | 1990-01-01 |  | 1990-01-01 |  | Removed from Ground | Gas (Historical Use) | 2000 | Galvanic (STIP-3) | 1990-01-01 | 2005-04-06 | Cathodically Protected | Safe Suction (Euro)
GA FC-BIBB CO UNIT | 5235 COLUMBUS RD | MACON | Bibb | 7000085 | 4 | [5 empty] | Removed from Ground | Gas (Historical Use) | 2000 | Bare Steel | 1977-01-01 | 1990-05-01 | Bare Steel
QF Food Mart | 1890 SHURLING DR | MACON | Bibb | 4110273 | 5 | Ball Float | 1993-10-29 | FALSE | 1993-10-29 | FALSE | Currently in Use | Premium | 10000 | Lined Interior | 1970-03-27 |  | Fiberglass Reinforced Plastic | Pressurized
Marathon | 610 SHURLING DR | MACON | Bibb | 4110173 | 1 | [5 empty] | Removed from Ground | Diesel | 1000 | Bare Steel | 1984-04-21 | 1992-08-24 | Galvanized Steel
Marathon | 610 SHURLING DR | MACON | Bibb | 4110173 | 271016 | Flapper Valve | 1996-03-01 | FALSE | 1996-03-01 | FALSE | Currently in Use | Premium | 12000 | Composite | 1996-01-31 |  | Fiberglass Reinforced Plastic | Pressurized
GA FC-BIBB CO UNIT | 5235 COLUMBUS RD | MACON | Bibb | 7000085 | 1 | [5 empty] | Removed from Ground | Gas (Historical Use) | 500 | Bare Steel | 1971-04-26 | 1990-05-01 | Galvanized Steel
KRISPY KREME DONUT CO | 1948 HARDEMAN AVE | MACON | Bibb | 9011079 | 6 | [5 empty] | Removed from Ground | Other | 550 | Not Marked/Unknown | 1994-02-28 | 1994-02-28 | Not Marked
ENK330 | 3825 PIO NONO AVENUE | MACON | Bibb | 9000186 | 10 |  |  | FALSE |  | FALSE | Removed from Ground | Gas (Historical Use) | 550 | Composite | 1986-01-01 | 1994-08-01 | Fiberglass Reinforced Plastic
LEPRINO FOODS CO | 511 HILLCREST INDUSTRIAL DR | MACON | Bibb | 110441 | 2 | [5 empty] | Removed from Ground | Diesel | 10000 | Composite | 1982-05-09 | 1994-01-31 | Galvanized Steel
DON'S AUTO SERVICE/FORMER FINA | 494 MONROE ST | MACON | Bibb | 9011004 | 1 | [5 empty] | Removed from Ground | Gas (Historical Use) | 0 | Marked Unknown | 1992-01-20 | 1992-01-20 | Unknown
4690 FORSYTH RD | 4690 FORSYTH RD | MACON | Bibb | 10002604 | 1 |  |  | FALSE |  | FALSE | Removed from Ground | Gas (Historical Use) | 0 | Unknown | 2016-10-03 | 2016-10-03 | Unknown
JAIMIN FOOD MART | 4017 HARTLEY BRIDGE RD | MACON | Bibb | 10001908 | 1B | Ball Float | 2009-10-20 | FALSE |  | TRUE | Currently in Use | Premium | 5000 | Fiberglass Double Walled | 2009-10-02 |  | Double-Walled Fiberglass | Pressurized
MURPHY EXPRESS #8519 | 1402 GRAY HWY | MACON | Bibb | 10001601 | 1 | Flapper Valve | 2008-08-13 | FALSE | 2008-08-13 | FALSE | Currently in Use | Regular | 20000 | Fiberglass Double Walled | 2008-08-13 |  |  | Pressurized
TOMMYS RECAPS INC | 980 GRAY HWY | MACON | Bibb | 4110158 | 5 |  |  | TRUE |  | TRUE | Removed from Ground | Used Oil | 200 | Bare Steel | 1982-03-25 | 1989-01-01 | Galvanized Steel
Marathon | 610 SHURLING DR | MACON | Bibb | 4110173 | 271018 | Flapper Valve | 1996-01-31 | FALSE | 1996-01-31 | FALSE | Currently in Use | Regular | 12000 | Composite | 1996-01-31 |  | Fiberglass Reinforced Plastic | Pressurized
Tree City #100542 | 6199 THOMASTON RD | MACON | Bibb | 9011190 | 2 | Ball Float | 1998-08-01 | FALSE | 1998-08-01 | FALSE | Currently in Use | Regular | 7950 | Fiberglass | 1998-08-01 |  | Fiberglass Reinforced Plastic | Pressurized
LITTLES GROCERY | 6140 THOMASTON RD | MACON | Bibb | 110430 | 5 |  | 1994-01-01 |  | 1994-01-01 |  | Temporarily out of use | Kerosene | 1000 | Cathodically Protected Steel | 1994-07-01 |  | Cathodically Protected | Suction (American)
KROGER GA 425 | 5928 ZEBULON RD | MACON | Bibb | 10000762 | 1B | Flapper Valve | 2004-09-23 | FALSE | 2004-09-23 | FALSE | Currently in Use | Premium | 8000 | Fiberglass Double Walled | 2004-09-16 |  | Double-Walled Flex | Pressurized
4690 FORSYTH RD | 4690 FORSYTH RD | MACON | Bibb | 10002604 | 2 |  |  | FALSE |  | FALSE | Removed from Ground | Diesel | 0 | Unknown | 2016-10-03 | 2016-10-03 | Unknown
BALKCOM PROPERTY/FORMER MACON MARKET | 5296 RIVERSIDE DR | MACON | Bibb | 10001330 | 2 |  |  | FALSE |  | FALSE | Removed from Ground |  | 0 | Bare Steel |  | 1899-12-31 | Bare Steel
PAUL'S FINA/PAUL'S SVC | 705 GRAY HWY | MACON | Bibb | 4110050 | 2 |  |  | TRUE |  | TRUE | Removed from Ground | Used Oil | 560 | Bare Steel | 1968-02-01 | 1992-12-01 | Galvanized Steel
ENK330 | 3825 PIO NONO AVENUE | MACON | Bibb | 9000186 | 3 | [5 empty] | Removed from Ground | Gas (Historical Use) | 6000 | Bare Steel | 1967-05-12 | 1987-04-15 | Galvanized Steel
SPUR STATION #1226 | 2012 VINEVILLE AVE | MACON | Bibb | 4110035 | 4 | [5 empty] | Removed from Ground | Gas (Historical Use) | 15000 | Bare Steel | 1963-01-10 | 1996-03-01 | Galvanized Steel
M M GAS & FOOD MART INC. | 2760 MONTPELIER AVE | MACON | Bibb | 4110315 | 1 | Ball Float | 1998-11-01 | FALSE | 1998-11-01 | FALSE | Temporarily out of use | Gas (Historical Use) | 8000 | Steel-Impressed Current | 1966-05-03 |  | Cathodically Protected | Pressurized
FAMILY FOODS | 605 PIO NONO AVE | MACON | Bibb | 4110279 | 3 | [5 empty] | Removed from Ground | Gas (Historical Use) | 3000 | Bare Steel | 1983-03-14 | 1989-11-20 | Galvanized Steel
TEXACO FOODMART #3 | 4381 MERCER UNIVERSITY DR | MACON | Bibb | 4110389 | 1 |  | 1998-05-26 |  | 1998-05-26 |  | Removed from Ground | Gas (Historical Use) | 10000 | Steel-Impressed Current | 1978-05-01 | 2004-04-30 | Fiberglass Reinforced Plastic | Pressurized
SMITH'S SVC CTR | 4291 MERCER UNIV DR | MACON | Bibb | 4110054 | 2 | [5 empty] | Removed from Ground | Gas (Historical Use) | 4000 | Bare Steel | 1978-02-26 | 1989-01-01 | Galvanized Steel
CROWN STATION GA 46 | 2145 RIVERSIDE DR | MACON | Bibb | 4110139 | 3 | [5 empty] | Removed from Ground | Gas (Historical Use) | 10270 | Bare Steel | 1979-04-01 | 1991-09-03 | Galvanized Steel
SHELL FOOD MART | 1585 FOREST HILL RD | MACON | Bibb | 4110106 | 2 | [5 empty] | Removed from Ground | Gas (Historical Use) | 10000 | Bare Steel | 1970-03-19 | 1986-09-01 | Galvanized Steel
FOODMART | 2700 RIVERSIDE DR | MACON | Bibb | 4110103 | 3 |  | 1998-12-19 |  | 1998-12-19 |  | Removed from Ground | Gas (Historical Use) | 6000 | Steel-Impressed Current | 1966-01-01 | 1999-09-14 | Cathodically Protected | Pressurized
E R ANDREWS & SON | 3289 MERCER UNIV DR | MACON | Bibb | 4110222 | 1 | [5 empty] | Removed from Ground | Gas (Historical Use) | 1000 | Bare Steel | 1964-04-17 | 1990-02-02 | Galvanized Steel | Suction (American)
RUSHMART RIVERSIDE INC | 2840 RIVERSIDE DR | MACON | Bibb | 4110209 | 5 | Flapper Valve | 1994-06-10 | FALSE | 1994-06-10 | FALSE | Temporarily out of use | Regular | 10000 | Steel-Impressed Current | 1986-08-01 |  | Fiberglass Reinforced Plastic | Pressurized
RUSHMART RIVERSIDE INC | 2840 RIVERSIDE DR | MACON | Bibb | 4110209 | 7 | Flapper Valve | 1994-06-10 | FALSE | 1994-06-10 | FALSE | Temporarily out of use | Diesel | 10000 | Steel-Impressed Current | 1986-08-01 |  | Fiberglass Reinforced Plastic | Pressurized
RUSHMART RIVERSIDE INC | 2840 RIVERSIDE DR | MACON | Bibb | 4110209 | 4 | [5 empty] | Removed from Ground | Gas (Historical Use) | 2980 | Not Marked/Unknown | 1959-04-23 | 1899-12-31 | Not Marked
GA POWER/MACON DIST OPER HQ | 960 KEY ST | MACON | Bibb | 4110256 | B | [5 empty] | Removed from Ground | Other | 500 | Bare Steel | 1992-10-01 | 1992-10-01 | Galvanized Steel | Gravity Fed
SPRINT FOODS #5 | 3911 NAPIER AVE | MACON | Bibb | 9094060 | 1 | Ball Float | 1990-06-01 | FALSE | 1990-06-01 | FALSE | Currently in Use | Regular | 8000 | Galvanic (STIP-3) | 1990-06-01 |  | Fiberglass Reinforced Plastic | Pressurized
E-Z SERVICE #8536 | 3191 MERCER UNIV BLVD | MACON | Bibb | 9000200 | 1 | [5 empty] | Removed from Ground | Gas (Historical Use) | 8000 | Bare Steel | 1958-02-10 | 1989-10-19 | Bare Steel
E-Z SERVICE #8536 | 3191 MERCER UNIV BLVD | MACON | Bibb | 9000200 | 7 | [5 empty] | Removed from Ground | Gas (Historical Use) | 6000 | Composite | 1990-01-01 | 1899-12-31 | Fiberglass Reinforced Plastic
MIDDLETON BRO CONSTRUCTION GROUP | 3930 MIDDLETON AVE | MACON | Bibb | 9011150 | 1 | [5 empty] | Temporarily out of use | Used Oil | 1000 | Not Marked/Unknown | 1995-04-19 |  | Not Marked
GLO OIL #3 | 1516 SECOND ST | MACON | Bibb | 9011107 | 1 | [5 empty] | Removed from Ground | Gas (Historical Use) | 2000 | Marked Unknown |  | 1899-12-31 | Unknown
FAMILY FOOD STORE | 2793 MONTPELIER AVE | MACON | Bibb | 9011111 | 2 | Flapper Valve | 1997-11-01 | FALSE | 1997-11-01 | FALSE | Currently in Use | Regular | 6000 | Steel-Impressed Current | 1997-11-01 |  | Steel (Impressed Current) | Pressurized
MARSHALL LUMBER CO | 2995 HILLCREST AVE | MACON | Bibb | 4110298 | 2 | [5 empty] | Closed in Ground | Other | 1 | Marked Unknown | 1978-06-01 | 1978-06-01 | Not Marked
FOODMART | 2700 RIVERSIDE DR | MACON | Bibb | 4110103 | 4 |  | 1998-12-19 |  | 1998-12-19 |  | Removed from Ground | Gas (Historical Use) | 6000 | Steel-Impressed Current | 1966-01-01 | 1999-09-14 | Cathodically Protected | Pressurized
FOODMART | 2700 RIVERSIDE DR | MACON | Bibb | 4110103 | 5 | [5 empty] | Permanently Out of Use - historical purposes | Gas (Historical Use) | 6000 | Marked Unknown | 1970-03-27 | 1899-12-31 | Unknown
FOODMART | 2700 RIVERSIDE DR | MACON | Bibb | 4110103 | 7 |  |  | TRUE |  | TRUE | Removed from Ground | Used Oil | 540 | Bare Steel | 1998-12-17 | 1998-12-17 | Galvanized Steel | Gravity Fed
RUSHMART RIVERSIDE INC | 2840 RIVERSIDE DR | MACON | Bibb | 4110209 | 3 | [5 empty] | Removed from Ground | Gas (Historical Use) | 2980 | Not Marked/Unknown | 1959-04-23 | 1899-12-31 | Not Marked
Circle K 2745135 | 3889 VINEVILLE AVE | MACON | Bibb | 4110214 | 2 | Flapper Valve | 1998-02-01 | FALSE | 1998-02-01 | FALSE | Currently in Use | Diesel | 8000 | Steel-Impressed Current | 1981-03-10 |  | Fiberglass Reinforced Plastic | Pressurized
W&W DETAIL | 3076 NAPIER AVE | MACON | Bibb | 4110193 | 3 | Flapper Valve | 1998-01-31 | FALSE | 1998-01-31 | FALSE | Temporarily out of use | E-10 | 5000 | Steel-Impressed Current | 1947-12-31 |  | Steel (Impressed Current) | Pressurized
GA POWER/MACON DIST OPER HQ | 960 KEY ST | MACON | Bibb | 4110256 | MD3 | [5 empty] | Closed in Ground | Diesel | 6000 | Bare Steel | 1992-03-01 | 1992-03-01 | Unknown
GA POWER/MACON DIST OPER HQ | 960 KEY ST | MACON | Bibb | 4110256 | MD2 | [5 empty] | Closed in Ground | Diesel | 10000 | Bare Steel | 1992-03-18 | 1992-03-18 | Galvanized Steel | Pressurized
E-Z SERVICE #8536 | 3191 MERCER UNIV BLVD | MACON | Bibb | 9000200 | 3 | [5 empty] | Removed from Ground | Gas (Historical Use) | 4000 | Bare Steel | 1958-02-10 | 1989-10-19 | Bare Steel
FAMILY FOODS | 605 PIO NONO AVE | MACON | Bibb | 4110279 | 8 | Ball Float | 1989-11-26 | FALSE | 1989-11-26 | FALSE | Currently in Use | Diesel On Road | 8000 | Composite | 1989-11-26 |  | Fiberglass Reinforced Plastic | Pressurized
SHAKTI CORP D/B/A HORNET CONV ST | 3109 HILLCREST AVE | MACON | Bibb | 4110287 | 5B | Ball Float | 1996-03-01 | FALSE | 1996-03-01 | FALSE | Currently in Use | Premium | 6000 | Composite | 1996-03-01 |  | Fiberglass Reinforced Plastic | Pressurized
SHAKTI CORP D/B/A HORNET CONV ST | 3109 HILLCREST AVE | MACON | Bibb | 4110287 | 6 | Flapper Valve | 2008-03-01 | FALSE | 2008-03-01 | FALSE | Currently in Use | Diesel | 2000 | Composite | 2008-03-01 |  | Fiberglass Reinforced Plastic | Safe Suction (Euro)
RIVERSIDE MOBIL | 2900 RIVERSIDE DR | MACON | Bibb | 4110301 | 5 |  |  | TRUE |  | TRUE | Closed in Ground | Used Oil | 560 | Cathodically Protected Steel | 1966-05-01 | 1899-12-31 | Galvanized Steel | Gravity Fed
YAGNI INC | 1389 PIO NONO AVE | MACON | Bibb | 4110358 | 3 | Flapper Valve | 1997-08-01 | FALSE | 1997-08-01 | FALSE | Currently in Use | Diesel | 8000 | Steel-Impressed Current | 1985-05-01 |  | Fiberglass Reinforced Plastic | Pressurized
DOT 10347 BIBB CO ROUTINE MAINT | 2920 ROFF AVE | MACON | Bibb | 4110141 | 347D1 | [5 empty] | Removed from Ground | Diesel | 1060 | Bare Steel | 1972-02-14 | 1999-11-05 | Galvanized Steel
FOODMART | 2700 RIVERSIDE DR | MACON | Bibb | 4110103 | 10 |  | 1999-09-28 | FALSE | 1999-09-28 | FALSE | Temporarily out of use | Diesel | 6000 |  | 1999-09-15 |  | Fiberglass Reinforced Plastic | Pressurized
Circle K 2745135 | 3889 VINEVILLE AVE | MACON | Bibb | 4110214 | 3 | Flapper Valve | 1998-02-01 | FALSE | 1998-02-01 | FALSE | Currently in Use | E-10 | 12000 | Steel-Impressed Current | 1981-03-10 |  | Fiberglass Reinforced Plastic | Pressurized
RIVERSIDE MOBIL | 2900 RIVERSIDE DR | MACON | Bibb | 4110301 | 6 | Ball Float | 1991-03-04 | FALSE | 1991-03-04 | FALSE | Currently in Use | Diesel | 6000 | Composite | 1991-03-21 |  | Fiberglass Reinforced Plastic | Pressurized
RIVERSIDE MOBIL | 2900 RIVERSIDE DR | MACON | Bibb | 4110301 | 8 | Ball Float | 1991-03-04 | FALSE | 1991-03-04 | FALSE | Currently in Use | E-10 | 8000 | Composite | 1991-03-21 |  | Fiberglass Reinforced Plastic | Pressurized
FINE FAIR GROCERY | 3741 NAPIER AVE | MACON | Bibb | 4110382 | 54 | Flapper Valve | 1998-12-21 | FALSE | 1998-12-21 | FALSE | Currently in Use | Premium | 7896 | Steel-Impressed Current | 1974-09-03 |  | Fiberglass Reinforced Plastic | Safe Suction (Euro)
CROWN STATION GA 46 | 2145 RIVERSIDE DR | MACON | Bibb | 4110139 | 1 | [5 empty] | Removed from Ground | Gas (Historical Use) | 10270 | Bare Steel | 1979-04-01 | 1991-08-06 | Galvanized Steel
Neighborhood Food Mart | 4705 NORTHSIDE DR | MACON | Bibb | 4110118 | 3 |  | 1998-08-27 |  | 1998-08-27 |  | Removed from Ground | Gas (Historical Use) | 6000 | Composite | 1985-04-18 | 2001-10-12 | Fiberglass Reinforced Plastic | Pressurized
FOODMART | 2700 RIVERSIDE DR | MACON | Bibb | 4110103 | 1 |  | 1998-12-19 |  | 1998-12-19 |  | Removed from Ground | Gas (Historical Use) | 6000 | Marked Unknown | 1975-01-01 | 1999-09-14 | Cathodically Protected | Pressurized
QUICK ZIP # | 1800 PIO NONO AVE | MACON | Bibb | 4110088 | 5 | Ball Float | 1987-01-01 | FALSE | 1987-01-01 | FALSE | Currently in Use | E-10 | 10135 | Composite | 1986-10-01 |  | Fiberglass Reinforced Plastic | Pressurized
WHOLESALE TIRE | 1942 RIVERSIDE DR | MACON | Bibb | 4110191 | 4 |  | 1998-02-06 |  | 1998-02-06 |  | Removed from Ground | Gas (Historical Use) | 5000 | Steel-Impressed Current | 1947-12-31 | 2005-12-28 | Steel (Impressed Current)
WHOLESALE TIRE | 1942 RIVERSIDE DR | MACON | Bibb | 4110191 | 1 |  | 1998-02-06 |  | 1998-02-06 |  | Removed from Ground | Gas (Historical Use) | 5000 | Steel-Impressed Current | 1947-12-31 | 2005-12-28 | Cathodically Protected
WHOLESALE TIRE | 1942 RIVERSIDE DR | MACON | Bibb | 4110191 | 7 |  |  | TRUE |  | TRUE | Removed from Ground | Used Oil | 550 | Bare Steel | 1947-12-31 | 1998-05-05 | Galvanized Steel
H&M UNION 76 | 2805 COLUMBUS RD | MACON | Bibb | 4110194 | 2 | [5 empty] | Removed from Ground | Gas (Historical Use) | 2000 | Bare Steel | 1949-12-31 | 2000-03-16 | Galvanized Steel
GA POWER/MACON DIST OPER HQ | 960 KEY ST | MACON | Bibb | 4110256 | MD6 | [5 empty] | Removed from Ground | Other | 500 | Bare Steel | 1986-04-01 | 1986-04-01 | Bare Steel
CROWN STATION GA 46 | 2145 RIVERSIDE DR | MACON | Bibb | 4110139 | 4 | [5 empty] | Removed from Ground | Gas (Historical Use) | 10270 | Bare Steel | 1979-04-01 | 1991-09-03 | Galvanized Steel
BP MACON MALL | 3737 MERCER UNIV DR | MACON | Bibb | 4110140 | 2 | Flapper Valve | 1990-06-01 | FALSE | 1990-06-01 | FALSE | Currently in Use | Regular | 10000 | Steel-Impressed Current | 1979-04-01 |  | Fiberglass Reinforced Plastic | Pressurized
NOLAND CO | 1594 MERCER UNIVERSITY DR | MACON | Bibb | 4110069 | 1 | [5 empty] | Removed from Ground | Gas (Historical Use) | 10000 | Bare Steel | 1975-03-15 | 1991-08-07 | Galvanized Steel
QUICK ZIP # | 1800 PIO NONO AVE | MACON | Bibb | 4110088 | 1 | [5 empty] | Removed from Ground | Gas (Historical Use) | 10000 | Bare Steel | 1965-04-15 | 1986-01-01 | Galvanized Steel
RIVERSIDE MOBIL | 2900 RIVERSIDE DR | MACON | Bibb | 4110301 | 2 | [5 empty] | Removed from Ground | Gas (Historical Use) | 6000 | Cathodically Protected Steel | 1966-05-01 | 1991-02-01 | Galvanized Steel
EARTHGRAINS CO | 2743 MONTPELIER AVE | MACON | Bibb | 4110363 | 3 |  | 1989-10-01 |  | 1989-10-01 |  | Removed from Ground | Diesel | 10000 | Fiberglass | 1973-05-06 | 2003-05-07 | Fiberglass Reinforced Plastic | Pressurized
CROWN STATION GA 46 | 2145 RIVERSIDE DR | MACON | Bibb | 4110139 | 2 | [5 empty] | Removed from Ground | Gas (Historical Use) | 10270 | Bare Steel | 1979-04-01 | 1991-08-06 | Galvanized Steel
FASTEE FOODS #27 | 2893 NAPIER AVE | MACON | Bibb | 4110200 | 2 | Flapper Valve | 1998-05-01 | FALSE | 1998-05-01 | FALSE | Temporarily out of use | Diesel | 8000 | Steel-Impressed Current | 1977-04-25 |  | Double-Walled Fiberglass | Pressurized
MINI FOODS | 5627 HOUSTON RD | MACON | Bibb | 4110199 | 1 | [5 empty] | Removed from Ground | Gas (Historical Use) | 10000 | Bare Steel | 1978-04-25 | 1988-04-14 | Galvanized Steel
GA POWER/MACON DIST OPER HQ | 960 KEY ST | MACON | Bibb | 4110256 | 623286 | Flapper Valve |  | FALSE | 1992-03-23 | FALSE | Removed from Ground | Diesel | 10000 | Fiberglass | 1992-03-23 |  | Fiberglass Reinforced Plastic | Pressurized
SUNRISE STORES | 3750 MERCER UNIV DR | MACON | Bibb | 9011196 | 2 | Ball Float | 1999-04-28 |  | 1999-04-28 |  | Currently in Use | Gas (Historical Use) | 10000 | Fiberglass | 1999-04-14 |  | Double-Walled Flex | Pressurized
GOODYEAR SERVICE CENTER #7232 (M | 2800 RIVERSIDE DRIVE | MACON | Bibb | 9011169 | 1 | [5 empty] | Removed from Ground | Gas (Historical Use) | 500 | Not Marked/Unknown | 1996-06-05 | 1996-06-05 | Not Marked
BIBB CO. TRANSPORTATION DEPT | 2448 ROFF AVE | MACON | Bibb | 9011109 | 2 | Flapper Valve | 1998-07-09 | FALSE | 1998-07-09 | FALSE | Currently in Use | Diesel | 12000 | Steel-Impressed Current | 1978-10-15 |  | Steel (Impressed Current) | Safe Suction (Euro)
GLO OIL #3 | 1516 SECOND ST | MACON | Bibb | 9011107 | 2 | [5 empty] | Removed from Ground | Gas (Historical Use) | 2000 | Marked Unknown |  | 1899-12-31 | Unknown
FAMILY FOOD STORE | 2793 MONTPELIER AVE | MACON | Bibb | 9011111 | 1 | Flapper Valve | 1997-11-01 | FALSE | 1997-11-01 | FALSE | Currently in Use | Regular | 6000 | Steel-Impressed Current | 1997-11-01 |  | Steel (Impressed Current) | Pressurized
YAGNI INC | 1389 PIO NONO AVE | MACON | Bibb | 4110358 | 1 | Flapper Valve | 1997-08-01 | FALSE | 1997-08-01 | FALSE | Currently in Use | Regular | 10000 | Steel-Impressed Current | 1987-08-01 |  | Fiberglass Reinforced Plastic | Pressurized
MID-STATE VENTURES LLC | 5012 ROMEISER DR | MACON | Bibb | 4110380 | 3 | [5 empty] | Removed from Ground | Gas (Historical Use) | 5000 | Cathodically Protected Steel | 1969-03-19 | 1986-03-01 | Galvanized Steel
BP MACON MALL | 3737 MERCER UNIV DR | MACON | Bibb | 4110140 | 1 | Flapper Valve | 1990-06-01 | FALSE | 1990-06-01 | FALSE | Currently in Use | Diesel | 10000 | Steel-Impressed Current | 1979-04-01 |  | Fiberglass Reinforced Plastic | Pressurized
BP MACON MALL | 3737 MERCER UNIV DR | MACON | Bibb | 4110140 | 4 | Flapper Valve | 1990-06-01 | FALSE | 1990-06-01 | FALSE | Currently in Use | Premium | 10000 | Steel-Impressed Current | 1979-04-01 |  | Fiberglass Reinforced Plastic | Pressurized
FOODMART | 2700 RIVERSIDE DR | MACON | Bibb | 4110103 | 8 | Flapper Valve | 1999-09-28 | FALSE | 1999-09-28 | FALSE | Temporarily out of use | Premium | 6000 |  | 1999-09-15 |  | Fiberglass Reinforced Plastic | Pressurized
FOODMART | 2700 RIVERSIDE DR | MACON | Bibb | 4110103 | 9 |  | 1999-09-28 | FALSE | 1999-09-28 | FALSE | Temporarily out of use | Regular | 12000 |  | 1999-09-15 |  | Fiberglass Reinforced Plastic | Pressurized
FOODMART | 2700 RIVERSIDE DR | MACON | Bibb | 4110103 | 6 |  | 1998-12-19 |  | 1998-12-19 |  | Removed from Ground | Diesel | 10000 | Steel-Impressed Current | 1970-03-27 | 1999-09-14 | Cathodically Protected | Pressurized
RUSHMART RIVERSIDE INC | 2840 RIVERSIDE DR | MACON | Bibb | 4110209 | 6 | Flapper Valve | 1994-06-10 | FALSE | 1994-06-10 | FALSE | Temporarily out of use | Premium | 10000 | Steel-Impressed Current | 1986-08-01 |  | Fiberglass Reinforced Plastic | Pressurized
T L GRIFFIN PLUMBING | 3600 BROOKDALE AVE | MACON | Bibb | 4110231 | 1 | [5 empty] | Removed from Ground | Diesel | 1000 | Bare Steel | 1961-04-17 | 1988-11-30 | Galvanized Steel | Suction (American)
GA POWER/MACON DIST OPER HQ | 960 KEY ST | MACON | Bibb | 4110256 | A1 | [5 empty] | Closed in Ground | Other | 500 | Marked Unknown | 1986-04-01 | 1986-04-01 | Unknown
E-Z SERVICE #8536 | 3191 MERCER UNIV BLVD | MACON | Bibb | 9000200 | 2G | [5 empty] | Removed from Ground | Gas (Historical Use) | 6000 | Bare Steel | 1985-01-01 | 1998-07-24 | Fiberglass Reinforced Plastic | Pressurized
QUICK ZIP # | 1800 PIO NONO AVE | MACON | Bibb | 4110088 | 4 | Ball Float | 1987-01-01 | FALSE | 1987-01-01 | FALSE | Currently in Use | E-10 | 10135 | Composite | 1986-10-01 |  | Fiberglass Reinforced Plastic | Pressurized
QUICK ZIP # | 1800 PIO NONO AVE | MACON | Bibb | 4110088 | 7 | Ball Float | 1987-01-01 | FALSE | 1987-01-01 | FALSE | Currently in Use | Diesel | 10135 | Composite | 1986-10-01 |  | Fiberglass Reinforced Plastic | Pressurized
WHOLESALE TIRE | 1942 RIVERSIDE DR | MACON | Bibb | 4110191 | 5 |  | 1998-02-06 |  | 1998-02-06 |  | Removed from Ground | Diesel | 1000 | Steel-Impressed Current | 1947-12-31 | 2005-12-28 | Steel (Impressed Current)
T L GRIFFIN PLUMBING | 3600 BROOKDALE AVE | MACON | Bibb | 4110231 | 2 | [5 empty] | Removed from Ground | Diesel | 3000 | Bare Steel | 1968-04-17 | 1988-11-30 | Galvanized Steel | Suction (American)
GA POWER/MACON DIST OPER HQ | 960 KEY ST | MACON | Bibb | 4110256 | A2 |  |  | TRUE |  | TRUE | Removed from Ground | Used Oil | 500 | Bare Steel | 1992-10-05 | 1992-10-05 | Galvanized Steel | Gravity Fed
SPRINT FOODS #5 | 3911 NAPIER AVE | MACON | Bibb | 9094060 | 2 | Ball Float | 1990-06-01 | FALSE | 1990-06-01 | FALSE | Currently in Use | Plus | 8000 | Galvanic (STIP-3) | 1990-06-01 |  | Fiberglass Reinforced Plastic | Pressurized
ENK836 | 3311 MERCER UNIVERSITY BLVD | MACON | Bibb | 9011200 | 2 | Flapper Valve | 2000-02-03 | FALSE | 2000-02-03 | FALSE | Currently in Use | Premium | 12000 | Fiberglass Double Walled | 2000-02-03 |  | Double-Walled Flex | Pressurized
NO FACILITY NAME | 4505 FORSYTH RD | MACON | Bibb | 9011045 | 1 | [5 empty] | Removed from Ground | Other | 1000 | Bare Steel | 1989-09-13 | 1989-09-13 | Bare Steel
MINI FOOD #33 | 3751 MERCER UNIVERSITY DR | MACON | Bibb | 4110043 | 2 |  | 1998-11-25 | FALSE | 1998-11-25 | FALSE | Temporarily out of use | Premium | 10166 | Steel-Impressed Current | 1977-01-31 |  |  | Pressurized
WALTHALL OIL CO | 5631 HOUSTON RD | MACON | Bibb | 4110022 | 2 | Ball Float | 1996-11-01 | FALSE | 1996-11-01 | FALSE | Currently in Use | Premium | 8000 | Steel-Impressed Current | 1984-01-21 |  |  | Pressurized
CHEROKEE BRICK & TILE CO | 3250 WATERVILLE RD | MACON | Bibb | 4110010 | 2 | [5 empty] | Closed in Ground | Gas (Historical Use) | 10027 | Bare Steel | 1966-02-25 | 1991-06-01 | Galvanized Steel
TOPLINE STORE | 4915 BLOOMFIELD RD | MACON | Bibb | 9011036 | 2 | Flapper Valve | 1997-02-20 | FALSE | 1997-02-20 | FALSE | Currently in Use | Diesel | 5013 | Steel-Impressed Current | 1976-01-01 |  | Steel (Impressed Current) | Pressurized
WOODS SVC CENTER | 2644 HOUSTON AVE | MACON | Bibb | 110415 | 1 | [5 empty] | Removed from Ground | Gas (Historical Use) | 0 | Bare Steel | 1986-06-05 | 1991-10-11 | Galvanized Steel
FAST FUEL | 3855 BROADWAY ST | MACON | Bibb | 110398 | 2 | Flapper Valve | 1998-10-20 | FALSE | 1998-10-20 | FALSE | Currently in Use | Premium | 6000 | Steel-Impressed Current | 1998-10-20 |  | Steel (Impressed Current) | Safe Suction (Euro)
PEP BOYS #98 | 1230 EISENHOWER PKWY | MACON | Bibb | 10000868 | 2 |  |  | FALSE |  | FALSE | Removed from Ground | Propane | 550 | Fiberglass Double Walled | 1988-12-01 | 2005-06-09 | Double Walled | Gravity Fed
BST/MACON DHQ/R2119 | 1630 EISENHOWER PKWY | MACON | Bibb | 9011058 | 2 | [5 empty] | Removed from Ground | Gas (Historical Use) | 12000 | Bare Steel | 1991-07-26 | 1991-07-26 | Unknown | Pressurized
HOUSTON FOOD MART | 5642 HOUSTON RD | MACON | Bibb | 9011051 | 2 | Ball Float | 1998-11-24 | FALSE | 1998-11-24 | FALSE | Currently in Use | Premium | 8000 | Steel-Impressed Current | 1987-11-20 |  | Fiberglass Reinforced Plastic | Pressurized
SOUTHERN BEDDING COMPANY | 1968 WATERVILLE RD | MACON | Bibb | 9011171 | 1 | [5 empty] | Removed from Ground | Gas (Historical Use) | 1000 | Bare Steel | 1996-07-01 | 1996-07-01 | Bare Steel | Safe Suction (Euro)
MWA/ROCKY CREEK WPCP | 4705 MEAD RD | MACON | Bibb | 9011198 | 1 | [5 empty] | Removed from Ground | Gas (Historical Use) | 10000 | Bare Steel | 2000-02-01 | 2000-02-01 | Galvanized Steel | Suction (American)
Sprint Food #6 | 2075 ROCKY CREEK RD | MACON | Bibb | 9011126 | 2 | Flapper Valve | 1998-01-31 | FALSE | 1998-01-31 | FALSE | Currently in Use | Premium | 10000 | Steel-Impressed Current | 1968-11-01 |  | Fiberglass Reinforced Plastic | Pressurized
Circle K 2745114 | 4314 PIO NONO AVE | MACON | Bibb | 9011082 | 5 |  | 1995-07-11 |  | 1995-07-11 |  | Removed from Ground | Gas (Historical Use) | 10000 | Composite | 1995-07-11 | 2007-06-06 | Fiberglass Reinforced Plastic | Pressurized
Circle K 2745114 | 4314 PIO NONO AVE | MACON | Bibb | 9011082 | 7 | Flapper Valve | 2007-07-18 | FALSE | 2007-07-18 | FALSE | Currently in Use | Regular | 15000 | Composite Double Walled | 2007-07-18 |  | Double-Walled Flex | Pressurized
MINI FOODS | 5627 HOUSTON RD | MACON | Bibb | 4110199 | 3 | [5 empty] | Removed from Ground | Gas (Historical Use) | 8000 | Bare Steel | 1978-04-25 | 1988-04-14 | Galvanized Steel
GA POWER/MACON DIST OPER HQ | 960 KEY ST | MACON | Bibb | 4110256 | 1 | [5 empty] | Closed in Ground | Empty | 500 | Marked Unknown | 1986-04-01 | 1986-04-01 | Unknown
GA POWER/MACON DIST OPER HQ | 960 KEY ST | MACON | Bibb | 4110256 | MD5 | [5 empty] | Closed in Ground | Gas (Historical Use) | 6000 | Bare Steel | 1992-03-16 | 1992-03-16 | Unknown
E-Z SERVICE #8536 | 3191 MERCER UNIV BLVD | MACON | Bibb | 9000200 | 2 | [5 empty] | Removed from Ground | Gas (Historical Use) | 4000 | Bare Steel | 1958-02-10 | 1989-10-19 | Bare Steel
ENK836 | 3311 MERCER UNIVERSITY BLVD | MACON | Bibb | 9011200 | 1 | Flapper Valve | 2000-02-03 | FALSE | 2000-02-03 | FALSE | Currently in Use | Regular | 20000 | Fiberglass Double Walled | 2000-02-03 |  | Double-Walled Flex | Pressurized
NEIGHBORHOOD GAS & GROCERY | 3102 NAPIER AVE | MACON | Bibb | 9011100 | 2 | Flapper Valve | 1999-03-01 | FALSE | 1999-03-01 | FALSE | Currently in Use | Regular | 5000 | Steel-Impressed Current | 1999-03-01 |  |  | Pressurized
FAMILY FOOD STORE | 2793 MONTPELIER AVE | MACON | Bibb | 9011111 | 3 | Flapper Valve | 1997-11-01 | FALSE | 1997-11-01 | FALSE | Currently in Use | Premium | 6000 | Steel-Impressed Current | 1997-11-01 |  | Steel (Impressed Current) | Pressurized
COLONIAL BAKING CO/THRIFT STORE | 2675 MONTPELIER AVE | MACON | Bibb | 9011041 | 3 | [5 empty] | Closed in Ground | Gas (Historical Use) | 4000 | Bare Steel | 1982-02-01 | 1982-02-01 | Galvanized Steel
DOT 10347 BIBB CO ROUTINE MAINT | 2920 ROFF AVE | MACON | Bibb | 4110141 | 347G2 | [5 empty] | Removed from Ground | Gas (Historical Use) | 542 | Bare Steel | 1972-02-14 | 1999-11-05 | Galvanized Steel
OLD TEXACO STATION | 2754 RIVERSIDE DR | MACON | Bibb | 4110153 | 3 | [5 empty] | Removed from Ground | Gas (Historical Use) | 3000 | Marked Unknown | 1986-01-01 | 1986-01-01 | Unknown
WALTHALL OIL CO | 3192 VINEVILLE AVE | MACON | Bibb | 4110245 | 3 | [5 empty] | Removed from Ground | Kerosene | 10000 | Bare Steel | 1980-04-17 | 1988-10-31 | Galvanized Steel | Suction (American)
SPRINT FOODS #5 | 3911 NAPIER AVE | MACON | Bibb | 9094060 | 3 | Ball Float | 1990-06-01 | FALSE | 1990-06-01 | FALSE | Currently in Use | Premium | 8000 | Galvanic (STIP-3) | 1990-06-01 |  | Fiberglass Reinforced Plastic | Pressurized
E-Z SERVICE #8536 | 3191 MERCER UNIV BLVD | MACON | Bibb | 9000200 | 1G | [5 empty] | Removed from Ground | Gas (Historical Use) | 8000 | Bare Steel | 1985-01-01 | 1998-07-24 | Fiberglass Reinforced Plastic | Pressurized
FAIRCLOTH BROTHERS INC | 3663 FAIRMONT AVE | MACON | Bibb | 9011106 | 1 | [5 empty] | Removed from Ground | Gas (Historical Use) | 3000 | Bare Steel | 1995-05-23 | 1995-05-23 | Galvanized Steel
SHELL FOOD MART | 1585 FOREST HILL RD | MACON | Bibb | 4110106 | 3 | [5 empty] | Removed from Ground | Gas (Historical Use) | 5000 | Bare Steel | 1970-03-19 | 1986-09-01 | Galvanized Steel
MINI FOOD #31 | 2353 INGLESIDE AVE | MACON | Bibb | 4110204 | 4 | Flapper Valve | 2001-04-01 | FALSE | 2001-04-01 | FALSE | Temporarily out of use | Diesel | 4000 | Epoxy | 2001-04-01 |  | Flex | Pressurized
FASTEE FOODS #27 | 2893 NAPIER AVE | MACON | Bibb | 4110200 | 1 | Flapper Valve | 1998-05-01 | FALSE | 1998-05-01 | FALSE | Currently in Use | Regular | 10000 | Steel-Impressed Current | 1977-04-25 |  | Double-Walled Fiberglass | Pressurized
MINI FOODS | 5627 HOUSTON RD | MACON | Bibb | 4110199 | 2 | [5 empty] | Removed from Ground | Gas (Historical Use) | 8000 | Bare Steel | 1978-04-25 | 1988-04-14 | Galvanized Steel
WALTHALL OIL CO | 3192 VINEVILLE AVE | MACON | Bibb | 4110245 | 2 | [5 empty] | Removed from Ground | Gas (Historical Use) | 3000 | Bare Steel | 1965-04-17 | 1988-10-31 | Galvanized Steel | Suction (American)
E-Z SERVICE #8536 | 3191 MERCER UNIV BLVD | MACON | Bibb | 9000200 | 3G | [5 empty] | Removed from Ground | Gas (Historical Use) | 6000 | Bare Steel | 1985-01-01 | 1998-07-24 | Fiberglass Reinforced Plastic | Pressurized
MELROSE HOLDING CO | 3854 MELROSE ST | MACON | Bibb | 9011098 | 1A | Flapper Valve | 1995-01-19 | FALSE | 1995-01-19 | FALSE | Temporarily out of use | Diesel | 4000 | Epoxy | 1995-01-19 |  | Fiberglass Reinforced Plastic | Suction (American)
COLONIAL BAKING CO/THRIFT STORE | 2675 MONTPELIER AVE | MACON | Bibb | 9011041 | 2 | [5 empty] | Closed in Ground | Gas (Historical Use) | 4000 | Bare Steel | 1982-02-01 | 1982-02-01 | Galvanized Steel
QUICK ZIP # | 1800 PIO NONO AVE | MACON | Bibb | 4110088 | 6 | Ball Float | 1987-01-01 | FALSE | 1987-01-01 | FALSE | Currently in Use | E-10 | 10135 | Composite | 1986-10-01 |  | Fiberglass Reinforced Plastic | Pressurized
MINI FOOD #31 | 2353 INGLESIDE AVE | MACON | Bibb | 4110204 | 1 | Flapper Valve | 1998-11-30 | FALSE | 1998-11-30 | FALSE | Temporarily out of use | Regular | 10000 | Steel-Impressed Current | 1980-04-29 |  | Flex | Pressurized
FASTEE FOODS #68 | 3786 LOG CABIN DR | MACON | Bibb | 4110202 | 3 |  | 1998-04-01 |  | 1998-04-01 |  | Removed from Ground | Gas (Historical Use) | 8000 | Cathodically Protected Steel | 1980-04-28 | 2013-10-15 | Galvanized Steel
WHOLESALE TIRE | 1942 RIVERSIDE DR | MACON | Bibb | 4110191 | 3 |  | 1998-02-06 |  | 1998-02-06 |  | Removed from Ground | Gas (Historical Use) | 5000 | Steel-Impressed Current | 1947-12-31 | 2005-12-28 | Steel (Impressed Current)
MINI FOODS #18 | 2440 VINEVILLE AVE | MACON | Bibb | 9011042 | 2 | [5 empty] | Removed from Ground | Gas (Historical Use) | 8000 | Bare Steel | 1982-01-01 | 1988-12-01 | Galvanized Steel
SHELL FOOD MART | 1585 FOREST HILL RD | MACON | Bibb | 4110106 | 6 | Flapper Valve | 1998-08-15 | FALSE | 1998-08-18 | FALSE | Currently in Use | Premium | 10000 |  | 1986-09-18 |  | Fiberglass Reinforced Plastic | Pressurized
SMITH'S SVC CTR | 4291 MERCER UNIV DR | MACON | Bibb | 4110054 | 1 | [5 empty] | Removed from Ground | Gas (Historical Use) | 4000 | Bare Steel | 1978-02-26 | 1989-01-01 | Galvanized Steel
QUICK ZIP # | 1800 PIO NONO AVE | MACON | Bibb | 4110088 | 8 |  | 1987-01-01 |  | 1987-01-01 |  | Temporarily out of use | Kerosene | 2000 | Composite | 1986-10-01 |  | Fiberglass Reinforced Plastic | Pressurized
QUICK ZIP # | 1800 PIO NONO AVE | MACON | Bibb | 4110088 | 2 | [5 empty] | Removed from Ground | Gas (Historical Use) | 10000 | Bare Steel | 1965-04-15 | 1986-01-01 | Galvanized Steel
W&W DETAIL | 3076 NAPIER AVE | MACON | Bibb | 4110193 | 5 |  |  | TRUE |  | TRUE | Removed from Ground | Used Oil | 550 | Bare Steel | 1947-12-31 | 2000-03-22 | Galvanized Steel
W&W DETAIL | 3076 NAPIER AVE | MACON | Bibb | 4110193 | 7 | [5 empty] | Removed from Ground | Kerosene | 1000 | Bare Steel | 1947-12-31 | 2000-03-22 | Galvanized Steel
W&W DETAIL | 3076 NAPIER AVE | MACON | Bibb | 4110193 | 4 | Flapper Valve | 1998-01-31 | FALSE | 1998-01-31 | FALSE | Temporarily out of use | E-10 | 5000 | Steel-Impressed Current | 1947-12-31 |  |  | Pressurized
MCLENDON MOVERS | 2038 ROFF AVE | MACON | Bibb | 4110237 | 1 | [5 empty] | Removed from Ground | Gas (Historical Use) | 3000 | Bare Steel | 1981-04-17 | 1992-11-11 | Galvanized Steel
GA POWER/MACON DIST OPER HQ | 960 KEY ST | MACON | Bibb | 4110256 | MD7 | [5 empty] | Removed from Ground | Other | 500 | Bare Steel | 1986-04-01 | 1986-04-01 | Bare Steel
GA POWER/MACON DIST OPER HQ | 960 KEY ST | MACON | Bibb | 4110256 | MD1 | [5 empty] | Closed in Ground | Gas (Historical Use) | 10000 | Bare Steel | 1981-04-29 | 1992-03-18 | Galvanized Steel | Pressurized
PROPOSED NEW POST OFFICE | 1035 PIO NONO AVE | MACON | Bibb | 9011197 | 1 | [5 empty] | Removed from Ground | Gas (Historical Use) | 700 | Bare Steel | 1999-11-10 | 1999-11-10 | Unknown
W&W DETAIL | 3076 NAPIER AVE | MACON | Bibb | 4110193 | 1 | Flapper Valve | 1998-01-31 | FALSE | 1998-01-31 | FALSE | Temporarily out of use | E-10 | 5000 | Steel-Impressed Current | 1947-12-31 |  | Steel (Impressed Current) | Pressurized
GEM CLEANERS/BEST CLEANERS INC | 3096 NAPIER AVE | MACON | Bibb | 9011068 | 1 | [5 empty] | Removed from Ground | Other | 500 | Bare Steel | 1993-03-30 | 1993-03-30 | Galvanized Steel | Suction (American)
KENT MECHANICAL | 2284 -2688 ROFF AVE | MACON | Bibb | 9011073 | 1 | [5 empty] | Removed from Ground | Gas (Historical Use) | 1000 | Bare Steel | 1993-11-01 | 1993-11-01 | Not Marked
Circle K 2745135 | 3889 VINEVILLE AVE | MACON | Bibb | 4110214 | 1 | Flapper Valve | 1998-02-01 | FALSE | 1998-02-01 | FALSE | Currently in Use | E-10 | 12000 |  | 1981-03-10 |  | Fiberglass Reinforced Plastic | Pressurized
MINI FOOD #31 | 2353 INGLESIDE AVE | MACON | Bibb | 4110204 | 2 | Flapper Valve | 1998-11-30 | FALSE | 1998-11-30 | FALSE | Temporarily out of use | Premium | 8000 | Steel-Impressed Current | 1980-04-29 |  | Flex | Pressurized
FASTEE FOODS #68 | 3786 LOG CABIN DR | MACON | Bibb | 4110202 | 2 |  | 1998-04-01 |  | 1998-04-01 |  | Removed from Ground | Gas (Historical Use) | 8000 | Steel-Impressed Current | 1980-04-28 | 2013-10-15 | Cathodically Protected
WHOLESALE TIRE | 1942 RIVERSIDE DR | MACON | Bibb | 4110191 | 2 |  | 1998-02-06 |  | 1998-02-06 |  | Removed from Ground | Gas (Historical Use) | 5000 | Steel-Impressed Current | 1947-12-31 | 2005-12-28 | Cathodically Protected
E-Z SERVICE #8536 | 3191 MERCER UNIV BLVD | MACON | Bibb | 9000200 | 5 | [5 empty] | Removed from Ground | Gas (Historical Use) | 8000 | Composite | 1990-01-01 | 1899-12-31 | Fiberglass Reinforced Plastic
E-Z SERVICE #8536 | 3191 MERCER UNIV BLVD | MACON | Bibb | 9000200 | 4 | [5 empty] | Removed from Ground | Gas (Historical Use) | 4000 | Bare Steel | 1958-02-10 | 1989-10-19 | Bare Steel
KENT MECHANICAL | 2284 -2688 ROFF AVE | MACON | Bibb | 9011073 | 2 | [5 empty] | Removed from Ground | Gas (Historical Use) | 1000 | Bare Steel | 1993-11-01 | 1993-11-01 | Not Marked
COLONIAL BAKING CO/THRIFT STORE | 2675 MONTPELIER AVE | MACON | Bibb | 9011041 | 1 | [5 empty] | Closed in Ground | Gas (Historical Use) | 4000 | Bare Steel | 1982-02-01 | 1982-02-01 | Galvanized Steel
H&M UNION 76 | 2805 COLUMBUS RD | MACON | Bibb | 4110194 | 1 | [5 empty] | Removed from Ground | Gas (Historical Use) | 3000 | Bare Steel | 1949-12-31 | 2000-03-16 | Galvanized Steel
E-Z SERVICE #8536 | 3191 MERCER UNIV BLVD | MACON | Bibb | 9000200 | 6 | [5 empty] | Removed from Ground | Gas (Historical Use) | 6000 | Composite | 1990-01-01 | 1899-12-31 | Fiberglass Reinforced Plastic
WHITE & LAVENDER PEST CONTROL | 3984 NAPIER AVE | MACON | Bibb | 9011057 | 1 | [5 empty] | Removed from Ground | Gas (Historical Use) | 1000 | Bare Steel | 1971-01-01 | 1988-11-12 | Galvanized Steel
NO FACILITY NAME | 4505 FORSYTH RD | MACON | Bibb | 9011045 | 3 | [5 empty] | Removed from Ground | Other | 500 | Bare Steel | 1989-09-13 | 1989-09-13 | Bare Steel
INGLESIDE ELECTRIC COMPANY | 1950 CANTON STREET | MACON | Bibb | 9011192 | 1 | [5 empty] | Removed from Ground | Gas (Historical Use) | 1700 | Bare Steel | 1998-11-18 | 1998-11-18 | Fiberglass Reinforced Plastic | Suction (American)
SUNRISE STORES | 3750 MERCER UNIV DR | MACON | Bibb | 9011196 | 1 | Ball Float | 1999-04-28 | FALSE | 1999-04-28 | FALSE | Currently in Use | E-10 | 12000 | Fiberglass | 1999-04-14 |  | Double-Walled Flex | Pressurized
BIBB CO. TRANSPORTATION DEPT | 2448 ROFF AVE | MACON | Bibb | 9011109 | 1 | Flapper Valve | 1998-07-09 | FALSE | 1998-07-09 | FALSE | Currently in Use | Regular | 12000 | Steel-Impressed Current | 1978-10-15 |  | Steel (Impressed Current) | Safe Suction (Euro)
BIBB CO. TRANSPORTATION DEPT | 2448 ROFF AVE | MACON | Bibb | 9011109 | 4 |  |  | TRUE |  | TRUE | Removed from Ground | Used Oil | 250 | Concrete | 2000-03-01 | 2000-03-01 | Galvanized Steel | Gravity Fed
BEST CLEANERS | 2338 INGLESIDE AVE | MACON | Bibb | 9011055 | 1 | [5 empty] | Removed from Ground | Other | 500 | Marked Unknown | 1992-09-22 | 1992-09-22 | Unknown
WHOLESALE TIRE | 1942 RIVERSIDE DR | MACON | Bibb | 4110191 | 6 | [5 empty] | Removed from Ground | Kerosene | 550 | Bare Steel | 1947-12-31 | 1998-05-05 | Galvanized Steel
H&M UNION 76 | 2805 COLUMBUS RD | MACON | Bibb | 4110194 | 3 |  |  | TRUE |  | TRUE | Removed from Ground | Used Oil | 550 | Bare Steel | 1949-12-31 | 2000-03-16 | Galvanized Steel
W&W DETAIL | 3076 NAPIER AVE | MACON | Bibb | 4110193 | 6 | [5 empty] | Permanently Out of Use - historical purposes | Diesel | 560 | Bare Steel | 1947-12-31 | 1899-12-31 | Galvanized Steel
GA POWER/MACON DIST OPER HQ | 960 KEY ST | MACON | Bibb | 4110256 | MD4 | [5 empty] | Closed in Ground | Gas (Historical Use) | 6000 | Bare Steel | 1975-04-30 | 1992-03-16 | Unknown
NEIGHBORHOOD GAS & GROCERY | 3102 NAPIER AVE | MACON | Bibb | 9011100 | 4 | Flapper Valve | 1999-03-01 | FALSE | 1999-03-01 | FALSE | Currently in Use | Diesel | 6000 | Steel-Impressed Current | 1999-03-01 |  |  | Pressurized
NEIGHBORHOOD GAS & GROCERY | 3102 NAPIER AVE | MACON | Bibb | 9011100 | 5 |  | 1999-03-01 |  | 1999-03-01 |  | Temporarily out of use | Kerosene | 2000 | Steel-Impressed Current | 1999-03-01 |  | Cathodically Protected | Pressurized
OUTDOOR WEST | 5001 MERCER BLVD | MACON | Bibb | 9011077 | 1 | [5 empty] | Permanently Out of Use - historical purposes | Gas (Historical Use) | 3000 | Marked Unknown | 1980-07-10 | 1899-12-31 | Galvanized Steel | Suction (American)
COLONIAL BAKING CO/THRIFT STORE | 2675 MONTPELIER AVE | MACON | Bibb | 9011041 | 4 | [5 empty] | Closed in Ground | Gas (Historical Use) | 4000 | Bare Steel | 1982-02-01 | 1982-02-01 | Galvanized Steel
PROPOSED NEW POST OFFICE | 1035 PIO NONO AVE | MACON | Bibb | 9011197 | 2 | [5 empty] | Removed from Ground | Gas (Historical Use) | 700 | Bare Steel | 1999-11-10 | 1999-11-10 | Unknown
NEIGHBORHOOD GAS & GROCERY | 3102 NAPIER AVE | MACON | Bibb | 9011100 | 3 | Flapper Valve | 1999-03-01 | FALSE | 1999-03-01 | FALSE | Currently in Use | Premium | 6000 | Steel-Impressed Current | 1999-03-01 |  |  | Pressurized
FLAV-O-RICH INC | 567 INDUSTRIAL WAY EAST | MACON | Bibb | 9011061 | 1 | [5 empty] | Removed from Ground | Gas (Historical Use) | 6000 | Marked Unknown | 1993-06-10 | 1993-06-10 | Unknown
NO FACILITY NAME | 4505 FORSYTH RD | MACON | Bibb | 9011045 | 2 | [5 empty] | Removed from Ground | Other | 250 | Bare Steel | 1989-09-13 | 1989-09-13 | Bare Steel
WYNN'S AUTO DETAIL | 3306 VINEVILLE AVE | MACON | Bibb | 4110319 | 2 | [5 empty] | Removed from Ground | Gas (Historical Use) | 10000 | Bare Steel | 1966-05-05 | 1998-07-01 | Galvanized Steel
MID-STATE VENTURES LLC | 5012 ROMEISER DR | MACON | Bibb | 4110380 | 4 |  |  | TRUE |  | TRUE | Removed from Ground | Used Oil | 550 | Cathodically Protected Steel | 1969-03-19 | 1986-03-01 | Galvanized Steel
MID-STATE VENTURES LLC | 5012 ROMEISER DR | MACON | Bibb | 4110380 | 7 |  | 1988-10-01 |  | 1988-10-01 |  | Removed from Ground | Gas (Historical Use) | 8000 | Cathodically Protected Steel | 1988-10-01 | 2005-04-14 | Fiberglass Reinforced Plastic | Pressurized
OLD TEXACO STATION | 2754 RIVERSIDE DR | MACON | Bibb | 4110153 | 1 | [5 empty] | Removed from Ground | Gas (Historical Use) | 3000 | Marked Unknown | 1986-01-01 | 1986-01-01 | Unknown
SHELL FOOD MART | 1585 FOREST HILL RD | MACON | Bibb | 4110106 | 1 | [5 empty] | Removed from Ground | Gas (Historical Use) | 10000 | Bare Steel | 1970-03-19 | 1986-09-01 | Galvanized Steel
SHELL FOOD MART | 1585 FOREST HILL RD | MACON | Bibb | 4110106 | 7 | Flapper Valve | 1998-08-15 | FALSE | 1998-08-15 | FALSE | Currently in Use | Diesel | 10000 |  | 1986-09-18 |  | Fiberglass Reinforced Plastic | Pressurized
MINI FOOD #31 | 2353 INGLESIDE AVE | MACON | Bibb | 4110204 | 3 |  | 1998-11-30 |  | 1998-11-30 |  | Closed in Ground | Gas (Historical Use) | 8000 | Steel-Impressed Current | 1980-04-29 | 2001-04-01 | Cathodically Protected | Suction (American)
MACON CONCRETE PLANT | 2901 ROFF AVE | MACON | Bibb | 4110197 | 2 | Flapper Valve | 2000-08-29 | FALSE | 2000-08-29 | FALSE | Currently in Use | Diesel | 12000 | Composite | 2000-08-22 |  | Double-Walled Fiberglass | Safe Suction (Euro)
MELROSE HOLDING CO | 3854 MELROSE ST | MACON | Bibb | 9011098 | 1B | Flapper Valve | 1995-01-19 | FALSE | 1995-01-19 | FALSE | Temporarily out of use | Regular | 2000 | Epoxy | 1995-01-19 |  | Fiberglass Reinforced Plastic | Suction (American)
GLO OIL #3 | 1516 SECOND ST | MACON | Bibb | 9011107 | 3 | [5 empty] | Removed from Ground | Gas (Historical Use) | 2000 | Marked Unknown |  | 1899-12-31 | Unknown
Circle K 2745114 | 4314 PIO NONO AVE | MACON | Bibb | 9011082 | 4 |  | 1995-07-11 |  | 1995-07-11 |  | Removed from Ground | Gas (Historical Use) | 10000 | Composite | 1995-07-11 | 2007-06-06 | Fiberglass Reinforced Plastic | Pressurized
Tree City #100543 | 5013 HARRISON RD @ EISENHOWER PK | MACON | Bibb | 9000411 | 93 | Flapper Valve | 1991-01-01 | FALSE | 1991-01-01 | FALSE | Currently in Use | E-10 | 5830 | Fiberglass | 1971-01-01 |  | Fiberglass Reinforced Plastic | Pressurized
E-Z SERVE #8319 | 2987 PIO NONO AVE | MACON | Bibb | 9000221 | 2 | [5 empty] | Removed from Ground | Gas (Historical Use) | 5000 | Marked Unknown | 1968-02-08 | 1899-12-31 | Unknown | Pressurized
GRAPHIC PACKAGING INTERNATIONAL INC | 100 RIVERWOOD INTERNATIONAL WAY | MACON | Bibb | 4110306 | 1 | [5 empty] | Closed in Ground | Diesel | 3008 | Bare Steel | 1974-05-01 | 1993-09-22 | Bare Steel | Pressurized
LAZY LARRY'S\J N ROWLAND | 2588 EMERY HWY | MACON | Bibb | 4110329 | 3B | [5 empty] | Removed from Ground | Empty | 3000 | Bare Steel | 1998-07-01 | 1998-07-01 | Unknown | Suction (American)
HENCELEY/HALL'S SVC STA | 2471 HOUSTON AVE | MACON | Bibb | 4110330 | 2 | [5 empty] | Closed in Ground | Gas (Historical Use) | 1000 | Bare Steel | 1966-05-05 | 1899-12-31 | Unknown
R F TRUESDELL CO | 3870 BROADWAY | MACON | Bibb | 4110297 | 5 | [5 empty] | Removed from Ground | Gas (Historical Use) | 2000 | Cathodically Protected Steel | 1971-05-05 | 1899-12-31 | Galvanized Steel
R F TRUESDELL CO | 3870 BROADWAY | MACON | Bibb | 4110297 | 4 | [5 empty] | Removed from Ground | Diesel | 3000 | Cathodically Protected Steel | 1971-05-05 | 1899-12-31 | Galvanized Steel
A K EXPRESS | 1091 CLINTON RD | MACON | Bibb | 4110353 | 3 | Flapper Valve | 1983-05-01 | FALSE | 1983-05-01 | FALSE | Currently in Use | E-10 | 6000 | Steel-Impressed Current | 1983-05-02 |  | Double-Walled Fiberglass | Pressurized
#866 MACON | 6001 HARRISON RD | MACON | Bibb | 4110343 | 4 | Ball Float | 2000-03-01 | FALSE | 1979-01-01 | FALSE | Removed from Ground | Gas (Historical Use) | 12000 | Galvanic (STIP-3) | 1979-05-05 |  | Galvanized Steel | Pressurized
FRED TAYLOR CO/R F TRUESDALE | 4440 MEAD RD | MACON | Bibb | 4110252 | 3 | [5 empty] | Removed from Ground | Diesel | 8000 | Bare Steel | 1970-04-28 | 1995-05-10 | Bare Steel
CITY OF MACON VEHICLE MAINTENANCE | 1122 SEVENTH ST | MACON | Bibb | 4110267 | 1 | Flapper Valve | 1995-02-15 | FALSE | 1995-02-15 | FALSE | Currently in Use | E-10 | 20000 | Steel-Impressed Current | 1982-04-08 |  | Double-Walled Fiberglass | Pressurized
SUNOCO FOOD MART | 4961 ROMIESER RD | MACON | Bibb | 4110272 | 1 |  | 1998-12-19 | FALSE | 1998-12-19 | FALSE | Currently in Use | Regular | 10000 | Steel-Impressed Current | 1975-01-01 |  | Flex | Pressurized
ECONOMY RENT A CAR | 2558 RIVERSIDE DR | MACON | Bibb | 4110151 | 1 | [5 empty] | Removed from Ground | Gas (Historical Use) | 6000 | Marked Unknown | 1987-08-01 | 1987-08-01 | Unknown
QUICK SERVER FOOD MART | 1106 ROCKY CREEK RD | MACON | Bibb | 10001996 | 1B | Ball Float | 2011-02-08 | FALSE | 2011-02-08 | FALSE | Currently in Use | Premium | 5000 | Composite | 2011-02-08 |  | Double-Walled Fiberglass | Pressurized
GA ANG/202ND EIS/LEWIS WILSON AI | 7791 AIRPORT DR | MACON | Bibb | 9011099 | 4 |  |  | TRUE |  | TRUE | Removed from Ground | Other | 250 | Bare Steel | 1971-01-01 | 1899-12-31 | Bare Steel | Gravity Fed
AMOCO SVC STA/PAN-AM ONE/DOT R-O | 4300 FORSYTH RD | MACON | Bibb | 9000640 | 5 |  |  | TRUE |  | TRUE | Removed from Ground | Used Oil | 500 | Bare Steel | 1965-08-06 | 1989-01-01 | Galvanized Steel
TEXACO SERVICE AND PARTS | 3001 VINEVILLE AVE | MACON | Bibb | 10001483 | 1 |  |  | FALSE |  | FALSE | Permanently Out of Use - historical purposes | Empty | 4000 | Bare Steel |  | 1899-12-31
US POSTAL SVC/VEHICLE MAINT FAC | 451 COLLEGE ST | MACON | Bibb | 110407 | 4 |  |  | TRUE |  | TRUE | Removed from Ground | Used Oil | 400 | Bare Steel | 1967-01-06 | 1991-05-14 | Unknown
COLUMBIA COLISEUM MEDICAL CTR | 350 HOSPITAL DR | MACON | Bibb | 9000137 | 2 | [5 empty] | Removed from Ground | Diesel | 10000 | Bare Steel | 1973-05-04 | 1988-10-15 | Cathodically Protected
TERMINAL STATION | 200 CHERRY ST | MACON | Bibb | 4110254 | 1 | [5 empty] | Removed from Ground | Gas (Historical Use) | 10000 | Fiberglass | 1981-04-29 | 1994-07-18 | Galvanized Steel | Pressurized
CITGO FOOD MART | 1592 FOREST HILL RD | MACON | Bibb | 4110203 | 2 | Ball Float | 1996-06-01 | FALSE | 1996-06-01 | FALSE | Currently in Use | E-0 | 10000 | Steel-Impressed Current | 1979-01-01 |  |  | Pressurized
ADVANCED DISPOSAL SERVICES OF MI | 4291 INTERSTATE DR | MACON | Bibb | 4110071 | 3 | [5 empty] | Removed from Ground | Gas (Historical Use) | 1000 | Bare Steel | 1982-01-01 | 1993-04-16 | Galvanized Steel
SEARS AUTO CNTR | 3661 EISENHOWER PKWY | MACON | Bibb | 4110068 | 1 |  |  | TRUE |  | TRUE | Removed from Ground | Used Oil | 500 | Bare Steel | 1975-06-01 | 1993-11-17 | Unknown | Gravity Fed
PACKAGING CORP OF AMERICA | 7670 AIRPORT DR | MACON | Bibb | 4110064 | 3 | [5 empty] | Closed in Ground | Gas (Historical Use) | 25000 | Bare Steel | 1977-03-06 | 1983-02-01 | Galvanized Steel
NO FACILITY NAME | 5220 RIVERSIDE DR | MACON | Bibb | 9011017 | 1 | [5 empty] | Removed from Ground | Gas (Historical Use) | 6000 | Bare Steel | 1990-02-15 | 1990-02-15 | Unknown
BP OIL/SOUTHEAST TERMINAL #5449 | US HWY 41 N | MACON | Bibb | 4110055 | 3 | [5 empty] | Removed from Ground | Diesel | 6000 | Bare Steel | 1975-02-25 | 1988-11-01 | Galvanized Steel
Atrium Navicent Health The Medical Center | 777 HEMLOCK ST | MACON | Bibb | 4110032 | 6 | Flapper Valve | 1991-01-01 | FALSE | 1991-01-01 | FALSE | Currently in Use | Diesel | 20000 | Fiberglass Double Walled | 1991-01-01 |  | Fiberglass Reinforced Plastic | Pressurized
FAMILY FOODS | 605 PIO NONO AVE | MACON | Bibb | 4110279 | 1 | [5 empty] | Removed from Ground | Gas (Historical Use) | 8000 | Bare Steel | 1983-03-14 | 1989-11-20 | Galvanized Steel
SHAKTI CORP D/B/A HORNET CONV ST | 3109 HILLCREST AVE | MACON | Bibb | 4110287 | 4 | [5 empty] | Removed from Ground | Gas (Historical Use) | 10000 | Bare Steel | 1971-05-08 | 1994-03-01 | Galvanized Steel | Pressurized
SHAKTI CORP D/B/A HORNET CONV ST | 3109 HILLCREST AVE | MACON | Bibb | 4110287 | 1 | [5 empty] | Removed from Ground | Gas (Historical Use) | 2000 | Bare Steel | 1975-05-06 | 1994-03-21 | Galvanized Steel | Pressurized
RIVERSIDE MOBIL | 2900 RIVERSIDE DR | MACON | Bibb | 4110301 | 3 | [5 empty] | Removed from Ground | Gas (Historical Use) | 3000 | Cathodically Protected Steel | 1966-05-01 | 1991-02-01 | Galvanized Steel
YAGNI INC | 1389 PIO NONO AVE | MACON | Bibb | 4110358 | 2 | Flapper Valve | 1997-08-01 | FALSE | 1997-08-01 | FALSE | Currently in Use | Premium | 10000 | Steel-Impressed Current | 1987-08-01 |  | Fiberglass Reinforced Plastic | Pressurized
EARTHGRAINS CO | 2743 MONTPELIER AVE | MACON | Bibb | 4110363 | 2 |  | 1989-10-01 |  | 1989-10-01 |  | Removed from Ground | Gas (Historical Use) | 10000 | Fiberglass | 1973-05-06 | 2003-05-07 | Fiberglass Reinforced Plastic | Pressurized
BP MACON MALL | 3737 MERCER UNIV DR | MACON | Bibb | 4110140 | 3 | Flapper Valve | 1990-06-01 | FALSE | 1990-06-01 | FALSE | Currently in Use | Regular | 10000 | Steel-Impressed Current | 1979-04-01 |  | Fiberglass Reinforced Plastic | Pressurized
DOT 10347 BIBB CO ROUTINE MAINT | 2920 ROFF AVE | MACON | Bibb | 4110141 | 347G1 | [5 empty] | Removed from Ground | Gas (Historical Use) | 1060 | Bare Steel | 1972-02-14 | 1999-11-05 | Galvanized Steel
RUSHMART RIVERSIDE INC | 2840 RIVERSIDE DR | MACON | Bibb | 4110209 | 1 | [5 empty] | Removed from Ground | Gas (Historical Use) | 2980 | Not Marked/Unknown | 1959-04-23 | 1899-12-31 | Not Marked
OLD CIRCLE K #2036 | 4682 FORSYTH RD | MACON | Bibb | 4110351 | 1 | [5 empty] | Removed from Ground | Gas (Historical Use) | 8000 | Bare Steel | 1983-05-01 | 1899-12-31 | Galvanized Steel | Pressurized
MCKINNEYS PROPANE GAS INC | 4262 INTERSTATE DRIVE | MACON | Bibb | 9011195 | 1 | [5 empty] | Removed from Ground | Empty | 2000 | Bare Steel | 1978-01-01 | 1999-05-01 | Bare Steel | Suction (American)
ARKWRIGHT CHEVRON/CHEVRON #53094 | 3720 RIVERSIDE DR | MACON | Bibb | 112000 | 2 | Flapper Valve | 1987-11-04 | FALSE | 1987-11-04 | FALSE | Currently in Use | Premium | 10000 | Fiberglass | 1987-11-04 |  | Fiberglass Reinforced Plastic | Pressurized
KROGER GA 425 | 5928 ZEBULON RD | MACON | Bibb | 10000762 | 1A | Flapper Valve |  | FALSE |  | FALSE | Currently in Use | Regular | 20000 | Fiberglass Double Walled |  |  | Double-Walled Flex | Pressurized
KROGER GA 425 | 5928 ZEBULON RD | MACON | Bibb | 10000762 | 2 | Flapper Valve | 2011-03-23 | FALSE | 2011-03-23 | FALSE | Currently in Use | Diesel | 10000 | Fiberglass Double Walled | 2011-04-08 |  | Double-Walled Flex | Pressurized
BALKCOM PROPERTY/FORMER MACON MARKET | 5296 RIVERSIDE DR | MACON | Bibb | 10001330 | 1 |  |  | FALSE |  | FALSE | Removed from Ground |  | 0 | Bare Steel |  | 1899-12-31 | Bare Steel
Citgo Food Mart | 1904 SHURLING DR | MACON | Bibb | 10001605 | 2 | Ball Float | 2008-03-03 | FALSE | 2008-03-08 | FALSE | Currently in Use | E-10 | 8000 | Composite Double Walled | 2008-09-25 |  | Double-Walled Fiberglass | Pressurized
KAKAS FOOD MART | 2630 EMERY HWY | MACON | Bibb | 10002532 | 1C |  | 2015-09-01 | FALSE | 2015-09-01 | FALSE | Currently in Use | Diesel | 5000 | Composite Double Walled | 2015-08-01 |  | Double-Walled Fiberglass | Pressurized
KAKAS FOOD MART | 2630 EMERY HWY | MACON | Bibb | 10002532 | 1 | Flapper Valve | 2015-09-01 | FALSE | 2015-09-01 | FALSE | Currently in Use | Regular | 15000 | Composite Double Walled | 2015-08-01 |  | Double-Walled Fiberglass | Pressurized
FRIENDLY GUS #17 | 1290 GRAY HWY | MACON | Bibb | 110436 | 4 | [5 empty] | Closed in Ground | Empty | 1000 | Fiberglass | 1985-07-10 | 2001-05-30 | Fiberglass Reinforced Plastic | Safe Suction (Euro)
INSHA PROPERTY LLC | 815 SHURLING DR | MACON | Bibb | 4110308 | 3 |  | 1997-01-01 |  | 1997-01-01 |  | Currently in Use | Diesel | 10000 | Steel-Impressed Current | 1976-05-05 |  | Steel (Impressed Current) | Pressurized
PAUL'S FINA/PAUL'S SVC | 705 GRAY HWY | MACON | Bibb | 4110050 | 1 |  | 1998-07-01 | FALSE | 1994-11-30 | FALSE | Removed from Ground | Gas (Historical Use) | 6610 | Steel-Impressed Current | 1968-02-01 |  |  | Pressurized
QUIK SHOP | 7285 HAWKINSVILLE RD | MACON | Bibb | 110434 | 2 |  | 1986-05-01 |  | 1986-05-01 |  | Currently in Use | Gas (Historical Use) | 8000 | Galvanic (STIP-3) | 1986-05-01 |  | Fiberglass Reinforced Plastic | Pressurized
WALTHALL OIL CO | 3192 VINEVILLE AVE | MACON | Bibb | 4110245 | 1 | [5 empty] | Removed from Ground | Gas (Historical Use) | 3000 | Bare Steel | 1965-04-17 | 1988-10-31 | Galvanized Steel | Suction (American)
GA POWER/MACON DIST OPER HQ | 960 KEY ST | MACON | Bibb | 4110256 | 618265 | Flapper Valve |  | FALSE | 1991-05-23 | FALSE | Removed from Ground | E-10 | 10000 | Fiberglass | 1991-05-23 |  | Fiberglass Reinforced Plastic | Pressurized
NEIGHBORHOOD GAS & GROCERY | 3102 NAPIER AVE | MACON | Bibb | 9011100 | 1 | Flapper Valve | 1999-03-01 | FALSE | 1999-03-01 | FALSE | Currently in Use | Regular | 5000 | Steel-Impressed Current | 1999-03-01 |  |  | Pressurized
BIBB CO. TRANSPORTATION DEPT | 2448 ROFF AVE | MACON | Bibb | 9011109 | 3 | Flapper Valve | 1998-07-09 | FALSE | 1998-07-09 | FALSE | Currently in Use | Diesel | 12000 | Steel-Impressed Current | 1978-10-15 |  | Steel (Impressed Current) | Safe Suction (Euro)
GEORGIA DEPARTMENT OF EDUCATION | 2895 VINEVILLE AVE | MACON | Bibb | 9011027 | 1 | [5 empty] | Closed in Ground | Gas (Historical Use) | 1000 | Bare Steel | 1980-01-01 | 2000-05-04 | Galvanized Steel | Pressurized
MINI FOODS #18 | 2440 VINEVILLE AVE | MACON | Bibb | 9011042 | 1 | [5 empty] | Removed from Ground | Gas (Historical Use) | 10000 | Bare Steel | 1982-01-01 | 1988-12-01 | Galvanized Steel
LUCKY FOOD MART | 3390 JEFFERSONVILLE RD | MACON | Bibb | 4110046 | 1 |  | 1998-09-30 |  | 1998-09-30 |  | Currently in Use | Gas (Historical Use) | 8272 | Steel-Impressed Current | 1978-01-31 |  | Cathodically Protected | Pressurized
CHEROKEE CULVERT CO INC | 3426 MASSEYVILLE RD/SHOP | MACON | Bibb | 9011047 | 3 | [5 empty] | Removed from Ground | Diesel | 12000 | Bare Steel | 1980-02-12 | 1998-11-18 | Galvanized Steel | Suction (American)
MACON DOWNTOWN AIRPORT | 2725 HERBERT SMART RD | MACON | Bibb | 9011191 | 1 | Overfill Alarm | 1999-05-18 | FALSE | 1999-05-18 | FALSE | Currently in Use | Aviaion gas/AV Gas | 12000 | Steel-Impressed Current | 1999-05-18 |  |  | Safe Suction (Euro)
TEXACO | 4476 OCMULGEE EAST BLVD | MACON | Bibb | 10002305 | 1 | Overfill Alarm | 2013-05-13 | FALSE | 2013-07-23 | FALSE | Currently in Use | Premium | 6000 | Tank Jacket | 2013-05-13 |  | Double-Walled Fiberglass | Pressurized
MACON FEED & SEED CO INC | 2458 EMERY HIGHWAY | MACON | Bibb | 10000388 | 1 |  |  | FALSE |  | FALSE | Removed from Ground | Gas (Historical Use) | 6000 | Bare Steel | 2003-05-27 | 2003-05-27 | Bare Steel
MACON DOWNTOWN AIRPORT | 2725 HERBERT SMART RD | MACON | Bibb | 9011191 | 2 | Overfill Alarm | 1999-05-18 | FALSE | 1999-05-18 | FALSE | Currently in Use | Jet fuel | 12000 | Steel-Impressed Current | 1999-05-18 |  |  | Safe Suction (Euro)
JIM FOOD MART | 1920 JEFFERSONVILLE RD | MACON | Bibb | 4110356 | 1 | Flapper Valve | 1998-05-27 | FALSE | 1998-05-27 | FALSE | Currently in Use | Premium | 8000 | Steel-Impressed Current | 1983-05-02 |  |  | Pressurized
YOUMANS CHEVROLET CO | 630 THIRD ST | MACON | Bibb | 4110299 | 1 | [5 empty] | Removed from Ground | Gas (Historical Use) | 1500 | Marked Unknown | 1996-04-12 | 1996-04-12 | Unknown
MACON IRON & PAPER STOCK CO | 950 LOWER POPLAR RD | MACON | Bibb | 4110029 | 1 | [5 empty] | Removed from Ground | Gas (Historical Use) | 5000 | Not Marked/Unknown | 1979-02-25 | 1996-08-01 | Galvanized Steel
TOMS STORE | HWY 80 | LIZELLA | Bibb | 9011128 | 4 |  | 1999-03-02 | FALSE | 1999-03-02 | FALSE | Temporarily out of use | Gas (Historical Use) | 6000 | Composite | 1999-03-02 |  |  | Pressurized
CHEROKEE CULVERT CO INC | 3426 MASSEYVILLE RD/SHOP | MACON | Bibb | 9011047 | 2 | [5 empty] | Removed from Ground | Gas (Historical Use) | 2000 | Bare Steel | 1967-01-01 | 1998-11-18 | Galvanized Steel
QUICK ZIP | 3518 JEFFERSONVILLE RD | MACON | Bibb | 110425 | 2 |  | 1997-07-01 |  | 1997-07-01 |  | Removed from Ground | Gas (Historical Use) | 8000 | Cathodically Protected Steel | 1984-05-08 | 2013-08-21 | Cathodically Protected | Pressurized
QUICK ZIP | 3518 JEFFERSONVILLE RD | MACON | Bibb | 110425 | 6C |  | 2015-02-01 | FALSE | 2015-02-01 | FALSE | Currently in Use | Diesel | 5000 | Tank Jacket | 2014-11-01 |  | Double-Walled Flex | Pressurized
MARATHON #25 | 8369 EISENHOWER PKWY | LIZELLA | Bibb | 4110037 | 1 | [5 empty] | Removed from Ground | Gas (Historical Use) | 3000 | Bare Steel | 1966-03-01 | 1997-07-01 | Galvanized Steel | Suction (American)
FRENCHIES GROCERY | 6011 BETHEL CHURCH RD | LIZELLA | Bibb | 9011145 | 1 | Flapper Valve | 1997-08-18 | FALSE | 1997-08-18 | FALSE | Currently in Use | Regular | 8000 | Steel-Impressed Current | 1979-08-15 |  | Steel (Impressed Current) | Suction (American)
D & H GROCERY | 5220 JEFFERSONVILLE RD | DRY BRANCH | Bibb | 4110383 | 3 | Flapper Valve | 1998-08-01 | FALSE | 1998-08-01 | FALSE | Temporarily out of use | Plus | 1000 | Steel-Impressed Current | 1961-09-03 |  |  | Suction (American)
PARCEL #101 HOUSTON ROAD | HOUSTON ROAD AND HARTLEY BRIDGE | MACON | Bibb | 9011216 | 1 | [5 empty] | Removed from Ground | Other | 550 | Bare Steel | 2001-01-20 | 2001-01-20 | Not Marked
MARKET PLACE | 4515 HARTLEY BRIDGE RD | MACON | Bibb | 9011113 | 68560 |  | 1988-01-01 | FALSE | 1988-01-01 | FALSE | Temporarily out of use | Gas (Historical Use) | 10000 |  | 1987-01-01 |  | Fiberglass Reinforced Plastic | Pressurized
SHELL | 6440 Houston Road | MACON | Bibb | 10002388 | 4 | Ball Float | 2014-01-16 | FALSE | 2014-01-16 | FALSE | Currently in Use | Diesel | 4000 | Tank Jacket | 2014-01-16 |  | Double-Walled Fiberglass | Pressurized
Circle K 2745067 | 4700 HARTLEY BRIDGE RD | MACON | Bibb | 10001687 | 1 | Flapper Valve | 2009-03-16 | FALSE | 2009-03-16 | FALSE | Currently in Use | Regular | 15000 | Composite Double Walled | 2008-10-28 |  | Double-Walled Flex | Pressurized
AM PM EXPRESS MART | 4328 HARTLEY BRIDGE RD | MACON | Bibb | 10000536 | 1 | Flapper Valve | 1999-04-01 | FALSE | 1999-04-01 | FALSE | Currently in Use | Regular | 12000 | Fiberglass | 1999-04-01 |  | Fiberglass Reinforced Plastic | Pressurized
J R REYNOLDS TOBACCO COMPANY | 2600 WEAVER RD | MACON | Bibb | 4110007 | 7 |  | 1992-11-30 |  | 1992-11-30 |  | Removed from Ground | Gas (Historical Use) | 2000 | Double Walled | 1992-11-30 | 2006-06-30 | Fiberglass Reinforced Plastic | Gravity Fed
CHEROKEE CULVERT CO INC | 3426 MASSEYVILLE RD/SHOP | MACON | Bibb | 9011047 | 4 |  | 1988-01-01 | FALSE | 1988-01-01 | FALSE | Temporarily out of use | Gas (Historical Use) | 2000 | Fiberglass | 1988-01-01 |  | Fiberglass Reinforced Plastic | Suction (American)
JEFFERSONVILLE SUNOCO | 2900 JEFFERSONVILLE RD | MACON | Bibb | 10001905 | 2B | Ball Float | 2010-05-18 | FALSE | 2010-05-18 | FALSE | Currently in Use | Diesel | 4000 | Composite Double Walled | 2010-05-18 |  | Double-Walled Fiberglass | Pressurized
YOUMANS CHEVROLET CO | 630 THIRD ST | MACON | Bibb | 4110299 | 4 |  |  | FALSE |  | FALSE | Removed from Ground | Not Marked/Tank Removed | 900 | Unknown | 2003-06-24 | 2003-06-24
LUCKY FOOD MART | 3390 JEFFERSONVILLE RD | MACON | Bibb | 4110046 | 2 |  | 1998-09-30 |  | 1998-09-30 |  | Currently in Use | Gas (Historical Use) | 8272 | Steel-Impressed Current | 1978-01-31 |  | Cathodically Protected | Pressurized
J R REYNOLDS TOBACCO COMPANY | 2600 WEAVER RD | MACON | Bibb | 4110007 | 8 |  | 1992-11-30 |  | 1992-11-30 |  | Removed from Ground | Diesel | 4000 | Double Walled | 1992-11-30 | 2006-06-30 | Fiberglass Reinforced Plastic | Gravity Fed
MACON FEED & SEED CO INC | 2458 EMERY HIGHWAY | MACON | Bibb | 10000388 | 3 |  |  | FALSE |  | FALSE | Removed from Ground | Gas (Historical Use) | 6000 | Bare Steel | 2003-05-27 | 2003-05-27 | Bare Steel
CONAGRA INC | 211 LOWER POPLAR ST | MACON | Bibb | 4110181 | 1 | [5 empty] | Removed from Ground | Diesel | 10000 | Bare Steel | 1976-04-22 | 1990-05-01 | Galvanized Steel
MILLER MIDDLE SCHOOL | 2241 MONTEPELIER AVE | MACON | Bibb | 9011089 | 1 |  |  | TRUE |  | TRUE | Removed from Ground | Used Oil | 500 | Not Marked/Unknown | 1992-11-02 | 1992-11-02 | Not Marked
MARATHON #25 | 8369 EISENHOWER PKWY | LIZELLA | Bibb | 4110037 | 6 | Ball Float | 1997-07-02 | FALSE | 1997-07-02 | FALSE | Currently in Use | Regular | 10000 | Fiberglass | 1997-07-02 |  | Fiberglass Reinforced Plastic | Pressurized
Lizella Food Mart | 3309 HOLLEY RD | LIZELLA | Bibb | 9011050 | 3 |  | 1992-03-01 | FALSE | 1992-03-01 | FALSE | Currently in Use | Premium | 6000 | Composite | 1992-03-01 |  | Fiberglass Reinforced Plastic | Pressurized
LUCKY FOOD MART | 3390 JEFFERSONVILLE RD | MACON | Bibb | 4110046 | 3 |  | 1998-09-30 |  | 1998-09-30 |  | Currently in Use | Gas (Historical Use) | 6047 | Steel-Impressed Current | 1978-01-31 |  | Cathodically Protected | Pressurized
J R REYNOLDS TOBACCO COMPANY | 2600 WEAVER RD | MACON | Bibb | 4110007 | 5 | [5 empty] | Removed from Ground | Diesel | 4000 | Bare Steel | 1977-01-01 | 1992-09-29 | Bare Steel | Gravity Fed
J R REYNOLDS TOBACCO COMPANY | 2600 WEAVER RD | MACON | Bibb | 4110007 | 4 | [5 empty] | Removed from Ground | Diesel | 8000 | Bare Steel | 1976-01-25 | 1992-12-16 | Bare Steel | Gravity Fed
Circle K 2706724 | 4471 OCMULGEE E BLVD | MACON | Bibb | 9011225 | 1 | Flapper Valve | 2001-12-06 | FALSE | 2001-12-06 | FALSE | Currently in Use | Regular | 15000 | Fiberglass | 2001-12-06 |  | Fiberglass Reinforced Plastic | Pressurized
QUICK ZIP | 3518 JEFFERSONVILLE RD | MACON | Bibb | 110425 | 1 |  | 1997-07-01 |  | 1997-07-01 |  | Removed from Ground | Gas (Historical Use) | 8000 | Cathodically Protected Steel | 1984-05-08 | 2013-08-21 | Cathodically Protected | Pressurized
BC EXPRESS MART | 6999 KNOXVILLE RD | LIZELLA | Bibb | 10002575 | 1C |  |  | FALSE |  | FALSE | Currently in Use | Premium | 6000 | Fiberglass Double Walled | 2015-04-01
CARROLL'S MOVING & STORAGE | PO BOX 3207 | MACON | Bibb | 9011127 | 1 | [5 empty] | Permanently Out of Use - historical purposes | Diesel | 1000 | Not Marked/Unknown |  | 1899-12-31 | Not Marked | Suction (American)
QUICK ZIP | 3518 JEFFERSONVILLE RD | MACON | Bibb | 110425 | 6B |  | 2015-02-01 | FALSE | 2015-02-01 | FALSE | Currently in Use | Premium | 5000 | Tank Jacket | 2014-11-01 |  | Double-Walled Flex | Pressurized
BIBB Mill Tract | 155 COLISEUM Drive | MACON | Bibb | 9000382 | 1 | [5 empty] | Closed in Ground | Other | 30000 | Bare Steel | 1968-04-04 | 1993-06-21 | Bare Steel
COUNTRY CORNER | 6620 COLUMBUS RD | LIZELLA | Bibb | 9011112 | 3 | Flapper Valve | 1998-09-11 | FALSE | 1998-09-11 | FALSE | Currently in Use | Diesel | 8000 | Steel-Impressed Current | 1978-01-01 |  | Fiberglass Reinforced Plastic | Pressurized
FLASH FOOD #263 | 2507 PIO NONO AVE | MACON | Bibb | 4110219 | 4 |  | 1997-01-01 |  | 1997-01-01 |  | Removed from Ground | Diesel | 10000 | Cathodically Protected Steel | 1981-03-10 | 2010-01-07 | Cathodically Protected | Pressurized
CHEROKEE CULVERT CO INC | 3426 MASSEYVILLE RD/SHOP | MACON | Bibb | 9011047 | 5 | Flapper Valve | 1998-02-13 | FALSE | 1998-02-13 | FALSE | Currently in Use | Diesel | 8000 | Fiberglass | 1973-10-12 |  | Fiberglass Reinforced Plastic | Safe Suction (Euro)
QUICK SERVE FOOD MART | 584 EMERY HWY | MACON | Bibb | 10001987 | 1A | Ball Float | 2011-04-27 | FALSE | 2011-04-27 | FALSE | Currently in Use | Regular | 10000 | Composite | 2011-04-27 |  | Double-Walled Fiberglass | Pressurized
QUICK ZIP | 3518 JEFFERSONVILLE RD | MACON | Bibb | 110425 | 5 | [5 empty] | Closed in Ground | Gas (Historical Use) | 4000 | Not Marked/Unknown | 1993-01-01 | 1993-01-01 | Not Marked
QUICK ZIP | 3518 JEFFERSONVILLE RD | MACON | Bibb | 110425 | 4 |  | 1997-07-01 |  | 1997-07-01 |  | Removed from Ground | Diesel | 6000 | Cathodically Protected Steel | 1984-05-08 | 2013-08-21 | Cathodically Protected | Pressurized
BIBB Mill Tract | 155 COLISEUM Drive | MACON | Bibb | 9000382 | 5 | [5 empty] | Removed from Ground | Empty | 2000 | Bare Steel | 1961-04-13 | 1993-06-21 | Bare Steel
BIBB Mill Tract | 155 COLISEUM Drive | MACON | Bibb | 9000382 | 4 | [5 empty] | Removed from Ground | Gas (Historical Use) | 3000 | Bare Steel | 1967-04-12 | 1993-06-21 | Bare Steel
PALMER IND INC | 450 MLK JR BLVD | MACON | Bibb | 9011194 | 2 | [5 empty] | Closed in Ground | Diesel | 3000 | Bare Steel | 1945-01-01 | 2000-05-02 | Bare Steel
MARATHON #25 | 8369 EISENHOWER PKWY | LIZELLA | Bibb | 4110037 | 3 | [5 empty] | Removed from Ground | Gas (Historical Use) | 2000 | Bare Steel | 1966-03-01 | 1997-07-01 | Galvanized Steel | Suction (American)
Lizella Food Mart | 3309 HOLLEY RD | LIZELLA | Bibb | 9011050 | 2 |  | 1992-03-01 | FALSE | 1992-03-01 | FALSE | Currently in Use | Plus | 8000 | Composite | 1992-03-01 |  | Fiberglass Reinforced Plastic | Pressurized
TEXACO | 4476 OCMULGEE EAST BLVD | MACON | Bibb | 10002305 | 3 | Overfill Alarm | 2013-05-13 | FALSE | 2013-07-23 | FALSE | Currently in Use | Regular | 12000 | Tank Jacket | 2013-05-13 |  | Double-Walled Fiberglass | Pressurized
PALMER IND INC | 450 MLK JR BLVD | MACON | Bibb | 9011194 | 1 | [5 empty] | Removed from Ground | Diesel | 3000 | Bare Steel | 1945-01-01 | 2000-05-02 | Bare Steel
COUNTRY CORNER | 6620 COLUMBUS RD | LIZELLA | Bibb | 9011112 | 2 | Flapper Valve | 1998-09-11 | FALSE | 1998-09-11 | FALSE | Currently in Use | Premium | 8000 | Steel-Impressed Current | 1978-01-01 |  | Fiberglass Reinforced Plastic | Pressurized
BC EXPRESS MART | 6999 KNOXVILLE RD | LIZELLA | Bibb | 10002575 | 1 |  |  | FALSE |  | FALSE | Currently in Use | Mixture | 22000 | Fiberglass Double Walled | 2015-04-01 |  | Not Marked
J R REYNOLDS TOBACCO COMPANY | 2600 WEAVER RD | MACON | Bibb | 4110007 | 3 | [5 empty] | Removed from Ground | Gas (Historical Use) | 8000 | Bare Steel | 1976-01-25 | 1992-12-16 | Bare Steel | Gravity Fed
MACON FEED & SEED CO INC | 2458 EMERY HIGHWAY | MACON | Bibb | 10000388 | 4 |  |  | FALSE |  | FALSE | Removed from Ground | Diesel | 8000 | Bare Steel | 2003-05-27 | 2003-05-27 | Bare Steel
CROWNOVER REFRIGARATION | 235 NORTH ST | MACON | Bibb | 4110247 | 1 | [5 empty] | Removed from Ground | Gas (Historical Use) | 2000 | Bare Steel | 1979-04-18 | 1993-01-30 | Galvanized Steel | Safe Suction (Euro)
MAULDIN & JENKINS PROPERTY | 439 MULBURY STREET | MACON | Bibb | 9011213 | 1 |  |  | TRUE |  | TRUE | Removed from Ground | Used Oil | 0 | Not Marked/Unknown | 1984-01-01 | 1984-01-01 | Not Marked
Lizella Food Mart | 3309 HOLLEY RD | LIZELLA | Bibb | 9011050 | 1 |  | 1992-03-01 | FALSE | 1992-03-01 | FALSE | Currently in Use | Regular | 8000 | Composite | 1992-03-01 |  | Fiberglass Reinforced Plastic | Pressurized
GA FORESTRY COMMISSION | 5645 RIGGINS MILL RD | DRY BRANCH | Bibb | 4110124 | 4 |  | 1989-07-01 |  | 1989-07-01 |  | Removed from Ground | Gas (Historical Use) | 10000 | Galvanic (STIP-3) | 1989-07-01 | 2003-01-08 | Fiberglass Reinforced Plastic | Pressurized
GA FORESTRY COMMISSION | 5645 RIGGINS MILL RD | DRY BRANCH | Bibb | 4110124 | 5 |  | 1989-07-01 |  | 1989-07-01 |  | Removed from Ground | Diesel | 10000 | Galvanic (STIP-3) | 1989-07-01 | 2003-01-10 | Fiberglass Reinforced Plastic | Pressurized
UNKNOWN | 1535 MONTPELIER AVE | MACON | Bibb | 10000173 | 2 |  |  | FALSE |  | FALSE | Permanently Out Of Use | Empty | 1000 | Bare Steel | 2002-10-23 | 2002-10-23
UNKNOWN | 1535 MONTPELIER AVE | MACON | Bibb | 10000173 | 1 |  |  | FALSE |  | FALSE | Permanently Out Of Use | Not Marked/Tank Removed | 550 | Bare Steel | 2002-10-23 | 2002-10-23 | Galvanized Steel | Safe Suction (Euro)
JIM FOOD MART | 1920 JEFFERSONVILLE RD | MACON | Bibb | 4110356 | 2 | Flapper Valve | 1998-05-27 | FALSE | 1998-05-27 | FALSE | Currently in Use | Regular | 8000 | Steel-Impressed Current | 1983-05-02 |  |  | Pressurized
BIBB DISTRIBUTING CO | 6401 HAWKINSVILLE RD | MACON | Bibb | 4110183 | 1 | [5 empty] | Removed from Ground | Diesel | 10000 | Bare Steel | 1976-04-22 | 1999-04-14 | Galvanized Steel | Pressurized
BIBB DISTRIBUTING CO | 6401 HAWKINSVILLE RD | MACON | Bibb | 4110183 | 4 |  |  | TRUE |  | TRUE | Removed from Ground | Used Oil | 250 | Bare Steel | 1998-05-01 | 1998-05-01 | Not Marked | Gravity Fed
FAMILY CORNER | 4933 SARDIS CHURCH RD | MACON | Bibb | 10002252 | 1B | Ball Float | 2013-06-30 | FALSE | 2013-06-30 | FALSE | Currently in Use | Premium | 5000 | Composite Double Walled | 2013-06-28 |  | Double-Walled Fiberglass | Pressurized
FORMER RESIDENTIAL PROPERTY | 4195 ALLEN ROAD | MACON | Bibb | 10000360 | 1 |  |  | FALSE |  | FALSE | Removed from Ground | Diesel | 8000 | Bare Steel | 2003-04-18 | 2003-04-18 | Bare Steel
FLASH FOOD #263 | 2507 PIO NONO AVE | MACON | Bibb | 4110219 | 1 |  | 1997-01-01 |  | 1997-01-01 |  | Removed from Ground | Gas (Historical Use) | 12000 | Cathodically Protected Steel | 1981-03-10 | 2010-01-07 | Cathodically Protected | Pressurized
Circle K 2706724 | 4471 OCMULGEE E BLVD | MACON | Bibb | 9011225 | 2 | Flapper Valve | 2001-12-06 | FALSE | 2001-12-06 | FALSE | Currently in Use | Premium | 12000 | Fiberglass | 2001-12-06 |  | Fiberglass Reinforced Plastic | Pressurized
JIM FOOD MART | 1920 JEFFERSONVILLE RD | MACON | Bibb | 4110356 | 3 | Ball Float | 1998-05-27 | FALSE | 1998-05-27 | FALSE | Temporarily out of use | Plus | 8000 | Steel-Impressed Current | 1983-05-02 |  |  | Pressurized
JEFFERSONVILLE SUNOCO | 2900 JEFFERSONVILLE RD | MACON | Bibb | 10001905 | 2A | Ball Float | 2010-05-18 | FALSE | 2010-05-18 | FALSE | Currently in Use | Premium | 6000 | Composite Double Walled | 2010-05-18 |  | Double-Walled Fiberglass | Pressurized
YOUMANS CHEVROLET CO | 630 THIRD ST | MACON | Bibb | 4110299 | 3 |  |  | FALSE |  | FALSE | Removed from Ground | Not Marked/Tank Removed | 450 | Unknown | 2003-06-24 | 2003-06-24 | Unknown
BIBB Mill Tract | 155 COLISEUM Drive | MACON | Bibb | 9000382 | 2 | [5 empty] | Closed in Ground | Other | 30000 | Bare Steel | 1968-04-04 | 1993-06-21 | Bare Steel
MACON IRON & PAPER STOCK CO | 950 LOWER POPLAR RD | MACON | Bibb | 9011173 | 2 | [5 empty] | Removed from Ground | Diesel | 10000 | Not Marked/Unknown | 1996-07-01 | 1996-07-01 | Not Marked
BC EXPRESS MART | 6999 KNOXVILLE RD | LIZELLA | Bibb | 10002575 | 1A |  |  | FALSE |  | FALSE | Temporarily out of use | Diesel | 4000 | Fiberglass Double Walled | 2015-04-01
JACK MORRONE | 465 ALBERT ST | MACON | Bibb | 9011182 | 1 | [5 empty] | Removed from Ground | Gas (Historical Use) | 1000 | Bare Steel | 1997-12-15 | 1997-12-15 | Bare Steel | Suction (American)
FORMER RESIDENTIAL PROPERTY | 4195 ALLEN ROAD | MACON | Bibb | 10000360 | 2 |  |  | FALSE |  | FALSE | Removed from Ground | Diesel | 6000 | Bare Steel | 2003-04-18 | 2003-04-18 | Bare Steel
QUIK STOP #17 | 4412 HARTLEY BRG RD | MACON | Bibb | 4110348 | 3 |  | 1996-05-15 |  | 1996-05-15 |  | Removed from Ground | Gas (Historical Use) | 5000 | Not Marked/Unknown | 1970-05-01 | 2003-04-14 | Fiberglass Reinforced Plastic | Pressurized
TEXACO | 4476 OCMULGEE EAST BLVD | MACON | Bibb | 10002305 | 2 | Overfill Alarm | 2013-05-13 | FALSE | 2013-07-23 | FALSE | Currently in Use | Diesel | 6000 | Tank Jacket | 2013-05-13 |  | Double-Walled Fiberglass | Pressurized
QUICK SERVE FOOD MART | 584 EMERY HWY | MACON | Bibb | 10001987 | 1B | Ball Float | 2011-04-27 | FALSE | 2011-04-27 | FALSE | Currently in Use | Premium | 5000 | Composite | 2011-04-27 |  | Double-Walled Fiberglass | Pressurized
JEFFERSONVILLE SUNOCO | 2900 JEFFERSONVILLE RD | MACON | Bibb | 10001905 | 1 | Ball Float | 2010-05-18 | FALSE | 2010-05-18 | FALSE | Currently in Use | Regular | 15000 | Composite Double Walled | 2010-05-18 |  | Double-Walled Fiberglass | Pressurized
BIBB Mill Tract | 155 COLISEUM Drive | MACON | Bibb | 9000382 | 3 | [5 empty] | Closed in Ground | Other | 30000 | Bare Steel | 1968-04-04 | 1993-06-21 | Bare Steel
MACON IRON & PAPER STOCK CO | 950 LOWER POPLAR RD | MACON | Bibb | 4110029 | 2 | [5 empty] | Removed from Ground | Diesel | 10000 | Bare Steel | 1980-02-25 | 1996-08-01 | Galvanized Steel
MARATHON #25 | 8369 EISENHOWER PKWY | LIZELLA | Bibb | 4110037 | 7 | Ball Float | 1997-07-02 | FALSE | 1997-07-02 | FALSE | Currently in Use | Diesel | 5000 | Fiberglass | 1997-07-02 |  | Fiberglass Reinforced Plastic | Pressurized
MARATHON #25 | 8369 EISENHOWER PKWY | LIZELLA | Bibb | 4110037 | 5 | Ball Float | 1997-07-02 | FALSE | 1997-07-02 | FALSE | Currently in Use | Premium | 10000 | Fiberglass | 1997-07-02 |  | Fiberglass Reinforced Plastic | Pressurized
D & H GROCERY | 5220 JEFFERSONVILLE RD | DRY BRANCH | Bibb | 4110383 | 8 | [5 empty] | Closed in Ground | Diesel | 500 | Bare Steel | 1966-05-18 | 1999-12-03 | Bare Steel
D & H GROCERY | 5220 JEFFERSONVILLE RD | DRY BRANCH | Bibb | 4110383 | 6 | [5 empty] | Removed from Ground | Gas (Historical Use) | 3000 | Bare Steel | 1966-05-18 | 1899-12-31 | Bare Steel
CITGO #11 | 4535 HARTLEY BRIDGE RD | MACON | Bibb | 9011064 | 2 |  | 1995-08-24 | FALSE | 1995-08-24 | FALSE | Currently in Use | Premium | 8000 | Steel-Impressed Current | 1966-01-01 |  | Steel (Impressed Current) | Pressurized
ALLEN ROAD LIFT STATION | ALLEN ROAD | MACON | Bibb | 10001999 | 1 |  |  | FALSE |  | FALSE | Removed from Ground | Diesel | 350 | Bare Steel | 1970-01-01 | 2011-05-27 | Bare Steel | Safe Suction (Euro)
WALTHALL OIL CO BULK PLANT | 2510 ALLEN RD | MACON | Bibb | 10001827 | 1 |  | 2006-02-01 | FALSE | 2006-02-01 | FALSE | Currently in Use | Biodiesel | 20000 | Composite | 2006-02-01 |  | Fiberglass Reinforced Plastic | Pressurized
Circle K 2745067 | 4700 HARTLEY BRIDGE RD | MACON | Bibb | 10001687 | 6 | Flapper Valve |  | FALSE |  | FALSE | Currently in Use | Diesel | 20000 | Bare Steel | 2020-10-02 |  | Double-Walled Flex | Pressurized
MARATHON #25 | 8369 EISENHOWER PKWY | LIZELLA | Bibb | 4110037 | 4 | [5 empty] | Removed from Ground | Diesel | 2000 | Bare Steel | 1966-03-01 | 1997-07-01 | Galvanized Steel | Suction (American)
COUNTRY CORNER | 6620 COLUMBUS RD | LIZELLA | Bibb | 9011112 | 1 | Flapper Valve | 1998-09-11 | FALSE | 1998-09-11 | FALSE | Currently in Use | E-10 | 8000 | Steel-Impressed Current | 1978-01-01 |  | Fiberglass Reinforced Plastic | Pressurized
GA FORESTRY COMMISSION | 5645 RIGGINS MILL RD | DRY BRANCH | Bibb | 4110124 | 3 | [5 empty] | Removed from Ground | Gas (Historical Use) | 560 | Bare Steel | 1956-03-04 | 1989-08-05 | Galvanized Steel
EXXON FOOD MART | 3004 DEBRA ANN DR | MACON | Bibb | 10002578 | 2 | Flapper Valve | 2016-06-01 | FALSE | 2016-06-01 | FALSE | Currently in Use | Premium | 5000 | Composite Double Walled | 2016-06-01 |  | Double-Walled Flex | Pressurized
GA FORESTRY COMMISSION | 5645 RIGGINS MILL RD | DRY BRANCH | Bibb | 4110124 | 6 | Flapper Valve | 2002-02-17 | FALSE | 2003-02-17 | FALSE | Currently in Use | E-10 | 2500 | Fiberglass Double Walled | 2003-02-17 |  | Fiberglass Reinforced Plastic | Safe Suction (Euro)
D & H GROCERY | 5220 JEFFERSONVILLE RD | DRY BRANCH | Bibb | 4110383 | 1 | Flapper Valve | 1998-08-01 | FALSE | 1998-08-01 | FALSE | Currently in Use | Regular | 6000 | Steel-Impressed Current | 1974-09-03 |  |  | Suction (American)
BERRY'S WELL DRILLING INC | RT 1 BOX 207-C | DRY BRANCH | Bibb | 9011139 | 1 | [5 empty] | Removed from Ground | Diesel | 4000 | Bare Steel | 1989-01-01 | 1899-12-31 | Bare Steel | Suction (American)
CITGO #11 | 4535 HARTLEY BRIDGE RD | MACON | Bibb | 9011064 | 3 | Flapper Valve | 1995-08-24 | FALSE | 1995-08-24 | FALSE | Currently in Use | Diesel | 6000 | Steel-Impressed Current | 1966-01-01 |  | Steel (Impressed Current) | Pressurized
SHELL | 6440 Houston Road | MACON | Bibb | 10002388 | 2 |  | 2014-01-16 | FALSE | 2014-01-16 | FALSE | Currently in Use | Regular | 12000 | Tank Jacket | 2014-01-16 |  | Double-Walled Fiberglass | Pressurized
Circle K 2745067 | 4700 HARTLEY BRIDGE RD | MACON | Bibb | 10001687 | 3 | Flapper Valve | 2009-03-16 | FALSE | 2009-03-16 | FALSE | Currently in Use | Premium | 8000 | Composite Double Walled | 2008-10-28 |  | Double-Walled Flex | Pressurized
FRENCHIES GROCERY | 6011 BETHEL CHURCH RD | LIZELLA | Bibb | 9011145 | 3 | Flapper Valve | 1997-08-18 | FALSE | 1997-08-18 | FALSE | Currently in Use | Diesel | 3000 | Steel-Impressed Current | 1974-06-01 |  | Steel (Impressed Current) | Suction (American)
BIBB DISTRIBUTING CO | 6401 HAWKINSVILLE RD | MACON | Bibb | 4110183 | 5B | Ball Float | 1998-05-01 | FALSE | 1998-05-01 | FALSE | Currently in Use | Regular | 10000 | Composite | 1998-04-22 |  | Fiberglass Reinforced Plastic | Pressurized
FORMER RESIDENTIAL PROPERTY | 4195 ALLEN ROAD | MACON | Bibb | 10000360 | 3 |  |  | FALSE |  | FALSE | Removed from Ground | Diesel | 1000 | Bare Steel | 2003-04-18 | 2003-04-18 | Bare Steel
FLASH FOOD #263 | 2507 PIO NONO AVE | MACON | Bibb | 4110219 | 3 |  | 1997-01-01 |  | 1997-01-01 |  | Removed from Ground | Gas (Historical Use) | 8000 | Cathodically Protected Steel | 1981-03-10 | 2010-01-07 | Cathodically Protected | Pressurized
CHEROKEE CULVERT CO INC | 3426 MASSEYVILLE RD/SHOP | MACON | Bibb | 9011047 | 1 |  | 1988-01-01 |  | 1988-01-01 |  | Removed from Ground | Diesel | 8000 | Fiberglass | 1975-01-01 | 1998-11-18 | Fiberglass Reinforced Plastic | Suction (American)
TOMS STORE | HWY 80 | LIZELLA | Bibb | 9011128 | 3 |  | 1988-06-02 | FALSE | 1988-06-02 | FALSE | Temporarily out of use | Gas (Historical Use) | 6000 | Galvanic (STIP-3) | 1988-06-02 |  |  | Pressurized
PARCEL #117 HOUSTON RD | APPROX 5527 HOUSTON RD | MACON | Bibb | 9011218 | 1 | [5 empty] | Removed from Ground | Other | 2000 | Bare Steel | 2001-06-11 | 2001-06-11 | Not Marked
BIBB DISTRIBUTING CO | 6401 HAWKINSVILLE RD | MACON | Bibb | 4110183 | 2 | [5 empty] | Removed from Ground | Gas (Historical Use) | 10000 | Bare Steel | 1984-04-22 | 1999-04-14 | Galvanized Steel | Pressurized
FLASH FOOD #263 | 2507 PIO NONO AVE | MACON | Bibb | 4110219 | 2 |  | 1997-01-01 |  | 1997-01-01 |  | Removed from Ground | Gas (Historical Use) | 12000 | Cathodically Protected Steel | 1981-03-10 | 2010-01-07 | Cathodically Protected | Pressurized
RIVERSIDE STATION | 1474 RIVERSIDE DR | MACON | Bibb | 4110320 | 2 | [5 empty] | Removed from Ground | Gas (Historical Use) | 12000 | Bare Steel | 1966-05-06 | 1986-01-01 | Galvanized Steel
FAMILY CORNER | 4933 SARDIS CHURCH RD | MACON | Bibb | 10002252 | 1A | Ball Float | 2013-06-30 | FALSE | 2013-06-30 | FALSE | Currently in Use | Regular | 10000 | Composite Double Walled | 2013-06-28 |  | Double-Walled Fiberglass | Pressurized
AM PM EXPRESS MART | 4328 HARTLEY BRIDGE RD | MACON | Bibb | 10000536 | 3 | Flapper Valve | 1999-04-01 | FALSE | 1999-04-01 | FALSE | Currently in Use | Diesel | 4000 | Fiberglass | 1999-04-01 |  | Fiberglass Reinforced Plastic | Pressurized
WILBERT BURIAL VAULT COMPANY | 5246 ARKWRIGHT RD | MACON | Bibb | 10000182 | 1 |  |  | FALSE |  | FALSE | Removed from Ground | Gas (Historical Use) | 1000 | Bare Steel | 2002-10-22 | 2002-10-22 | Bare Steel | Suction (American)
RIVERSIDE STATION | 1474 RIVERSIDE DR | MACON | Bibb | 4110320 | 1 | [5 empty] | Removed from Ground | Gas (Historical Use) | 12000 | Bare Steel | 1966-05-06 | 1986-01-01 | Galvanized Steel
MACON FEED & SEED CO INC | 2458 EMERY HIGHWAY | MACON | Bibb | 10000388 | 2 |  |  | FALSE |  | FALSE | Removed from Ground | Gas (Historical Use) | 6000 | Bare Steel | 2003-05-27 | 2003-05-27 | Bare Steel
MACON IRON & PAPER STOCK CO | 950 LOWER POPLAR RD | MACON | Bibb | 4110029 | 1A | [5 empty] | Removed from Ground | Diesel | 10000 | Bare Steel | 1979-02-25 | 1999-08-01 | Galvanized Steel
GENERAL STEEL CO | 224 WALNUT ST | MACON | Bibb | 4110017 | 1 | [5 empty] | Removed from Ground | Gas (Historical Use) | 3000 | Bare Steel | 1974-02-21 | 1990-02-26 | Galvanized Steel
FRENCHIES GROCERY | 6011 BETHEL CHURCH RD | LIZELLA | Bibb | 9011145 | 2 | Flapper Valve | 1997-08-18 | FALSE | 1997-08-18 | FALSE | Currently in Use | Premium | 3000 | Steel-Impressed Current | 1974-06-01 |  | Steel (Impressed Current) | Suction (American)
TRANSUS INC/MACON TERMINAL | 205 RAINES AVE | MACON | Bibb | 4110075 | 2 | [5 empty] | Removed from Ground | Gas (Historical Use) | 5000 | Bare Steel | 1985-04-11 | 1990-01-11 | Galvanized Steel
GA FORESTRY COMMISSION | 5645 RIGGINS MILL RD | DRY BRANCH | Bibb | 4110124 | 2 | [5 empty] | Removed from Ground | Diesel | 1000 | Bare Steel | 1969-03-04 | 1989-08-05 | Galvanized Steel
DEFOOR DRYWALL SUPPLY | 2250 BARNES RD | MACON | Bibb | 9011138 | 2 | [5 empty] | Removed from Ground | Diesel | 6000 | Bare Steel | 1974-01-01 | 1998-04-30 | Galvanized Steel | Suction (American)
BIBB DISTRIBUTING CO | 6401 HAWKINSVILLE RD | MACON | Bibb | 4110183 | 3 | [5 empty] | Removed from Ground | Diesel | 10000 | Bare Steel | 1976-04-22 | 1999-04-14 | Galvanized Steel | Pressurized
FAMILY CORNER | 4933 SARDIS CHURCH RD | MACON | Bibb | 10002252 | 1C | Ball Float | 2013-06-30 | FALSE | 2013-06-30 | FALSE | Currently in Use | Diesel | 5000 | Composite Double Walled | 2013-06-28 |  | Double-Walled Fiberglass | Pressurized
RIVERSIDE STATION | 1474 RIVERSIDE DR | MACON | Bibb | 4110320 | 3 | [5 empty] | Removed from Ground | Gas (Historical Use) | 5000 | Bare Steel | 1966-05-06 | 1986-01-01 | Galvanized Steel
QUICK ZIP | 3518 JEFFERSONVILLE RD | MACON | Bibb | 110425 | 3 |  | 1997-07-01 |  | 1997-07-01 |  | Removed from Ground | Diesel | 6000 | Cathodically Protected Steel | 1984-05-08 | 2013-08-21 | Cathodically Protected | Pressurized
GA FORESTRY COMMISSION | 5645 RIGGINS MILL RD | DRY BRANCH | Bibb | 4110124 | 1 | [5 empty] | Removed from Ground | Gas (Historical Use) | 6010 | Bare Steel | 1970-03-04 | 1989-08-05 | Galvanized Steel
GA FORESTRY COMMISSION | 5645 RIGGINS MILL RD | DRY BRANCH | Bibb | 4110124 | 7 | Flapper Valve | 2003-02-17 | FALSE | 2003-02-17 | FALSE | Currently in Use | Diesel | 2500 | Fiberglass Double Walled | 2003-02-17 |  | Fiberglass Reinforced Plastic | Safe Suction (Euro)
DEFOOR DRYWALL SUPPLY | 2250 BARNES RD | MACON | Bibb | 9011138 | 1 | [5 empty] | Removed from Ground | Gas (Historical Use) | 4000 | Bare Steel | 1974-01-01 | 1998-04-30 | Galvanized Steel | Suction (American)
EXXON FOOD MART | 3004 DEBRA ANN DR | MACON | Bibb | 10002578 | 1 | Flapper Valve | 2016-06-01 | FALSE | 2016-06-01 | FALSE | Currently in Use | Regular | 15000 | Composite Double Walled | 2016-06-01 |  | Double-Walled Flex | Pressurized
D & H GROCERY | 5220 JEFFERSONVILLE RD | DRY BRANCH | Bibb | 4110383 | 5 | [5 empty] | Removed from Ground | Gas (Historical Use) | 4000 | Bare Steel | 1966-05-18 | 1899-12-31 | Bare Steel
D & H GROCERY | 5220 JEFFERSONVILLE RD | DRY BRANCH | Bibb | 4110383 | 4 | [5 empty] | Removed from Ground | Gas (Historical Use) | 1000 | Bare Steel | 1961-09-03 | 1899-12-31 | Galvanized Steel
D & H GROCERY | 5220 JEFFERSONVILLE RD | DRY BRANCH | Bibb | 4110383 | 7 | [5 empty] | Removed from Ground | Gas (Historical Use) | 4000 | Bare Steel | 1966-05-18 | 1899-12-31 | Bare Steel
CITGO #11 | 4535 HARTLEY BRIDGE RD | MACON | Bibb | 9011064 | 1 | Flapper Valve | 1995-08-24 | FALSE | 1995-08-24 | FALSE | Currently in Use | E-10 | 8000 | Steel-Impressed Current | 1966-01-01 |  | Steel (Impressed Current) | Pressurized
D & H GROCERY | 5220 JEFFERSONVILLE RD | DRY BRANCH | Bibb | 4110383 | 2 | Flapper Valve | 1998-08-01 | FALSE | 1998-08-01 | FALSE | Currently in Use | Premium | 4000 | Steel-Impressed Current | 1974-09-03 |  |  | Suction (American)
EXXON FOOD MART | 3004 DEBRA ANN DR | MACON | Bibb | 10002578 | 3 | Flapper Valve | 2016-06-01 | FALSE | 2016-06-01 | FALSE | Currently in Use | Diesel | 5000 | Composite Double Walled | 2016-06-01 |  | Double-Walled Flex | Pressurized
SHELL | 6440 Houston Road | MACON | Bibb | 10002388 | 1 |  | 2014-01-16 | FALSE | 2014-01-16 | FALSE | Currently in Use | Premium | 4000 | Tank Jacket | 2014-01-16 |  | Double-Walled Fiberglass | Pressurized
Circle K 2745067 | 4700 HARTLEY BRIDGE RD | MACON | Bibb | 10001687 | 2 | Flapper Valve | 2009-03-16 | FALSE | 2009-03-16 | FALSE | Currently in Use | Regular | 15000 | Composite Double Walled | 2008-10-28 |  | Double-Walled Flex | Pressurized
ADVANCED DISPOSAL SERVICES MACON COLLECTION | 2201 TRADE DRIVE | MACON | Bibb | 9011223 | 1 | Flapper Valve | 2020-02-11 | FALSE | 2000-12-15 | FALSE | Currently in Use | Diesel | 12000 |  | 2000-12-15 |  | Fiberglass Reinforced Plastic | Pressurized
MARATHON #25 | 8369 EISENHOWER PKWY | LIZELLA | Bibb | 4110037 | 2 | [5 empty] | Removed from Ground | Gas (Historical Use) | 3000 | Bare Steel | 1966-03-01 | 1997-07-01 | Galvanized Steel | Suction (American)
TOMS STORE | HWY 80 | LIZELLA | Bibb | 9011128 | 1 |  | 1988-06-02 | FALSE | 1988-06-02 | FALSE | Temporarily out of use | Diesel | 6000 | Galvanic (STIP-3) | 1988-06-02 |  |  | Pressurized
TRANSUS INC/MACON TERMINAL | 205 RAINES AVE | MACON | Bibb | 4110075 | 1 | [5 empty] | Removed from Ground | Diesel | 10000 | Bare Steel | 1983-04-11 | 1990-01-11 | Galvanized Steel
GA FORESTRY CENTER | RT 1 BOX 182A 8MI SE OF MACON | DRY BRANCH | Bibb | 4110127 | 1 | [5 empty] | Removed from Ground | Gas (Historical Use) | 500 | Bare Steel | 1961-04-04 | 1988-09-15 | Galvanized Steel
RIVERSIDE STATION | 1474 RIVERSIDE DR | MACON | Bibb | 4110320 | 4 | [5 empty] | Removed from Ground | Gas (Historical Use) | 5000 | Bare Steel | 1966-05-06 | 1986-01-01 | Galvanized Steel
YOUMANS CHEVROLET CO | 630 THIRD ST | MACON | Bibb | 4110299 | 5 |  |  | FALSE |  | FALSE | Removed from Ground | Not Marked/Tank Removed | 500 | Unknown | 2003-06-24 | 2003-06-24
MACON IRON & PAPER STOCK CO | 950 LOWER POPLAR RD | MACON | Bibb | 9011173 | 1 | [5 empty] | Removed from Ground | Gas (Historical Use) | 5000 | Not Marked/Unknown | 1996-07-01 | 1996-07-01 | Not Marked
TOMS STORE | HWY 80 | LIZELLA | Bibb | 9011128 | 2 |  | 1988-06-02 | FALSE | 1988-06-02 | FALSE | Temporarily out of use | Gas (Historical Use) | 6000 | Galvanic (STIP-3) | 1988-06-02 |  |  | Pressurized
FRENCHIES GROCERY | 6011 BETHEL CHURCH RD | LIZELLA | Bibb | 9011145 | 4 | [5 empty] | Removed from Ground | Diesel | 550 | Marked Unknown | 2003-12-16 | 2003-12-16
BC EXPRESS MART | 6999 KNOXVILLE RD | LIZELLA | Bibb | 10002575 | 1B |  |  | FALSE |  | FALSE | Currently in Use | Regular | 12000 | Fiberglass Double Walled | 2015-04-01
MARKET PLACE | 4515 HARTLEY BRIDGE RD | MACON | Bibb | 9011113 | 68541 |  | 1988-01-01 | FALSE | 1988-01-01 | FALSE | Temporarily out of use | Gas (Historical Use) | 10000 |  | 1987-01-01 |  | Fiberglass Reinforced Plastic | Pressurized
BIBB DISTRIBUTING CO | 6401 HAWKINSVILLE RD | MACON | Bibb | 4110183 | 5A | Ball Float | 1998-05-01 | FALSE | 1998-05-01 | FALSE | Currently in Use | Diesel | 20000 | Composite | 1998-04-22 |  | Fiberglass Reinforced Plastic | Pressurized
Circle K 2745067 | 4700 HARTLEY BRIDGE RD | MACON | Bibb | 10001687 | 4 | Flapper Valve | 2009-03-16 | FALSE | 2009-03-16 | FALSE | Currently in Use | Diesel | 8000 | Composite Double Walled | 2008-10-28 |  | Double-Walled Flex | Pressurized
Circle K 2745067 | 4700 HARTLEY BRIDGE RD | MACON | Bibb | 10001687 | 5 | Flapper Valve |  | FALSE |  | FALSE | Currently in Use | Diesel | 20000 | Bare Steel | 2020-10-02 |  | Double-Walled Flex | Pressurized
FORMER RESIDENTIAL PROPERTY | 4195 ALLEN ROAD | MACON | Bibb | 10000360 | 4 |  |  | FALSE |  | FALSE | Permanently Out Of Use | Used Oil | 0 | Bare Steel | 2003-03-18 | 2003-03-18
QUIK STOP #17 | 4412 HARTLEY BRG RD | MACON | Bibb | 4110348 | 4 |  | 1996-05-15 |  | 1996-05-15 |  | Removed from Ground | Gas (Historical Use) | 6000 | Not Marked/Unknown | 1970-05-01 | 2003-04-14 | Fiberglass Reinforced Plastic | Pressurized
QUIK STOP #17 | 4412 HARTLEY BRG RD | MACON | Bibb | 4110348 | 1 |  | 1996-05-15 |  | 1996-05-15 |  | Removed from Ground | Gas (Historical Use) | 8000 | Not Marked/Unknown | 1970-05-01 | 2003-04-14 | Fiberglass Reinforced Plastic | Pressurized
SHELL | 6440 Houston Road | MACON | Bibb | 10002388 | 3 | Ball Float | 2014-01-16 | FALSE | 2014-01-16 | FALSE | Currently in Use | E-0 | 5000 | Tank Jacket | 2014-01-16 |  | Double-Walled Fiberglass | Pressurized
AM PM EXPRESS MART | 4328 HARTLEY BRIDGE RD | MACON | Bibb | 10000536 | 2 | Flapper Valve | 1999-04-01 | FALSE | 1999-04-01 | FALSE | Currently in Use | Premium | 6000 | Fiberglass | 1999-04-01 |  | Fiberglass Reinforced Plastic | Pressurized
FRIENDLY GUS #20 | 4845 OCMULGEE EAST BLVD | MACON | Bibb | 9011137 | 2 | Flapper Valve | 1995-04-01 | FALSE | 1995-04-01 | FALSE | Currently in Use | E-0 | 10000 | Galvanic (STIP-3) | 1995-04-01 |  | Fiberglass Reinforced Plastic | Pressurized
MIKE FOOD MART | 6398 ZEBULON RD | MACON | Bibb | 4110195 | 5B | Overfill Alarm | 2021-05-03 | FALSE | 2021-05-03 | FALSE | Currently in Use | Diesel | 5000 | Fiberglass Double Walled | 2021-04-15 |  | Double-Walled Fiberglass | Pressurized
BUTLER TOYOTA | 2122 EISENHOWER PKWY | MACON | Bibb | 9011114 | 1 | [5 empty] | Removed from Ground | Gas (Historical Use) | 1060 | Not Marked/Unknown | 1998-05-19 | 1998-05-19 | Not Marked | Suction (American)
FRIENDLY GUS #20 | 4845 OCMULGEE EAST BLVD | MACON | Bibb | 9011137 | 4 | Flapper Valve | 1995-04-01 | FALSE | 1995-04-01 | FALSE | Currently in Use | Diesel | 10000 | Galvanic (STIP-3) | 1995-04-01 |  | Fiberglass Reinforced Plastic | Pressurized
SUNOCO FOOD MART | 6443 ZEBULON RD | MACON | Bibb | 10002063 | 2 | Ball Float | 2011-10-06 | FALSE | 2011-10-06 | FALSE | Currently in Use | Premium | 5000 | Tank Jacket Double Walled | 2011-10-06 |  | Double-Walled Fiberglass | Pressurized
SUNOCO FOOD MART | 6443 ZEBULON RD | MACON | Bibb | 10002063 | 1 | Ball Float | 2011-10-06 | FALSE | 2011-10-06 | FALSE | Currently in Use | Regular | 15000 | Tank Jacket Double Walled | 2011-10-06 |  | Double-Walled Fiberglass | Pressurized
NAZA FOOD INC | 5394 THOMASTON RD | MACON | Bibb | 9011175 | 3 | Ball Float | 1997-02-01 | TRUE | 1997-02-01 | TRUE | Currently in Use | Diesel | 4000 | Composite | 1997-02-01 |  | Fiberglass Reinforced Plastic | Pressurized
TOBESOFKEE LAKE STORE | 6024 MOSELY DIXON RD | MACON | Bibb | 9011038 | 2 | Ball Float | 1991-03-07 | FALSE | 1991-03-07 | FALSE | Currently in Use | E-10 | 6000 | Galvanic (STIP-3) | 1991-03-07 |  | Steel/Sacrificial Anodes | Pressurized
QUICK ZIP | 3518 JEFFERSONVILLE RD | MACON | Bibb | 110425 | 6A | Flapper Valve | 2015-02-01 | FALSE | 2015-02-01 | FALSE | Currently in Use | Regular | 10000 | Tank Jacket | 2014-11-01 |  | Double-Walled Flex | Pressurized
YOUMANS CHEVROLET CO | 630 THIRD ST | MACON | Bibb | 4110299 | 2 |  |  | TRUE |  | TRUE | Removed from Ground | Used Oil | 1000 | Marked Unknown | 1993-10-01 | 1993-10-01 | Unknown
MARKET PLACE | 4515 HARTLEY BRIDGE RD | MACON | Bibb | 9011113 | 68565 |  | 1988-01-01 | FALSE | 1988-01-01 | FALSE | Temporarily out of use | Gas (Historical Use) | 10000 |  | 1987-01-01 |  | Fiberglass Reinforced Plastic | Pressurized
QUIK STOP #17 | 4412 HARTLEY BRG RD | MACON | Bibb | 4110348 | 2 |  | 1996-05-15 |  | 1996-05-15 |  | Removed from Ground | Gas (Historical Use) | 6000 | Not Marked/Unknown | 1970-05-01 | 2003-04-14 | Fiberglass Reinforced Plastic | Pressurized
MERCER UNIVERSITY SCHOOL OF ENGINEERING | PRINCE STREET | MACON | Bibb | 10001567 | 1 |  |  | FALSE |  | FALSE | Removed from Ground | Diesel | 300 | Cathodically Protected Steel | 1980-01-01 | 2008-05-28 | Bare Steel
SUNOCO FOOD MART | 6443 ZEBULON RD | MACON | Bibb | 10002063 | 3 | Ball Float | 2011-10-06 | FALSE | 2011-10-06 | FALSE | Currently in Use | Diesel | 5000 | Tank Jacket Double Walled | 2011-10-06 |  | Double-Walled Fiberglass | Pressurized
BUTLER TOYOTA | 2122 EISENHOWER PKWY | MACON | Bibb | 9011114 | 3 | Flapper Valve | 1993-05-21 | FALSE | 1993-05-21 | FALSE | Temporarily out of use | E-10 | 1000 | Composite | 1993-05-21 |  | Fiberglass Reinforced Plastic | Suction (American)
NAZA FOOD INC | 5394 THOMASTON RD | MACON | Bibb | 9011175 | 1 | Ball Float | 1997-02-01 | TRUE | 1997-02-01 | TRUE | Currently in Use | Regular | 10000 | Composite | 1997-02-01 |  | Fiberglass Reinforced Plastic | Pressurized
ABANDON TANKS | 6855 THOMASTON RD | MACON | Bibb | 10002315 | T2 |  |  | FALSE |  | FALSE | Removed from Ground |  | 1000 | Bare Steel | 2014-02-10 | 2014-02-10
NAZA FOOD INC | 5394 THOMASTON RD | MACON | Bibb | 9011175 | 2 | Ball Float | 1997-02-01 | TRUE | 1997-02-01 | TRUE | Currently in Use | Premium | 4000 | Composite | 1997-02-01 |  | Fiberglass Reinforced Plastic | Pressurized
TOBESOFKEE LAKE STORE | 6024 MOSELY DIXON RD | MACON | Bibb | 9011038 | 3 | Ball Float | 1991-03-07 | FALSE | 1991-03-07 | FALSE | Currently in Use | E-10 | 6000 | Galvanic (STIP-3) | 1991-03-07 |  | Steel/Sacrificial Anodes | Pressurized
MIKE FOOD MART | 6398 ZEBULON RD | MACON | Bibb | 4110195 | 3 | Flapper Valve | 1998-12-01 | FALSE | 1998-12-01 | FALSE | Removed from Ground | Diesel | 6000 | Galvanic (STIP-3) | 1985-12-01 | 2020-11-30 | Steel/Sacrificial Anodes | Pressurized
FRIENDLY GUS #20 | 4845 OCMULGEE EAST BLVD | MACON | Bibb | 9011137 | 1 | Flapper Valve | 1995-04-01 | FALSE | 1995-04-01 | FALSE | Currently in Use | E-10 | 10000 | Galvanic (STIP-3) | 1995-04-01 |  | Fiberglass Reinforced Plastic | Pressurized
BROWN SCOTT | 8035 LOWER THOMASTON RD | MACON | Bibb | 9011201 | 1 | [5 empty] | Removed from Ground | Gas (Historical Use) | 500 | Not Marked/Unknown | 2000-03-01 | 2000-03-01 | Galvanized Steel | Suction (American)
MIKE FOOD MART | 6398 ZEBULON RD | MACON | Bibb | 4110195 | 4 | Overfill Alarm | 2021-05-03 | FALSE | 2021-05-03 | FALSE | Currently in Use | Regular | 20000 | Fiberglass Double Walled | 2021-04-15 |  | Double-Walled Fiberglass | Pressurized
BUTLER TOYOTA | 2122 EISENHOWER PKWY | MACON | Bibb | 9011114 | 2 |  |  | TRUE |  | TRUE | Removed from Ground | Used Oil | 500 | Not Marked/Unknown | 1998-05-19 | 1998-05-19 | Not Marked
MIKE FOOD MART | 6398 ZEBULON RD | MACON | Bibb | 4110195 | 5A | Overfill Alarm | 2021-05-03 | FALSE | 2021-05-03 | FALSE | Currently in Use | Premium | 5000 | Fiberglass Double Walled | 2021-04-15 |  | Double-Walled Fiberglass | Pressurized
NAZA FOOD INC | 5394 THOMASTON RD | MACON | Bibb | 9011175 | 4B | Ball Float | 1997-02-01 | FALSE | 1997-02-01 | FALSE | Temporarily out of use | Kerosene | 2000 | Composite | 1997-02-01 |  | Fiberglass Reinforced Plastic | Pressurized
MIKE FOOD MART | 6398 ZEBULON RD | MACON | Bibb | 4110195 | 2 | Flapper Valve | 1998-12-01 | FALSE | 1998-12-01 | FALSE | Removed from Ground | Premium | 8000 | Galvanic (STIP-3) | 1985-12-01 | 2020-11-30 | Steel/Sacrificial Anodes | Pressurized
NAZA FOOD INC | 5394 THOMASTON RD | MACON | Bibb | 9011175 | 4A | Ball Float | 1997-02-01 | FALSE | 1997-02-01 | FALSE | Currently in Use | E-0 | 2000 | Composite | 1997-01-01 |  | Fiberglass Reinforced Plastic | Pressurized
TOBESOFKEE LAKE STORE | 6024 MOSELY DIXON RD | MACON | Bibb | 9011038 | 1 | Ball Float | 1991-03-07 | FALSE | 1991-03-07 | FALSE | Currently in Use | E-10 | 4000 | Galvanic (STIP-3) | 1991-03-07 |  | Steel/Sacrificial Anodes | Pressurized
MIKE FOOD MART | 6398 ZEBULON RD | MACON | Bibb | 4110195 | 1 | Flapper Valve | 1998-12-01 | FALSE | 1998-12-01 | FALSE | Removed from Ground | Regular | 8000 | Galvanic (STIP-3) | 1985-12-01 | 2020-11-30 | Steel/Sacrificial Anodes | Pressurized
ABANDON TANKS | 6855 THOMASTON RD | MACON | Bibb | 10002315 | T1 |  |  | FALSE |  | FALSE | Removed from Ground |  | 300 | Bare Steel | 2014-02-10 | 2014-02-10
QUIKTRIP #1733 | 2720 RIVERSIDE DR | MACON | Bibb | 10003323 | 1 | Overfill Alarm | 2023-03-01 | FALSE | 2023-02-01 | FALSE | Currently in Use | E-10 | 15000 | Fiberglass Double Walled | 2022-11-03 |  | Double-Walled Fiberglass | Pressurized
QUIKTRIP#1742 | 5129 MERCER UNIVERSITY DR | MACON | Bibb | 10003372 | 5 | Overfill Alarm | 2023-09-19 | FALSE | 2023-04-04 | FALSE | Currently in Use | Premium | 15000 | Fiberglass Double Walled | 2023-03-29 |  | Double-Walled Flex | Pressurized
TEXACO FOOD MART | 1212 EISENHOWER PKWY | MACON | Bibb | 10003341 | 1A | Flapper Valve | 2023-04-01 | FALSE | 2023-04-01 | FALSE | Currently in Use | Regular | 12000 | Composite Double Walled | 2023-04-01 |  | Double-Walled Flex | Pressurized
QUIKTRIP#1742 | 5129 MERCER UNIVERSITY DR | MACON | Bibb | 10003372 | 8 | Overfill Alarm | 2023-09-19 | FALSE | 2023-04-04 | FALSE | Currently in Use | Diesel | 15000 | Fiberglass Double Walled | 2023-03-29 |  | Double-Walled Flex | Pressurized
QUIKTRIP#1742 | 5129 MERCER UNIVERSITY DR | MACON | Bibb | 10003372 | 6 | Overfill Alarm | 2023-09-19 | FALSE | 2023-04-04 | FALSE | Currently in Use | Diesel | 15000 | Fiberglass Double Walled | 2023-03-29 |  | Double-Walled Flex | Pressurized
QUIKTRIP #1733 | 2720 RIVERSIDE DR | MACON | Bibb | 10003323 | 3 | Overfill Alarm | 2023-03-01 | FALSE | 2023-02-01 | FALSE | Currently in Use | E-10 | 15000 | Fiberglass Double Walled | 2022-11-03 |  | Double-Walled Fiberglass | Pressurized
TEXACO FOOD MART | 1212 EISENHOWER PKWY | MACON | Bibb | 10003341 | 1B | Flapper Valve | 2023-04-01 | FALSE | 2023-04-01 | FALSE | Currently in Use | Premium | 4000 | Composite Double Walled | 2023-04-01 |  | Double-Walled Flex | Pressurized
QUIKTRIP #1733 | 2720 RIVERSIDE DR | MACON | Bibb | 10003323 | 2 | Overfill Alarm | 2023-03-01 | FALSE | 2023-02-01 | FALSE | Currently in Use | E-10 | 15000 | Fiberglass Double Walled | 2022-11-03 |  | Double-Walled Fiberglass | Pressurized
TEXACO FOOD MART | 1212 EISENHOWER PKWY | MACON | Bibb | 10003341 | 1C | Flapper Valve | 2023-04-01 | FALSE | 2023-04-01 | FALSE | Currently in Use | Diesel | 4000 | Composite Double Walled | 2023-04-01 |  | Double-Walled Flex | Pressurized
QUIKTRIP#1742 | 5129 MERCER UNIVERSITY DR | MACON | Bibb | 10003372 | 3 | Overfill Alarm | 2023-09-19 | FALSE | 2023-04-04 | FALSE | Currently in Use | Regular | 15000 | Fiberglass Double Walled | 2023-03-29 |  | Double-Walled Flex | Pressurized
FRIENDLY GUS #20 | 4845 OCMULGEE EAST BLVD | MACON | Bibb | 9011137 | 3 | Flapper Valve | 1995-04-01 | FALSE | 1995-04-01 | FALSE | Currently in Use | E-10 | 10000 | Galvanic (STIP-3) | 1995-04-01 |  | Fiberglass Reinforced Plastic | Pressurized
FAA MACON | 1000 Terminal Drive | Macon | Bibb | UST-SLOC-4110262 | ATCT | [5 empty] | Removed from Ground | Gas (Historical Use) | 500 | Bare Steel | 1976-05-05 | 1990-01-01 | Unknown
QUIKTRIP#1742 | 5129 MERCER UNIVERSITY DR | MACON | Bibb | 10003372 | 1 | Overfill Alarm | 2023-09-19 | FALSE | 2023-04-04 | FALSE | Currently in Use | Regular | 15000 | Fiberglass Double Walled | 2023-03-29 |  | Double-Walled Flex | Pressurized
QUIKTRIP#1742 | 5129 MERCER UNIVERSITY DR | MACON | Bibb | 10003372 | 7 | Overfill Alarm | 2023-09-19 | FALSE | 2023-04-04 | FALSE | Currently in Use | Diesel | 15000 | Fiberglass Double Walled | 2023-03-29 |  | Double-Walled Flex | Pressurized
QUIKTRIP#1742 | 5129 MERCER UNIVERSITY DR | MACON | Bibb | 10003372 | 4 | Overfill Alarm | 2023-09-19 | FALSE | 2023-04-04 | FALSE | Currently in Use | E-0 | 15000 | Fiberglass Double Walled | 2023-03-29 |  | Double-Walled Flex | Pressurized
QUIKTRIP#1742 | 5129 MERCER UNIVERSITY DR | MACON | Bibb | 10003372 | 2 | Overfill Alarm | 2023-09-19 | FALSE | 2023-04-04 | FALSE | Currently in Use | Regular | 15000 | Fiberglass Double Walled | 2023-03-29 |  | Double-Walled Flex | Pressurized
QUIKTRIP #1733 | 2720 RIVERSIDE DR | MACON | Bibb | 10003323 | 4 | Overfill Alarm | 2023-03-01 | FALSE | 2023-02-01 | FALSE | Currently in Use | E-10 | 15000 | Fiberglass Double Walled | 2022-11-03 |  | Double-Walled Fiberglass | Pressurized
FAA MACON | 1000 Terminal Drive | Macon | Bibb | UST-SLOC-4110265 | MCN-VOR | [5 empty] | Removed from Ground | Gas (Historical Use) | 500 | Bare Steel | 1951-05-06 | 1990-01-01 | Unknown
QUIKTRIP #1736 | 519 NORTH AVE | MACON | Bibb | 10003535 | 5 | Flapper Valve | 2024-11-20 | FALSE | 2024-08-21 | FALSE | Currently in Use | Diesel | 15000 | Fiberglass Double Walled | 2024-05-22 |  | Double-Walled Flex | Pressurized
QUIKTRIP #1736 | 519 NORTH AVE | MACON | Bibb | 10003535 | 4 | Flapper Valve | 2024-11-20 | FALSE | 2024-08-21 | FALSE | Currently in Use | Premium | 15000 | Fiberglass Double Walled | 2024-05-22 |  | Double-Walled Flex | Pressurized
QUIKTRIP #1736 | 519 NORTH AVE | MACON | Bibb | 10003535 | 3 | Flapper Valve | 2024-11-20 | FALSE | 2024-08-21 | FALSE | Currently in Use | E-0 | 15000 | Fiberglass Double Walled | 2024-05-22 |  | Double-Walled Flex | Pressurized
MACON BP MART | 5594 HOUSTON RD | MACON | Bibb | 10003533 | 2A | Flapper Valve | 2023-06-01 | FALSE | 2023-06-01 | FALSE | Currently in Use | Premium | 5000 | Composite Double Walled | 2023-05-03 |  | Double-Walled Fiberglass | Pressurized
QUIKTRIP #1736 | 519 NORTH AVE | MACON | Bibb | 10003535 | 2 | Flapper Valve | 2024-11-20 | FALSE | 2024-08-21 | FALSE | Currently in Use | Regular | 15000 | Fiberglass Double Walled | 2024-05-22 |  | Double-Walled Flex | Pressurized
JAY FOOD MART | 502 N. DAVIS DR | WARNER ROBINS | Bibb | 10003247 | 1A | Overfill Alarm | 2021-12-06 | FALSE | 2021-12-06 | FALSE | Currently in Use |  | 4000 | Tank Jacket Double Walled | 2021-11-30 |  | Double-Walled Fiberglass | Pressurized
MACON BP MART | 5594 HOUSTON RD | MACON | Bibb | 10003533 | 1 | Flapper Valve | 2023-06-01 | FALSE | 2023-06-01 | FALSE | Currently in Use | Regular | 10000 | Composite Double Walled | 2023-05-03 |  | Double-Walled Fiberglass | Pressurized
MACON BP MART | 5594 HOUSTON RD | MACON | Bibb | 10003533 | 2B | Flapper Valve | 2023-06-01 | FALSE | 2023-06-01 | FALSE | Currently in Use | Diesel | 5000 | Composite Double Walled | 2023-05-03 |  | Double-Walled Fiberglass | Pressurized
SHELL | 385 Coliseum Dr. | Macon | Bibb | 10003234 | 2B | Overfill Alarm | 2021-06-08 | FALSE | 2021-06-08 | FALSE | Currently in Use | Diesel | 5000 | Tank Jacket Double Walled | 2021-05-28 |  | Fiberglass Reinforced Plastic | Pressurized
SHELL | 385 Coliseum Dr. | Macon | Bibb | 10003234 | 1 | Overfill Alarm | 2021-06-08 | FALSE | 2021-06-08 | FALSE | Currently in Use | Regular | 15000 | Tank Jacket Double Walled | 2021-05-28 |  | Fiberglass Reinforced Plastic | Pressurized
QUIKTRIP #1736 | 519 NORTH AVE | MACON | Bibb | 10003535 | 1 | Flapper Valve | 2024-11-20 | FALSE | 2024-08-21 | FALSE | Currently in Use | Regular | 15000 | Fiberglass Double Walled | 2024-05-22 |  | Double-Walled Flex | Pressurized
CLIFFORD EVANS | 6344 ZEBULON RD | MACON | Bibb | 4110012 | 1 |  | 1969-01-01 | FALSE | 1997-06-15 | FALSE | Temporarily out of use | Gas (Historical Use) | 6000 | Steel-Impressed Current | 1969-01-01 |  |  | Pressurized
CLIFFORD EVANS | 6344 ZEBULON RD | MACON | Bibb | 4110012 | 1 |  | 1969-01-01 | FALSE | 1997-06-15 | FALSE | Temporarily out of use | Gas (Historical Use) | 6000 | Steel-Impressed Current | 1969-01-01 |  |  | Pressurized
SHELL | 385 Coliseum Dr. | Macon | Bibb | 10003234 | 2A | Overfill Alarm | 2021-06-08 | FALSE | 2021-06-08 | FALSE | Currently in Use | Premium | 5000 | Tank Jacket Double Walled | 2021-05-28 |  | Fiberglass Reinforced Plastic | Pressurized
JAY FOOD MART | 502 N. DAVIS DR | WARNER ROBINS | Bibb | 10003247 | 1B | Overfill Alarm | 2021-12-06 | FALSE | 2021-12-06 | FALSE | Currently in Use |  | 12000 | Tank Jacket Double Walled | 2021-11-30 |  | Double-Walled Fiberglass | Pressurized
CLIFFORD EVANS | 6344 ZEBULON RD | MACON | Bibb | 4110012 | 3 |  | 1969-01-01 | FALSE | 1997-06-15 | FALSE | Temporarily out of use | Gas (Historical Use) | 4000 | Steel-Impressed Current | 1969-01-01 |  |  | Pressurized
CLIFFORD EVANS | 6344 ZEBULON RD | MACON | Bibb | 4110012 | 3 |  | 1969-01-01 | FALSE | 1997-06-15 | FALSE | Temporarily out of use | Gas (Historical Use) | 4000 | Steel-Impressed Current | 1969-01-01 |  |  | Pressurized
JAY FOOD MART | 502 N. DAVIS DR | WARNER ROBINS | Bibb | 10003247 | 1C | Overfill Alarm | 2021-12-06 | FALSE | 2021-12-06 | FALSE | Currently in Use |  | 4000 | Tank Jacket Double Walled | 2021-11-30 |  | Double-Walled Fiberglass | Pressurized
CLIFFORD EVANS | 6344 ZEBULON RD | MACON | Bibb | 4110012 | 2 |  | 1969-01-01 | FALSE | 1997-06-15 | FALSE | Temporarily out of use | Gas (Historical Use) | 6000 | Steel-Impressed Current | 1969-01-01 |  |  | Pressurized
CLIFFORD EVANS | 6344 ZEBULON RD | MACON | Bibb | 4110012 | 2 |  | 1969-01-01 | FALSE | 1997-06-15 | FALSE | Temporarily out of use | Gas (Historical Use) | 6000 | Steel-Impressed Current | 1969-01-01 |  |  | Pressurized
MARKET AT MERCER | 4230 MERCER UNIVERSITY DR | MACON | Bibb | 10003413 | 1 | Overfill Alarm | 2024-01-09 | FALSE | 2024-01-09 | FALSE | Currently in Use | Regular | 15000 | Tank Jacket Double Walled | 2022-12-27 |  | Double-Walled Fiberglass | Pressurized
MARKET AT MERCER | 4230 MERCER UNIVERSITY DR | MACON | Bibb | 10003413 | 2B | Overfill Alarm | 2024-01-09 | FALSE | 2024-01-09 | FALSE | Currently in Use | Diesel | 5000 | Tank Jacket Double Walled | 2022-12-27 |  | Double-Walled Fiberglass | Pressurized
BP Mart | 3843 Bloomfield Road | Macon | Bibb | 10003442 | 1A | Flapper Valve | 2024-04-01 | FALSE | 2024-03-01 | FALSE | Currently in Use | Regular | 10000 | Composite Double Walled | 2004-04-01 |  | Double-Walled Flex | Pressurized
BP FOOD MART | 4095 PIO NONO AVE | MACON | Bibb | 10003560 | 1A | Overfill Alarm | 2023-07-24 | FALSE | 2023-07-24 | FALSE | Currently in Use | Regular | 3000 | Tank Jacket Double Walled | 2023-08-07 |  | Double-Walled Fiberglass | Pressurized
BP Mart | 3843 Bloomfield Road | Macon | Bibb | 10003442 | 1B | Flapper Valve | 2024-04-01 | FALSE | 2024-03-01 | FALSE | Currently in Use | Premium | 5000 | Composite Double Walled | 2024-04-01 |  | Double-Walled Flex | Pressurized
BP Mart | 3843 Bloomfield Road | Macon | Bibb | 10003442 | 1C | Flapper Valve | 2024-04-01 | FALSE | 2024-03-01 | FALSE | Currently in Use | Diesel | 5000 | Composite Double Walled | 2024-04-01 |  | Double-Walled Flex | Pressurized
MARKET AT MERCER | 4230 MERCER UNIVERSITY DR | MACON | Bibb | 10003413 | 2A | Overfill Alarm | 2024-01-09 | FALSE | 2024-01-09 | FALSE | Currently in Use | Premium | 5000 | Tank Jacket Double Walled | 2022-12-27 |  | Double-Walled Fiberglass | Pressurized
BP FOOD MART | 4095 PIO NONO AVE | MACON | Bibb | 10003560 | 1C | Overfill Alarm | 2023-07-24 | FALSE | 2023-07-24 | FALSE | Currently in Use | Diesel | 3000 | Tank Jacket Double Walled | 2023-08-07 |  | Double-Walled Fiberglass | Pressurized
EM BLOOMFIELD | 4987 BLOOMFIELD RD | MACON | Bibb | 10003573 | 1A | Flapper Valve | 2024-04-01 | FALSE | 2024-04-01 | FALSE | Currently in Use | Regular | 12000 | Composite Double Walled | 2024-04-01 |  | Double-Walled Flex | Pressurized
EM BLOOMFIELD | 4987 BLOOMFIELD RD | MACON | Bibb | 10003573 | 1D | Flapper Valve | 2024-04-01 | FALSE | 2024-04-01 | FALSE | Currently in Use | E-0 | 4000 | Composite Double Walled | 2024-04-01 |  | Double-Walled Flex | Pressurized
BP FOOD MART | 4095 PIO NONO AVE | MACON | Bibb | 10003560 | 1B | Overfill Alarm | 2023-07-24 | FALSE | 2023-07-24 | FALSE | Currently in Use | Premium | 14000 | Tank Jacket Double Walled | 2023-08-07 |  | Double-Walled Fiberglass | Pressurized
EM BLOOMFIELD | 4987 BLOOMFIELD RD | MACON | Bibb | 10003573 | 1C | Flapper Valve | 2024-04-01 | FALSE | 2024-04-01 | FALSE | Currently in Use | Diesel | 4000 | Composite Double Walled | 2024-04-01
EM BLOOMFIELD | 4987 BLOOMFIELD RD | MACON | Bibb | 10003573 | 1B | Flapper Valve | 2024-04-01 | FALSE | 2024-04-01 | FALSE | Currently in Use | Premium | 5000 | Composite Double Walled | 2024-04-01 |  | Double-Walled Flex | Pressurized
UNITED PARCEL SERVICE, INC. | 235 South St | Macon | Bibb | 4110259 | RU-1 | [5 empty] | Removed from Ground | Gas (Historical Use) | 8000 | Bare Steel | 1968-04-17 | 1990-11-13
UNITED PARCEL SERVICE, INC. | 235 South St | Macon | Bibb | 4110259 | RU-1 | [5 empty] | Removed from Ground | Gas (Historical Use) | 8000 | Bare Steel | 1968-04-17 | 1990-11-13
UNITED PARCEL SERVICE, INC. | 235 South St | Macon | Bibb | 4110259 | RU-1 | [5 empty] | Removed from Ground | Gas (Historical Use) | 8000 | Bare Steel | 1968-04-17 | 1990-11-13
UNITED PARCEL SERVICE, INC. | 235 South St | Macon | Bibb | 4110259 | RU-1 | [5 empty] | Removed from Ground | Gas (Historical Use) | 8000 | Bare Steel | 1968-04-17 | 1990-11-13
UNITED PARCEL SERVICE, INC. | 235 South St | Macon | Bibb | 4110259 | RU-1 | [5 empty] | Removed from Ground | Gas (Historical Use) | 8000 | Bare Steel | 1968-04-17 | 1990-11-13
UNITED PARCEL SERVICE, INC. | 235 South St | Macon | Bibb | 4110259 | RU-1 | [5 empty] | Removed from Ground | Gas (Historical Use) | 8000 | Bare Steel | 1968-04-17 | 1990-11-13
KROGER GA-400 | 4321 HARTLEY BRIDGE RD | MACON | Bibb | 10000021 | 1B | Overfill Alarm | 2001-11-09 | FALSE | 2001-11-09 | FALSE | Currently in Use | Premium | 8000 | Fiberglass Double Walled | 2001-11-09 |  | Double-Walled Flex | Pressurized
UNITED PARCEL SERVICE, INC. | 235 South St | Macon | Bibb | 4110259 | 2 |  |  | TRUE |  | TRUE | Removed from Ground | Used Oil | 500 | Bare Steel | 1968-04-17 | 1990-11-13
UNITED PARCEL SERVICE, INC. | 235 South St | Macon | Bibb | 4110259 | 2 |  |  | TRUE |  | TRUE | Removed from Ground | Used Oil | 500 | Bare Steel | 1968-04-17 | 1990-11-13
UNITED PARCEL SERVICE, INC. | 235 South St | Macon | Bibb | 4110259 | 2 |  |  | TRUE |  | TRUE | Removed from Ground | Used Oil | 500 | Bare Steel | 1968-04-17 | 1990-11-13
UNITED PARCEL SERVICE, INC. | 235 South St | Macon | Bibb | 4110259 | 2 |  |  | TRUE |  | TRUE | Removed from Ground | Used Oil | 500 | Bare Steel | 1968-04-17 | 1990-11-13
UNITED PARCEL SERVICE, INC. | 235 South St | Macon | Bibb | 4110259 | 2 |  |  | TRUE |  | TRUE | Removed from Ground | Used Oil | 500 | Bare Steel | 1968-04-17 | 1990-11-13
UNITED PARCEL SERVICE, INC. | 235 South St | Macon | Bibb | 4110259 | 2 |  |  | TRUE |  | TRUE | Removed from Ground | Used Oil | 500 | Bare Steel | 1968-04-17 | 1990-11-13
Loves Travel Stop #698 | 1190 Frank Amerson Pkwy | Macon | Bibb | 10002673 | 2 | Flapper Valve | 2017-04-21 | FALSE | 2017-04-21 | FALSE | Currently in Use | Regular | 12000 | Fiberglass Double Walled | 2017-04-21 |  | Double-Walled Fiberglass | Pressurized
Loves Travel Stop #698 | 1190 Frank Amerson Pkwy | Macon | Bibb | 10002673 | 6 | Flapper Valve | 2017-04-21 | FALSE | 2017-04-21 | FALSE | Currently in Use | Biodiesel | 20000 | Fiberglass Double Walled | 2017-04-21 |  | Double-Walled Fiberglass | Pressurized
KROGER GA-400 | 4321 HARTLEY BRIDGE RD | MACON | Bibb | 10000021 | 2 | Overfill Alarm | 2009-07-29 | FALSE | 2009-08-07 | FALSE | Currently in Use | Diesel | 10000 | Fiberglass Double Walled | 2009-07-23 |  | Double-Walled Flex | Pressurized
CIRCLE K 2706771 | 4001 NORTHSIDE DR | MACON | Bibb | 10002713 | 3 | Flapper Valve | 2017-07-18 | FALSE | 2017-07-18 | FALSE | Currently in Use | Diesel | 12000 | Composite Double Walled | 2017-07-18 |  | Double-Walled Fiberglass | Pressurized
Loves Travel Stop #698 | 1190 Frank Amerson Pkwy | Macon | Bibb | 10002673 | 4 | Flapper Valve | 2017-04-21 | FALSE | 2017-04-21 | FALSE | Currently in Use | Diesel | 30000 | Fiberglass Double Walled | 2017-04-21 |  | Double-Walled Fiberglass | Pressurized
Loves Travel Stop #698 | 1190 Frank Amerson Pkwy | Macon | Bibb | 10002673 | 5 | Flapper Valve | 2017-04-21 | FALSE | 2017-04-21 | FALSE | Currently in Use | Diesel | 30000 | Fiberglass Double Walled | 2017-04-21 |  | Double-Walled Fiberglass | Pressurized
Bibb County Facility for Transportation | 4580 Cavalier Dr | Macon | Bibb | 10002936 | 1 | Flapper Valve | 2018-07-02 | FALSE | 2018-07-02 | FALSE | Currently in Use | Diesel | 12000 | Fiberglass Double Walled | 2018-07-02 |  | Double-Walled Flex | Pressurized
Loves Travel Stop #698 | 1190 Frank Amerson Pkwy | Macon | Bibb | 10002673 | 3 | Flapper Valve | 2017-04-21 | FALSE | 2017-04-21 | FALSE | Currently in Use | Premium | 8000 | Fiberglass Double Walled | 2017-04-21 |  | Double-Walled Fiberglass | Pressurized
CIRCLE K 2706771 | 4001 NORTHSIDE DR | MACON | Bibb | 10002713 | 2 | Flapper Valve | 2017-07-18 | FALSE | 2017-07-18 | FALSE | Currently in Use | Premium | 8000 | Composite Double Walled | 2017-07-18 |  | Double-Walled Fiberglass | Pressurized
Arkwright Rd Sunoco | 3910 Arkwright Rd | Macon | Bibb | 10002831 | 2A | Overfill Alarm | 2018-07-26 | FALSE | 2018-01-19 | FALSE | Currently in Use | Premium | 5000 | Fiberglass Double Walled | 2018-01-19 |  | Double-Walled Fiberglass | Pressurized
KROGER GA-400 | 4321 HARTLEY BRIDGE RD | MACON | Bibb | 10000021 | 1A | Overfill Alarm | 2001-11-09 | FALSE | 2001-11-09 | FALSE | Currently in Use | Regular | 16000 | Fiberglass Double Walled | 2001-11-09 |  | Double-Walled Flex | Pressurized
Arkwright Rd Sunoco | 3910 Arkwright Rd | Macon | Bibb | 10002831 | 2B | Overfill Alarm | 2018-07-26 | FALSE | 2018-01-19 | FALSE | Currently in Use | Diesel | 5000 | Fiberglass Double Walled | 2018-01-19 |  | Double-Walled Fiberglass | Pressurized
Hill Top Food Mart | 4488 Riverside Dr. | Macon | Bibb | 10002862 | 2A | Overfill Alarm | 2018-07-19 | FALSE | 2017-12-12 | FALSE | Currently in Use | Premium | 5000 | Composite Double Walled | 2017-11-03 |  | Fiberglass Reinforced Plastic | Pressurized
CIRCLE K 2706771 | 4001 NORTHSIDE DR | MACON | Bibb | 10002713 | 4 | Flapper Valve | 2017-07-18 | FALSE | 2017-07-18 | FALSE | Currently in Use | E-0 | 8000 | Composite Double Walled | 2017-07-18 |  | Double-Walled Fiberglass | Pressurized
CIRCLE K 2706771 | 4001 NORTHSIDE DR | MACON | Bibb | 10002713 | 5 | Flapper Valve | 2017-07-18 | FALSE | 2017-07-18 | FALSE | Currently in Use | Regular | 12000 | Composite Double Walled | 2017-07-18 |  | Double-Walled Fiberglass | Pressurized
Bibb County Facility for Transportation | 4580 Cavalier Dr | Macon | Bibb | 10002936 | 2 | Flapper Valve | 2018-07-02 | FALSE | 2018-07-02 | FALSE | Currently in Use | Diesel | 12000 | Fiberglass Double Walled | 2018-07-02 |  | Double-Walled Flex | Pressurized
Bibb County Facility for Transportation | 4580 Cavalier Dr | Macon | Bibb | 10002936 | 3 | Flapper Valve | 2018-07-02 | FALSE | 2018-07-02 | FALSE | Currently in Use | E-0 | 12000 | Fiberglass Double Walled | 2018-07-02 |  | Double-Walled Flex | Pressurized
Hill Top Food Mart | 4488 Riverside Dr. | Macon | Bibb | 10002862 | 1 | Overfill Alarm | 2018-07-19 | FALSE | 2017-12-12 | FALSE | Currently in Use | Regular | 15000 | Composite Double Walled | 2017-11-03 |  | Fiberglass Reinforced Plastic | Pressurized
SHELL FOOD MART | 2010 Riverside Dr | Macon | Bibb | 10002914 | 2B | Overfill Alarm | 2019-01-24 | FALSE | 2019-01-24 | FALSE | Currently in Use | Diesel | 5000 | Fiberglass Double Walled | 2019-01-10 |  | Double-Walled Fiberglass | Pressurized
SHELL FOOD MART | 2010 Riverside Dr | Macon | Bibb | 10002914 | 1 | Overfill Alarm | 2019-01-24 | FALSE | 2019-01-24 | FALSE | Currently in Use | Regular | 15000 | Fiberglass Double Walled | 2019-01-10 |  | Double-Walled Fiberglass | Pressurized
CIRCLE K 2706771 | 4001 NORTHSIDE DR | MACON | Bibb | 10002713 | 1 | Flapper Valve |  | FALSE |  | FALSE | Currently in Use | Regular | 20000 | Composite Double Walled | 2017-07-18 |  | Double-Walled Fiberglass | Pressurized
Arkwright Rd Sunoco | 3910 Arkwright Rd | Macon | Bibb | 10002831 | 1 | Overfill Alarm | 2018-07-26 | FALSE | 2018-01-19 | FALSE | Currently in Use | Regular | 20000 | Fiberglass Double Walled | 2018-01-19 |  | Double-Walled Fiberglass | Pressurized
Hill Top Food Mart | 4488 Riverside Dr. | Macon | Bibb | 10002862 | 2B | Overfill Alarm | 2018-07-19 | FALSE | 2017-12-12 | FALSE | Currently in Use | Diesel | 5000 | Composite Double Walled | 2017-11-03 |  | Fiberglass Reinforced Plastic | Pressurized
Shell Food Mart | 100 S Heron St | Macon | Bibb | 10002991 | 1A | Flapper Valve | 2019-02-01 | FALSE | 2019-02-01 | FALSE | Currently in Use | Diesel On Road | 5000 | Composite Double Walled | 2018-10-04 |  | Double-Walled Fiberglass | Pressurized
QuikTrip #1722 | 4934 Sardis Church Rd | Macon | Bibb | 10003127 | 7 | Flapper Valve | 2020-11-01 | FALSE | 2021-01-01 | FALSE | Currently in Use | Diesel | 31000 | Fiberglass Double Walled | 2020-10-28 |  | Double-Walled Fiberglass | Pressurized
QuikTrip #1722 | 4934 Sardis Church Rd | Macon | Bibb | 10003127 | 4 | Flapper Valve | 2021-01-01 | FALSE | 2020-11-01 | FALSE | Currently in Use | Premium | 20000 | Fiberglass Double Walled | 2020-10-28 |  | Double-Walled Flex | Pressurized
QuikTrip #1722 | 4934 Sardis Church Rd | Macon | Bibb | 10003127 | 5 | Flapper Valve | 2021-01-01 | FALSE | 2020-11-01 | FALSE | Currently in Use | Diesel | 18000 | Fiberglass Double Walled | 2020-10-28 |  | Double-Walled Fiberglass | Pressurized
Shell Food Mart | 100 S Heron St | Macon | Bibb | 10002991 | 1C | Flapper Valve | 2019-02-01 | FALSE | 2019-02-01 | FALSE | Currently in Use | Premium | 5000 | Composite Double Walled | 2018-10-04 |  | Double-Walled Fiberglass | Pressurized
SHELL FOOD MART | 2010 Riverside Dr | Macon | Bibb | 10002914 | 2A | Overfill Alarm | 2019-01-24 | FALSE | 2019-01-24 | FALSE | Currently in Use | Premium | 5000 | Fiberglass Double Walled | 2019-01-10 |  | Double-Walled Fiberglass | Pressurized
Shell Food Mart | 100 S Heron St | Macon | Bibb | 10002991 | 1B | Flapper Valve | 2019-02-01 | FALSE | 2019-02-01 | FALSE | Currently in Use | Regular | 15000 | Composite Double Walled | 2018-10-04 |  | Double-Walled Fiberglass | Pressurized
QuikTrip #1722 | 4934 Sardis Church Rd | Macon | Bibb | 10003127 | 6 | Flapper Valve | 2021-01-01 | FALSE | 2020-11-01 | FALSE | Currently in Use | Diesel | 31000 | Fiberglass Double Walled | 2020-10-28 |  | Double-Walled Fiberglass | Pressurized
QuikTrip #1722 | 4934 Sardis Church Rd | Macon | Bibb | 10003127 | 8 | Flapper Valve | 2020-11-01 | FALSE | 2021-01-01 | FALSE | Currently in Use | Diesel | 31000 | Fiberglass Double Walled | 2020-10-28 |  | Double-Walled Fiberglass | Pressurized
QuikTrip #1722 | 4934 Sardis Church Rd | Macon | Bibb | 10003127 | 1 | Flapper Valve | 2021-01-01 | FALSE | 2020-11-01 | FALSE | Currently in Use | Regular | 20000 | Fiberglass Double Walled | 2020-10-28 |  | Double-Walled Fiberglass | Pressurized
Macon USA Properties, LLC | 4320 Mercer University Dr | Macon | Bibb | 10003169 | 1B | Flapper Valve | 2021-03-21 | FALSE | 2021-03-21 | FALSE | Currently in Use | Premium | 4000 | Composite Double Walled | 2021-02-04 |  | Double-Walled Flex | Pressurized
QuikTrip #1722 | 4934 Sardis Church Rd | Macon | Bibb | 10003127 | 3 | Flapper Valve | 2021-01-01 | FALSE | 2020-11-01 | FALSE | Currently in Use | E-0 | 20000 | Fiberglass Double Walled | 2020-10-28 |  | Double-Walled Fiberglass | Pressurized
Lake Wildwood Shell | 6369 Thomaston Rd | Macon | Bibb | 10003149 | 1B | Overfill Alarm | 2020-05-12 | FALSE | 2020-04-21 | FALSE | Currently in Use | Premium | 5000 | Tank Jacket Double Walled | 2020-04-10 |  | Double-Walled Fiberglass | Pressurized
QuikTrip #1722 | 4934 Sardis Church Rd | Macon | Bibb | 10003127 | 2 | Flapper Valve | 2021-01-01 | FALSE | 2020-11-01 | FALSE | Currently in Use | Regular | 20000 | Fiberglass Double Walled | 2020-10-28 |  | Double-Walled Fiberglass | Pressurized
Lake Wildwood Shell | 6369 Thomaston Rd | Macon | Bibb | 10003149 | 1A | Overfill Alarm | 2020-05-12 | FALSE | 2020-04-21 | FALSE | Currently in Use | Regular | 15000 | Tank Jacket Double Walled | 2020-04-10 |  | Double-Walled Fiberglass | Pressurized
Lake Wildwood Shell | 6369 Thomaston Rd | Macon | Bibb | 10003149 | 1C | Overfill Alarm | 2020-05-12 | FALSE | 2020-04-21 | FALSE | Currently in Use | Diesel | 5000 | Tank Jacket Double Walled | 2020-04-10 |  | Double-Walled Fiberglass | Pressurized
Macon USA Properties, LLC | 4320 Mercer University Dr | Macon | Bibb | 10003169 | 1C | Flapper Valve | 2021-03-31 | FALSE | 2021-03-21 | FALSE | Currently in Use | Diesel | 4000 | Composite Double Walled | 2021-02-04 |  | Double-Walled Flex | Pressurized
Macon USA Properties, LLC | 4320 Mercer University Dr | Macon | Bibb | 10003169 | 1A | Flapper Valve | 2021-03-21 | FALSE | 2021-03-21 | FALSE | Currently in Use | Regular | 12000 | Composite Double Walled | 2021-02-04 |  | Double-Walled Flex | Pressurized
BP | 4977 MT PLEASANT RD | MACON | Bibb | 10003201 | 2C | Overfill Alarm | 2021-11-30 | FALSE | 2021-11-24 | FALSE | Currently in Use | Regular | 4000 | Composite Double Walled | 2021-11-23 |  | Double-Walled Fiberglass | Pressurized
BP | 4977 MT PLEASANT RD | MACON | Bibb | 10003201 | 1 | Overfill Alarm | 2021-11-30 | FALSE | 2021-11-24 | FALSE | Currently in Use | Regular | 12000 | Composite Double Walled | 2021-11-23 |  | Double-Walled Fiberglass | Pressurized
BP | 4977 MT PLEASANT RD | MACON | Bibb | 10003201 | 2A | Overfill Alarm | 2021-11-30 | FALSE | 2021-11-24 | FALSE | Currently in Use | Premium | 4000 | Composite Double Walled | 2021-11-23 |  | Double-Walled Fiberglass | Pressurized
BP | 4977 MT PLEASANT RD | MACON | Bibb | 10003201 | 2B | Overfill Alarm | 2021-11-30 | FALSE | 2021-11-24 | FALSE | Currently in Use | Diesel | 4000 | Composite Double Walled | 2021-11-23 |  | Double-Walled Fiberglass | Pressurized
UNITED PARCEL SERVICE, INC. | 235 South St | Macon | Bibb | 4110259 | 3 | Flapper Valve | 1990-11-20 | FALSE | 1990-11-20 | FALSE | Currently in Use | Gas (Historical Use) | 10000 | Fiberglass | 1995-11-13 |  | Fiberglass Reinforced Plastic | Pressurized
UNITED PARCEL SERVICE, INC. | 235 South St | Macon | Bibb | 4110259 | 3 | Flapper Valve | 1990-11-20 | FALSE | 1990-11-20 | FALSE | Currently in Use | Gas (Historical Use) | 10000 | Fiberglass | 1995-11-13 |  | Fiberglass Reinforced Plastic | Pressurized
UNITED PARCEL SERVICE, INC. | 235 South St | Macon | Bibb | 4110259 | 3 | Flapper Valve | 1990-11-20 | FALSE | 1990-11-20 | FALSE | Currently in Use | Gas (Historical Use) | 10000 | Fiberglass | 1995-11-13 |  | Fiberglass Reinforced Plastic | Pressurized
UNITED PARCEL SERVICE, INC. | 235 South St | Macon | Bibb | 4110259 | 3 | Flapper Valve | 1990-11-20 | FALSE | 1990-11-20 | FALSE | Currently in Use | Gas (Historical Use) | 10000 | Fiberglass | 1995-11-13 |  | Fiberglass Reinforced Plastic | Pressurized
UNITED PARCEL SERVICE, INC. | 235 South St | Macon | Bibb | 4110259 | 3 | Flapper Valve | 1990-11-20 | FALSE | 1990-11-20 | FALSE | Currently in Use | Gas (Historical Use) | 10000 | Fiberglass | 1995-11-13 |  | Fiberglass Reinforced Plastic | Pressurized
UNITED PARCEL SERVICE, INC. | 235 South St | Macon | Bibb | 4110259 | 3 | Flapper Valve | 1990-11-20 | FALSE | 1990-11-20 | FALSE | Currently in Use | Gas (Historical Use) | 10000 | Fiberglass | 1995-11-13 |  | Fiberglass Reinforced Plastic | Pressurized
ASH STREET BAIT & TACKLE | 702 ASH ST | COCHRAN | Bleckley | 120033 | 1 | [5 empty] | Removed from Ground | Gas (Historical Use) | 1000 | Bare Steel | 1984-05-08 | 1998-06-09 | Galvanized Steel
BLECKLEY CO BOARD OF EDUCATION | 590 DUBLIN HWY 26 | COCHRAN | Bleckley | 4120001 | 3 | Flapper Valve | 1998-06-01 | FALSE | 1998-06-01 | FALSE | Currently in Use | E-10 | 4000 | Composite | 1998-07-16 |  | Fiberglass Reinforced Plastic | Safe Suction (Euro)
COCHRAN BAIT & TACKLE | 182 NE SECOND ST | COCHRAN | Bleckley | 120036 | 3 |  | 1998-12-27 |  | 1998-12-27 |  | Currently in Use | Gas (Historical Use) | 4000 | Steel-Impressed Current | 1983-05-09 |  | Bare Steel | Pressurized
CROSSROAD I | 543 GA HWY 126 | COCHRAN | Bleckley | 120037 | 3 | Flapper Valve | 1999-01-04 | FALSE | 1999-01-04 | FALSE | Currently in Use | E-10 | 6000 | Steel-Impressed Current | 1981-05-09 |  |  | Pressurized
RICHARD L SMITH | RTE 2 | COCHRAN | Bleckley | 120038 | 1 | [5 empty] | Removed from Ground | Gas (Historical Use) | 1000 | Bare Steel | 1971-05-12 | 1998-06-01 | Unknown
ENVIROMENTAL OFFICE/MIDDLE GEORG | 1100 SECOND ST SE | COCHRAN | Bleckley | 4120003 | 3 | [5 empty] | Removed from Ground | Other | 3000 | Bare Steel | 1956-01-15 | 2000-02-29 | Not Marked | Safe Suction (Euro)
RAY JARRELL SVC STA | MACON HWY | COCHRAN | Bleckley | 4120020 | 2 | [5 empty] | Removed from Ground | Gas (Historical Use) | 1000 | Bare Steel | 1976-05-04 | 1899-12-31 | Galvanized Steel
ENVIROMENTAL OFFICE/MIDDLE GEORG | 1100 SECOND ST SE | COCHRAN | Bleckley | 4120003 | 2 | [5 empty] | Removed from Ground | Other | 4010 | Bare Steel | 1971-01-16 | 1997-12-02 | Not Marked | Safe Suction (Euro)
ENVIROMENTAL OFFICE/MIDDLE GEORG | 1100 SECOND ST SE | COCHRAN | Bleckley | 4120003 | 8 | [5 empty] | Removed from Ground | Gas (Historical Use) | 0 | Bare Steel | 1948-01-16 | 2000-03-23 | Not Marked | Safe Suction (Euro)
GA FC/BLECKLEY CO UNIT | GA HWY 26/2.5 MI NE OF COCHRAN | COCHRAN | Bleckley | 4120007 | 214930 |  | 1993-09-30 |  | 1993-09-30 |  | Removed from Ground | Gas (Historical Use) | 1000 | Galvanic (STIP-3) | 1993-09-30 | 2008-04-17 | Cathodically Protected | Safe Suction (Euro)
JRS JUNCTION | RTE 4/129 AT RTE 112 | COCHRAN | Bleckley | 120035 | 3 |  | 1999-01-11 |  | 1999-01-11 |  | Currently in Use | Gas (Historical Use) | 8200 | Steel-Impressed Current | 1986-01-01 |  | Bare Steel | Pressurized
ENVIROMENTAL OFFICE/MIDDLE GEORG | 1100 SECOND ST SE | COCHRAN | Bleckley | 4120003 | 1 | [5 empty] | Removed from Ground | Other | 20024 | Bare Steel | 1956-01-16 | 2000-03-29 | Not Marked | Safe Suction (Euro)
COCHRAN AIR SERVICE INC | AIRPORT RD | COCHRAN | Bleckley | 4120006 | 1 | [5 empty] | Removed from Ground | Gas (Historical Use) | 10000 | Bare Steel | 1980-04-16 | 1998-04-01 | Galvanized Steel
BLECKLEY COUNTY COMMISSIONERS | BEECH ST | COCHRAN | Bleckley | 120029 | 2 | Flapper Valve | 1997-10-30 | FALSE | 1997-10-30 | FALSE | Currently in Use | Diesel | 4000 | Steel-Impressed Current | 1985-05-20 |  |  | Safe Suction (Euro)
CROSSROAD I | 543 GA HWY 126 | COCHRAN | Bleckley | 120037 | 5 | Flapper Valve | 1999-01-04 | FALSE | 1999-01-04 | FALSE | Currently in Use | E-10 | 6000 | Steel-Impressed Current | 1981-01-01 |  |  | Pressurized
CROSSROAD I | 543 GA HWY 126 | COCHRAN | Bleckley | 120037 | 4 | Flapper Valve | 1999-01-04 | FALSE | 1999-01-04 | FALSE | Currently in Use | E-10 | 6000 | Steel-Impressed Current | 1981-01-01 |  |  | Pressurized
GA FC/BLECKLEY CO UNIT | GA HWY 26/2.5 MI NE OF COCHRAN | COCHRAN | Bleckley | 4120007 | 214932 |  | 1993-09-30 |  | 1993-09-30 |  | Removed from Ground | Diesel | 1000 | Galvanic (STIP-3) | 1993-09-30 | 2008-04-17 | Cathodically Protected | Safe Suction (Euro)
RAY JARRELL SVC STA | MACON HWY | COCHRAN | Bleckley | 4120020 | 1 | [5 empty] | Removed from Ground | Gas (Historical Use) | 1000 | Bare Steel | 1976-05-04 | 1899-12-31 | Galvanized Steel
QUIK STOP FOOD & FUEL | 170 W DYKES ST | COCHRAN | Bleckley | 4120022 | 3 | [5 empty] | Removed from Ground | Gas (Historical Use) | 1000 | Bare Steel | 1982-05-04 | 1989-06-01 | Galvanized Steel | Suction (American)
F W ROGIER | GA HWY 112 @ CARY COMMUNITY | COCHRAN | Bleckley | 4120023 | 2 | [5 empty] | Removed from Ground | Gas (Historical Use) | 2000 | Bare Steel | 1983-05-05 | 1993-10-01 | Galvanized Steel
ENVIROMENTAL OFFICE/MIDDLE GEORG | 1100 SECOND ST SE | COCHRAN | Bleckley | 4120003 | 4 | [5 empty] | Removed from Ground | Other | 5044 | Bare Steel | 1969-01-15 | 2000-02-29 | Not Marked | Safe Suction (Euro)
ENVIROMENTAL OFFICE/MIDDLE GEORG | 1100 SECOND ST SE | COCHRAN | Bleckley | 4120003 | 7 | [5 empty] | Removed from Ground | Gas (Historical Use) | 2025 | Bare Steel | 1975-01-16 | 2000-04-06 | Not Marked | Suction (American)
GA FC/BLECKLEY CO UNIT | GA HWY 26/2.5 MI NE OF COCHRAN | COCHRAN | Bleckley | 4120007 | 2 | [5 empty] | Removed from Ground | Diesel | 560 | Bare Steel | 1980-12-24 | 1993-09-29 | Galvanized Steel | Safe Suction (Euro)
CROSSROADS #5 | 342 N 2ND ST | COCHRAN | Bleckley | 4120021 | 3 | [5 empty] | Removed from Ground | Gas (Historical Use) | 2000 | Bare Steel | 1979-05-05 | 1998-07-15 | Galvanized Steel | Suction (American)
HAROLD SANDERS FARM LOGGING | RT 1 DANVILLE RD | COCHRAN | Bleckley | 4120015 | 1 | [5 empty] | Removed from Ground | Diesel | 2000 | Bare Steel | 1982-05-06 | 1991-03-02 | Galvanized Steel
EARLS SERVICE CENTER | 101 N 2ND ST | COCHRAN | Bleckley | 10000831 | 3 |  |  | FALSE |  | FALSE | Removed from Ground | Not Marked | 0 | Bare Steel | 2005-02-18 | 2005-03-08 | Bare Steel
CITY BARN | 705 ASH ST | COCHRAN | Bleckley | 9012015 | DIESEL | [5 empty] | Removed from Ground | Diesel | 1060 | Bare Steel | 1981-01-01 | 1997-11-18 | Not Marked | Safe Suction (Euro)
S&P QUICK STOP | 386 HIGHWAY 26 E | COCHRAN | Bleckley | 9012018 | 8 | Flapper Valve | 1995-04-01 | FALSE | 1995-04-01 | FALSE | Currently in Use | Diesel On Road | 5000 | Galvanic (STIP-3)/Sacrificial Anodes | 1991-05-01 |  | Steel/Sacrificial Anodes | Pressurized
S&P QUICK STOP | 386 HIGHWAY 26 E | COCHRAN | Bleckley | 9012018 | 2 | Flapper Valve | 1998-07-01 | FALSE | 1998-07-01 | FALSE | Currently in Use | Diesel On Road | 6000 | Galvanic (STIP-3)/Sacrificial Anodes | 1991-05-01 |  | Fiberglass Reinforced Plastic | Pressurized
S&P QUICK STOP | 386 HIGHWAY 26 E | COCHRAN | Bleckley | 9012018 | 9 | Flapper Valve | 2007-01-11 | FALSE | 2007-01-11 | FALSE | Currently in Use | E-10 | 10000 | Galvanic (STIP-3)/Sacrificial Anodes | 2007-01-11 |  | Fiberglass Reinforced Plastic | Pressurized
205 E DYKES ST | 205 E DYKES ST | COCHRAN | Bleckley | 9012011 | 1 |  |  | FALSE |  | FALSE | Removed from Ground | Gas (Historical Use) | 4000 | Bare Steel | 1986-01-01 | 1998-09-01 | Galvanized Steel | Suction (American)
Circle K 2745070 | 148 NE DYKES STREET | COCHRAN | Bleckley | 9012003 | 1 | [5 empty] | Removed from Ground | Gas (Historical Use) | 6000 | Bare Steel | 1982-01-01 | 1993-12-30 | Galvanized Steel | Pressurized
COCHRAN BAIT & TACKLE | 182 NE SECOND ST | COCHRAN | Bleckley | 120036 | 4 |  | 1998-12-27 |  | 1998-12-27 |  | Currently in Use | Diesel | 4000 | Steel-Impressed Current | 1983-05-09 |  | Bare Steel | Pressurized
BLECKLEY CO BOARD OF EDUCATION | 590 DUBLIN HWY 26 | COCHRAN | Bleckley | 4120001 | 1 | [5 empty] | Removed from Ground | Diesel | 8200 | Bare Steel | 1962-01-24 | 1998-05-01 | Galvanized Steel | Suction (American)
CROSSROADS #5 | 342 N 2ND ST | COCHRAN | Bleckley | 4120021 | 5B | Flapper Valve | 1998-07-18 | FALSE | 1998-07-18 | FALSE | Temporarily out of use | E-10 | 3000 | Steel-Impressed Current | 2001-03-27 |  |  | Suction (American)
QUIK STOP FOOD & FUEL | 170 W DYKES ST | COCHRAN | Bleckley | 4120022 | 6A |  | 1989-07-01 | FALSE | 1989-07-01 | FALSE | Currently in Use | Gas (Historical Use) | 5000 | Galvanic (STIP-3) | 1989-07-01 |  | Fiberglass Reinforced Plastic | Safe Suction (Euro)
QUIK STOP FOOD & FUEL | 170 W DYKES ST | COCHRAN | Bleckley | 4120022 | 6B |  | 1989-07-01 | FALSE | 1989-07-01 | FALSE | Currently in Use | Gas (Historical Use) | 3000 | Galvanic (STIP-3) | 1989-07-01 |  | Fiberglass Reinforced Plastic | Safe Suction (Euro)
SERVICE STATION | 101 North Second Street | COCHRAN | Bleckley | 4120025 | 3 |  | 1998-06-01 |  | 1998-06-01 |  | Temporarily out of use | Gas (Historical Use) | 10000 | Steel-Impressed Current | 1978-05-06 |  | Cathodically Protected | Pressurized
205 E DYKES ST | 205 E DYKES ST | COCHRAN | Bleckley | 9012011 | 3 |  |  | FALSE |  | FALSE | Removed from Ground | Gas (Historical Use) | 3000 | Bare Steel | 1986-01-01 | 1998-09-01 | Galvanized Steel | Suction (American)
CROSSROAD I | 543 GA HWY 126 | COCHRAN | Bleckley | 120037 | 1 |  | 2010-01-11 | FALSE | 2010-05-25 | FALSE | Temporarily out of use | Empty | 1000 | Bare Steel | 1981-05-09 |  | Galvanized Steel | Suction (American)
ENVIROMENTAL OFFICE/MIDDLE GEORG | 1100 SECOND ST SE | COCHRAN | Bleckley | 4120003 | 5 | [5 empty] | Removed from Ground | Other | 2500 | Bare Steel | 1965-01-15 | 2000-03-07 | Not Marked | Safe Suction (Euro)
BLECKLEY COUNTY COMMISSIONERS | BEECH ST | COCHRAN | Bleckley | 120029 | 1 | Flapper Valve | 1997-10-30 | FALSE | 1997-10-30 | FALSE | Currently in Use | Diesel | 6000 | Steel-Impressed Current | 1985-05-20 |  |  | Safe Suction (Euro)
COCHRAN AIR SERVICE INC | AIRPORT RD | COCHRAN | Bleckley | 4120006 | 3 | [5 empty] | Removed from Ground | Diesel | 2000 | Bare Steel | 1976-04-16 | 1998-04-01 | Galvanized Steel
RICHARD L SMITH | RTE 2 | COCHRAN | Bleckley | 120038 | 2 | [5 empty] | Removed from Ground | Gas (Historical Use) | 1000 | Bare Steel | 1972-05-11 | 1998-06-01 | Unknown
GA DOT #10257/COCHRAN MAINT HQ | 1108 BEECH ST | COCHRAN | Bleckley | 4120009 | 10257-2 | [5 empty] | Removed from Ground | Diesel | 500 | Bare Steel | 1960-12-23 | 1987-01-01 | Unknown
CROSSROADS #5 | 342 N 2ND ST | COCHRAN | Bleckley | 4120021 | 4 | Flapper Valve | 1998-07-18 | FALSE | 1998-07-18 | FALSE | Temporarily out of use | E-10 | 6000 | Steel-Impressed Current | 1998-07-18 |  | Steel (Impressed Current) | Suction (American)
QUIK STOP FOOD & FUEL | 170 W DYKES ST | COCHRAN | Bleckley | 4120022 | 2 | [5 empty] | Removed from Ground | Gas (Historical Use) | 6000 | Bare Steel | 1982-05-04 | 1998-08-17 | Galvanized Steel | Suction (American)
EARLS SERVICE CENTER | 101 N 2ND ST | COCHRAN | Bleckley | 10000831 | 5 |  |  | FALSE |  | FALSE | Removed from Ground | Not Marked | 0 | Bare Steel | 2005-02-18 | 2005-03-08 | Bare Steel
COCHRAN BAIT & TACKLE | 182 NE SECOND ST | COCHRAN | Bleckley | 120036 | 1 |  | 1998-12-27 |  | 1998-12-27 |  | Currently in Use | Gas (Historical Use) | 10000 | Steel-Impressed Current | 1983-05-09 |  | Bare Steel | Pressurized
JERRY DYKES FARM | CENTENNARY RD | COCHRAN | Bleckley | 120034 | 1 | [5 empty] | Permanently Out Of Use | Gas (Historical Use) | 3000 | Bare Steel | 1983-05-09 | 1996-01-01 | Galvanized Steel | Safe Suction (Euro)
JRS JUNCTION | RTE 4/129 AT RTE 112 | COCHRAN | Bleckley | 120035 | 1 |  | 1999-01-11 |  | 1999-01-11 |  | Currently in Use | Gas (Historical Use) | 4000 | Steel-Impressed Current | 1986-01-01 |  | Bare Steel | Pressurized
BLECKLEY CO BOARD OF EDUCATION | 590 DUBLIN HWY 26 | COCHRAN | Bleckley | 4120001 | 2 | Flapper Valve | 1998-06-01 | FALSE | 1998-06-01 | FALSE | Currently in Use | Diesel | 8000 | Composite | 1998-07-16 |  | Fiberglass Reinforced Plastic | Safe Suction (Euro)
FRAZIER ZMART | RT 5 BOX 363 HWY 23 & HWY 257 | COCHRAN | Bleckley | 4120019 | 4 | [5 empty] | Removed from Ground | Diesel | 2000 | Bare Steel | 1976-03-11 | 1996-12-18 | Galvanized Steel | Suction (American)
HAROLD SANDERS FARM LOGGING | RT 1 DANVILLE RD | COCHRAN | Bleckley | 4120015 | 2 | [5 empty] | Removed from Ground | Gas (Historical Use) | 1000 | Not Marked/Unknown | 1991-03-02 | 1991-03-02 | Not Marked
CROSSROAD II | 226 LUCAS RD | COCHRAN | Bleckley | 9012013 | 2 |  | 1994-04-25 |  | 1994-04-25 |  | Currently in Use | Gas (Historical Use) | 8000 | Composite | 1994-04-25 |  | Double Walled | Pressurized
BEE-LINE AMOCO | 208 SECOND STREET | COCHRAN | Bleckley | 9012012 | 4 | [5 empty] | Removed from Ground | Diesel | 1000 | Bare Steel | 1997-11-01 | 1997-11-01 | Galvanized Steel | Suction (American)
MR C #3 | RT 3 EAST DYKES STREET | COCHRAN | Bleckley | 4120017 | 2 | [5 empty] | Removed from Ground | Gas (Historical Use) | 6000 | Bare Steel | 1981-03-11 | 1993-12-30 | Galvanized Steel
Circle K 2745074 | 303 SE SECOND ST | COCHRAN | Bleckley | 4120018 | 4 |  | 1990-01-15 | FALSE | 1990-01-15 | FALSE | Currently in Use | Gas (Historical Use) | 8200 | Composite | 1990-01-15 |  | Double-Walled Flex | Pressurized
Circle K 2745074 | 303 SE SECOND ST | COCHRAN | Bleckley | 4120018 | 5 |  | 1990-01-15 | FALSE | 1990-01-15 | FALSE | Currently in Use | Gas (Historical Use) | 8200 | Composite | 1990-01-15 |  | Double-Walled Flex | Pressurized
205 E DYKES ST | 205 E DYKES ST | COCHRAN | Bleckley | 9012011 | 4 |  | 1998-09-30 | FALSE | 1998-09-30 | FALSE | Temporarily out of use | Gas (Historical Use) | 4000 | Epoxy | 1998-09-30 |  | Fiberglass Reinforced Plastic | Suction (American)
205 E DYKES ST | 205 E DYKES ST | COCHRAN | Bleckley | 9012011 | 5 |  | 1998-09-30 | FALSE | 1998-09-30 | FALSE | Temporarily out of use | Gas (Historical Use) | 4000 | Epoxy | 1998-09-30 |  | Fiberglass Reinforced Plastic | Suction (American)
Circle K 2745070 | 148 NE DYKES STREET | COCHRAN | Bleckley | 9012003 | 2-A | Flapper Valve | 1997-09-11 | FALSE | 1990-03-08 | FALSE | Currently in Use | Gas (Historical Use) | 8000 | Galvanic (STIP-3) | 1990-03-08 |  | Fiberglass Reinforced Plastic | Pressurized
JRS JUNCTION | RTE 4/129 AT RTE 112 | COCHRAN | Bleckley | 120035 | 2 |  | 1999-01-11 |  | 1999-01-11 |  | Currently in Use | Gas (Historical Use) | 8200 | Steel-Impressed Current | 1986-01-01 |  | Bare Steel | Pressurized
COCHRAN AIR SERVICE INC | AIRPORT RD | COCHRAN | Bleckley | 4120006 | 2 | [5 empty] | Removed from Ground | Diesel | 2000 | Bare Steel | 1976-04-16 | 1998-04-01 | Galvanized Steel
GA FC/BLECKLEY CO UNIT | GA HWY 26/2.5 MI NE OF COCHRAN | COCHRAN | Bleckley | 4120007 | 1 | [5 empty] | Removed from Ground | Gas (Historical Use) | 2000 | Bare Steel | 1980-12-24 | 1993-09-29 | Galvanized Steel | Safe Suction (Euro)
COCHRAN BAIT & TACKLE | 182 NE SECOND ST | COCHRAN | Bleckley | 120036 | 2 |  | 1998-12-27 |  | 1998-12-27 |  | Currently in Use | Gas (Historical Use) | 8000 | Steel-Impressed Current | 1983-05-09 |  | Bare Steel | Pressurized
TALMADGE PIPKIN | RT 1 | COCHRAN | Bleckley | 120031 | 1 | [5 empty] | Removed from Ground | Diesel | 4000 | Bare Steel | 1982-05-09 | 1988-01-01 | Galvanized Steel
GA DOT #10257/COCHRAN MAINT HQ | 1108 BEECH ST | COCHRAN | Bleckley | 4120009 | 10257-1 | [5 empty] | Removed from Ground | Gas (Historical Use) | 1000 | Bare Steel | 1960-12-23 | 1987-01-01 | Unknown
GA DOT #10257/COCHRAN MAINT HQ | 1108 BEECH ST | COCHRAN | Bleckley | 4120009 | 257D1 | [5 empty] | Removed from Ground | Diesel | 2000 | Cathodically Protected Steel | 1987-01-01 | 2001-08-23 | Galvanized Steel | Suction (American)
FRAZIER ZMART | RT 5 BOX 363 HWY 23 & HWY 257 | COCHRAN | Bleckley | 4120019 | 1 | [5 empty] | Removed from Ground | Gas (Historical Use) | 6000 | Bare Steel | 1976-03-11 | 1996-12-18 | Galvanized Steel | Safe Suction (Euro)
CROSSROADS #5 | 342 N 2ND ST | COCHRAN | Bleckley | 4120021 | 1 | [5 empty] | Removed from Ground | Gas (Historical Use) | 4000 | Bare Steel | 1979-05-05 | 1998-07-15 | Galvanized Steel | Suction (American)
PURSER OIL COMPANY INC | 2 ND ST | COCHRAN | Bleckley | 4120011 | 2AST | [5 empty] | Currently in Use | Diesel | 3000 | Bare Steel | 1982-04-04 |  | Galvanized Steel
BLECKLEY MEMORIAL HOSPITAL | 408 PEACOCK ST | COCHRAN | Bleckley | 4120005 | 2 | [5 empty] | Removed from Ground | Gas (Historical Use) | 500 | Bare Steel |  | 1899-12-31 | Galvanized Steel
EARLS SERVICE CENTER | 101 N 2ND ST | COCHRAN | Bleckley | 10000831 | 1 |  |  | FALSE |  | FALSE | Removed from Ground | Not Marked | 0 | Bare Steel | 2005-02-18 | 2005-03-08 | Bare Steel
Circle K 2745074 | 303 SE SECOND ST | COCHRAN | Bleckley | 4120018 | 6 |  | 1990-01-15 | FALSE | 1990-01-15 | FALSE | Currently in Use | Gas (Historical Use) | 8200 | Composite | 1990-01-15 |  | Double-Walled Flex | Pressurized
QUIK STOP FOOD & FUEL | 170 W DYKES ST | COCHRAN | Bleckley | 4120022 | 5 |  | 1989-07-01 | FALSE | 1989-07-01 | FALSE | Currently in Use | Gas (Historical Use) | 3000 | Galvanic (STIP-3) | 1989-07-01 |  | Fiberglass Reinforced Plastic | Safe Suction (Euro)
QUIK STOP FOOD & FUEL | 170 W DYKES ST | COCHRAN | Bleckley | 4120022 | 4 | [5 empty] | Removed from Ground | Gas (Historical Use) | 1000 | Bare Steel | 1982-05-04 | 1989-06-01 | Galvanized Steel
F W ROGIER | GA HWY 112 @ CARY COMMUNITY | COCHRAN | Bleckley | 4120023 | 1 | [5 empty] | Removed from Ground | Gas (Historical Use) | 3000 | Bare Steel | 1983-05-05 | 1993-10-01 | Galvanized Steel
GOLD KIST STORE | DOHL ST | COCHRAN | Bleckley | 4120026 | 1 | [5 empty] | Removed from Ground | Gas (Historical Use) | 2000 | Bare Steel | 1978-05-01 | 1990-06-25 | Galvanized Steel
J E PERRY FARMS INC | RTE 1 BOX 1755 GA HWY 26 | COCHRAN | Bleckley | 4120012 | 1 | [5 empty] | Currently in Use | Diesel | 1000 | Bare Steel | 1976-04-26 |  | Unknown
OLD EAST SIDE GROCERY | EAST DYKES ST | COCHRAN | Bleckley | 4120014 | 3 | [5 empty] | Removed from Ground | Gas (Historical Use) | 2000 | Bare Steel | 1980-05-06 | 1987-02-01 | Galvanized Steel
BLECKLEY MEMORIAL HOSPITAL | 408 PEACOCK ST | COCHRAN | Bleckley | 4120005 | 1 |  |  | FALSE |  | FALSE | Removed from Ground | Diesel | 8000 | Unknown | 2004-03-01 | 2004-03-01 | Unknown
OLD EAST SIDE GROCERY | EAST DYKES ST | COCHRAN | Bleckley | 4120014 | 2 | [5 empty] | Removed from Ground | Gas (Historical Use) | 1000 | Bare Steel | 1976-05-06 | 1987-02-01 | Galvanized Steel
ARROWHEAD SEED ORCHARD | 214 Ocmulgee PFA RD | COCHRAN | Bleckley | 9012014 | 2 | Flapper Valve | 2004-07-15 | FALSE | 2004-07-15 | FALSE | Currently in Use | Diesel | 2500 | Fiberglass Double Walled | 2004-07-15 |  | Fiberglass Reinforced Plastic | Safe Suction (Euro)
EARLS SERVICE CENTER | 101 N 2ND ST | COCHRAN | Bleckley | 10000831 | 4 |  |  | FALSE |  | FALSE | Removed from Ground | Not Marked | 0 | Bare Steel | 2005-02-18 | 2005-03-08 | Bare Steel
EARLS SERVICE CENTER | 101 N 2ND ST | COCHRAN | Bleckley | 10000831 | 7 |  |  | FALSE |  | FALSE | Removed from Ground | Not Marked/Tank Removed | 1150 | Unknown | 2005-03-09 | 2005-03-09
ARROWHEAD SEED ORCHARD | 214 Ocmulgee PFA RD | COCHRAN | Bleckley | 9012014 | 221768 |  | 1994-11-23 |  | 1994-11-23 |  | Removed from Ground | Diesel | 1000 | Cathodically Protected Steel | 1994-11-23 | 2004-08-01 | Cathodically Protected | Safe Suction (Euro)
CROSSROAD III | 104 JESSUP STREET | COCHRAN | Bleckley | 9012021 | 1 | Flapper Valve | 1999-12-16 | FALSE | 1999-12-16 | FALSE | Currently in Use | Premium | 10000 | Epoxy | 1999-12-16 |  | Double-Walled Flex | Pressurized
Circle K 2745070 | 148 NE DYKES STREET | COCHRAN | Bleckley | 9012003 | 2 | [5 empty] | Removed from Ground | Gas (Historical Use) | 6000 | Bare Steel | 1982-01-01 | 1993-12-30 | Galvanized Steel | Pressurized
City of Cochran UST | 134 1st Street | COCHRAN | Bleckley | 120030 | 1 |  | 1997-10-30 | FALSE | 1997-10-30 | FALSE | Temporarily out of use | Gas (Historical Use) | 2000 | Steel-Impressed Current | 1987-01-01 |  |  | Safe Suction (Euro)
CROSSROAD I | 543 GA HWY 126 | COCHRAN | Bleckley | 120037 | 2 | Flapper Valve | 1999-01-04 | FALSE | 1999-01-04 | FALSE | Currently in Use | Diesel | 1000 | Steel-Impressed Current | 1981-05-09 |  |  | Safe Suction (Euro)
Circle K 2745074 | 303 SE SECOND ST | COCHRAN | Bleckley | 4120018 | 1 | [5 empty] | Removed from Ground | Gas (Historical Use) | 15000 | Bare Steel | 1973-01-01 | 1990-01-10 | Galvanized Steel
S&P QUICK STOP | 386 HIGHWAY 26 E | COCHRAN | Bleckley | 9012018 | 3 |  | 1998-07-01 | FALSE | 1998-07-01 | FALSE | Currently in Use | Premium | 6000 | Galvanic (STIP-3)/Sacrificial Anodes | 1991-05-01 |  | Fiberglass Reinforced Plastic | Pressurized
BEE-LINE AMOCO | 208 SECOND STREET | COCHRAN | Bleckley | 9012012 | 2 | [5 empty] | Removed from Ground | Gas (Historical Use) | 4000 | Bare Steel | 1997-11-01 | 1997-11-01 | Galvanized Steel | Suction (American)
RODDY MINIT MART | HWY 257 & RODDY RD | COCHRAN | Bleckley | 9012019 | 2A | Ball Float | 1999-02-26 | FALSE | 1999-02-26 | FALSE | Temporarily out of use | Diesel | 4000 | Fiberglass | 1999-02-22 |  | Double-Walled Fiberglass | Pressurized
PERRYS AT GOLDSBORO | RT 1 HWY 26 | COCHRAN | Bleckley | 9012020 | 1 |  | 1999-08-15 |  | 1999-08-15 |  | Temporarily out of use | Gas (Historical Use) | 10000 | Epoxy | 1999-08-15 |  | Fiberglass Reinforced Plastic | Pressurized
SANDHILL GROCERY | 686 GA 87 S | COCHRAN | Bleckley | 9012004 | 3 | Flapper Valve | 1999-01-08 | FALSE | 1999-01-08 | FALSE | Currently in Use | E-10 | 8000 | Steel-Impressed Current | 1986-01-01 |  | Steel (Impressed Current) | Pressurized
J E PERRY FARMS INC | RTE 1 BOX 1755 GA HWY 26 | COCHRAN | Bleckley | 4120012 | 2 | [5 empty] | Currently in Use | Gas (Historical Use) | 1000 | Bare Steel | 1976-04-26 |  | Unknown
ARROWHEAD SEED ORCHARD | 214 Ocmulgee PFA RD | COCHRAN | Bleckley | 9012014 | 221773 |  | 1994-11-23 |  | 1994-11-23 |  | Removed from Ground | Gas (Historical Use) | 1000 | Cathodically Protected Steel | 1994-11-23 | 2004-08-01 | Cathodically Protected | Safe Suction (Euro)
CITY BARN | 705 ASH ST | COCHRAN | Bleckley | 9012015 | GASOLINE | [5 empty] | Removed from Ground | Gas (Historical Use) | 1060 | Bare Steel | 1981-01-01 | 1997-11-18 | Not Marked | Safe Suction (Euro)
BEE-LINE AMOCO | 208 SECOND STREET | COCHRAN | Bleckley | 9012012 | 3 | [5 empty] | Removed from Ground | Diesel | 1000 | Bare Steel | 1997-11-01 | 1997-11-01 | Galvanized Steel | Suction (American)
SANDHILL GROCERY | 686 GA 87 S | COCHRAN | Bleckley | 9012004 | 1 | Flapper Valve | 1999-01-08 | FALSE | 1999-01-08 | FALSE | Currently in Use | Diesel | 5000 | Steel-Impressed Current | 1986-01-01 |  | Steel (Impressed Current) | Pressurized
SKIP'S PLACE | RT 1 CHESTER | COCHRAN | Bleckley | 120032 | 1 | [5 empty] | Permanently Out of Use - historical purposes | Gas (Historical Use) | 500 | Bare Steel | 1983-05-09 | 1899-12-31 | Galvanized Steel
CARY CONVENIENCE STORE | 1394 HWY 112 | COCHRAN | Bleckley | 4120080 | 1 |  |  | FALSE |  | FALSE | Removed from Ground | Gas (Historical Use) | 10000 | Bare Steel | 1981-04-07 | 1985-12-01 | Galvanized Steel | Suction (American)
CITY BARN | 705 ASH ST | COCHRAN | Bleckley | 9012015 | 2B |  | 1998-06-01 |  | 1998-06-01 |  | Temporarily out of use | Gas (Historical Use) | 6000 | Tank Jacket | 1998-06-01 |  | Double Walled | Pressurized
CROSSROAD II | 226 LUCAS RD | COCHRAN | Bleckley | 9012013 | 1 |  | 1995-04-25 |  | 1995-04-25 |  | Currently in Use | Gas (Historical Use) | 10000 | Composite | 1994-04-25 |  | Double Walled | Pressurized
COCHRAN 487 LLC | 487 GA HWY 87 S | COCHRAN | Bleckley | 9012022 | 1 | Flapper Valve | 2000-05-17 | FALSE | 2000-05-17 | FALSE | Temporarily out of use | E-10 | 10000 | Epoxy | 2000-05-17 |  | Double-Walled Flex | Pressurized
T&W SERVICES INC | 123 SECOND ST | COCHRAN | Bleckley | 9012001 | 2 | [5 empty] | Temporarily out of use | Empty | 2000 | Bare Steel | 1976-01-01 |  | Galvanized Steel | Suction (American)
SANDHILL GROCERY | 686 GA 87 S | COCHRAN | Bleckley | 9012004 | 2 | Flapper Valve | 1999-01-08 | FALSE | 1999-01-08 | FALSE | Currently in Use | E-10 | 8000 | Steel-Impressed Current | 1986-01-01 |  | Steel (Impressed Current) | Pressurized
Circle K 2745074 | 303 SE SECOND ST | COCHRAN | Bleckley | 4120018 | 2 | [5 empty] | Removed from Ground | Gas (Historical Use) | 4000 | Bare Steel | 1973-01-01 | 1990-01-10 | Galvanized Steel
FRAZIER ZMART | RT 5 BOX 363 HWY 23 & HWY 257 | COCHRAN | Bleckley | 4120019 | 2 | [5 empty] | Removed from Ground | Gas (Historical Use) | 3000 | Bare Steel | 1976-03-11 | 1996-12-18 | Galvanized Steel | Safe Suction (Euro)
CROSSROADS #5 | 342 N 2ND ST | COCHRAN | Bleckley | 4120021 | 2 | [5 empty] | Removed from Ground | Gas (Historical Use) | 4000 | Bare Steel | 1979-05-05 | 1998-07-15 | Galvanized Steel | Suction (American)
QUIK STOP FOOD & FUEL | 170 W DYKES ST | COCHRAN | Bleckley | 4120022 | 1 | [5 empty] | Removed from Ground | Gas (Historical Use) | 8000 | Bare Steel | 1982-05-04 | 1998-08-17 | Galvanized Steel | Suction (American)
GA DOT #10257/COCHRAN MAINT HQ | 1108 BEECH ST | COCHRAN | Bleckley | 4120009 | 257G1 | [5 empty] | Removed from Ground | Gas (Historical Use) | 2000 | Cathodically Protected Steel | 1987-01-01 | 2001-08-23 | Galvanized Steel | Suction (American)
SERVICE STATION | 101 North Second Street | COCHRAN | Bleckley | 4120025 | 1 |  | 1998-06-01 |  | 1998-06-01 |  | Temporarily out of use | Gas (Historical Use) | 10000 | Steel-Impressed Current | 1978-05-06 |  | Cathodically Protected | Safe Suction (Euro)
OLD EAST SIDE GROCERY | EAST DYKES ST | COCHRAN | Bleckley | 4120014 | 1 | [5 empty] | Removed from Ground | Gas (Historical Use) | 500 | Bare Steel | 1971-05-07 | 1987-02-01 | Galvanized Steel
ARROWHEAD SEED ORCHARD | 214 Ocmulgee PFA RD | COCHRAN | Bleckley | 9012014 | 1 | Flapper Valve | 2004-07-15 | FALSE | 2004-07-15 | FALSE | Currently in Use | E-10 | 2500 | Fiberglass Double Walled | 2004-07-15 |  | Fiberglass Reinforced Plastic | Safe Suction (Euro)
RAY JARRELL SVC STA | MACON HWY | COCHRAN | Bleckley | 4120020 | 3 | [5 empty] | Removed from Ground | Gas (Historical Use) | 1000 | Bare Steel | 1976-05-04 | 1899-12-31 | Galvanized Steel
SERVICE STATION | 101 North Second Street | COCHRAN | Bleckley | 4120025 | 2 |  | 1998-06-01 |  | 1998-06-01 |  | Temporarily out of use | Gas (Historical Use) | 10000 | Steel-Impressed Current | 1978-05-06 |  | Cathodically Protected | Safe Suction (Euro)
EARLS SERVICE CENTER | 101 N 2ND ST | COCHRAN | Bleckley | 10000831 | 6 |  |  | FALSE |  | FALSE | Removed from Ground | Not Marked | 0 | Bare Steel | 2005-02-18 | 2005-03-08
S&P QUICK STOP | 386 HIGHWAY 26 E | COCHRAN | Bleckley | 9012018 | 4 |  | 1998-07-01 |  | 1998-07-01 |  | Removed from Ground | Gas (Historical Use) | 6000 | Cathodically Protected Steel | 1991-05-01 | 2007-01-11 | Fiberglass Reinforced Plastic | Pressurized
S&P QUICK STOP | 386 HIGHWAY 26 E | COCHRAN | Bleckley | 9012018 | 7 | Flapper Valve | 1995-04-01 | FALSE | 1995-04-01 | FALSE | Currently in Use | Diesel On Road | 5000 | Galvanic (STIP-3)/Sacrificial Anodes | 1991-05-01 |  | Steel/Sacrificial Anodes | Pressurized
205 E DYKES ST | 205 E DYKES ST | COCHRAN | Bleckley | 9012011 | 2 |  |  | FALSE |  | FALSE | Removed from Ground | Gas (Historical Use) | 3000 | Bare Steel | 1986-01-01 | 1998-09-01 | Galvanized Steel | Suction (American)
PERRYS AT GOLDSBORO | RT 1 HWY 26 | COCHRAN | Bleckley | 9012020 | 3 |  | 1999-08-15 |  | 1999-08-15 |  | Temporarily out of use | Diesel | 6000 | Epoxy | 1999-08-15 |  | Fiberglass Reinforced Plastic | Pressurized
Circle K 2745070 | 148 NE DYKES STREET | COCHRAN | Bleckley | 9012003 | 3-A | Flapper Valve | 1998-08-06 | FALSE | 1990-03-08 | FALSE | Currently in Use | Gas (Historical Use) | 8000 | Galvanic (STIP-3) | 1990-03-08 |  | Fiberglass Reinforced Plastic | Pressurized
MCVAY ORCHARD | RT 5 APPLE ORCHARD RD | COCHRAN | Bleckley | 9012006 | 2AST | [5 empty] | Currently in Use | Gas (Historical Use) | 200 | Not Marked/Unknown |  |  | Not Marked
S&P QUICK STOP | 386 HIGHWAY 26 E | COCHRAN | Bleckley | 9012018 | 6 | Flapper Valve | 1998-05-01 | FALSE | 1998-05-01 | FALSE | Temporarily out of use | Diesel Off Road | 2000 | Galvanic (STIP-3)/Sacrificial Anodes | 1991-05-01 |  | Steel/Sacrificial Anodes | Pressurized
T&W SERVICES INC | 123 SECOND ST | COCHRAN | Bleckley | 9012001 | 5 | [5 empty] | Closed in Ground | Other | 550 | Bare Steel | 1992-03-23 | 1992-03-23 | Galvanized Steel
PERRYS AT GOLDSBORO | RT 1 HWY 26 | COCHRAN | Bleckley | 9012020 | 2 |  | 1999-08-15 |  | 1999-08-15 |  | Temporarily out of use | Gas (Historical Use) | 6000 | Epoxy | 1999-08-15 |  | Fiberglass Reinforced Plastic | Pressurized
MR C #3 | RT 3 EAST DYKES STREET | COCHRAN | Bleckley | 4120017 | 1 | [5 empty] | Removed from Ground | Gas (Historical Use) | 6000 | Bare Steel | 1981-03-11 | 1993-12-30 | Galvanized Steel
S&P QUICK STOP | 386 HIGHWAY 26 E | COCHRAN | Bleckley | 9012018 | 5 | Flapper Valve | 1998-05-01 | FALSE | 1998-05-01 | FALSE | Currently in Use | Aviaion gas/AV Gas | 2000 | Galvanic (STIP-3)/Sacrificial Anodes | 1991-05-01 |  | Steel/Sacrificial Anodes | Pressurized
Circle K 2745070 | 148 NE DYKES STREET | COCHRAN | Bleckley | 9012003 | 3 | [5 empty] | Removed from Ground | Gas (Historical Use) | 6000 | Bare Steel | 1982-01-01 | 1993-12-30 | Galvanized Steel | Pressurized
BEE-LINE AMOCO | 208 SECOND STREET | COCHRAN | Bleckley | 9012012 | 1 | [5 empty] | Removed from Ground | Gas (Historical Use) | 4000 | Bare Steel | 1997-11-01 | 1997-11-01 | Galvanized Steel | Suction (American)
RODDY MINIT MART | HWY 257 & RODDY RD | COCHRAN | Bleckley | 9012019 | 2B | Ball Float | 1999-02-26 | FALSE | 1999-02-26 | FALSE | Temporarily out of use | Gas (Historical Use) | 4000 | Fiberglass | 1999-02-22 |  | Double-Walled Fiberglass | Pressurized
RODDY MINIT MART | HWY 257 & RODDY RD | COCHRAN | Bleckley | 9012019 | 1 | Ball Float | 1999-02-26 | FALSE | 1999-02-26 | FALSE | Temporarily out of use | Gas (Historical Use) | 10000 | Fiberglass | 1999-02-22 |  | Double-Walled Fiberglass | Pressurized
BEE-LINE AMOCO | 208 SECOND STREET | COCHRAN | Bleckley | 9012012 | 7 | [5 empty] | Removed from Ground | Gas (Historical Use) | 4000 | Bare Steel | 1997-11-01 | 1997-11-01 | Galvanized Steel | Suction (American)
BEE-LINE AMOCO | 208 SECOND STREET | COCHRAN | Bleckley | 9012012 | 5 | [5 empty] | Removed from Ground | Gas (Historical Use) | 6000 | Bare Steel | 1997-11-01 | 1997-11-01 | Galvanized Steel | Suction (American)
T&W SERVICES INC | 123 SECOND ST | COCHRAN | Bleckley | 9012001 | 3 | [5 empty] | Closed in Ground | Other | 1000 | Bare Steel | 1989-11-01 | 1989-11-01 | Galvanized Steel
COLONIAL FEED & SEED | 203 MAC THOMPSON ROAD | COCHRAN | Bleckley | 10001772 | 1 |  |  | FALSE |  | FALSE | Removed from Ground | Gas (Historical Use) | 260 | Bare Steel | 1964-01-01 | 2009-09-15 | Bare Steel
SKIP'S PLACE | RT 1 CHESTER | COCHRAN | Bleckley | 120032 | 2 | [5 empty] | Permanently Out of Use - historical purposes | Gas (Historical Use) | 1000 | Bare Steel | 1983-05-09 | 1899-12-31 | Galvanized Steel
PURSER OIL COMPANY INC | 2 ND ST | COCHRAN | Bleckley | 4120011 | 1AST | [5 empty] | Permanently Out of Use - historical purposes | Diesel | 4000 | Bare Steel | 1978-04-04 | 1899-12-31 | Galvanized Steel
CARY CONVENIENCE STORE | 1394 HWY 112 | COCHRAN | Bleckley | 4120080 | 4 | Ball Float | 1991-03-01 | FALSE | 1991-03-01 | FALSE | Currently in Use | Gas (Historical Use) | 8000 | Galvanic (STIP-3) | 1986-01-01 |  | Fiberglass Reinforced Plastic | Safe Suction (Euro)
CARY CONVENIENCE STORE | 1394 HWY 112 | COCHRAN | Bleckley | 4120080 | 5 | Ball Float | 1991-03-01 | FALSE | 1991-03-01 | FALSE | Currently in Use | Gas (Historical Use) | 8000 | Galvanic (STIP-3) | 1991-03-01 |  | Fiberglass Reinforced Plastic | Safe Suction (Euro)
EARLS SERVICE CENTER | 101 N 2ND ST | COCHRAN | Bleckley | 10000831 | 2 |  |  | FALSE |  | FALSE | Removed from Ground | Not Marked | 0 | Bare Steel | 2005-02-18 | 2005-03-08
CROSSROAD III | 104 JESSUP STREET | COCHRAN | Bleckley | 9012021 | 2 | Flapper Valve | 1999-12-16 | FALSE | 1999-12-16 | FALSE | Currently in Use | E-10 | 10000 | Epoxy | 1999-12-16 |  | Double-Walled Flex | Pressurized
MCVAY ORCHARD | RT 5 APPLE ORCHARD RD | COCHRAN | Bleckley | 9012006 | 1 | [5 empty] | Removed from Ground | Diesel | 1000 | Bare Steel | 1978-01-01 | 1899-12-31 | Galvanized Steel
MR C #3 | RT 3 EAST DYKES STREET | COCHRAN | Bleckley | 4120017 | 3 | [5 empty] | Removed from Ground | Gas (Historical Use) | 6000 | Bare Steel | 1981-03-11 | 1993-12-30 | Galvanized Steel
FRAZIER ZMART | RT 5 BOX 363 HWY 23 & HWY 257 | COCHRAN | Bleckley | 4120019 | 3 | [5 empty] | Removed from Ground | Gas (Historical Use) | 3000 | Bare Steel | 1976-03-11 | 1996-12-18 | Galvanized Steel | Safe Suction (Euro)
F W ROGIER | GA HWY 112 @ CARY COMMUNITY | COCHRAN | Bleckley | 4120023 | 3 | [5 empty] | Removed from Ground | Gas (Historical Use) | 1000 | Bare Steel | 1983-05-05 | 1993-10-01 | Galvanized Steel
BEE-LINE AMOCO | 208 SECOND STREET | COCHRAN | Bleckley | 9012012 | 6 | [5 empty] | Removed from Ground | Gas (Historical Use) | 4000 | Bare Steel | 1997-11-01 | 1997-11-01 | Galvanized Steel | Suction (American)
Circle K 2745070 | 148 NE DYKES STREET | COCHRAN | Bleckley | 9012003 | 1-A | Flapper Valve | 1997-09-11 | FALSE | 1990-03-08 | FALSE | Currently in Use | Gas (Historical Use) | 8000 | Galvanic (STIP-3) | 1990-03-08 |  | Fiberglass Reinforced Plastic | Pressurized
T&W SERVICES INC | 123 SECOND ST | COCHRAN | Bleckley | 9012001 | 4 | [5 empty] | Closed in Ground | Other | 1000 | Bare Steel | 1992-03-23 | 1992-03-23 | Galvanized Steel
T&W SERVICES INC | 123 SECOND ST | COCHRAN | Bleckley | 9012001 | 1 | [5 empty] | Temporarily out of use | Empty | 2000 | Bare Steel | 1976-01-01 |  | Galvanized Steel | Suction (American)
JRS JUNCTION | RTE 4/129 AT RTE 112 | COCHRAN | Bleckley | 120035 | 4 |  | 1999-01-11 |  | 1999-01-11 |  | Currently in Use | Diesel | 1000 | Steel-Impressed Current | 1980-05-09 |  | Bare Steel | Suction (American)
ASH STREET BAIT & TACKLE | 702 ASH ST | COCHRAN | Bleckley | 120033 | 2 | [5 empty] | Removed from Ground | Gas (Historical Use) | 2000 | Bare Steel | 1984-05-08 | 1998-06-09 | Galvanized Steel
ENVIROMENTAL OFFICE/MIDDLE GEORG | 1100 SECOND ST SE | COCHRAN | Bleckley | 4120003 | 6 | [5 empty] | Removed from Ground | Other | 1650 | Bare Steel | 1962-01-15 | 2000-03-23 | Not Marked | Safe Suction (Euro)
Circle K 2745074 | 303 SE SECOND ST | COCHRAN | Bleckley | 4120018 | 3 | [5 empty] | Removed from Ground | Gas (Historical Use) | 4000 | Bare Steel | 1973-01-01 | 1990-01-10 | Galvanized Steel
CROSSROADS #5 | 342 N 2ND ST | COCHRAN | Bleckley | 4120021 | 5A | Flapper Valve | 1998-07-18 | FALSE | 1998-07-18 | FALSE | Temporarily out of use | E-10 | 3000 | Steel-Impressed Current | 2001-03-27 |  | Steel (Impressed Current) | Suction (American)
CITY BARN | 705 ASH ST | COCHRAN | Bleckley | 9012015 | 2A |  | 1998-06-01 |  | 1998-06-01 |  | Temporarily out of use | Gas (Historical Use) | 6000 | Tank Jacket | 1998-06-01 |  | Double Walled | Pressurized
S&P QUICK STOP | 386 HIGHWAY 26 E | COCHRAN | Bleckley | 9012018 | 1 |  | 1998-07-01 |  | 1998-07-01 |  | Removed from Ground | Gas (Historical Use) | 4000 | Cathodically Protected Steel | 1991-05-01 | 2007-01-11 | Fiberglass Reinforced Plastic | Pressurized
205 E DYKES ST | 205 E DYKES ST | COCHRAN | Bleckley | 9012011 | 6 |  | 1998-09-30 | FALSE | 1998-09-30 | FALSE | Temporarily out of use | Gas (Historical Use) | 4000 | Epoxy | 1998-09-30 |  | Fiberglass Reinforced Plastic | Suction (American)
MCVAY ORCHARD | RT 5 APPLE ORCHARD RD | COCHRAN | Bleckley | 9012006 | 1AST | [5 empty] | Currently in Use | Diesel | 200 | Not Marked/Unknown |  |  | Not Marked
W H DAVIS STORE | REEBEE COMMUNITY | DUDLEY | Bleckley | 4120027 | 2 | [5 empty] | Permanently Out of Use - historical purposes | Gas (Historical Use) | 550 | Bare Steel | 1971-05-08 | 1899-12-31 | Galvanized Steel
HUGHLON DAVIS FARM | RTE 1 BOX 84 | CHESTER | Bleckley | 4120016 | 1 | [5 empty] | Removed from Ground | Diesel | 2000 | Bare Steel | 1978-05-06 | 1998-02-26 | Galvanized Steel | Safe Suction (Euro)
W H DAVIS STORE | REEBEE COMMUNITY | DUDLEY | Bleckley | 4120027 | 1 | [5 empty] | Permanently Out of Use - historical purposes | Gas (Historical Use) | 550 | Bare Steel | 1971-05-08 | 1899-12-31 | Galvanized Steel
OCMULGEE WILDLIFE MANAGEMENT | RT 3 BOC 75 OCMULGEE WILDLIFE MG | COCHRAN | Bleckley | 4120010 | 1 | [5 empty] | Removed from Ground | Gas (Historical Use) | 550 | Bare Steel | 1974-02-24 | 2000-03-17 | Galvanized Steel
LUCKY LADY | 393- A GA HIGHWAY 26E | COCHRAN | Bleckley | 10003286 | 1B | Flapper Valve | 2022-11-01 | FALSE | 2022-11-01 | FALSE | Currently in Use | Premium | 4000 | Composite Double Walled | 2022-10-20 |  | Double-Walled Flex | Pressurized
LUCKY LADY | 393- A GA HIGHWAY 26E | COCHRAN | Bleckley | 10003286 | 1A | Flapper Valve | 2022-11-01 | FALSE | 2022-11-01 | FALSE | Currently in Use | Regular | 12000 | Composite Double Walled | 2022-10-20 |  | Double-Walled Flex | Pressurized
LUCKY LADY | 393- A GA HIGHWAY 26E | COCHRAN | Bleckley | 10003286 | 1C | Flapper Valve | 2022-11-01 | FALSE | 2022-11-01 | FALSE | Currently in Use | E-10 | 4000 | Composite Double Walled | 2022-10-20 |  | Double-Walled Flex | Pressurized
LUCKY LADY | 393- A GA HIGHWAY 26E | COCHRAN | Bleckley | 10003286 | 2A | Flapper Valve | 2023-01-01 | FALSE | 2023-01-01 | FALSE | Currently in Use | Diesel On Road | 12000 | Composite Double Walled | 2022-10-20 |  | Double-Walled Flex | Pressurized
H&M HOWELL CHEVRON | 2481 GA 112 | ALLENTOWN | Bleckley | 1580042 | 1 | Flapper Valve | 1999-01-29 | FALSE | 1999-01-29 | FALSE | Currently in Use | E-10 | 10000 | Steel-Impressed Current | 2002-03-27 |  | Cathodically Protected | Pressurized
H & M AMOCO | 2480 GA 112 | ALLENTOWN | Bleckley | 9012016 | 2 | [5 empty] | Temporarily out of use | Gas (Historical Use) | 8000 | Bare Steel | 1998-12-01 |  | Bare Steel | Suction (American)
H&M HOWELL CHEVRON | 2481 GA 112 | ALLENTOWN | Bleckley | 1580042 | 2 | Flapper Valve | 1999-01-29 | FALSE | 1999-01-29 | FALSE | Currently in Use | E-10 | 10000 | Steel-Impressed Current | 2002-03-27 |  | Cathodically Protected | Pressurized
H & M AMOCO | 2480 GA 112 | ALLENTOWN | Bleckley | 9012016 | 1 | [5 empty] | Temporarily out of use | Gas (Historical Use) | 8000 | Bare Steel | 1998-12-01 |  | Bare Steel | Suction (American)
H & M AMOCO | 2480 GA 112 | ALLENTOWN | Bleckley | 9012016 | 5 | [5 empty] | Temporarily out of use | Diesel | 4000 | Bare Steel | 1998-12-01 |  | Bare Steel | Suction (American)
H & M AMOCO | 2480 GA 112 | ALLENTOWN | Bleckley | 9012016 | 4 | [5 empty] | Temporarily out of use | Diesel | 10000 | Bare Steel | 1998-12-01 |  | Bare Steel | Suction (American)
H&M HOWELL CHEVRON | 2481 GA 112 | ALLENTOWN | Bleckley | 1580042 | 4 | Flapper Valve | 1999-01-29 | FALSE | 1999-01-29 | FALSE | Currently in Use | Diesel | 4000 | Steel-Impressed Current | 2002-03-27 |  | Cathodically Protected | Pressurized
LUCKY LADY | 393- A GA HIGHWAY 26E | COCHRAN | Bleckley | 10003286 | 2B | Flapper Valve | 2023-01-01 | FALSE | 2023-01-01 | FALSE | Currently in Use | Diesel Off Road | 4000 | Composite Double Walled | 2022-10-20 |  | Double-Walled Flex | Pressurized
LUCKY LADY | 393- A GA HIGHWAY 26E | COCHRAN | Bleckley | 10003286 | 2C | Flapper Valve | 2023-01-01 | FALSE | 2023-01-01 | FALSE | Currently in Use | Kerosene | 4000 | Composite Double Walled | 2022-10-20 |  | Double-Walled Flex | Pressurized
H&M HOWELL CHEVRON | 2481 GA 112 | ALLENTOWN | Bleckley | 1580042 | 3 |  | 1999-01-29 |  | 1999-01-29 |  | Currently in Use | Gas (Historical Use) | 6000 | Steel-Impressed Current | 1977-05-10 |  | Cathodically Protected | Pressurized
H & M AMOCO | 2480 GA 112 | ALLENTOWN | Bleckley | 9012016 | 3 | [5 empty] | Temporarily out of use | Gas (Historical Use) | 8000 | Bare Steel | 1998-12-01 |  | Bare Steel | Suction (American)
BRANTLEY TELEPHONE CO INC | US HWY 84 | NAHUNTA | Brantley | 4130009 | 1 | [5 empty] | Removed from Ground | Gas (Historical Use) | 1000 | Bare Steel | 1980-04-24 | 1994-01-01 | Galvanized Steel
Circle K 2745058 | 102 W CLEVELAND ST | NAHUNTA | Brantley | 4130003 | 3 |  |  | FALSE | 1994-06-22 | FALSE | Removed from Ground | Gas (Historical Use) | 4000 | Bare Steel | 1982-02-19 | 1998-08-28 | Galvanized Steel | Pressurized
FLASH FOODS #4 | 113 N Main St. | NAHUNTA | Brantley | 4130023 | 2 |  | 1996-02-14 | FALSE | 1996-02-14 | FALSE | Removed from Ground | Gas (Historical Use) | 10000 | Steel-Impressed Current | 1975-04-01 | 2019-03-19 | Steel (Impressed Current) | Safe Suction (Euro)
BRANTLEY CO ROAD DEPT | 35 John Wilson St. | NAHUNTA | Brantley | 9013025 | 1 | Flapper Valve | 1998-01-16 | FALSE | 1997-11-26 | FALSE | Currently in Use | Diesel | 10000 | Composite | 1997-11-25 |  | Fiberglass Reinforced Plastic | Safe Suction (Euro)
CITY OF NAHUNTA | PO BOX 156 | NAHUNTA | Brantley | 9013006 | 3 | [5 empty] | Removed from Ground | Other | 2500 | Marked Unknown | 1992-06-01 | 1992-06-01 | Galvanized Steel | Gravity Fed
SATILLA QUICK STOP | 14029 HWY 301 N | NAHUNTA | Brantley | 9013016 | 2 | Flapper Valve | 1998-08-28 | FALSE | 1989-01-01 | FALSE | Currently in Use | Regular | 4000 | Composite | 1989-01-01 |  | Fiberglass Reinforced Plastic | Pressurized
GA FC | US HWY 84 EAST | NAHUNTA | Brantley | 4130006 | 1 | [5 empty] | Removed from Ground | Gas (Historical Use) | 2000 | Bare Steel | 1973-12-09 | 1989-01-01 | Galvanized Steel
GA FC | US HWY 84 EAST | NAHUNTA | Brantley | 4130006 | 4 |  | 1989-01-01 |  | 1989-01-01 |  | Removed from Ground | Diesel | 1000 | Galvanic (STIP-3) | 1989-01-01 | 2008-06-04 | Galvanized Steel
EZ FOOD MART | 9758 MAIN ST | NAHUNTA | Brantley | 4130019 | 2 |  | 1998-11-10 | FALSE | 1998-12-18 | FALSE | Removed from Ground | Gas (Historical Use) | 6000 | Composite | 1985-04-18 | 2020-12-30 | Fiberglass Reinforced Plastic | Pressurized
BRANTLEY CTY BD OF ED | US HWY 82 WEST | NAHUNTA | Brantley | 9013004 | 2 | [5 empty] | Removed from Ground | Gas (Historical Use) | 2000 | Bare Steel | 1970-01-01 | 1999-10-19 | Galvanized Steel
CITY OF NAHUNTA | PO BOX 156 | NAHUNTA | Brantley | 9013006 | 5 | [5 empty] | Removed from Ground | Other | 2500 | Marked Unknown | 1992-06-01 | 1992-06-01 | Galvanized Steel | Gravity Fed
CITY OF NAHUNTA | PO BOX 156 | NAHUNTA | Brantley | 9013006 | 4 | [5 empty] | Removed from Ground | Other | 2500 | Marked Unknown | 1992-06-01 | 1992-06-01 | Galvanized Steel | Gravity Fed
BRANTLEY CO ROAD DEPT | 35 John Wilson St. | NAHUNTA | Brantley | 9013025 | 2 | Flapper Valve | 1998-01-16 | FALSE | 1997-11-26 | FALSE | Currently in Use | Regular | 10000 | Composite | 1997-11-25 |  | Fiberglass Reinforced Plastic | Safe Suction (Euro)
BRANTLEY TELEPHONE CO INC | US HWY 84 | NAHUNTA | Brantley | 4130009 | 2 | [5 empty] | Removed from Ground | Gas (Historical Use) | 1000 | Bare Steel | 1981-04-24 | 1995-03-27 | Galvanized Steel
BRANTLEY CO MAINT BARN | US HWY 82 W | NAHUNTA | Brantley | 4130005 | 1 | [5 empty] | Removed from Ground | Diesel | 10000 | Bare Steel | 1981-03-17 | 1998-06-30 | Galvanized Steel
BRANTLEY TELEPHONE CO INC | US HWY 84 | NAHUNTA | Brantley | 4130009 | 3 | [5 empty] | Removed from Ground | Diesel | 1000 | Bare Steel | 1983-04-25 | 1995-03-27 | Galvanized Steel
GA FC | US HWY 84 EAST | NAHUNTA | Brantley | 4130006 | 3 |  | 1989-01-01 |  | 1989-01-01 |  | Removed from Ground | Gas (Historical Use) | 1000 | Galvanic (STIP-3) | 1989-01-01 | 2008-06-04 | Galvanized Steel
FLASH FOODS #4 | 113 N Main St. | NAHUNTA | Brantley | 4130023 | 1 |  | 1996-02-14 | FALSE | 1996-02-14 | FALSE | Removed from Ground | Gas (Historical Use) | 10000 | Steel-Impressed Current | 1975-04-01 | 2019-03-19 | Steel (Impressed Current) | Safe Suction (Euro)
NAHUNTA SERVICE STATION (FORMER) | CITY HALL/US HWY 301 | NAHUNTA | Brantley | 9013005 | 0 | [5 empty] | Removed from Ground | Other | 0 | Marked Unknown | 1992-07-01 | 1992-07-01 | Unknown
OKEFENOKE EMC | US HWY 84 E | NAHUNTA | Brantley | 130024 | 1 | [5 empty] | Removed from Ground | Diesel | 2000 | Bare Steel | 1983-05-09 | 1986-07-01 | Unknown
Circle K 2745058 | 102 W CLEVELAND ST | NAHUNTA | Brantley | 4130003 | 1 |  |  | FALSE | 1994-06-22 | FALSE | Removed from Ground | Gas (Historical Use) | 4000 | Bare Steel | 1982-02-19 | 1998-08-28 | Galvanized Steel | Pressurized
BP FOOD MART | 9757 MAIN ST SOUTH | NAHUNTA | Brantley | 4130016 | 8 |  | 1998-09-08 |  | 1998-09-08 |  | Currently in Use | Diesel | 4000 | Epoxy | 1985-10-30 |  | Fiberglass Reinforced Plastic | Pressurized
BP FOOD MART | 9757 MAIN ST SOUTH | NAHUNTA | Brantley | 4130016 | 2 |  |  | FALSE |  | FALSE | Removed from Ground | Gas (Historical Use) | 6000 | Fiberglass | 1966-12-31 | 1985-10-01 | Galvanized Steel
GA DOT 10531 BRANTLEY CO ROUTINE | US HWY 84 | NAHUNTA | Brantley | 9013011 | 10531-1 | [5 empty] | Removed from Ground | Gas (Historical Use) | 1000 | Bare Steel | 1979-01-01 | 1990-01-01 | Galvanized Steel | Safe Suction (Euro)
BRANTLEY CTY BD OF ED | US HWY 82 WEST | NAHUNTA | Brantley | 9013004 | 1 | [5 empty] | Removed from Ground | Diesel | 10000 | Bare Steel | 1974-01-01 | 1999-10-19 | Galvanized Steel
Circle K 2745058 | 102 W CLEVELAND ST | NAHUNTA | Brantley | 4130003 | 2 |  |  | FALSE | 1994-06-22 | FALSE | Removed from Ground | Gas (Historical Use) | 4000 | Bare Steel | 1982-02-19 | 1998-08-28 | Galvanized Steel | Pressurized
Circle K 2745058 | 102 W CLEVELAND ST | NAHUNTA | Brantley | 4130003 | 6 | Flapper Valve | 1999-01-18 | FALSE | 1999-01-18 | FALSE | Currently in Use | Premium | 8000 | Composite Double Walled | 1999-01-18 |  | Double-Walled Flex | Pressurized
BP FOOD MART | 9757 MAIN ST SOUTH | NAHUNTA | Brantley | 4130016 | 7 |  | 1998-09-08 |  | 1998-09-08 |  | Currently in Use | Gas (Historical Use) | 6000 | Epoxy | 1985-10-30 |  | Fiberglass Reinforced Plastic | Pressurized
BP FOOD MART | 9757 MAIN ST SOUTH | NAHUNTA | Brantley | 4130016 | 4 |  |  | FALSE |  | FALSE | Removed from Ground | Diesel | 2000 | Composite | 1952-12-31 | 1985-10-01 | Galvanized Steel
CITY OF NAHUNTA | PO BOX 156 | NAHUNTA | Brantley | 9013006 | 2 | [5 empty] | Removed from Ground | Gas (Historical Use) | 3000 | Marked Unknown | 1992-06-01 | 1992-06-01 | Galvanized Steel | Gravity Fed
SATILLA QUICK STOP | 14029 HWY 301 N | NAHUNTA | Brantley | 9013016 | 3 | Flapper Valve | 1998-08-28 | FALSE | 1989-01-01 | FALSE | Currently in Use | E-0 | 4000 | Composite | 1989-01-01 |  | Fiberglass Reinforced Plastic | Pressurized
EZ FOOD MART | 9758 MAIN ST | NAHUNTA | Brantley | 4130019 | 1 |  | 1998-11-10 | FALSE | 1998-12-18 | FALSE | Removed from Ground | Gas (Historical Use) | 4000 |  | 1985-04-18 | 2020-12-30 | Fiberglass Reinforced Plastic | Pressurized
BP FOOD MART | 9757 MAIN ST SOUTH | NAHUNTA | Brantley | 4130016 | 1 |  |  | FALSE |  | FALSE | Removed from Ground | Gas (Historical Use) | 6000 | Fiberglass | 1966-12-31 | 1985-10-01 | Galvanized Steel
GEORGIA PACIFIC CORP (RAYBON SIT | HWY 301 NORTH | NAHUNTA | Brantley | 9013019 | 1 | [5 empty] | Removed from Ground | Diesel | 4000 | Marked Unknown | 1995-09-19 | 1995-09-19 | Unknown
BP FOOD MART | 9757 MAIN ST SOUTH | NAHUNTA | Brantley | 4130016 | 5 |  | 1998-09-08 | FALSE | 1998-09-08 | FALSE | Currently in Use | Gas (Historical Use) | 6000 | Epoxy | 1985-10-30 |  | Fiberglass Reinforced Plastic | Pressurized
WOODARDS AUTO CENTER | 139 N MAIN ST | NAHUNTA | Brantley | 9013009 | 1 |  | 1996-02-27 | FALSE | 1996-02-27 | FALSE | Temporarily out of use | Gas (Historical Use) | 10000 | Steel-Impressed Current | 1988-05-01 |  |  | Pressurized
BP FOOD MART | 9757 MAIN ST SOUTH | NAHUNTA | Brantley | 4130016 | 3 |  |  | FALSE |  | FALSE | Removed from Ground | Gas (Historical Use) | 6000 | Fiberglass | 1966-12-31 | 1985-10-01 | Galvanized Steel
GA FC | US HWY 84 EAST | NAHUNTA | Brantley | 4130006 | 2 | [5 empty] | Removed from Ground | Diesel | 560 | Bare Steel | 1983-12-10 | 1989-01-01 | Galvanized Steel
EZ FOOD MART | 9758 MAIN ST | NAHUNTA | Brantley | 4130019 | 3 |  | 1998-11-10 | FALSE | 1998-12-18 | FALSE | Removed from Ground | Gas (Historical Use) | 6000 | Composite | 1985-04-18 | 2020-12-30 | Fiberglass Reinforced Plastic | Pressurized
WOODARDS AUTO CENTER | 139 N MAIN ST | NAHUNTA | Brantley | 9013009 | 2 |  | 1996-02-27 | FALSE | 1996-02-27 | FALSE | Temporarily out of use | Gas (Historical Use) | 10000 | Steel-Impressed Current | 1988-05-01 |  |  | Pressurized
AT&T\NAHUNTA RADIO RELAY | ROCK RD 4.1 MI NW OF NAHUNTA | NAHUNTA | Brantley | 4130008 | 1 | [5 empty] | Removed from Ground | Diesel | 1000 | Bare Steel | 1971-04-22 | 1992-07-30 | Copper | Suction (American)
GEORGIA PACIFIC CORP (RAYBON SIT | HWY 301 NORTH | NAHUNTA | Brantley | 9013019 | 2 | [5 empty] | Removed from Ground | Gas (Historical Use) | 4000 | Marked Unknown | 1995-09-19 | 1995-09-19 | Unknown
FLASH FOODS #4 | 113 N Main St. | NAHUNTA | Brantley | 4130023 | 3 |  | 1996-02-14 | FALSE | 1996-02-14 | FALSE | Removed from Ground | Gas (Historical Use) | 10000 | Steel-Impressed Current | 1975-04-01 | 2019-03-19 | Steel (Impressed Current) | Safe Suction (Euro)
WOODARDS AUTO CENTER | 139 N MAIN ST | NAHUNTA | Brantley | 9013009 | 3 |  | 1996-02-27 | FALSE | 1996-02-27 | FALSE | Temporarily out of use | Diesel | 10000 | Steel-Impressed Current | 1988-05-01 |  |  | Pressurized
CITY OF NAHUNTA | PO BOX 156 | NAHUNTA | Brantley | 9013006 | 1 | [5 empty] | Removed from Ground | Other | 2500 | Marked Unknown | 1992-06-01 | 1992-06-01 | Galvanized Steel | Gravity Fed
Circle K 2745058 | 102 W CLEVELAND ST | NAHUNTA | Brantley | 4130003 | 4 |  |  | FALSE | 1994-06-22 | FALSE | Removed from Ground | Gas (Historical Use) | 4000 | Bare Steel | 1982-02-19 | 1998-08-28 | Galvanized Steel | Pressurized
Circle K 2745058 | 102 W CLEVELAND ST | NAHUNTA | Brantley | 4130003 | 5 | Flapper Valve | 1999-01-18 | FALSE | 1999-01-18 | FALSE | Currently in Use | Regular | 10000 | Composite Double Walled | 1999-01-18 |  | Double-Walled Flex | Pressurized
BRANTLEY CO MAINT BARN | US HWY 82 W | NAHUNTA | Brantley | 4130005 | 2 | [5 empty] | Removed from Ground | Gas (Historical Use) | 10000 | Bare Steel | 1982-01-01 | 1998-06-30 | Galvanized Steel
BP FOOD MART | 9757 MAIN ST SOUTH | NAHUNTA | Brantley | 4130016 | 6 |  | 1998-09-08 |  | 1998-09-08 |  | Currently in Use | Gas (Historical Use) | 6000 | Epoxy | 1985-10-30 |  | Fiberglass Reinforced Plastic | Pressurized
SATILLA QUICK STOP | 14029 HWY 301 N | NAHUNTA | Brantley | 9013016 | 1 | Flapper Valve | 1998-08-28 | FALSE | 1989-01-01 | FALSE | Currently in Use | Regular | 4000 | Composite | 1989-01-01 |  | Fiberglass Reinforced Plastic | Pressurized
SILVER DOLLAR | US HWY 82 @ PALM ST | HOBOKEN | Brantley | 4130011 | 3 |  | 1996-09-18 |  | 1996-09-18 |  | Removed from Ground | Diesel | 10000 | Steel-Impressed Current | 1986-01-01 | 2007-09-19 | Cathodically Protected | Pressurized
BUIE'S BP | HWY 121 SOUTH | HOBOKEN | Brantley | 9013018 | 1 | [5 empty] | Removed from Ground | Diesel | 1000 | Cathodically Protected Steel | 2000-08-24 | 2001-01-01 | Galvanized Steel | Safe Suction (Euro)
FRIENDLY EXPRESS #92 | 26915 US-82 | WAYNESVILLE | Brantley | 9013007 | 5A | Flapper Valve | 1993-03-01 | FALSE | 1993-03-01 | FALSE | Temporarily out of use | Premium | 5000 | Composite | 1988-11-01 |  | Fiberglass Reinforced Plastic | Pressurized
FRIENDLY EXPRESS #91 | 19144 US-301 | HORTENSE | Brantley | 4130022 | 2-PREM |  |  | FALSE |  | FALSE | Removed from Ground | Gas (Historical Use) | 3000 | Bare Steel | 1980-01-01 | 1899-12-31 | Galvanized Steel | Pressurized
FRIENDLY EXPRESS #91 | 19144 US-301 | HORTENSE | Brantley | 4130022 | 7-PREM | Flapper Valve | 1996-06-01 | FALSE | 1996-06-01 | FALSE | Currently in Use | Premium | 6000 | Composite | 1996-03-20 |  |  | Pressurized
FRIENDLY EXPRESS #91 | 19144 US-301 | HORTENSE | Brantley | 4130022 | 6-K1 | Flapper Valve | 1996-06-01 | FALSE | 1996-06-01 | FALSE | Temporarily out of use | Kerosene | 3000 | Steel-Impressed Current | 2000-07-17 |  | Steel (Impressed Current) | Pressurized
CITY OF HOBOKEN | 103 PALM ST | HOBOKEN | Brantley | 9013014 | 1 | [5 empty] | Removed from Ground | Gas (Historical Use) | 500 | Bare Steel | 1997-10-18 | 1997-10-18 | Galvanized Steel | Suction (American)
FRIENDLY EXPRESS #92 | 26915 US-82 | WAYNESVILLE | Brantley | 9013007 | 3 | [5 empty] | Removed from Ground | Gas (Historical Use) | 2000 | Bare Steel | 1980-01-01 | 1993-03-22 | Galvanized Steel | Safe Suction (Euro)
JOEL HERRIN PGA TOWER S/S | US HWY 301 | HORTENSE | Brantley | 4130018 | 1 | [5 empty] | Permanently Out of Use - historical purposes | Gas (Historical Use) | 1000 | Bare Steel | 1971-04-22 | 1899-12-31 | Galvanized Steel
CONTAINER CORP OF AMERICA | STATE ROAD 121 | HOBOKEN | Brantley | 4130021 | 2 | [5 empty] | Removed from Ground | Gas (Historical Use) | 500 | Bare Steel | 1980-04-21 | 1988-06-01 | Galvanized Steel
FRIENDLY EXPRESS #41 | 4901 Main St. | HOBOKEN | Brantley | 9013010 | 1 | Flapper Valve | 1995-10-10 | FALSE | 1995-10-10 | FALSE | Currently in Use |  | 5000 | Composite | 1988-03-01 |  | Double-Walled Flex | Pressurized
VARN WOOD PRODUCTS | 107 N BRANTLEY AVE | HOBOKEN | Brantley | 9013023 | 1 | [5 empty] | Removed from Ground | Gas (Historical Use) | 1060 | Not Marked/Unknown | 1999-11-22 | 1999-11-22 | Galvanized Steel | Safe Suction (Euro)
FRIENDLY EXPRESS #95 | 25137 US-82 | WAYNESVILLE | Brantley | 4130012 | 4 | Flapper Valve | 1998-04-24 | FALSE | 1998-04-24 | FALSE | Currently in Use | Diesel | 10000 | Steel-Impressed Current | 1998-08-01 |  | Flex | Pressurized
COUNTY LINE GROCERY | US HWY 84 @ POST RD | WAYNESVILLE | Brantley | 4130015 | 3 | [5 empty] | Removed from Ground | Gas (Historical Use) | 2000 | Bare Steel | 1979-05-06 | 1899-12-31 | Galvanized Steel
FRIENDLY EXPRESS #91 | 19144 US-301 | HORTENSE | Brantley | 4130022 | 1-PREM |  |  | FALSE |  | FALSE | Removed from Ground | Gas (Historical Use) | 3000 | Bare Steel | 1980-01-01 | 1996-03-01 | Galvanized Steel | Pressurized
FRIENDLY EXPRESS #91 | 19144 US-301 | HORTENSE | Brantley | 4130022 | 3-MG | Flapper Valve | 1996-06-01 | FALSE | 1996-06-01 | FALSE | Currently in Use |  | 6000 | Steel-Impressed Current | 2000-07-17 |  | Steel (Impressed Current) | Pressurized
FRIENDLY EXPRESS #41 | 4901 Main St. | HOBOKEN | Brantley | 9013010 | 2 | Flapper Valve | 1995-10-10 | FALSE | 1995-10-10 | FALSE | Currently in Use |  | 5000 | Composite | 1988-03-01 |  | Double-Walled Flex | Pressurized
FRIENDLY EXPRESS #92 | 26915 US-82 | WAYNESVILLE | Brantley | 9013007 | 7 | [5 empty] | Permanently Out of Use - historical purposes | Gas (Historical Use) | 5000 | Composite | 1993-03-01 | 1899-12-31 | Cathodically Protected | Pressurized
FRIENDLY EXPRESS #92 | 26915 US-82 | WAYNESVILLE | Brantley | 9013007 | 4 | [5 empty] | Removed from Ground | Gas (Historical Use) | 5000 | Bare Steel | 1980-01-01 | 1993-03-22 | Galvanized Steel | Safe Suction (Euro)
SILVER DOLLAR | US HWY 82 @ PALM ST | HOBOKEN | Brantley | 4130011 | 1 |  | 1996-09-18 |  | 1996-09-18 |  | Removed from Ground | Gas (Historical Use) | 10000 | Steel-Impressed Current | 1986-01-01 | 2007-09-19 | Cathodically Protected | Pressurized
FRIENDLY EXPRESS #96 | 9003 Old Hwy 259 | Waynesville | Brantley | 630077 | 5 | Flapper Valve | 1998-05-29 | FALSE | 1998-05-29 | FALSE | Currently in Use |  | 3000 | Galvanic (STIP-3) | 1985-09-30 |  | Galvanized Steel | Suction (American)
FRIENDLY EXPRESS #96 | 9003 Old Hwy 259 | Waynesville | Brantley | 630077 | 4 | Flapper Valve | 1998-05-29 | FALSE | 1998-05-29 | FALSE | Currently in Use |  | 3000 | Galvanic (STIP-3) | 1985-09-30 |  | Galvanized Steel | Safe Suction (Euro)
FRIENDLY EXPRESS #96 | 9003 Old Hwy 259 | Waynesville | Brantley | 630077 | 3 | [5 empty] | Permanently Out of Use - historical purposes | Gas (Historical Use) | 3006 | Bare Steel | 1985-10-01 | 1899-12-31 | Galvanized Steel
FRIENDLY EXPRESS #96 | 9003 Old Hwy 259 | Waynesville | Brantley | 630077 | 2 | [5 empty] | Permanently Out of Use - historical purposes | Gas (Historical Use) | 3006 | Bare Steel | 1985-10-01 | 1899-12-31 | Galvanized Steel
FLOWERS & CONSIGNMENT ETC | HWY 32 EAST | HORTENSE | Brantley | 9013024 | 1B |  | 1997-09-01 |  | 1997-09-01 |  | Removed from Ground | Gas (Historical Use) | 1000 | Composite | 1997-08-12 | 2007-05-14 | Fiberglass Reinforced Plastic | Suction (American)
FRIENDLY EXPRESS #94 | 21828 US-82 | Waynesville | Brantley | 4130010 | 1 | Flapper Valve | 1998-04-24 | FALSE | 1998-04-24 | FALSE | Currently in Use |  | 10000 | Steel-Impressed Current | 1998-07-21 |  |  | Pressurized
SILVER DOLLAR | US HWY 82 @ PALM ST | HOBOKEN | Brantley | 4130011 | 2 |  | 1996-09-18 |  | 1996-09-18 |  | Removed from Ground | Diesel | 10000 | Steel-Impressed Current | 1986-01-01 | 2007-09-19 | Cathodically Protected | Pressurized
PETRO EXPRESS 108 | 101 E MAIN ST | HOBOKEN | Brantley | 9013012 | 1 |  |  | FALSE |  | FALSE | Removed from Ground | Gas (Historical Use) | 5000 | Epoxy | 1984-04-30 | 1899-12-31 | Galvanized Steel | Pressurized
FRIENDLY EXPRESS #94 | 21828 US-82 | Waynesville | Brantley | 4130010 | 2 | Flapper Valve | 1998-04-24 | FALSE | 1998-04-24 | FALSE | Currently in Use |  | 10000 | Steel-Impressed Current | 1998-07-21 |  |  | Pressurized
PETRO EXPRESS 108 | 101 E MAIN ST | HOBOKEN | Brantley | 9013012 | 3 |  |  | FALSE |  | FALSE | Removed from Ground | Gas (Historical Use) | 4000 | Bare Steel | 1984-04-30 | 1899-12-31 | Galvanized Steel | Suction (American)
FRIENDLY EXPRESS #95 | 25137 US-82 | WAYNESVILLE | Brantley | 4130012 | 2 | Flapper Valve | 1998-04-24 | FALSE | 1998-04-24 | FALSE | Currently in Use |  | 10000 | Steel-Impressed Current | 1998-08-01 |  | Flex | Pressurized
CONTAINER CORP OF AMERICA | STATE ROAD 121 | HOBOKEN | Brantley | 4130021 | 1 | [5 empty] | Removed from Ground | Diesel | 1000 | Bare Steel | 1980-04-21 | 1988-06-01 | Galvanized Steel
BUIE'S BP | HWY 121 SOUTH | HOBOKEN | Brantley | 9013018 | 3 | [5 empty] | Removed from Ground | Diesel | 4000 | Not Marked/Unknown | 2001-01-01 | 2001-01-01 | Not Marked
FRIENDLY EXPRESS #92 | 26915 US-82 | WAYNESVILLE | Brantley | 9013007 | 1 | [5 empty] | Removed from Ground | Gas (Historical Use) | 4000 | Composite | 1987-10-01 | 1993-03-22 | Galvanized Steel | Safe Suction (Euro)
RIVER JCT SHOPPING CENTER | US HWY 82 | ATKINSON | Brantley | 4130017 | 2 | [5 empty] | Permanently Out of Use - historical purposes | Gas (Historical Use) | 1000 | Bare Steel | 1974-04-21 | 1899-12-31 | Galvanized Steel
PETRO EXPRESS 108 | 101 E MAIN ST | HOBOKEN | Brantley | 9013012 | 5 | Flapper Valve | 1998-05-01 | FALSE | 1998-05-01 | FALSE | Currently in Use | Regular | 8000 | Fiberglass | 1998-05-01 |  | Fiberglass Reinforced Plastic | Pressurized
PETRO EXPRESS 108 | 101 E MAIN ST | HOBOKEN | Brantley | 9013012 | 4 |  |  | FALSE |  | FALSE | Removed from Ground | Diesel | 4000 |  | 1988-07-07 | 1899-12-31 | Galvanized Steel | Suction (American)
FRIENDLY EXPRESS #92 | 26915 US-82 | WAYNESVILLE | Brantley | 9013007 | 35420 | Flapper Valve | 1993-03-01 | FALSE | 1993-03-01 | FALSE | Currently in Use | Regular | 10000 | Composite | 1993-03-22 |  | Cathodically Protected | Pressurized
FRIENDLY EXPRESS #95 | 25137 US-82 | WAYNESVILLE | Brantley | 4130012 | 3 | Flapper Valve | 1998-04-24 | FALSE | 1998-04-24 | FALSE | Currently in Use |  | 10000 | Steel-Impressed Current | 1998-08-01 |  | Flex | Pressurized
COUNTY LINE GROCERY | US HWY 84 @ POST RD | WAYNESVILLE | Brantley | 4130015 | 2 | [5 empty] | Removed from Ground | Gas (Historical Use) | 2000 | Bare Steel | 1979-05-06 | 1899-12-31 | Galvanized Steel
RIVER JCT SHOPPING CENTER | US HWY 82 | ATKINSON | Brantley | 4130017 | 1 | [5 empty] | Permanently Out of Use - historical purposes | Gas (Historical Use) | 560 | Bare Steel | 1971-04-22 | 1899-12-31 | Galvanized Steel
PETRO EXPRESS 108 | 101 E MAIN ST | HOBOKEN | Brantley | 9013012 | 7 | Flapper Valve | 1998-05-01 | FALSE | 1998-05-01 | FALSE | Currently in Use | Diesel | 4000 | Fiberglass | 1998-05-01 |  | Fiberglass Reinforced Plastic | Pressurized
PETRO EXPRESS 108 | 101 E MAIN ST | HOBOKEN | Brantley | 9013012 | 6 | Flapper Valve | 1998-05-01 | FALSE | 1998-05-01 | FALSE | Currently in Use | Premium | 4000 | Fiberglass | 1998-05-01 |  | Fiberglass Reinforced Plastic | Pressurized
FRIENDLY EXPRESS #92 | 26915 US-82 | WAYNESVILLE | Brantley | 9013007 | 35422 | Flapper Valve | 1993-03-01 | FALSE | 1993-03-01 | FALSE | Currently in Use | Diesel | 4000 | STIP-3/Impressed Current | 1993-03-22 |  | Cathodically Protected | Pressurized
FLOWERS & CONSIGNMENT ETC | HWY 32 EAST | HORTENSE | Brantley | 9013024 | 2 | [5 empty] | Removed from Ground | Empty | 8000 | Bare Steel | 1985-05-01 | 1999-03-25 | Fiberglass Reinforced Plastic | Suction (American)
FRIENDLY EXPRESS #92 | 26915 US-82 | WAYNESVILLE | Brantley | 9013007 | 2 | [5 empty] | Removed from Ground | Gas (Historical Use) | 2000 | Bare Steel | 1980-01-01 | 1993-03-22 | Galvanized Steel | Safe Suction (Euro)
FLOWERS & CONSIGNMENT ETC | HWY 32 EAST | HORTENSE | Brantley | 9013024 | 1A |  | 1997-09-01 |  | 1997-09-01 |  | Removed from Ground | Gas (Historical Use) | 2000 | Composite | 1997-08-12 | 2007-05-14 | Fiberglass Reinforced Plastic | Suction (American)
FRIENDLY EXPRESS #41 | 4901 Main St. | HOBOKEN | Brantley | 9013010 | 3 | Flapper Valve | 1995-10-10 | FALSE | 1995-10-10 | FALSE | Currently in Use |  | 5000 | Composite | 1988-03-10 |  | Double-Walled Flex | Pressurized
VARN WOOD PRODUCTS | 107 N BRANTLEY AVE | HOBOKEN | Brantley | 9013022 | 2 |  |  | FALSE |  | FALSE | Removed from Ground | Gas (Historical Use) | 1000 | Unknown | 1999-11-20 | 1999-11-20 | Unknown
THORNTONS GROCERY | RT 1 BOX 177 | WAYNESVILLE | Brantley | 9013026 | 1 |  |  | FALSE |  | FALSE | Removed from Ground | Gas (Historical Use) | 3000 | Fiberglass | 2002-02-01 | 2018-08-14
COUNTY LINE GROCERY | US HWY 84 @ POST RD | WAYNESVILLE | Brantley | 4130015 | 1 | [5 empty] | Removed from Ground | Gas (Historical Use) | 2000 | Bare Steel | 1979-05-06 | 1899-12-31 | Galvanized Steel
FRIENDLY EXPRESS #91 | 19144 US-301 | HORTENSE | Brantley | 4130022 | 5-UL | Flapper Valve | 1996-06-01 | FALSE | 1996-06-01 | FALSE | Currently in Use | Regular | 8000 | Steel-Impressed Current | 2000-07-17 |  | Steel (Impressed Current) | Pressurized
BUIE'S BP | HWY 121 SOUTH | HOBOKEN | Brantley | 9013018 | 2 | [5 empty] | Removed from Ground | Gas (Historical Use) | 1000 | Not Marked/Unknown | 2001-01-01 | 2001-01-01 | Not Marked
FRIENDLY EXPRESS #92 | 26915 US-82 | WAYNESVILLE | Brantley | 9013007 | 9 | [5 empty] | Removed from Ground | Diesel | 4000 | Cathodically Protected Steel | 1988-11-01 | 1993-03-01 | Galvanized Steel | Safe Suction (Euro)
FRIENDLY EXPRESS #92 | 26915 US-82 | WAYNESVILLE | Brantley | 9013007 | 8 | [5 empty] | Permanently Out of Use - historical purposes | Gas (Historical Use) | 5000 | Composite | 1993-03-01 | 1899-12-31 | Cathodically Protected | Pressurized
FRIENDLY EXPRESS #96 | 9003 Old Hwy 259 | Waynesville | Brantley | 630077 | 1 | [5 empty] | Permanently Out of Use - historical purposes | Gas (Historical Use) | 3006 | Bare Steel | 1985-10-01 | 1899-12-31 | Galvanized Steel
FRIENDLY EXPRESS #94 | 21828 US-82 | Waynesville | Brantley | 4130010 | 3 | Flapper Valve | 1998-04-24 | FALSE | 1998-04-24 | FALSE | Currently in Use |  | 10000 | Steel-Impressed Current | 1998-07-21 |  |  | Pressurized
PETRO EXPRESS 108 | 101 E MAIN ST | HOBOKEN | Brantley | 9013012 | 2 |  |  | FALSE |  | FALSE | Removed from Ground | Gas (Historical Use) | 4000 | Bare Steel | 1984-04-30 | 1899-12-31 | Galvanized Steel | Pressurized
VARN WOOD PRODUCTS | 107 N BRANTLEY AVE | HOBOKEN | Brantley | 9013022 | 1 | [5 empty] | Removed from Ground | Gas (Historical Use) | 560 | Bare Steel | 1991-03-21 | 1999-11-22 | Galvanized Steel | Suction (American)
FRIENDLY EXPRESS #92 | 26915 US-82 | WAYNESVILLE | Brantley | 9013007 | 5B | Flapper Valve | 1993-03-01 | FALSE | 1993-03-01 | FALSE | Currently in Use | Premium | 5000 | Composite | 1993-03-01 |  | Fiberglass Reinforced Plastic | Pressurized
FRIENDLY EXPRESS #95 | 25137 US-82 | WAYNESVILLE | Brantley | 4130012 | 1 | Flapper Valve | 1998-04-24 | FALSE | 1998-04-24 | FALSE | Currently in Use |  | 10000 | Steel-Impressed Current | 1998-08-01 |  | Flex | Pressurized
JOEL HERRIN PGA TOWER S/S | US HWY 301 | HORTENSE | Brantley | 4130018 | 2 | [5 empty] | Permanently Out of Use - historical purposes | Gas (Historical Use) | 1000 | Bare Steel | 1971-04-22 | 1899-12-31 | Galvanized Steel
FRIENDLY EXPRESS #91 | 19144 US-301 | HORTENSE | Brantley | 4130022 | 4-DS | Flapper Valve | 1996-06-01 | FALSE | 1996-06-01 | FALSE | Currently in Use | Diesel | 10000 | Steel-Impressed Current | 2000-07-17 |  | Steel (Impressed Current) | Pressurized
FRIENDLY EXPRESS #96 | 9003 Old Hwy 259 | Waynesville | Brantley | 630077 | 6 | Flapper Valve | 1998-05-29 | FALSE | 1998-05-29 | FALSE | Currently in Use | Diesel | 3000 | Galvanic (STIP-3) | 1985-09-30 |  | Galvanized Steel | Suction (American)
FRIENDLY EXPRESS #97 | 7754 Caney Bay Rd. | NAHUNTA | Brantley | 9013008 | 2 | Flapper Valve | 1995-01-01 | FALSE | 1995-01-01 | FALSE | Currently in Use | Premium | 6000 | Steel-Impressed Current | 1995-10-31 |  | Double-Walled Flex | Pressurized
VERIZON | CR 225 & CSX RR TRACKS | HICKOX | Brantley | 9013001 | 2 | Ball Float | 1994-01-01 | FALSE | 1994-01-01 | FALSE | Currently in Use | Diesel | 600 | Fiberglass Double Walled | 1994-01-10 |  | Double-Walled Flex | Suction (American)
STOP & SHOP | 9266 CENTRAL AVE EXTENSION | WAYCROSS | Brantley | 9013015 | 1B | Flapper Valve | 1995-03-01 |  | 1995-03-01 |  | Currently in Use | Gas (Historical Use) | 1500 | Steel-Impressed Current | 1995-03-01 |  | Steel (Impressed Current) | Pressurized
FRIENDLY EXPRESS #93 | HWY 32 | POPPELLVILLE | Brantley | 9013021 | 1 | Flapper Valve | 1996-03-01 | FALSE | 1996-03-01 | FALSE | Currently in Use | Regular | 10000 | Composite | 1996-03-01 |  | Fiberglass Reinforced Plastic | Pressurized
FRIENDLY EXPRESS #93 | HWY 32 | POPPELLVILLE | Brantley | 9013021 | 2B | Flapper Valve | 1996-03-01 | FALSE | 1996-03-01 | FALSE | Currently in Use | Premium | 5000 | Composite | 1996-03-01 |  | Fiberglass Reinforced Plastic | Pressurized
FRIENDLY EXPRESS #97 | 7754 Caney Bay Rd. | NAHUNTA | Brantley | 9013008 | 3 | Flapper Valve | 1995-01-01 | FALSE | 1995-01-01 | FALSE | Currently in Use | Diesel On Road | 6000 | Steel-Impressed Current | 1995-10-31 |  | Double-Walled Flex | Pressurized
MINI MART | 6832 CENTRAL AVE | WAYCROSS | Brantley | 9013013 | 1 | Flapper Valve | 1998-11-10 | FALSE | 1997-12-17 | FALSE | Currently in Use | Regular | 6000 | Steel-Impressed Current | 1983-01-01 |  | Steel (Impressed Current) | Suction (American)
FRIENDLY EXPRESS #93 | HWY 32 | POPPELLVILLE | Brantley | 9013021 | 3 | Flapper Valve | 1996-03-01 | FALSE | 1996-03-01 | FALSE | Currently in Use | Diesel | 10000 | Composite | 1996-03-01 |  | Fiberglass Reinforced Plastic | Pressurized
STOP & SHOP | 9266 CENTRAL AVE EXTENSION | WAYCROSS | Brantley | 9013015 | 1A | Flapper Valve | 1995-03-01 |  | 1995-03-01 |  | Temporarily out of use | Gas (Historical Use) | 3000 | Steel-Impressed Current | 1995-03-01 |  | Steel (Impressed Current) | Pressurized
THE REFINERY | 9014 CENTRAL AVE | WAYCROSS | Brantley | 9013017 | 2 |  |  | FALSE |  | FALSE | Temporarily out of use | Gas (Historical Use) | 1 | Fiberglass | 2001-08-31 |  | Galvanized Steel | Suction (American)
MINI MART | 6832 CENTRAL AVE | WAYCROSS | Brantley | 9013013 | 2 |  | 1998-11-10 | FALSE | 1997-12-17 | FALSE | Temporarily out of use | Gas (Historical Use) | 3000 | Steel-Impressed Current | 1983-01-01 |  | Steel (Impressed Current) | Suction (American)
STOP & SHOP | 9266 CENTRAL AVE EXTENSION | WAYCROSS | Brantley | 9013015 | 2 | Ball Float | 1997-05-01 |  | 1997-05-01 |  | Currently in Use | Gas (Historical Use) | 8000 | Composite | 1997-05-01 |  | Steel (Impressed Current) | Pressurized
FRIENDLY EXPRESS #97 | 7754 Caney Bay Rd. | NAHUNTA | Brantley | 9013008 | 1 | Flapper Valve | 1995-01-01 | FALSE | 1995-01-01 | FALSE | Currently in Use | Regular | 6000 | Steel-Impressed Current | 1995-10-31 |  | Double-Walled Flex | Pressurized
FRIENDLY EXPRESS #93 | HWY 32 | POPPELLVILLE | Brantley | 9013021 | 2A | Flapper Valve | 1996-03-01 | FALSE | 1996-03-01 | FALSE | Currently in Use | Plus | 5000 | Composite | 1996-03-01 |  | Fiberglass Reinforced Plastic | Pressurized
STOP & SHOP | 9266 CENTRAL AVE EXTENSION | WAYCROSS | Brantley | 9013015 | 1C | Flapper Valve | 1995-03-01 |  | 1995-03-01 |  | Currently in Use | Diesel | 1500 | Steel-Impressed Current | 1995-03-01 |  | Steel (Impressed Current) | Pressurized
MINI MART | 6832 CENTRAL AVE | WAYCROSS | Brantley | 9013013 | 3 |  | 1998-11-10 | FALSE | 1997-12-17 | FALSE | Removed from Ground | Diesel | 3000 |  | 1983-01-01 | 2013-04-11 |  | Suction (American)
VERIZON | CR 225 & CSX RR TRACKS | HICKOX | Brantley | 9013001 | 1 | [5 empty] | Closed in Ground | Diesel | 500 | Marked Unknown | 1986-01-01 | 1993-12-06 | Bare Steel
THE REFINERY | 9014 CENTRAL AVE | WAYCROSS | Brantley | 9013017 | 1 |  |  | FALSE |  | FALSE | Temporarily out of use | Gas (Historical Use) | 1 | Fiberglass | 2001-08-31 |  | Galvanized Steel | Suction (American)
GEORGIA-PACIFIC |  | RAYBON | Brantley | 9000314 | 1 | [5 empty] | Removed from Ground | Gas (Historical Use) | 1000 | Bare Steel | 1989-06-19 | 1989-06-19 | Bare Steel
GA PACIFIC (LULATON) |  | LULATON | Brantley | 9000390 | 1 | [5 empty] | Removed from Ground | Other | 1 | Not Marked/Unknown |  | 1899-12-31 | Not Marked
GEORGIA-PACIFIC |  | RAYBON | Brantley | 9000314 | 2 | [5 empty] | Removed from Ground | Diesel | 2000 | Bare Steel | 1989-06-19 | 1989-06-19 | Not Marked
GEORGIA-PACIFIC |  | RAYBON | Brantley | 9000314 | 2885 | [5 empty] | Removed from Ground | Diesel | 4000 | Bare Steel | 1992-01-01 | 1995-09-19 | Fiberglass Reinforced Plastic
GEORGIA-PACIFIC |  | RAYBON | Brantley | 9000314 | 2884 | [5 empty] | Removed from Ground | Gas (Historical Use) | 4000 | Bare Steel | 1992-01-01 | 1995-09-19 | Fiberglass Reinforced Plastic
Circle K 2745148 | 401 E SCREVEN ST (FORMERLY 356) | QUITMAN | Brooks | 9014029 | 2 | Flapper Valve | 2001-02-02 | FALSE | 2001-02-02 | FALSE | Currently in Use | Premium | 12000 | Composite | 2001-02-02 |  | Double-Walled Flex | Pressurized
C&W GAS INC | 303 SOUTH CT | QUITMAN | Brooks | 9014005 | 3 | [5 empty] | Removed from Ground | Gas (Historical Use) | 4000 | Bare Steel | 1982-01-01 | 1998-12-10 | Galvanized Steel
BROOKS COUNTY HOSPITAL | 903 N COURT | QUITMAN | Brooks | 9014016 | 1 | [5 empty] | Removed from Ground | Diesel | 550 | Bare Steel | 1995-11-28 | 1995-11-28 | Galvanized Steel | Suction (American)
QUICK MART 1 | 1003 W SCREVEN ST | QUITMAN | Brooks | 9014017 | 1 | Ball Float | 1997-09-01 | FALSE | 1997-09-01 | FALSE | Currently in Use | E-10 | 8000 | Galvanic (STIP-3) | 1987-09-18 |  | Double-Walled Fiberglass | Pressurized
BROOKS CO PUBLIC WORKS | COUNTRY CLUB RD | QUITMAN | Brooks | 9014019 | 3 | [5 empty] | Removed from Ground | Diesel | 10000 | Bare Steel | 1985-01-01 | 1997-08-22 | Galvanized Steel | Suction (American)
BROOKS CO SCHOOL/BUS GARAGE | 704 NORTH TALLOKAS RD | QUITMAN | Brooks | 4140002 | 2 | [5 empty] | Removed from Ground | Gas (Historical Use) | 3000 | Bare Steel | 1961-02-04 | 1998-01-29 | Galvanized Steel
GA FC BROOKS CO UNIT | HWY 53 I MI SOUTH | QUITMAN | Brooks | 4140022 | 1 | [5 empty] | Removed from Ground | Gas (Historical Use) | 2000 | Bare Steel | 1981-10-01 | 1989-10-31 | Bare Steel
WILLIAM GRO (OLD STORE) | US HWY 84 E | QUITMAN | Brooks | 4140038 | 2 | [5 empty] | Removed from Ground | Gas (Historical Use) | 1065 | Bare Steel | 1971-04-17 | 1988-04-14 | Galvanized Steel
H A BROWNING | RT 1 | QUITMAN | Brooks | 4140034 | 1 | [5 empty] | Removed from Ground | Gas (Historical Use) | 2000 | Bare Steel | 1981-05-01 | 1988-08-01 | Galvanized Steel
SUWANNEE SWIFTY #130 | 801 W SCREVEN ST | QUITMAN | Brooks | 4140053 | 1 |  | 1994-12-28 |  | 1994-12-28 |  | Removed from Ground | Gas (Historical Use) | 6000 | Bare Steel | 1978-05-01 | 1997-09-02 | Fiberglass Reinforced Plastic | Safe Suction (Euro)
BARNEY PEACH MART | 13890 HWY 122 | BARNEY | Brooks | 10001619 | 1 | Flapper Valve | 2008-09-28 | FALSE | 2008-09-28 | FALSE | Currently in Use | E-10 | 8000 | Composite Double Walled | 2008-09-27 |  | Double-Walled Fiberglass | Pressurized
BELL'S SVC STA | PO BOX 161 | MORVEN | Brooks | 4140010 | 7 | [5 empty] | Permanently Out of Use - historical purposes | Gas (Historical Use) | 1000 | Marked Unknown | 1966-04-25 | 1899-12-31 | Galvanized Steel
SASSY STYLES | 11311 ADEL HIGHWAY | MORVEN | Brooks | 10002356 | 1 |  |  | FALSE |  | FALSE | Removed from Ground | Not Marked/Tank Removed | 0 | Unknown | 1997-01-01 | 1997-01-01
CRAZY GROCER INC | 8270 VALDOSTA HWY, MORVEN, GA 31638 | MORVEN | Brooks | 9014020 | 2 | Flapper Valve | 1995-10-02 | FALSE | 1995-10-02 | TRUE | Temporarily out of use | Premium | 8000 | Galvanic (STIP-3) | 1995-09-15 |  | Fiberglass Reinforced Plastic | Pressurized
Gas Express #266 | 11596 ADEL HWY | MORVEN | Brooks | 9014001 | 3 | Flapper Valve |  | FALSE | 1990-04-14 | FALSE | Currently in Use | E-10 | 6000 | Galvanic (STIP-3) | 1990-04-14 |  | Fiberglass Reinforced Plastic | Pressurized
FAUCETTES GULF SVC | 207 EAST SCREVEN ST | QUITMAN | Brooks | 4140008 | 3 | [5 empty] | Removed from Ground | Gas (Historical Use) | 0 | Bare Steel | 1958-02-20 | 1990-06-20 | Unknown
POWELL FARM SUPPLY (FORMERLY) | 813 SCREVEN ST | QUITMAN | Brooks | 4140023 | 6 | [5 empty] | Removed from Ground | Gas (Historical Use) | 1000 | Bare Steel | 1966-04-01 | 1899-12-31 | Bare Steel
BROOKS COUNTY TIRE SERVICE | 216 SOUTH COURT ST | QUITMAN | Brooks | 4140035 | 6 |  | 1989-01-01 |  | 1989-01-01 |  | Removed from Ground | Gas (Historical Use) | 6000 | Composite | 1989-01-01 | 2005-06-29 | Fiberglass Reinforced Plastic | Pressurized
BROOKS COUNTY TIRE SERVICE | 216 SOUTH COURT ST | QUITMAN | Brooks | 4140035 | 8 |  | 1989-01-01 |  | 1989-01-01 |  | Removed from Ground | Diesel | 6000 | Composite | 1989-01-01 | 2005-06-29 | Fiberglass Reinforced Plastic | Pressurized
RIVERBEND PLANTATION | RT 3 BOX 147 | QUITMAN | Brooks | 4140036 | 1 | [5 empty] | Removed from Ground | Gas (Historical Use) | 2000 | Bare Steel | 1973-05-07 | 1899-12-31 | Galvanized Steel | Suction (American)
SWIFTY MART #186 | 1010 N WASHINGTON ST | QUITMAN | Brooks | 4140052 | 4 |  | 1996-04-25 |  | 1996-04-25 |  | Removed from Ground | Gas (Historical Use) | 16000 | Composite | 1996-04-18 | 1999-09-01 | Cathodically Protected | Pressurized
WEST END MILLING CO INC | 702 W SCREVEN ST | QUITMAN | Brooks | 4140056 | 1 | [5 empty] | Removed from Ground | Diesel | 10000 | Bare Steel | 1976-05-06 | 1998-11-05 | Bare Steel | Suction (American)
PINEVIEW GAS & GROCERY | 7272 MADISON HWY | QUITMAN | Brooks | 10001366 | 1 | Flapper Valve | 2007-05-09 | FALSE | 2007-05-09 | FALSE | Currently in Use | E-0 | 2000 | Composite Double Walled | 2007-05-08 |  | Fiberglass Reinforced Plastic | Safe Suction (Euro)
BELL'S SVC STA | PO BOX 161 | MORVEN | Brooks | 4140010 | 6 | [5 empty] | Permanently Out of Use - historical purposes | Gas (Historical Use) | 4000 | Marked Unknown | 1984-04-25 | 1899-12-31 | Galvanized Steel
BROOKS CO FireDept | 1454 Jackson Rd | MORVEN | Brooks | 9014002 | 1 | Flapper Valve | 1989-07-15 |  | 1989-07-15 |  | Removed from Ground | Gas (Historical Use) | 2000 | Galvanic (STIP-3) | 1989-07-15 | 2006-07-27 | Cathodically Protected | Safe Suction (Euro)
FRIENDLY MARKET | 1101 WEST SCREVEN ST | QUITMAN | Brooks | 140064 | 5 |  | 1997-08-25 |  | 1997-08-25 |  | Removed from Ground | Gas (Historical Use) | 6000 | Galvanic (STIP-3) | 1997-08-25 | 2011-03-01 | Fiberglass Reinforced Plastic | Pressurized
FRIENDLY MARKET | 1101 WEST SCREVEN ST | QUITMAN | Brooks | 140064 | 4 |  | 1997-08-25 |  | 1997-08-25 |  | Removed from Ground | Gas (Historical Use) | 8000 | Galvanic (STIP-3) | 1997-08-25 | 2011-03-01 | Fiberglass Reinforced Plastic | Pressurized
GA DOT #10408/BROOKS CO MAINT HQ | GA HWY 38 EAST/US 84/ 1/2 MI CIT | QUITMAN | Brooks | 4140024 | 10408-1 | [5 empty] | Removed from Ground | Gas (Historical Use) | 1000 | Bare Steel | 1971-02-05 | 1990-12-01 | Galvanized Steel
WAYNE CAMPBELL/KWICK CHECK | BARWICK RD | QUITMAN | Brooks | 4140044 | 2 | [5 empty] | Removed from Ground | Gas (Historical Use) | 1065 | Bare Steel | 1967-04-17 | 1988-04-14 | Galvanized Steel
SOUTHERN RAILWAY CO | 705 SCREVEN ST | QUITMAN | Brooks | 4140054 | 1 | [5 empty] | Removed from Ground | Gas (Historical Use) | 500 | Bare Steel |  | 1899-12-31 | Unknown
RADNEY GROCERY | BOX 175 | MORVEN | Brooks | 4140039 | 2 | [5 empty] | Removed from Ground | Gas (Historical Use) | 1065 | Bare Steel | 1971-04-17 | 1988-04-14 | Galvanized Steel
MORVEN GIN CO | OLD ADEL-QUITMAN RD | MORVEN | Brooks | 140058 | 1 | [5 empty] | Removed from Ground | Diesel | 3500 | Bare Steel | 1982-05-29 | 1899-12-31 | Galvanized Steel
BROOKS CO FireDept | 1454 Jackson Rd | MORVEN | Brooks | 9014002 | 3 | Flapper Valve | 2006-08-01 | FALSE | 2006-08-01 | FALSE | Currently in Use | Diesel | 2500 | Fiberglass Double Walled | 2006-08-01 |  | Fiberglass Reinforced Plastic | Safe Suction (Euro)
NEELYS SERVICE CENTER | 302 S COURT ST | QUITMAN | Brooks | 4140014 | 3 | Flapper Valve | 1997-07-01 | FALSE | 1997-07-01 | FALSE | Temporarily out of use | Premium | 6000 | Steel-Impressed Current | 1967-01-01 |  | Steel (Impressed Current) | Safe Suction (Euro)
GAS & GO INC | 906 NORTH WASHINGTON ST | QUITMAN | Brooks | 4140019 | 6 | Overfill Alarm | 1997-05-15 | FALSE | 1997-05-15 | FALSE | Currently in Use | Premium | 6000 | Galvanic (STIP-3) | 1997-05-15 |  | Fiberglass Reinforced Plastic | Pressurized
QUITMAN TRACTOR CO | US HWY 84 W | QUITMAN | Brooks | 4140026 | 1 | [5 empty] | Removed from Ground | Gas (Historical Use) | 1000 | Bare Steel | 1982-04-10 | 1986-09-01 | Galvanized Steel
H A BROWNING | RT 1 | QUITMAN | Brooks | 4140034 | 2 | [5 empty] | Removed from Ground | Diesel | 3000 | Bare Steel | 1978-05-01 | 1988-08-01 | Galvanized Steel
HORACE JOHNSON GROCERY | RT 3 GREENVILLE HWY | QUITMAN | Brooks | 4140040 | 2 | [5 empty] | Removed from Ground | Gas (Historical Use) | 1065 | Bare Steel | 1967-04-17 | 1988-04-14 | Galvanized Steel
COASTAL PLAIN FARMERS CO-OP | OGLESBY ST | QUITMAN | Brooks | 4140046 | 1 | [5 empty] | Removed from Ground | Diesel | 2000 | Bare Steel | 1978-04-17 | 1992-03-21 | Galvanized Steel
BELL'S SVC STA | PO BOX 161 | MORVEN | Brooks | 4140010 | 4 | [5 empty] | Closed in Ground | Other | 4000 | Bare Steel | 1969-03-04 | 1983-03-01 | Fiberglass Reinforced Plastic
Gas Express #266 | 11596 ADEL HWY | MORVEN | Brooks | 9014001 | 1 | Flapper Valve | 1990-04-14 | FALSE | 1990-04-15 | FALSE | Currently in Use | Diesel | 6000 | Galvanic (STIP-3) | 1990-04-14 |  | Fiberglass Reinforced Plastic | Pressurized
COTTON VENTURES INC | 8614 JACKSON RD | MORVEN | Brooks | 9014022 | 1 | [5 empty] | Removed from Ground | Diesel | 3000 | Not Marked/Unknown | 1996-06-13 | 1899-12-31 | Not Marked
BELL'S SVC STA | PO BOX 161 | MORVEN | Brooks | 4140010 | 5 | [5 empty] | Closed in Ground | Other | 4000 | Bare Steel | 1969-03-04 | 1983-04-01 | Fiberglass Reinforced Plastic
BARNEY PEACH MART | 13890 HWY 122 | BARNEY | Brooks | 10001619 | 3 | Flapper Valve | 2008-09-28 | FALSE | 2008-09-28 | FALSE | Currently in Use | Diesel | 6000 | Composite Double Walled | 2008-09-27 |  | Double-Walled Fiberglass | Pressurized
EXPRESS LANE #53 | 502 SOUTH COURT ST | QUITMAN | Brooks | 142001 | 2 | [5 empty] | Removed from Ground | Gas (Historical Use) | 8000 | Bare Steel | 1982-11-05 | 2000-02-15 | Galvanized Steel | Suction (American)
BROOKS COUNTY HOSPITAL | 903 N COURT | QUITMAN | Brooks | 9014016 | 2 | Flapper Valve | 1995-11-01 | FALSE | 1995-11-01 | FALSE | Currently in Use | Diesel | 550 | Galvanic (STIP-3) | 1995-11-01 |  | Copper | Safe Suction (Euro)
AIR FARMING | TALLOKAS RD | QUITMAN | Brooks | 9014018 | 1 | [5 empty] | Removed from Ground | Diesel | 8000 | Not Marked/Unknown | 1989-06-01 | 1998-01-05 | Not Marked
FRIENDLY MARKET | 1101 WEST SCREVEN ST | QUITMAN | Brooks | 140064 | 2 | [5 empty] | Removed from Ground | Other | 3000 | Bare Steel | 1956-05-15 | 1997-08-11 | Galvanized Steel | Suction (American)
NEELYS SERVICE CENTER | 302 S COURT ST | QUITMAN | Brooks | 4140014 | 1 | Flapper Valve | 1997-07-01 | FALSE | 1997-07-01 | FALSE | Currently in Use | E-0 | 8000 | Steel-Impressed Current | 1967-01-01 |  | Steel (Impressed Current) | Safe Suction (Euro)
WAYNE CAMPBELL/KWICK CHECK | BARWICK RD | QUITMAN | Brooks | 4140044 | 1 | [5 empty] | Removed from Ground | Gas (Historical Use) | 1065 | Bare Steel | 1967-04-17 | 1988-04-14 | Galvanized Steel
SWIFTY MART #186 | 1010 N WASHINGTON ST | QUITMAN | Brooks | 4140052 | 2 | [5 empty] | Removed from Ground | Gas (Historical Use) | 8000 | Bare Steel | 1979-05-02 | 1996-04-17 | Galvanized Steel | Suction (American)
RADNEY GROCERY | BOX 175 | MORVEN | Brooks | 4140039 | 4 | [5 empty] | Removed from Ground | Gas (Historical Use) | 3000 | Bare Steel | 1973-04-16 | 1988-04-14 | Galvanized Steel
FORMER GASOLINE STATION | HWY 133 & 76 | MORVEN | Brooks | 9014023 | 1 | [5 empty] | Removed from Ground | Diesel | 1000 | Not Marked/Unknown | 1997-02-10 | 1997-02-10 | Not Marked
BARNEY PEACH MART | 13890 HWY 122 | BARNEY | Brooks | 10001619 | 2 | Ball Float | 2008-09-28 | FALSE | 2008-09-28 | FALSE | Currently in Use | Premium | 4000 | Composite Double Walled | 2008-09-27 |  | Double-Walled Fiberglass | Pressurized
FORMER GASOLINE STATION | HWY 133 & 76 | MORVEN | Brooks | 9014023 | 3 | [5 empty] | Removed from Ground | Kerosene | 1000 | Not Marked/Unknown | 1997-02-10 | 1997-02-10 | Not Marked
Gas Express #266 | 11596 ADEL HWY | MORVEN | Brooks | 9014001 | 2 | Flapper Valve | 1990-04-14 | FALSE | 1990-04-14 | FALSE | Currently in Use | E-10 | 6000 | Galvanic (STIP-3) | 1990-04-14 |  | Fiberglass Reinforced Plastic | Pressurized
PHILLIPS SVC STA | US HWY 84 RT 4 | QUITMAN | Brooks | 4140043 | 1 | [5 empty] | Removed from Ground | Gas (Historical Use) | 3000 | Bare Steel | 1966-04-16 | 1988-05-16 | Galvanized Steel
BELL'S SVC STA | PO BOX 161 | MORVEN | Brooks | 4140010 | 3 |  |  | TRUE |  | TRUE | Removed from Ground | Used Oil | 150 | Bare Steel | 1966-03-04 | 1991-07-15 | Unknown
HOLIDAY MARKET #324 | GA HWY 94 N | MORVEN | Brooks | 4140032 | 1 | [5 empty] | Removed from Ground | Gas (Historical Use) | 10000 | Bare Steel | 1978-04-30 | 1991-01-01 | Galvanized Steel
EXPRESS LANE #53 | 502 SOUTH COURT ST | QUITMAN | Brooks | 142001 | 1 | [5 empty] | Removed from Ground | Gas (Historical Use) | 8000 | Bare Steel | 1982-11-05 | 2000-02-15 | Galvanized Steel | Suction (American)
BROOKS COUNTY SHERRIF DEPT | COUNTRY CLUB RD | QUITMAN | Brooks | 9014025 | 1 | [5 empty] | Removed from Ground | Gas (Historical Use) | 1000 | Marked Unknown | 1997-08-20 | 1997-08-20 | Unknown
BROOKS CO PUBLIC WORKS | COUNTRY CLUB RD | QUITMAN | Brooks | 9014019 | 2 | [5 empty] | Removed from Ground | Gas (Historical Use) | 10000 | Bare Steel | 1985-01-01 | 1997-08-22 | Galvanized Steel | Suction (American)
FRIENDLY MARKET | 1101 WEST SCREVEN ST | QUITMAN | Brooks | 140064 | 1 | [5 empty] | Removed from Ground | Other | 4000 | Bare Steel | 1956-05-15 | 1997-08-11 | Galvanized Steel | Suction (American)
FRIENDLY MARKET | 1101 WEST SCREVEN ST | QUITMAN | Brooks | 140064 | 7 |  | 1997-08-25 |  | 1997-08-25 |  | Removed from Ground | Kerosene | 1000 | Galvanic (STIP-3) | 1997-08-25 | 2011-03-01 | Fiberglass Reinforced Plastic | Pressurized
GA FC BROOKS CO UNIT | HWY 53 I MI SOUTH | QUITMAN | Brooks | 4140022 | 2 | [5 empty] | Removed from Ground | Diesel | 560 | Bare Steel | 1981-10-01 | 1989-10-31 | Bare Steel
GA DOT #10408/BROOKS CO MAINT HQ | GA HWY 38 EAST/US 84/ 1/2 MI CIT | QUITMAN | Brooks | 4140024 | 408D1 |  | 1989-01-01 |  | 1989-01-01 |  | Removed from Ground | Diesel | 1040 | Cathodically Protected Steel | 1989-01-10 | 2004-03-23 | Galvanized Steel | Suction (American)
WILLIAM GRO (OLD STORE) | US HWY 84 E | QUITMAN | Brooks | 4140038 | 1 | [5 empty] | Removed from Ground | Gas (Historical Use) | 1065 | Bare Steel | 1971-04-17 | 1988-04-14 | Galvanized Steel
WILLIAMS GROCERY | HWY 84 E | QUITMAN | Brooks | 4140048 | 1 | [5 empty] | Removed from Ground | Gas (Historical Use) | 4000 | Bare Steel | 1984-04-16 | 1899-12-31 | Galvanized Steel | Suction (American)
QUITMAN PRIMARY SCHOOL | SOUTH WASHINGTON ST | QUITMAN | Brooks | 140005 | 2 | [5 empty] | Currently in Use | Diesel | 3000 | Not Marked/Unknown |  |  | Not Marked
QUIK MART #2 | 503 S COURT STREET | QUITMAN | Brooks | 9014027 | 1A | Ball Float | 2000-03-01 | FALSE | 2000-03-01 | FALSE | Currently in Use | E-10 | 12000 | Composite Double Walled | 2000-03-01 |  | Double-Walled Flex | Pressurized
QUICK MART 1 | 1003 W SCREVEN ST | QUITMAN | Brooks | 9014017 | 2 | Ball Float | 1997-09-01 | FALSE | 1997-09-01 | FALSE | Currently in Use | Premium | 8000 | Galvanic (STIP-3) | 1987-09-18 |  | Double-Walled Fiberglass | Pressurized
FAUCETTES GULF SVC | 207 EAST SCREVEN ST | QUITMAN | Brooks | 4140008 | 1 | [5 empty] | Removed from Ground | Gas (Historical Use) | 0 | Bare Steel | 1958-02-20 | 1990-06-20 | Unknown
SINKOLA FARMS CO | RT 33 | QUITMAN | Brooks | 4140011 | 1 | [5 empty] | Removed from Ground | Diesel | 8000 | Bare Steel | 1983-01-29 | 1991-09-01 | Not Marked
KINDERLOU FARM (PECAN FARM) | COUNTRY CLUB RD | QUITMAN | Brooks | 4140013 | 2 | [5 empty] | Removed from Ground | Gas (Historical Use) | 2000 | Bare Steel | 1982-03-17 | 1990-05-01 | Galvanized Steel
NEELYS SERVICE CENTER | 302 S COURT ST | QUITMAN | Brooks | 4140014 | 4 | Flapper Valve | 1997-07-01 | FALSE | 1997-07-01 | FALSE | Currently in Use | Diesel | 6000 | Steel-Impressed Current | 1988-04-01 |  | Steel (Impressed Current) | Safe Suction (Euro)
PHILLIPS SVC STA | US HWY 84 RT 4 | QUITMAN | Brooks | 4140043 | 2 | [5 empty] | Removed from Ground | Gas (Historical Use) | 4000 | Bare Steel | 1966-04-16 | 1988-05-16 | Galvanized Steel
#933 (QUICK STOP #1) | 812 E SCREVEN ST | QUITMAN | Brooks | 142000 | 96867 | Flapper Valve | 1987-11-18 | FALSE | 1987-11-18 | FALSE | Currently in Use | E-10 | 6000 | Galvanic (STIP-3) | 1987-11-18 |  | Fiberglass Reinforced Plastic | Pressurized
BROOKS CO PUBLIC WORKS | 1625 JOHNSON SHORT ROAD | QUITMAN | Brooks | 9014026 | 1 | Flapper Valve | 1997-08-19 | FALSE | 1997-08-19 | FALSE | Currently in Use | Diesel | 8000 | Composite | 1997-08-19 |  | Fiberglass Reinforced Plastic | Safe Suction (Euro)
AIR FARMING | TALLOKAS RD | QUITMAN | Brooks | 9014018 | 2 | [5 empty] | Removed from Ground | Gas (Historical Use) | 6000 | Not Marked/Unknown | 1989-11-01 | 1998-01-05 | Not Marked
ABANDONED SERVICE STATION | 411 EAST SCREVEN ST | QUITMAN | Brooks | 140065 | 7 | [5 empty] | Removed from Ground | Empty | 4000 | Bare Steel | 1940-05-19 | 1899-12-31 | Galvanized Steel
ABANDONED SERVICE STATION | 411 EAST SCREVEN ST | QUITMAN | Brooks | 140065 | 4 | [5 empty] | Removed from Ground | Empty | 4000 | Bare Steel | 1940-05-19 | 1899-12-31 | Galvanized Steel
ABANDONED SERVICE STATION | 411 EAST SCREVEN ST | QUITMAN | Brooks | 140065 | 1 | [5 empty] | Removed from Ground | Empty | 1000 | Bare Steel | 1930-05-22 | 1899-12-31 | Galvanized Steel
Circle K 2745148 | 401 E SCREVEN ST (FORMERLY 356) | QUITMAN | Brooks | 9014029 | 1 | Flapper Valve | 2001-02-02 | FALSE | 2001-02-02 | FALSE | Currently in Use | E-10 | 12000 | Composite | 2001-02-02 |  | Double-Walled Flex | Pressurized
JOHNS GROCERY #2 | 1010 NORTH WASHINGTON ST | QUITMAN | Brooks | 9014028 | 1B | Flapper Valve | 2000-09-22 | FALSE | 2000-09-22 | FALSE | Currently in Use | Diesel | 5000 | Composite | 2000-09-22 |  | Double-Walled Flex | Pressurized
PINE VIEW SERVICE STATION | RTE 3 BOX 420 MADISON HWY | QUITMAN | Brooks | 9014007 | 1 | [5 empty] | Removed from Ground | Gas (Historical Use) | 2000 | Bare Steel | 1973-01-01 | 1999-04-29 | Galvanized Steel | Suction (American)
GAS & GO INC | 906 NORTH WASHINGTON ST | QUITMAN | Brooks | 4140019 | 1 | [5 empty] | Removed from Ground | Other | 4000 | Bare Steel | 1969-04-07 | 1996-05-20 | Galvanized Steel
POWELL FARM SUPPLY (FORMERLY) | 813 SCREVEN ST | QUITMAN | Brooks | 4140023 | 1 | [5 empty] | Removed from Ground | Gas (Historical Use) | 3000 | Bare Steel | 1966-04-01 | 2005-11-03 | Bare Steel
POWELL FARM SUPPLY (FORMERLY) | 813 SCREVEN ST | QUITMAN | Brooks | 4140023 | 4 | [5 empty] | Removed from Ground | Gas (Historical Use) | 4000 | Bare Steel | 1966-04-01 | 2005-11-03 | Bare Steel
GA DOT #10408/BROOKS CO MAINT HQ | GA HWY 38 EAST/US 84/ 1/2 MI CIT | QUITMAN | Brooks | 4140024 | 10408-3 | [5 empty] | Removed from Ground | Diesel | 550 | Bare Steel | 1982-02-04 | 1990-12-01 | Galvanized Steel
BROOKS COUNTY TIRE SERVICE | 216 SOUTH COURT ST | QUITMAN | Brooks | 4140035 | 2 | [5 empty] | Removed from Ground | Other | 3000 | Bare Steel |  | 1899-12-31 | Galvanized Steel
WAYNE CAMPBELL/KWICK CHECK | BARWICK RD | QUITMAN | Brooks | 4140044 | 3 | [5 empty] | Removed from Ground | Gas (Historical Use) | 2000 | Bare Steel | 1977-04-16 | 1988-04-14 | Galvanized Steel
BELL'S SVC STA | PO BOX 161 | MORVEN | Brooks | 4140010 | 2 | [5 empty] | Removed from Ground | Gas (Historical Use) | 1000 | Bare Steel | 1971-03-05 | 1991-07-15 | Fiberglass Reinforced Plastic
RADNEY GROCERY | BOX 175 | MORVEN | Brooks | 4140039 | 3 | [5 empty] | Removed from Ground | Gas (Historical Use) | 1065 | Bare Steel | 1971-04-17 | 1988-04-14 | Galvanized Steel
CRAZY GROCER INC | 8270 VALDOSTA HWY, MORVEN, GA 31638 | MORVEN | Brooks | 9014020 | 1 | Overfill Alarm | 1995-10-02 | FALSE | 1995-10-02 | TRUE | Temporarily out of use | E-10 | 10000 | Galvanic (STIP-3) | 1995-09-15 |  | Fiberglass Reinforced Plastic | Pressurized
NORFOLK SOUTH RAILWAY CO | HWY 49 & 96 | QUITMAN | Brooks | 9014010 | 1 | [5 empty] | Removed from Ground | Diesel | 500 | Bare Steel | 1992-05-18 | 1992-05-18 | Galvanized Steel | Safe Suction (Euro)
BROOKS CO PUBLIC WORKS | COUNTRY CLUB RD | QUITMAN | Brooks | 9014019 | 1 | [5 empty] | Removed from Ground | Gas (Historical Use) | 10000 | Bare Steel | 1985-01-01 | 1997-08-27 | Galvanized Steel | Suction (American)
FRIENDLY MARKET | 1101 WEST SCREVEN ST | QUITMAN | Brooks | 140064 | 6 |  | 1997-08-25 |  | 1997-08-25 |  | Removed from Ground | Diesel | 2000 | Galvanic (STIP-3) | 1997-08-25 | 2011-03-01 | Fiberglass Reinforced Plastic | Pressurized
ABANDONED SERVICE STATION | 411 EAST SCREVEN ST | QUITMAN | Brooks | 140065 | 6 | [5 empty] | Removed from Ground | Empty | 4000 | Bare Steel | 1940-05-19 | 1899-12-31 | Galvanized Steel
ABANDONED SERVICE STATION | 411 EAST SCREVEN ST | QUITMAN | Brooks | 140065 | 9 | [5 empty] | Removed from Ground | Empty | 12000 | Bare Steel | 1948-05-17 | 1899-12-31 | Galvanized Steel
GAS & GO INC | 906 NORTH WASHINGTON ST | QUITMAN | Brooks | 4140019 | 3 | [5 empty] | Removed from Ground | Other | 4000 | Bare Steel | 1969-04-07 | 1996-05-20 | Galvanized Steel | Suction (American)
STAN SAX CORP | 1001 HOLLOWAY DR | QUITMAN | Brooks | 4140021 | 1 | [5 empty] | Removed from Ground | Diesel | 10000 | Bare Steel | 1983-04-23 | 1995-06-30 | Unknown
GA FC BROOKS CO UNIT | HWY 53 I MI SOUTH | QUITMAN | Brooks | 4140022 | 3 | [5 empty] | Closed in Ground | Empty | 560 | Bare Steel | 1955-12-13 | 1980-08-01 | Bare Steel
BROOKS COUNTY TIRE SERVICE | 216 SOUTH COURT ST | QUITMAN | Brooks | 4140035 | 7 |  | 1989-01-01 |  | 1989-01-01 |  | Removed from Ground | Gas (Historical Use) | 6000 | Composite | 1989-01-01 | 2005-06-29 | Fiberglass Reinforced Plastic | Pressurized
BROOKS COUNTY TIRE SERVICE | 216 SOUTH COURT ST | QUITMAN | Brooks | 4140035 | 5 |  | 1989-01-01 |  | 1989-01-01 |  | Removed from Ground | Gas (Historical Use) | 6000 | Composite | 1989-01-01 | 2005-06-29 | Fiberglass Reinforced Plastic | Pressurized
BROOKS COUNTY TIRE SERVICE | 216 SOUTH COURT ST | QUITMAN | Brooks | 4140035 | 4 | [5 empty] | Removed from Ground | Other | 4000 | Bare Steel |  | 1899-12-31 | Galvanized Steel
RIVERBEND PLANTATION | RT 3 BOX 147 | QUITMAN | Brooks | 4140036 | 2 | [5 empty] | Removed from Ground | Diesel | 2000 | Bare Steel | 1973-05-07 | 1899-12-31 | Galvanized Steel | Suction (American)
RADNEY GROCERY | BOX 175 | MORVEN | Brooks | 4140039 | 1 | [5 empty] | Removed from Ground | Gas (Historical Use) | 560 | Bare Steel | 1971-04-17 | 1988-04-14 | Galvanized Steel
ABANDONED SERVICE STATION | 411 EAST SCREVEN ST | QUITMAN | Brooks | 140065 | 8 | [5 empty] | Removed from Ground | Empty | 3200 | Bare Steel | 1948-05-17 | 1899-12-31 | Galvanized Steel
ABANDONED SERVICE STATION | 411 EAST SCREVEN ST | QUITMAN | Brooks | 140065 | 2 | [5 empty] | Removed from Ground | Empty | 1000 | Bare Steel | 1930-05-22 | 1899-12-31 | Galvanized Steel
POWELL FARM SUPPLY (FORMERLY) | 813 SCREVEN ST | QUITMAN | Brooks | 4140023 | 5 | [5 empty] | Removed from Ground | Other | 550 | Bare Steel | 1966-04-01 | 1899-12-31 | Bare Steel
GA DOT #10408/BROOKS CO MAINT HQ | GA HWY 38 EAST/US 84/ 1/2 MI CIT | QUITMAN | Brooks | 4140024 | 10408-2 | [5 empty] | Removed from Ground | Diesel | 550 | Bare Steel | 1976-02-05 | 1990-12-01 | Galvanized Steel
FRIENDLY MARKET | 1101 WEST SCREVEN ST | QUITMAN | Brooks | 140064 | 3 | [5 empty] | Removed from Ground | Diesel | 2000 | Bare Steel | 1956-05-15 | 1997-08-11 | Galvanized Steel | Suction (American)
NEELYS SERVICE CENTER | 302 S COURT ST | QUITMAN | Brooks | 4140014 | 2 | Flapper Valve | 1997-07-01 | FALSE | 1997-07-01 | FALSE | Temporarily out of use | Plus | 3000 | Steel-Impressed Current | 1967-01-01 |  | Steel (Impressed Current) | Safe Suction (Euro)
GAS & GO INC | 906 NORTH WASHINGTON ST | QUITMAN | Brooks | 4140019 | 5 | Overfill Alarm | 1997-05-15 | FALSE | 1997-05-15 | FALSE | Currently in Use | E-10 | 8000 | Galvanic (STIP-3) | 1988-03-09 |  | Fiberglass Reinforced Plastic | Pressurized
DAIRYMEN INC | 411 SOUTH COURT ST | QUITMAN | Brooks | 9000267 | 1 | [5 empty] | Removed from Ground | Diesel | 0 | Marked Unknown | 1961-05-07 | 1899-12-31 | Unknown
GAS & GO INC | 906 NORTH WASHINGTON ST | QUITMAN | Brooks | 4140019 | 2 | [5 empty] | Removed from Ground | Other | 4000 | Bare Steel | 1969-04-07 | 1996-05-20 | Galvanized Steel | Suction (American)
BROOKS COUNTY TIRE SERVICE | 216 SOUTH COURT ST | QUITMAN | Brooks | 4140035 | 3 | [5 empty] | Removed from Ground | Other | 1000 | Bare Steel |  | 1899-12-31 | Galvanized Steel
SWIFTY MART #186 | 1010 N WASHINGTON ST | QUITMAN | Brooks | 4140052 | 3 | [5 empty] | Removed from Ground | Gas (Historical Use) | 6000 | Bare Steel | 1979-05-02 | 1996-04-17 | Galvanized Steel | Suction (American)
BST/QUITMAN REPEATER/R2628 | US HWY 84/2 MI S OF QUITMAN | QUITMAN | Brooks | 4140057 | 1 | [5 empty] | Removed from Ground | Diesel | 1500 | Bare Steel | 1979-07-18 | 1992-11-23 | Copper | Suction (American)
C&W GAS INC | 303 SOUTH CT | QUITMAN | Brooks | 9014005 | 1 | [5 empty] | Removed from Ground | Gas (Historical Use) | 4000 | Bare Steel | 1982-01-01 | 1998-12-10 | Galvanized Steel
SHERIFF'S ANNEX | 1004 E HOLLOWAY DR | QUITMAN | Brooks | 9014014 | 1 | Flapper Valve | 1990-02-01 | FALSE | 1990-02-01 | FALSE | Currently in Use | E-10 | 12000 | Galvanic (STIP-3) | 1990-02-01 |  | Fiberglass Reinforced Plastic | Safe Suction (Euro)
GRINER CHEVROLET | 8640 HWY 84 | QUITMAN | Brooks | 9014015 | 1 | Ball Float | 1998-11-10 | FALSE | 1998-11-10 | FALSE | Removed from Ground | Gas (Historical Use) | 4000 | Galvanic (STIP-3) | 1996-11-10 |  | Fiberglass Reinforced Plastic | Pressurized
QUICK MART 1 | 1003 W SCREVEN ST | QUITMAN | Brooks | 9014017 | 3 | Ball Float | 1997-09-01 | FALSE | 1997-09-01 | FALSE | Currently in Use | Diesel | 6000 | Galvanic (STIP-3) | 1987-09-18 |  | Double-Walled Fiberglass | Pressurized
FAUCETTES GULF SVC | 207 EAST SCREVEN ST | QUITMAN | Brooks | 4140008 | 2 | [5 empty] | Removed from Ground | Gas (Historical Use) | 0 | Bare Steel | 1958-02-20 | 1990-06-20 | Unknown
HORACE JOHNSON GROCERY | RT 3 GREENVILLE HWY | QUITMAN | Brooks | 4140040 | 1 | [5 empty] | Removed from Ground | Gas (Historical Use) | 1065 | Bare Steel | 1967-04-17 | 1988-04-14 | Galvanized Steel
PHILLIPS SVC STA | US HWY 84 RT 4 | QUITMAN | Brooks | 4140043 | 3 | [5 empty] | Removed from Ground | Gas (Historical Use) | 2000 | Bare Steel | 1966-04-16 | 1988-05-16 | Galvanized Steel
SUWANNEE SWIFTY #130 | 801 W SCREVEN ST | QUITMAN | Brooks | 4140053 | 2 |  | 1994-12-28 |  | 1994-12-28 |  | Removed from Ground | Gas (Historical Use) | 6000 | Bare Steel | 1978-05-01 | 1997-09-02 | Fiberglass Reinforced Plastic | Safe Suction (Euro)
WEST END MILLING CO INC | 702 W SCREVEN ST | QUITMAN | Brooks | 4140056 | 2 | [5 empty] | Removed from Ground | Gas (Historical Use) | 2000 | Bare Steel | 1981-05-06 | 1998-11-05 | Bare Steel | Suction (American)
#933 (QUICK STOP #1) | 812 E SCREVEN ST | QUITMAN | Brooks | 142000 | 96868 | Flapper Valve | 1987-11-18 | FALSE | 1987-11-18 | FALSE | Currently in Use | Plus | 6000 | Galvanic (STIP-3) | 1987-11-18 |  | Fiberglass Reinforced Plastic | Pressurized
JOHNS GROCERY #2 | 1010 NORTH WASHINGTON ST | QUITMAN | Brooks | 9014028 | 1A | Flapper Valve | 2000-09-22 | FALSE | 2000-09-22 | FALSE | Currently in Use | E-10 | 10000 | Composite | 2000-09-22 |  | Double-Walled Flex | Pressurized
QUIK MART #2 | 503 S COURT STREET | QUITMAN | Brooks | 9014027 | 1B | Ball Float | 2000-03-01 | FALSE | 2000-03-01 | FALSE | Currently in Use | Premium | 8000 | Composite Double Walled | 2000-03-01 |  | Double-Walled Flex | Pressurized
C&W GAS INC | 303 SOUTH CT | QUITMAN | Brooks | 9014005 | 2 | [5 empty] | Removed from Ground | Gas (Historical Use) | 4000 | Bare Steel | 1982-01-01 | 1998-12-10 | Galvanized Steel
EDS-84 | US 84 | QUITMAN | Brooks | 9014021 | 1 | [5 empty] | Removed from Ground | Other | 550 | Marked Unknown | 1995-11-01 | 1995-11-01 | Unknown
ABANDONED SERVICE STATION | 411 EAST SCREVEN ST | QUITMAN | Brooks | 140065 | 3 | [5 empty] | Removed from Ground | Empty | 1000 | Bare Steel | 1930-05-22 | 1899-12-31 | Galvanized Steel
DAIRYMEN INC | 411 SOUTH COURT ST | QUITMAN | Brooks | 9000267 | 2 | [5 empty] | Closed in Ground | Diesel | 0 | Marked Unknown | 1961-05-07 | 1899-12-31 | Unknown
GAS & GO INC | 906 NORTH WASHINGTON ST | QUITMAN | Brooks | 4140019 | 4 | [5 empty] | Removed from Ground | Other | 10000 | Bare Steel | 1969-04-07 | 1996-05-20 | Galvanized Steel | Suction (American)
GAS & GO INC | 906 NORTH WASHINGTON ST | QUITMAN | Brooks | 4140019 | 7 | Overfill Alarm | 1997-05-15 | FALSE | 1997-05-15 | FALSE | Currently in Use | Diesel | 6000 | Galvanic (STIP-3) | 1997-05-15 |  | Fiberglass Reinforced Plastic | Pressurized
GA DOT #10408/BROOKS CO MAINT HQ | GA HWY 38 EAST/US 84/ 1/2 MI CIT | QUITMAN | Brooks | 4140024 | 408G1 |  | 1989-01-01 |  | 1989-01-01 |  | Removed from Ground | Gas (Historical Use) | 1040 | Cathodically Protected Steel | 1989-01-10 | 2004-03-23 | Galvanized Steel | Suction (American)
FAUCETTES GULF SVC | 207 EAST SCREVEN ST | QUITMAN | Brooks | 4140008 | 4 | [5 empty] | Removed from Ground | Kerosene | 0 | Bare Steel | 1958-02-20 | 1990-06-20 | Unknown
FAUCETTES GULF SVC | 207 EAST SCREVEN ST | QUITMAN | Brooks | 4140008 | 5 |  |  | TRUE |  | TRUE | Removed from Ground | Used Oil | 0 | Bare Steel | 1958-02-20 | 1990-06-20 | Unknown
QUITMAN PRIMARY SCHOOL | SOUTH WASHINGTON ST | QUITMAN | Brooks | 140005 | 1 | [5 empty] | Removed from Ground | Diesel | 6000 | Bare Steel | 1961-01-01 | 1998-08-01 | Bare Steel
BROOKS CO PUBLIC WORKS | 1625 JOHNSON SHORT ROAD | QUITMAN | Brooks | 9014026 | 2 | Flapper Valve | 1997-08-19 | FALSE | 1997-08-19 | FALSE | Currently in Use | E-10 | 10000 | Composite | 1997-08-19 |  | Fiberglass Reinforced Plastic | Safe Suction (Euro)
C&W GAS INC | 303 SOUTH CT | QUITMAN | Brooks | 9014005 | 4 | [5 empty] | Removed from Ground | Gas (Historical Use) | 4000 | Bare Steel | 1982-01-01 | 1998-12-10 | Galvanized Steel
CITY OF MORVEN | SECOND ST | MORVEN | Brooks | 4140003 | 1 | [5 empty] | Removed from Ground | Gas (Historical Use) | 3000 | Bare Steel | 1956-02-05 | 1899-12-31 | Galvanized Steel
FORMER GASOLINE STATION | HWY 133 & 76 | MORVEN | Brooks | 9014023 | 2 | [5 empty] | Removed from Ground | Gas (Historical Use) | 1000 | Not Marked/Unknown | 1997-02-10 | 1997-02-10 | Not Marked
GRIFFIN SVC STA | GA HWY 94 @ GA HWY 76 | MORVEN | Brooks | 4140017 | 1 | [5 empty] | Removed from Ground | Gas (Historical Use) | 2000 | Bare Steel | 1968-04-16 | 1989-10-25 | Galvanized Steel
CITY OF MORVEN | SECOND ST | MORVEN | Brooks | 4140003 | 2 | [5 empty] | Removed from Ground | Other | 7000 | Bare Steel | 1964-01-01 | 1899-12-31 | Unknown
Gas Express #266 | 11596 ADEL HWY | MORVEN | Brooks | 9014001 | 4 | Flapper Valve | 1990-04-14 | FALSE | 1990-04-14 | FALSE | Currently in Use | Premium | 6000 | Galvanic (STIP-3) | 1990-04-14 |  | Fiberglass Reinforced Plastic | Pressurized
BROOKS CO FireDept | 1454 Jackson Rd | MORVEN | Brooks | 9014002 | 2 | Flapper Valve | 1989-07-15 |  | 1989-07-15 |  | Removed from Ground | Diesel | 2000 | Galvanic (STIP-3) | 1989-07-15 | 2006-07-27 | Cathodically Protected | Safe Suction (Euro)
PINE VIEW SERVICE STATION | RTE 3 BOX 420 MADISON HWY | QUITMAN | Brooks | 9014007 | 2 | [5 empty] | Removed from Ground | Gas (Historical Use) | 2000 | Bare Steel | 1973-01-01 | 1999-04-29 | Galvanized Steel | Suction (American)
BROOKS CO SCHOOL/BUS GARAGE | 704 NORTH TALLOKAS RD | QUITMAN | Brooks | 4140002 | 1 | [5 empty] | Removed from Ground | Gas (Historical Use) | 5000 | Bare Steel | 1961-02-04 | 1998-01-29 | Galvanized Steel
POWELL FARM SUPPLY (FORMERLY) | 813 SCREVEN ST | QUITMAN | Brooks | 4140023 | 3 | [5 empty] | Removed from Ground | Gas (Historical Use) | 3000 | Bare Steel | 1966-04-01 | 2005-11-03 | Bare Steel
HOLIDAY MARKET #324 | GA HWY 94 N | MORVEN | Brooks | 4140032 | 2 | [5 empty] | Removed from Ground | Gas (Historical Use) | 10000 | Bare Steel | 1978-04-30 | 1991-01-01 | Galvanized Steel
Circle K 2745148 | 401 E SCREVEN ST (FORMERLY 356) | QUITMAN | Brooks | 9014029 | 3 | Flapper Valve | 2001-02-02 | FALSE | 2001-02-02 | FALSE | Currently in Use | Diesel | 12000 | Composite | 2001-02-02 |  | Double-Walled Flex | Pressurized
BROOKS CO PUBLIC WORKS | COUNTRY CLUB RD | QUITMAN | Brooks | 9014019 | 4 |  |  | TRUE |  | TRUE | Removed from Ground | Used Oil | 2000 | Not Marked/Unknown | 1997-08-27 | 1997-08-27 | Not Marked
MORVEN RADIO RELAY STA | GA STATE RD 76 N | QUITMAN | Brooks | 4140033 | 1 | [5 empty] | Removed from Ground | Diesel | 0 | Bare Steel |  | 1899-12-31 | Galvanized Steel
SWIFTY MART #186 | 1010 N WASHINGTON ST | QUITMAN | Brooks | 4140052 | 1 | [5 empty] | Removed from Ground | Gas (Historical Use) | 6000 | Bare Steel | 1979-05-02 | 1996-04-17 | Galvanized Steel | Suction (American)
SUWANNEE SWIFTY #130 | 801 W SCREVEN ST | QUITMAN | Brooks | 4140053 | 3 |  | 1994-12-28 |  | 1994-12-28 |  | Removed from Ground | Gas (Historical Use) | 6000 | Bare Steel | 1978-05-01 | 1997-09-02 | Fiberglass Reinforced Plastic | Safe Suction (Euro)
#933 (QUICK STOP #1) | 812 E SCREVEN ST | QUITMAN | Brooks | 142000 | 96870 | Flapper Valve | 1987-11-18 | FALSE | 1987-11-18 | FALSE | Currently in Use | Premium | 6000 | Galvanic (STIP-3) | 1987-11-04 |  | Fiberglass Reinforced Plastic | Pressurized
ABANDONED SERVICE STATION | 411 EAST SCREVEN ST | QUITMAN | Brooks | 140065 | 5 | [5 empty] | Removed from Ground | Empty | 4000 | Bare Steel | 1940-05-19 | 1899-12-31 | Galvanized Steel
DAIRYMEN INC | 411 SOUTH COURT ST | QUITMAN | Brooks | 9000267 | 3 | [5 empty] | Removed from Ground | Other | 0 | Marked Unknown | 1961-05-07 | 1899-12-31 | Unknown
KINDERLOU FARM (PECAN FARM) | COUNTRY CLUB RD | QUITMAN | Brooks | 4140013 | 1 | [5 empty] | Removed from Ground | Diesel | 2000 | Bare Steel | 1982-03-17 | 1990-05-01 | Galvanized Steel
POWELL FARM SUPPLY (FORMERLY) | 813 SCREVEN ST | QUITMAN | Brooks | 4140023 | 2 |  |  | TRUE |  | TRUE | Removed from Ground | Used Oil | 550 | Bare Steel | 1966-04-01 | 1899-12-31 | Bare Steel
BROOKS COUNTY TIRE SERVICE | 216 SOUTH COURT ST | QUITMAN | Brooks | 4140035 | 1 | [5 empty] | Removed from Ground | Other | 4000 | Bare Steel |  | 1899-12-31 | Galvanized Steel
PHILLIPS SVC STA | US HWY 84 RT 4 | QUITMAN | Brooks | 4140043 | 4 | [5 empty] | Removed from Ground | Diesel | 2000 | Bare Steel | 1977-04-16 | 1988-05-16 | Galvanized Steel
WILLIAMS GROCERY | HWY 84 E | QUITMAN | Brooks | 4140048 | 2 | [5 empty] | Removed from Ground | Gas (Historical Use) | 4000 | Bare Steel | 1984-04-16 | 1899-12-31 | Galvanized Steel | Suction (American)
BELL'S SVC STA | PO BOX 161 | MORVEN | Brooks | 4140010 | 1 | [5 empty] | Removed from Ground | Gas (Historical Use) | 4000 | Bare Steel | 1979-03-05 | 1991-07-15 | Fiberglass Reinforced Plastic
JOHNSON GROCERY | 4310 US HWY 84 EAST | DIXIE | Brooks | 4140009 | 8 | [5 empty] | Removed from Ground | Diesel | 6000 | Cathodically Protected Steel | 1988-08-01 | 1988-08-01 | Cathodically Protected
JOHNSON GROCERY | 4310 US HWY 84 EAST | DIXIE | Brooks | 4140009 | 2 | [5 empty] | Removed from Ground | Gas (Historical Use) | 1000 | Bare Steel | 1975-02-21 | 1988-08-31 | Galvanized Steel | Suction (American)
PAVO FOODMART | 233 E HARRIS ST | PAVO | Brooks | 4140055 | 2 | Flapper Valve | 1999-01-01 | FALSE | 1999-01-01 | FALSE | Currently in Use | Diesel | 2000 | Steel-Impressed Current | 1982-05-03 |  | Galvanized Steel | Safe Suction (Euro)
JOHNSON GROCERY | 4310 US HWY 84 EAST | DIXIE | Brooks | 4140009 | 9A | Ball Float | 1994-07-20 | FALSE | 1994-07-20 | FALSE | Currently in Use | Diesel | 8000 | Composite | 1994-07-20 |  | Double-Walled Fiberglass | Pressurized
WESTBROOK SCHOOL | PO BOX 100 | DIXIE | Brooks | 4140007 | 1 | [5 empty] | Removed from Ground | Gas (Historical Use) | 2000 | Bare Steel | 1976-02-26 | 1997-12-06 | Galvanized Steel
JOHNSON GROCERY | 4310 US HWY 84 EAST | DIXIE | Brooks | 4140009 | 9B | Ball Float | 1994-07-20 | FALSE | 1994-07-20 | FALSE | Currently in Use | E-10 | 6000 | Composite | 1994-07-20 |  | Double-Walled Fiberglass | Pressurized
JOHNSON GROCERY | 4310 US HWY 84 EAST | DIXIE | Brooks | 4140009 | 6 | [5 empty] | Removed from Ground | Gas (Historical Use) | 6000 | Cathodically Protected Steel | 1988-08-01 | 1988-08-01 | Cathodically Protected
SAND HILL GROCERY | 5455 HWY 122 | PAVO | Brooks | 4140047 | 2 | Flapper Valve | 1998-10-30 | FALSE | 1998-10-30 | FALSE | Currently in Use | E-10 | 6000 | Steel-Impressed Current | 1986-01-01 |  | Steel (Impressed Current) | Safe Suction (Euro)
PAVO FOODMART | 233 E HARRIS ST | PAVO | Brooks | 4140055 | 5B | Flapper Valve | 1992-02-03 | FALSE | 1992-02-03 | FALSE | Currently in Use | Premium | 3000 | Galvanic (STIP-3) | 1992-02-03 |  | Galvanized Steel | Safe Suction (Euro)
NANKIN GROCERY CO | CLYATTVILLE NANKIN RD | NANKIN | Brooks | 4140027 | 4 | [5 empty] | Removed from Ground | Empty | 250 | Bare Steel | 1961-04-10 | 1987-04-01 | Galvanized Steel
NANKIN GROCERY CO | CLYATTVILLE NANKIN RD | NANKIN | Brooks | 4140027 | 1 | [5 empty] | Removed from Ground | Gas (Historical Use) | 1000 | Bare Steel | 1961-04-10 | 1987-04-01 | Galvanized Steel
PAVO FOODMART | 233 E HARRIS ST | PAVO | Brooks | 4140055 | 1 | [5 empty] | Removed from Ground | Gas (Historical Use) | 2000 | Bare Steel | 1976-05-03 | 1992-02-03 | Galvanized Steel
JOHNSON GROCERY | 4310 US HWY 84 EAST | DIXIE | Brooks | 4140009 | 5 | [5 empty] | Removed from Ground | Gas (Historical Use) | 6000 | Cathodically Protected Steel | 1988-08-01 | 1988-08-01 | Cathodically Protected | Suction (American)
JOHNSON'S GROCERY | SR 38/US 84 (SOUTH SIDE) | DIXIE | Brooks | 9014012 | 2 | [5 empty] | Removed from Ground | Gas (Historical Use) | 6000 | Cathodically Protected Steel | 1988-03-30 | 1994-10-06 | Galvanized Steel
BOSTON TRACTOR CO | US HWY 84/PO BOX 95 | BOSTON | Brooks | 4140041 | 1 | [5 empty] | Removed from Ground | Diesel | 560 | Bare Steel | 1976-04-17 | 1997-01-01 | Galvanized Steel | Suction (American)
PAVO FOODMART | 233 E HARRIS ST | PAVO | Brooks | 4140055 | 4 |  |  | TRUE |  | TRUE | Removed from Ground | Used Oil | 1000 | Bare Steel | 1956-05-03 | 1992-02-03 | Galvanized Steel
JOHNSON GROCERY | 4310 US HWY 84 EAST | DIXIE | Brooks | 4140009 | 7 | [5 empty] | Removed from Ground | Gas (Historical Use) | 6000 | Cathodically Protected Steel | 1988-08-01 | 1988-08-01 | Cathodically Protected
JOHNSON GROCERY | 4310 US HWY 84 EAST | DIXIE | Brooks | 4140009 | 4 | [5 empty] | Removed from Ground | Gas (Historical Use) | 550 | Bare Steel | 1975-02-21 | 1988-08-31 | Galvanized Steel
JOHNSON GROCERY | 4310 US HWY 84 EAST | DIXIE | Brooks | 4140009 | 1 | [5 empty] | Removed from Ground | Gas (Historical Use) | 4000 | Bare Steel | 1975-02-21 | 1988-08-31 | Galvanized Steel | Suction (American)
SIMMON HILL ELEM SCHOOL | RT 1 BOX 216 | DIXIE | Brooks | 4140006 | 2 | [5 empty] | Removed from Ground | Gas (Historical Use) | 3000 | Bare Steel | 1961-02-04 | 1993-03-01 | Galvanized Steel
JOHNSON'S GROCERY | SR 38/US 84 (SOUTH SIDE) | DIXIE | Brooks | 9014012 | 1 | [5 empty] | Removed from Ground | Gas (Historical Use) | 6000 | Cathodically Protected Steel | 1988-03-30 | 1994-10-06 | Galvanized Steel
R B ROBINSON JR | RFD 2 | PAVO | Brooks | 4140050 | 1 | [5 empty] | Removed from Ground | Diesel | 2000 | Bare Steel | 1966-04-17 | 1997-10-27 | Galvanized Steel | Suction (American)
SAND HILL GROCERY | 5455 HWY 122 | PAVO | Brooks | 4140047 | 1 | Flapper Valve | 1998-08-01 | FALSE | 1998-08-01 | FALSE | Currently in Use | E-0 | 8000 | Steel-Impressed Current | 1985-01-01 |  | Steel (Impressed Current) | Safe Suction (Euro)
PAVO FOODMART | 233 E HARRIS ST | PAVO | Brooks | 4140055 | 3 | [5 empty] | Removed from Ground | Gas (Historical Use) | 2000 | Bare Steel | 1956-05-03 | 1992-02-03 | Galvanized Steel
NANKIN GROCERY CO | CLYATTVILLE NANKIN RD | NANKIN | Brooks | 4140027 | 2 | [5 empty] | Removed from Ground | Gas (Historical Use) | 1000 | Bare Steel | 1961-04-10 | 1987-04-01 | Galvanized Steel
PAVO FOODMART | 233 E HARRIS ST | PAVO | Brooks | 4140055 | 5A | Flapper Valve | 1992-02-03 | FALSE | 1992-02-03 | FALSE | Currently in Use | E-0 | 6000 | Galvanic (STIP-3) | 1992-02-03 |  | Galvanized Steel | Safe Suction (Euro)
NANKIN GROCERY CO | CLYATTVILLE NANKIN RD | NANKIN | Brooks | 4140027 | 3 | [5 empty] | Removed from Ground | Empty | 550 | Bare Steel | 1961-04-10 | 1987-04-01 | Galvanized Steel
JOHNSON GROCERY | 4310 US HWY 84 EAST | DIXIE | Brooks | 4140009 | 9C | Ball Float | 1994-07-20 | FALSE | 1994-07-20 | FALSE | Currently in Use | Premium | 2000 | Composite | 1994-07-20 |  | Double-Walled Fiberglass | Pressurized
JOHNSON'S GROCERY | SR 38/US 84 (SOUTH SIDE) | DIXIE | Brooks | 9014012 | 3 | [5 empty] | Removed from Ground | Gas (Historical Use) | 6000 | Cathodically Protected Steel | 1988-03-30 | 1994-10-06 | Galvanized Steel
BOSTON TRACTOR CO | US HWY 84/PO BOX 95 | BOSTON | Brooks | 4140041 | 2 | [5 empty] | Removed from Ground | Gas (Historical Use) | 560 | Bare Steel | 1976-04-17 | 1997-01-01 | Galvanized Steel | Suction (American)
SAND HILL GROCERY | 5455 HWY 122 | PAVO | Brooks | 4140047 | 3 | Flapper Valve | 1998-08-01 | FALSE | 1998-08-01 | FALSE | Currently in Use | Diesel | 6000 | Steel-Impressed Current | 1985-01-01 |  | Steel (Impressed Current) | Safe Suction (Euro)
JOHNSON GROCERY | 4310 US HWY 84 EAST | DIXIE | Brooks | 4140009 | 3 | [5 empty] | Removed from Ground | Diesel | 1000 | Bare Steel | 1975-02-21 | 1988-08-31 | Galvanized Steel
SIMMON HILL ELEM SCHOOL | RT 1 BOX 216 | DIXIE | Brooks | 4140006 | 1 | [5 empty] | Removed from Ground | Diesel | 4000 | Bare Steel | 1961-02-04 | 1993-03-01 | Galvanized Steel
PAVO FOODMART | 233 E HARRIS ST | PAVO | Brooks | 4140055 | 5C | Flapper Valve | 1992-02-03 | FALSE | 1992-02-03 | FALSE | Currently in Use | Diesel Off Road | 3000 | Galvanic (STIP-3) | 1992-02-03 |  | Galvanized Steel | Safe Suction (Euro)
WEBB GROCERY | OLD HWY 84 | DIXIE | Brooks | 4140042 | 1 | [5 empty] | Removed from Ground | Gas (Historical Use) | 560 | Bare Steel | 1988-04-14 | 1988-04-14 | Galvanized Steel
JOHNSON'S GROCERY | SR 38/US 84 (SOUTH SIDE) | DIXIE | Brooks | 9014012 | 4 | [5 empty] | Removed from Ground | Diesel | 6000 | Cathodically Protected Steel | 1988-03-30 | 1994-10-06 | Galvanized Steel
NONE | 799 DRY LAKE ROAD | BOSTON | Brooks | 10001993 | 1 |  |  | FALSE |  | FALSE | Removed from Ground | Diesel | 980 | Unknown | 2011-04-18 | 2011-04-18 | Unknown
WEBB GROCERY | OLD HWY 84 | DIXIE | Brooks | 4140042 | 2 | [5 empty] | Removed from Ground | Gas (Historical Use) | 560 | Bare Steel | 1988-04-14 | 1988-04-14 | Galvanized Steel
BARWICK ELEMENTARY SCHOOL | SOUTH MASSEY ST | BARWICK | Brooks | 9014008 | 2 | [5 empty] | Removed from Ground | Gas (Historical Use) | 1000 | Bare Steel | 1961-04-21 | 1998-02-01 | Bare Steel
BARWICK ELEMENTARY SCHOOL | SOUTH MASSEY ST | BARWICK | Brooks | 9014008 | 1 | [5 empty] | Removed from Ground | Gas (Historical Use) | 4000 | Bare Steel | 1958-01-01 | 1993-04-01 | Galvanized Steel
#935 (BROOKS BEVERAGE) | 19600 VALDOSTA HWY | VALDOSTA | Brooks | 9092203 | 1 | Flapper Valve | 1985-11-08 | FALSE | 1985-11-05 | FALSE | Currently in Use | E-10 | 8000 | Galvanic (STIP-3) | 1985-11-08 |  | Double-Walled Fiberglass | Pressurized
QUICK CHANGE #60 | 18374 VALDOSTA HWY | VALDOSTA | Brooks | 4140018 | 4 | Flapper Valve | 1998-10-01 | FALSE | 1988-03-01 | FALSE | Currently in Use | Premium | 4000 | Galvanic (STIP-3) | 1988-03-01 |  | Fiberglass Reinforced Plastic | Pressurized
QUICK CHANGE #60 | 18374 VALDOSTA HWY | VALDOSTA | Brooks | 4140018 | 3 | Flapper Valve | 1998-10-01 | FALSE | 1988-03-01 | FALSE | Currently in Use | E-10 | 4000 | Galvanic (STIP-3) | 1988-03-01 |  | Fiberglass Reinforced Plastic | Pressurized
QUICK CHANGE #60 | 18374 VALDOSTA HWY | VALDOSTA | Brooks | 4140018 | 5 | Flapper Valve | 1998-10-01 | FALSE | 1988-03-01 | FALSE | Currently in Use | Diesel | 4000 | Galvanic (STIP-3) | 1988-03-01 |  | Fiberglass Reinforced Plastic | Pressurized
#935 (BROOKS BEVERAGE) | 19600 VALDOSTA HWY | VALDOSTA | Brooks | 9092203 | 3 | Flapper Valve | 1985-11-08 | FALSE | 1985-11-08 | FALSE | Currently in Use | Premium | 8000 | Galvanic (STIP-3) | 1985-11-08 |  | Double-Walled Fiberglass | Pressurized
QUICK CHANGE #60 | 18374 VALDOSTA HWY | VALDOSTA | Brooks | 4140018 | 1 | [5 empty] | Removed from Ground | Gas (Historical Use) | 3000 | Bare Steel | 1980-04-16 | 1988-03-01 | Galvanized Steel
#935 (BROOKS BEVERAGE) | 19600 VALDOSTA HWY | VALDOSTA | Brooks | 9092203 | 2 | Flapper Valve | 1985-11-08 | FALSE | 1985-11-08 | FALSE | Currently in Use | E-10 | 8000 | Galvanic (STIP-3) | 1985-11-08 |  | Fiberglass Reinforced Plastic | Pressurized
QUICK CHANGE #60 | 18374 VALDOSTA HWY | VALDOSTA | Brooks | 4140018 | 2 | [5 empty] | Removed from Ground | Gas (Historical Use) | 3000 | Bare Steel | 1980-04-16 | 1988-03-01 | Galvanized Steel
KEISHA LLC | 4370 HWY 17 S | RICHMOND HILL | Bryan | 4150021 | 2 | Flapper Valve | 1988-05-01 | FALSE | 1988-05-01 | TRUE | Currently in Use | Regular | 10000 | Fiberglass | 1988-05-01 |  | Fiberglass Reinforced Plastic | Pressurized
CHUS OF RICHMOND HILL INC | 3980 US Highway 17 S | RICHMOND HILL | Bryan | 4150023 | 4 |  | 1995-10-13 | FALSE | 1995-10-13 | FALSE | Removed from Ground | Gas (Historical Use) | 10000 |  | 1983-05-06 | 1999-05-11 | Double Walled | Pressurized
KOA CAMPGROUND | I-95 AND USHWY 17 | RICHMOND HILL | Bryan | 4150035 | 3 |  |  |  | 1993-03-05 |  | Removed from Ground | Gas (Historical Use) | 1000 | Bare Steel | 1976-05-07 | 1996-02-01 | Galvanized Steel
BETTY MITCHELL BROUGHAN | 7310 BELFAST KELLER RD | RICHMOND HILL | Bryan | 4150026 | 1 | [5 empty] | Removed from Ground | Gas (Historical Use) | 1000 | Bare Steel | 1979-04-04 | 1997-08-18 | Galvanized Steel
KILKENNY MARINA | 3083 KILKENNY ROAD | RICHMOND HILL | Bryan | 4150032 | 2 | [5 empty] | Removed from Ground | Gas (Historical Use) | 550 | Bare Steel | 1979-04-05 | 1997-07-19 | Galvanized Steel
CHUS OF RICHMOND HILL INC | 3980 US Highway 17 S | RICHMOND HILL | Bryan | 4150023 | 3 |  | 1995-10-13 | FALSE | 1995-10-13 | FALSE | Removed from Ground | Gas (Historical Use) | 10000 |  | 1983-05-06 | 1999-05-11 | Double Walled | Pressurized
CHUS OF RICHMOND HILL INC | 3980 US Highway 17 S | RICHMOND HILL | Bryan | 4150023 | 5B | Flapper Valve | 1998-12-18 | FALSE | 1998-12-18 | FALSE | Currently in Use | Diesel On Road | 6000 | Composite | 1998-12-15 |  | Fiberglass Reinforced Plastic | Pressurized
CHUS OF RICHMOND HILL INC | 3980 US Highway 17 S | RICHMOND HILL | Bryan | 4150023 | 6 | Flapper Valve | 1998-12-18 | FALSE | 1998-12-18 | FALSE | Currently in Use | E-10 | 12000 | Composite | 1998-12-15 |  | Fiberglass Reinforced Plastic | Pressurized
CHARLES L STAFFORD | FORD & IVY ST | RICHMOND HILL | Bryan | 4150041 | 1 | [5 empty] | Removed from Ground | Gas (Historical Use) | 3000 | Bare Steel | 1976-05-08 | 1987-11-30 | Galvanized Steel
SOMMERS #103 | I-95 @ US HWY 17 | RICHMOND HILL | Bryan | 4150020 | E |  | 1990-01-01 |  | 1990-01-01 |  | Removed from Ground | Diesel | 20000 | Cathodically Protected Steel | 1983-03-14 | 2011-05-12 | Cathodically Protected | Pressurized
CHUS OF RICHMOND HILL INC | 3980 US Highway 17 S | RICHMOND HILL | Bryan | 4150023 | 2 |  | 1995-10-13 | FALSE | 1995-10-13 | FALSE | Removed from Ground | Gas (Historical Use) | 10000 |  | 1983-05-06 | 1999-05-11 | Double Walled | Pressurized
SOMMERS #103 | I-95 @ US HWY 17 | RICHMOND HILL | Bryan | 4150020 | A |  | 1990-01-01 |  | 1990-01-01 |  | Removed from Ground | Gas (Historical Use) | 12000 | Cathodically Protected Steel | 1983-03-14 | 2011-05-12 | Cathodically Protected | Pressurized
KEISHA LLC | 4370 HWY 17 S | RICHMOND HILL | Bryan | 4150021 | 1 | Flapper Valve | 1988-05-01 | FALSE | 1988-05-01 | TRUE | Currently in Use | Premium | 10000 | Fiberglass | 1988-05-01 |  | Fiberglass Reinforced Plastic | Pressurized
FORT MCALLISTER MARINA | 3203 FORT MCALLISTER RD | RICHMOND HILL | Bryan | 4150033 | 5 |  | 2006-10-30 | FALSE | 2006-10-30 | FALSE | Currently in Use | Diesel | 2000 | Composite Double Walled | 2006-09-02 |  | Double-Walled Flex | Pressurized
FORT MCALLISTER MARINA | 3203 FORT MCALLISTER RD | RICHMOND HILL | Bryan | 4150033 | 4 |  |  | FALSE |  | FALSE | Removed from Ground | Not Marked/Tank Removed | 2000 | Unknown | 2006-09-22 | 2006-09-22 | Unknown
RICHMOND HILL PHARMACY LTD | US HWY 17 | RICHMOND HILL | Bryan | 4150005 | 2 | [5 empty] | Removed from Ground | Gas (Historical Use) | 6000 | Bare Steel | 1978-02-17 | 1999-12-14 | Galvanized Steel | Suction (American)
TRAVEL CENTERS OF AMERICA | 4401 HWY 17 | RICHMOND HILL | Bryan | 4150014 | 6 | [5 empty] | Removed from Ground | Gas (Historical Use) | 10000 | Bare Steel | 1978-04-14 | 1996-05-13 | Galvanized Steel | Pressurized
SOMMERS GULF #33 | US HWY 17 & GA HWY 144 | RICHMOND HILL | Bryan | 9015011 | 2 |  | 1991-10-01 |  | 1991-10-01 |  | Removed from Ground | Gas (Historical Use) | 4010 | Cathodically Protected Steel | 1983-05-07 | 2004-03-10 | Fiberglass Reinforced Plastic | Pressurized
SOMMERS DOCK HOUSE | 900 WATERFORD LANDING RD | RICHMOND HILL | Bryan | 9015046 | 2 |  | 2007-12-01 | FALSE | 2007-12-01 | FALSE | Removed from Ground | Diesel | 3000 | Composite | 2007-12-01 | 2014-03-25 | Not Marked | Pressurized
ENK761 | 2281 HWY 17 | RICHMOND HILL | Bryan | 150044 | 2 |  | 1996-01-01 | FALSE | 1996-01-01 | FALSE | Removed from Ground |  | 8000 | Steel-Impressed Current | 1986-01-01 | 1899-12-31 | Cathodically Protected | Pressurized
NO NAME | 1702 A US HIGHWAY 17 SOUTH | RICHMOND HILL | Bryan | 10001079 | 3 |  |  | FALSE |  | FALSE | Removed from Ground |  | 0 | Unknown | 1970-01-01 | 1970-01-01 | Unknown
SOUTH BRYAN TRANSPORTATION | 470 FRANCES MEEKS WAY | RICHMOND HILL | Bryan | 10002094 | 1A | Flapper Valve | 1995-11-01 | FALSE | 1995-11-01 | FALSE | Currently in Use | E-10 | 4000 | Tank Jacket | 1995-11-01 |  | Double-Walled Flex | Pressurized
KOA CAMPGROUND | I-95 AND USHWY 17 | RICHMOND HILL | Bryan | 4150035 | 1 |  |  |  | 1993-03-05 |  | Removed from Ground | Gas (Historical Use) | 4010 | Bare Steel | 1976-05-07 | 1996-02-15 | Galvanized Steel
KOA CAMPGROUND | I-95 AND USHWY 17 | RICHMOND HILL | Bryan | 4150035 | 4 |  |  |  | 1993-03-05 |  | Removed from Ground | Diesel | 5000 | Bare Steel | 1976-05-07 | 1996-02-01 | Galvanized Steel
KILKENNY MARINA | 3083 KILKENNY ROAD | RICHMOND HILL | Bryan | 4150032 | 1 | [5 empty] | Removed from Ground | Diesel | 550 | Bare Steel | 1979-04-05 | 1997-07-19 | Galvanized Steel
KILKENNY MARINA | 3083 KILKENNY ROAD | RICHMOND HILL | Bryan | 4150032 | 7 | Flapper Valve | 1998-07-01 | FALSE | 1998-07-01 | FALSE | Currently in Use | E-0 | 4000 | Galvanic (STIP-3) | 1998-07-01 |  | Fiberglass Reinforced Plastic | Pressurized
KEISHA LLC | 4370 HWY 17 S | RICHMOND HILL | Bryan | 4150021 | 3 | Flapper Valve | 1998-05-01 | FALSE | 1998-05-01 | TRUE | Currently in Use | Diesel | 10000 | Fiberglass | 1988-05-01 |  | Fiberglass Reinforced Plastic | Pressurized
SOMMERS #103 | I-95 @ US HWY 17 | RICHMOND HILL | Bryan | 4150020 | B |  | 1990-01-01 |  | 1990-01-01 |  | Removed from Ground | Gas (Historical Use) | 12000 | Cathodically Protected Steel | 1983-03-14 | 2011-05-12 | Cathodically Protected | Pressurized
KILKENNY MARINA | 3083 KILKENNY ROAD | RICHMOND HILL | Bryan | 4150032 | 6 | [5 empty] | Removed from Ground | Gas (Historical Use) | 2000 | Not Marked/Unknown | 1989-04-05 | 1998-08-01 | Not Marked
KOA CAMPGROUND | I-95 AND USHWY 17 | RICHMOND HILL | Bryan | 4150035 | 2 |  |  |  | 1993-03-05 |  | Removed from Ground | Gas (Historical Use) | 4010 | Bare Steel | 1976-05-07 | 1996-02-01 | Galvanized Steel
RICHMOND HILL PHARMACY LTD | US HWY 17 | RICHMOND HILL | Bryan | 4150005 | 1 | [5 empty] | Removed from Ground | Gas (Historical Use) | 10000 | Bare Steel | 1978-02-17 | 1999-12-14 | Galvanized Steel | Suction (American)
TRAVEL CENTERS OF AMERICA | 4401 HWY 17 | RICHMOND HILL | Bryan | 4150014 | 7 | [5 empty] | Removed from Ground | Diesel | 20000 | Bare Steel | 1978-04-14 | 1996-05-13 | Galvanized Steel | Pressurized
TRAVEL CENTERS OF AMERICA | 4401 HWY 17 | RICHMOND HILL | Bryan | 4150014 | 5 | [5 empty] | Removed from Ground | Gas (Historical Use) | 10000 | Bare Steel | 1978-04-14 | 1996-05-13 | Galvanized Steel | Pressurized
TRAVEL CENTERS OF AMERICA | 4401 HWY 17 | RICHMOND HILL | Bryan | 4150014 | 13 |  | 1995-12-01 | FALSE | 1995-12-01 | FALSE | Currently in Use | Diesel | 20000 | Fiberglass Double Walled | 1995-12-01 |  | Fiberglass Reinforced Plastic | Pressurized
CSX TRANS/RICHMOND HILL YARD | 513 .8 MP | RICHMOND HILL | Bryan | 9015008 | 1 | [5 empty] | Removed from Ground | Gas (Historical Use) | 280 | Bare Steel | 1993-02-06 | 1993-02-06 | Bare Steel
HARRISON'S TIRE & SERVICE CENTER | 2476 HWY 17 | RICHMOND HILL | Bryan | 9015026 | 1 | Ball Float | 1991-12-18 | FALSE | 1991-12-18 | FALSE | Currently in Use | Premium | 8000 | Galvanic (STIP-3) | 1992-01-01 |  | Fiberglass Reinforced Plastic | Pressurized
BRYAN COUNTY SHERIFF DEPARTMENT | 9934 FORD AVE | RICHMOND HILL | Bryan | 9015041 | 1 | [5 empty] | Removed from Ground | Gas (Historical Use) | 2000 | Epoxy | 1980-01-01 | 2000-02-07 | Galvanized Steel | Suction (American)
AT&T/KELLER RADIO TOWER | KILHANIE RD/OFF HWY 144 | RICHMOND HILL | Bryan | 4250368 | 2 | [5 empty] | Removed from Ground | Kerosene | 1500 | Bare Steel | 1966-04-21 | 1991-06-01 | Copper
RICHMOND HILL PHARMACY LTD | US HWY 17 | RICHMOND HILL | Bryan | 4150005 | 4 | [5 empty] | Removed from Ground | Diesel | 6000 | Bare Steel | 1978-02-17 | 1999-12-14 | Galvanized Steel | Suction (American)
CHEVRON P&R TRADING CO INC | 4035 HWY 17 | RICHMOND HILL | Bryan | 4150011 | 7 |  | 1993-10-04 | FALSE | 1993-10-04 | FALSE | Currently in Use | Diesel | 10000 | Composite | 1987-09-01 |  | Fiberglass Reinforced Plastic | Pressurized
CHEVRON P&R TRADING CO INC | 4035 HWY 17 | RICHMOND HILL | Bryan | 4150011 | 5 |  | 1993-10-04 | FALSE | 1993-10-04 | FALSE | Currently in Use | Gas (Historical Use) | 8000 | Composite | 1987-09-01 |  | Fiberglass Reinforced Plastic | Pressurized
CHEVRON P&R TRADING CO INC | 4035 HWY 17 | RICHMOND HILL | Bryan | 4150011 | 4 |  | 1993-10-04 | FALSE | 1993-10-04 | FALSE | Currently in Use | Gas (Historical Use) | 8000 | Composite | 1987-09-01 |  | Fiberglass Reinforced Plastic | Pressurized
ENK826 | 15163 Hwy 144 | RICHMOND HILL | Bryan | 9015019 | 4B | Flapper Valve | 2023-03-23 | FALSE | 2023-03-23 | FALSE | Currently in Use | E-0 |  | Fiberglass Double Walled | 2022-10-11 |  |  | Pressurized
ENK826 | 15163 Hwy 144 | RICHMOND HILL | Bryan | 9015019 | 1 | Ball Float | 1994-07-01 | FALSE | 1994-07-01 | FALSE | Removed from Ground | E-10 | 10000 | Composite | 1994-07-01 |  | Fiberglass Reinforced Plastic | Pressurized
RICHMOND HILL EXXON | 4454 Hwy 17 S | RICHMOND HILL | Bryan | 9015038 | 2 | Ball Float | 1998-03-01 | FALSE | 1998-03-01 | FALSE | Currently in Use | Premium | 10000 | Composite | 1998-03-01 |  | Fiberglass Reinforced Plastic | Pressurized
EL CHEAPO #1 | 1000 Sommers Drive | RICHMOND HILL | Bryan | 4150034 | 4 | Flapper Valve | 1989-01-01 | FALSE | 1989-01-01 | FALSE | Currently in Use | Diesel On Road | 20024 | Steel-Impressed Current | 2000-08-31 |  | Galvanized Steel | Pressurized
EL CHEAPO #1 | 1000 Sommers Drive | RICHMOND HILL | Bryan | 4150034 | 5 | Flapper Valve | 1989-01-01 | FALSE | 1989-01-01 | FALSE | Currently in Use | Premium | 10150 | STIP-3/Impressed Current | 2000-08-31 |  | Fiberglass Reinforced Plastic | Pressurized
RICHMOND HILL FISH HATCHERY | RT 2 BOX 219R | RICHMOND HILL | Bryan | 4150013 | 1 | [5 empty] | Removed from Ground | Gas (Historical Use) | 1000 | Bare Steel | 1978-03-28 | 1993-07-01 | Galvanized Steel
TRAVEL CENTERS OF AMERICA | 4401 HWY 17 | RICHMOND HILL | Bryan | 4150014 | 1 |  |  | TRUE |  | TRUE | Removed from Ground | Used Oil | 1000 | Bare Steel | 1978-04-14 | 1996-05-13 | Galvanized Steel | Gravity Fed
OLD EXXON STATION/RICHMOND HILL | NE CORNER I-95 & US HWY 17 | RICHMOND HILL | Bryan | 4150015 | 3 | [5 empty] | Removed from Ground | Gas (Historical Use) | 4000 | Bare Steel | 1969-04-21 | 1993-10-26 | Bare Steel | Pressurized
RICHMOND HILL EXXON | 8723 FORD AVE | RICHMOND HILL | Bryan | 9000334 | 5B | Ball Float | 2006-07-01 | FALSE | 2006-07-01 | FALSE | Currently in Use | Diesel | 6000 | Composite | 2006-07-01 |  | Fiberglass Reinforced Plastic | Pressurized
SOMMERS GULF #33 | US HWY 17 & GA HWY 144 | RICHMOND HILL | Bryan | 9015011 | 3 |  | 1991-10-01 |  | 1991-10-01 |  | Removed from Ground | Gas (Historical Use) | 4010 | Cathodically Protected Steel | 1983-05-07 | 2004-03-10 | Fiberglass Reinforced Plastic | Pressurized
GA DOT 10559 RICHMOND HILL MAINT | 95 ROSEMONT STREET | RICHMOND HILL | Bryan | 9015013 | 559D1 | [5 empty] | Removed from Ground | Diesel | 1000 | Bare Steel | 2002-02-01 | 2002-02-01 | Galvanized Steel | Safe Suction (Euro)
Y P REALTY INC | 3945 HWY 17 | RICHMOND HILL | Bryan | 9015025 | 4 |  | 1990-07-01 | FALSE | 1990-07-01 | FALSE | Removed from Ground | Diesel | 6000 | Steel-Impressed Current | 1990-07-01 | 2018-01-25 | Fiberglass Reinforced Plastic | Pressurized
CITY OF RICHMOND HILL | 9930 FORD AVE | RICHMOND HILL | Bryan | 9015027 | 1 |  | 1995-08-29 |  | 1995-08-29 |  | Removed from Ground | Gas (Historical Use) | 2000 | Cathodically Protected Steel | 2002-03-15 | 2002-03-28 | Cathodically Protected | Safe Suction (Euro)
Saatak, Inc. | 8724 FORD AVE | RICHMOND HILL | Bryan | 150046 | 5 | Flapper Valve | 1993-10-01 | FALSE | 1993-10-01 | FALSE | Currently in Use | Regular | 10000 | Composite | 1993-10-01 |  | Fiberglass Reinforced Plastic | Pressurized
ENK761 | 2281 HWY 17 | RICHMOND HILL | Bryan | 150044 | 1 |  | 1996-01-01 | FALSE | 1996-01-01 | FALSE | Removed from Ground |  | 6000 | Steel-Impressed Current | 1986-01-01 | 1899-12-31 | Cathodically Protected | Pressurized
ENK761 | 2281 HWY 17 | RICHMOND HILL | Bryan | 150044 | 4B | Ball Float | 2000-10-04 | FALSE | 2000-10-04 | FALSE | Currently in Use | Premium | 8000 | Composite | 2000-10-04 |  | Double-Walled Flex | Pressurized
Saatak, Inc. | 8724 FORD AVE | RICHMOND HILL | Bryan | 150046 | 1 |  | 1993-10-01 |  | 1993-10-01 |  | Removed from Ground | Gas (Historical Use) | 10000 | Epoxy | 1981-05-09 | 1899-12-31 | Fiberglass Reinforced Plastic | Pressurized
PARKERS #26 | 11416 FORD AVE | RICHMOND HILL | Bryan | 10000146 | 1 | Flapper Valve | 2002-05-28 | FALSE | 2002-05-28 | TRUE | Currently in Use | Regular | 12000 | Composite | 2002-05-28 |  | Double-Walled Flex | Pressurized
TRAVEL CENTERS OF AMERICA | 4401 HWY 17 | RICHMOND HILL | Bryan | 4150014 | 11 |  | 1995-12-01 | FALSE | 1995-12-01 | FALSE | Currently in Use | E-10 | 12000 | Fiberglass Double Walled | 1995-12-01 |  | Fiberglass Reinforced Plastic | Pressurized
PARKERS #7 | 7530 HWY 17 & CLARKTOWN RD | RICHMOND HILL | Bryan | 9015018 | 4 | Flapper Valve | 1996-08-23 | FALSE | 1996-08-23 | FALSE | Closed in Ground | Diesel | 10000 | Galvanic (STIP-3) | 1986-01-01 |  | Fiberglass Reinforced Plastic | Pressurized
PARKERS #7 | 7530 HWY 17 & CLARKTOWN RD | RICHMOND HILL | Bryan | 9015018 | 5 | Exempted | 1996-08-23 | FALSE | 1996-08-23 | FALSE | Temporarily out of use | Kerosene | 560 | Galvanic (STIP-3) | 1986-01-01 |  | Fiberglass Reinforced Plastic | Suction (American)
Saatak, Inc. | 8724 FORD AVE | RICHMOND HILL | Bryan | 150046 | 4 | Flapper Valve | 1993-10-01 | FALSE | 1993-10-01 | FALSE | Currently in Use | Premium | 10000 | Composite | 1993-10-01 |  | Fiberglass Reinforced Plastic | Pressurized
NO NAME | 1702 A US HIGHWAY 17 SOUTH | RICHMOND HILL | Bryan | 10001079 | 2 |  |  | FALSE |  | FALSE | Removed from Ground | Gas (Historical Use) | 0 | Unknown | 1970-01-01 | 1970-01-01 | Unknown
El Cheapo # 120 | 385 HARRIS TRAIL RD | RICHMOND HILL | Bryan | 10001467 | 1 | Ball Float | 2007-04-01 | FALSE | 2007-04-01 | FALSE | Currently in Use | Regular | 10000 | Composite | 2007-03-01 |  | Fiberglass Reinforced Plastic | Pressurized
BREEZE WAY SERVICE | HIGHWAY 17 5672 | RICHMOND HILL | Bryan | 9015021 | 1 | [5 empty] | Closed in Ground | Gas (Historical Use) | 4000 | Bare Steel | 1956-01-01 | 1997-08-01 | Galvanized Steel | Suction (American)
Saatak, Inc. | 8724 FORD AVE | RICHMOND HILL | Bryan | 150046 | 3 |  | 1973-10-01 |  | 1993-10-01 |  | Removed from Ground | Other | 10000 | Epoxy | 1981-05-09 | 1899-12-31 | Fiberglass Reinforced Plastic | Pressurized
Kroger GA 688 | 53 Exchange Street | Richmond Hill | Bryan | 10001610 | 2A | Flapper Valve | 2008-04-07 | FALSE | 2008-04-07 | FALSE | Currently in Use | Diesel | 8000 | Fiberglass Double Walled | 2008-04-07 |  | Double-Walled Fiberglass | Pressurized
El Cheapo # 120 | 385 HARRIS TRAIL RD | RICHMOND HILL | Bryan | 10001467 | 2B | Ball Float | 2007-04-01 | FALSE | 2007-04-01 | FALSE | Currently in Use | Premium | 5000 | Composite | 2007-03-01 |  | Fiberglass Reinforced Plastic | Pressurized
KILKENNY MARINA | 3083 KILKENNY ROAD | RICHMOND HILL | Bryan | 4150032 | 3 | [5 empty] | Removed from Ground | Gas (Historical Use) | 1000 | Bare Steel | 1983-04-05 | 1997-07-19 | Galvanized Steel
EL CHEAPO #1 | 1000 Sommers Drive | RICHMOND HILL | Bryan | 4150034 | 1 | Flapper Valve | 1989-01-01 | FALSE | 1989-01-01 | FALSE | Currently in Use | Premium | 20024 | Steel-Impressed Current | 2000-08-31 |  | Fiberglass Reinforced Plastic | Pressurized
CHEVRON P&R TRADING CO INC | 4035 HWY 17 | RICHMOND HILL | Bryan | 4150011 | 1 |  |  | FALSE |  | FALSE | Removed from Ground | Empty | 10000 |  | 1971-03-25 | 1987-08-01 | Bare Steel
TRAVEL CENTERS OF AMERICA | 4401 HWY 17 | RICHMOND HILL | Bryan | 4150014 | 10 | Exempted | 1988-01-01 | TRUE | 1995-12-01 | TRUE | Currently in Use | Used Oil | 1000 | Fiberglass Double Walled | 1995-12-01 |  |  | Gravity
DAYS INN MOTEL #0037 | I-95 & US HWY 17 | RICHMOND HILL | Bryan | 4150019 | 2 | [5 empty] | Closed in Ground | Gas (Historical Use) | 10000 | Bare Steel | 1992-04-30 | 1992-04-30 | Galvanized Steel
RICHMOND HILL EXXON | 8723 FORD AVE | RICHMOND HILL | Bryan | 9000334 | 2 |  | 1997-07-01 |  | 1997-07-01 |  | Removed from Ground | Gas (Historical Use) | 8000 | Steel-Impressed Current | 1985-01-01 | 2006-07-15 | Fiberglass Reinforced Plastic | Pressurized
GA DEPT NR LE | RT 2 BOX 219R | RICHMOND HILL | Bryan | 9015002 | 1 | [5 empty] | Removed from Ground | Gas (Historical Use) | 1500 | Marked Unknown | 1973-01-01 | 1899-12-31 | Galvanized Steel
DIP TRADING CORP | BELFAST KELLER RD @ HWY 144 | RICHMOND HILL | Bryan | 9015007 | 1 |  | 1992-09-30 |  | 1992-09-30 |  | Currently in Use | Gas (Historical Use) | 3000 | Galvanic (STIP-3) | 1992-09-30 |  | Fiberglass Reinforced Plastic | Pressurized
PARKERS #7 | 7530 HWY 17 & CLARKTOWN RD | RICHMOND HILL | Bryan | 9015018 | 2 | Flapper Valve | 1996-08-23 | FALSE | 1996-08-23 | FALSE | Currently in Use | Regular | 10000 | Galvanic (STIP-3) | 1986-01-01 |  | Fiberglass Reinforced Plastic | Pressurized
Y P REALTY INC | 3945 HWY 17 | RICHMOND HILL | Bryan | 9015025 | 1 |  | 1990-07-01 | FALSE | 1990-07-01 | FALSE | Removed from Ground | Gas (Historical Use) | 10000 | Steel-Impressed Current | 1990-07-01 | 2018-01-25 | Fiberglass Reinforced Plastic | Pressurized
SWEET & ERVIN GROCERY | RT 1 BOX 59B | RICHMOND HILL | Bryan | 9015034 | 3 | [5 empty] | Removed from Ground | Gas (Historical Use) | 550 | Bare Steel | 1997-07-25 | 1997-07-25 | Bare Steel | Suction (American)
FORD PLANTATION | 12511 FORD AVENUE | RICHMOND HILL | Bryan | 9015049 | 1 | [5 empty] | Removed from Ground | Gas (Historical Use) | 2000 | Marked Unknown | 2001-09-06 | 2001-09-06 | Unknown
FORT MCALLISTER MARINA | 3203 FORT MCALLISTER RD | RICHMOND HILL | Bryan | 4150033 | 2 |  | 1998-12-19 |  | 1998-12-19 |  | Removed from Ground | Gas (Historical Use) | 2000 | Cathodically Protected Steel | 1984-04-03 | 2006-09-21 | Cathodically Protected
EL CHEAPO #1 | 1000 Sommers Drive | RICHMOND HILL | Bryan | 4150034 | 3 | Flapper Valve | 1989-01-01 | FALSE | 1989-01-01 | FALSE | Currently in Use | Diesel | 20024 | Steel-Impressed Current | 2000-08-31 |  | Galvanized Steel | Pressurized
TRAVEL CENTERS OF AMERICA | 4401 HWY 17 | RICHMOND HILL | Bryan | 4150014 | 12 |  | 1995-12-01 | FALSE | 1995-12-01 | FALSE | Currently in Use | E-10 | 12000 | Fiberglass Double Walled | 1995-12-01 |  | Fiberglass Reinforced Plastic | Pressurized
TRAVEL CENTERS OF AMERICA | 4401 HWY 17 | RICHMOND HILL | Bryan | 4150014 | 15 |  | 1995-12-01 | FALSE | 1995-12-01 | FALSE | Currently in Use | Diesel | 20000 | Fiberglass Double Walled | 1995-12-01 |  | Fiberglass Reinforced Plastic | Pressurized
RICHMOND HILL EXXON | 8723 FORD AVE | RICHMOND HILL | Bryan | 9000334 | 4 | Ball Float | 2006-07-01 | FALSE | 2006-07-01 | FALSE | Currently in Use | Regular | 12000 | Composite | 2006-07-01 |  | Fiberglass Reinforced Plastic | Pressurized
RICHMOND HILL EXXON | 8723 FORD AVE | RICHMOND HILL | Bryan | 9000334 | 5A | Ball Float | 2006-07-01 | FALSE | 2006-07-01 | FALSE | Currently in Use | Premium | 6000 | Composite | 2006-07-01 |  | Fiberglass Reinforced Plastic | Pressurized
RaceWay #6705 - Richmond Hill | 4014 US-17 | RICHMOND HILL | Bryan | 9015005 | 2 | Overfill Alarm | 1989-01-01 | FALSE | 1989-01-01 | FALSE | Currently in Use | Diesel | 12000 | Fiberglass | 1989-01-01 |  | Fiberglass Reinforced Plastic | Pressurized
DIP TRADING CORP | BELFAST KELLER RD @ HWY 144 | RICHMOND HILL | Bryan | 9015007 | 3 |  | 1992-09-30 |  | 1992-09-30 |  | Currently in Use | Gas (Historical Use) | 3000 | Galvanic (STIP-3) | 1992-09-30 |  | Fiberglass Reinforced Plastic | Pressurized
SOMMERS GULF #33 | US HWY 17 & GA HWY 144 | RICHMOND HILL | Bryan | 9015011 | 5 |  | 1998-12-20 |  | 1998-12-20 |  | Removed from Ground | Diesel | 3009 | Cathodically Protected Steel | 1983-05-07 | 2004-03-10 | Fiberglass Reinforced Plastic | Safe Suction (Euro)
SOMMERS GULF #33 | US HWY 17 & GA HWY 144 | RICHMOND HILL | Bryan | 9015011 | 4 |  | 1998-12-20 |  | 1998-12-20 |  | Removed from Ground | Diesel | 3010 | Cathodically Protected Steel | 1983-05-07 | 2004-03-10 | Fiberglass Reinforced Plastic | Safe Suction (Euro)
SOMMERS GULF #33 | US HWY 17 & GA HWY 144 | RICHMOND HILL | Bryan | 9015011 | 7 |  |  | FALSE |  | FALSE | Removed from Ground | Gas (Historical Use) | 2000 | Cathodically Protected Steel | 2004-03-10 | 2004-03-10 | Unknown
CHEVRON P&R TRADING CO INC | 4035 HWY 17 | RICHMOND HILL | Bryan | 4150011 | 2 |  |  | FALSE |  | FALSE | Removed from Ground | Empty | 10000 |  | 1971-03-25 | 1987-08-01 | Bare Steel
TRAVEL CENTERS OF AMERICA | 4401 HWY 17 | RICHMOND HILL | Bryan | 4150014 | 2 | [5 empty] | Removed from Ground | Other | 2000 | Bare Steel | 1978-04-14 | 1996-05-13 | Galvanized Steel | Pressurized
DAYS INN MOTEL #0037 | I-95 & US HWY 17 | RICHMOND HILL | Bryan | 4150019 | 3 | [5 empty] | Closed in Ground | Gas (Historical Use) | 10000 | Bare Steel | 1992-04-30 | 1992-04-30 | Galvanized Steel
ENK826 | 15163 Hwy 144 | RICHMOND HILL | Bryan | 9015019 | 2 | Ball Float | 1994-07-01 | FALSE | 1994-07-01 | FALSE | Removed from Ground | Premium | 6000 | Composite | 1994-07-01 |  | Fiberglass Reinforced Plastic | Pressurized
HARRISON'S TIRE & SERVICE CENTER | 2476 HWY 17 | RICHMOND HILL | Bryan | 9015026 | 3 | Ball Float | 1991-12-18 | FALSE | 1991-12-18 | FALSE | Currently in Use | E-0 | 8000 | Galvanic (STIP-3) | 1992-01-01 |  | Fiberglass Reinforced Plastic | Pressurized
SOMMERS DOCK HOUSE | 900 WATERFORD LANDING RD | RICHMOND HILL | Bryan | 9015046 | 1 |  | 2000-06-15 |  | 2000-06-15 |  | Removed from Ground | Gas (Historical Use) | 2000 | Composite | 2000-06-15 | 2014-03-25 | Double Walled | Pressurized
AKSHAR FOOD MART #2 | 8545 FORD AVE | RICHMOND HILL | Bryan | 4250035 | 4 | Flapper Valve | 1998-11-01 | FALSE | 1998-11-01 | FALSE | Currently in Use | Premium | 10000 | Steel-Impressed Current | 1981-05-07 |  | Fiberglass Reinforced Plastic | Pressurized
CONNERS TEXACO/RONS WOOD WORLD | US HWY 17 & I-95 | RICHMOND HILL | Bryan | 4150017 | 2 | [5 empty] | Removed from Ground | Gas (Historical Use) | 8000 | Bare Steel | 1978-04-21 | 1994-11-01 | Galvanized Steel
RICHMOND HILL EXXON | 8723 FORD AVE | RICHMOND HILL | Bryan | 9000334 | 1 |  | 1997-07-01 |  | 1997-07-01 |  | Removed from Ground | Gas (Historical Use) | 8000 | Steel-Impressed Current | 1985-01-01 | 2006-07-15 | Fiberglass Reinforced Plastic | Pressurized
SOMMERS GULF #33 | US HWY 17 & GA HWY 144 | RICHMOND HILL | Bryan | 9015011 | 1 |  | 1991-10-01 |  | 1991-10-01 |  | Removed from Ground | Gas (Historical Use) | 4010 | Cathodically Protected Steel | 1983-05-07 | 2004-03-10 | Fiberglass Reinforced Plastic | Pressurized
ENK826 | 15163 Hwy 144 | RICHMOND HILL | Bryan | 9015019 | 3A | Flapper Valve | 2023-03-23 | FALSE | 2023-03-23 | FALSE | Currently in Use | Regular | 12000 | Fiberglass Double Walled | 2022-10-11 |  |  | Pressurized
Y P REALTY INC | 3945 HWY 17 | RICHMOND HILL | Bryan | 9015025 | 2 |  | 1990-07-01 | FALSE | 1990-07-01 | FALSE | Removed from Ground | Gas (Historical Use) | 10000 | Steel-Impressed Current | 1990-07-01 | 2018-01-25 | Fiberglass Reinforced Plastic | Pressurized
RICHMOND HILL EXXON | 4454 Hwy 17 S | RICHMOND HILL | Bryan | 9015038 | 1 | Ball Float | 1998-03-01 |  | 1998-03-01 |  | Currently in Use | Gas (Historical Use) | 12000 | Composite | 1998-03-01 |  | Fiberglass Reinforced Plastic | Pressurized
STRICK TEXACO MART | I-95 SOUTH @ HWY 204 | RICHMOND HILL | Bryan | 9015039 | 3 | [5 empty] | Currently in Use | Other | 6000 | Not Marked/Unknown |  |  | Not Marked
Saatak, Inc. | 8724 FORD AVE | RICHMOND HILL | Bryan | 150046 | 2 |  | 1993-10-01 |  | 1993-10-01 |  | Removed from Ground | Gas (Historical Use) | 10000 | Epoxy | 1981-05-09 | 1899-12-31 | Fiberglass Reinforced Plastic | Pressurized
RIVER OAKS | 3000 RIVER OAKS DRIVE | RICHMOND HILL | Bryan | 10001113 | 1 |  |  | FALSE |  | FALSE | Removed from Ground | Diesel | 1000 | Bare Steel | 2006-02-17 | 2006-02-17 | Bare Steel
El Cheapo # 120 | 385 HARRIS TRAIL RD | RICHMOND HILL | Bryan | 10001467 | 2A | Ball Float | 2007-04-01 | FALSE | 2007-04-01 | FALSE | Currently in Use | Regular | 5000 | Composite | 2007-03-01 |  | Fiberglass Reinforced Plastic | Pressurized
ENK761 | 2281 HWY 17 | RICHMOND HILL | Bryan | 150044 | 3 |  | 1996-01-01 | FALSE | 1996-01-01 | FALSE | Removed from Ground |  | 8000 | Steel-Impressed Current | 1986-01-01 | 1899-12-31 | Cathodically Protected | Pressurized
Kroger GA 688 | 53 Exchange Street | Richmond Hill | Bryan | 10001610 | 1 | Flapper Valve | 2008-04-07 | FALSE | 2008-04-07 | FALSE | Currently in Use | Regular | 20000 | Fiberglass Double Walled | 2008-04-07 |  | Double-Walled Fiberglass | Pressurized
GA DOT 10559 RICHMOND HILL MAINT | 95 ROSEMONT STREET | RICHMOND HILL | Bryan | 9015013 | 559G1 | [5 empty] | Removed from Ground | Gas (Historical Use) | 1000 | Bare Steel | 2002-02-01 | 2002-02-01 | Galvanized Steel | Safe Suction (Euro)
BREEZE WAY SERVICE | HIGHWAY 17 5672 | RICHMOND HILL | Bryan | 9015021 | 2 | [5 empty] | Removed from Ground | Gas (Historical Use) | 2000 | Bare Steel | 1956-01-01 | 1997-08-01 | Galvanized Steel | Suction (American)
EL CHEAPO #1 | 1000 Sommers Drive | RICHMOND HILL | Bryan | 4150034 | 2 | Flapper Valve | 1989-01-01 | FALSE | 1989-01-01 | FALSE | Currently in Use | E-0 | 20024 | Steel-Impressed Current | 2000-08-31 |  | Fiberglass Reinforced Plastic | Pressurized
CONNERS TEXACO/RONS WOOD WORLD | US HWY 17 & I-95 | RICHMOND HILL | Bryan | 4150017 | 1 | [5 empty] | Removed from Ground | Gas (Historical Use) | 8000 | Bare Steel | 1978-04-21 | 1994-11-01 | Galvanized Steel
RaceWay #6705 - Richmond Hill | 4014 US-17 | RICHMOND HILL | Bryan | 9015005 | 1 | Overfill Alarm | 1989-01-01 | FALSE | 1989-01-01 | FALSE | Currently in Use | E-10 | 12000 | Fiberglass | 1989-01-01 |  | Fiberglass Reinforced Plastic | Pressurized
DIP TRADING CORP | BELFAST KELLER RD @ HWY 144 | RICHMOND HILL | Bryan | 9015007 | 4A |  | 2011-07-11 |  | 2011-07-11 |  | Currently in Use | Gas (Historical Use) | 4000 | Composite | 2011-07-11 |  | Double-Walled Fiberglass | Pressurized
PARKERS #7 | 7530 HWY 17 & CLARKTOWN RD | RICHMOND HILL | Bryan | 9015018 | 3 | Flapper Valve | 1996-08-23 | FALSE | 1996-08-23 | FALSE | Currently in Use | Premium | 10000 | Galvanic (STIP-3) | 1986-01-01 |  | Fiberglass Reinforced Plastic | Pressurized
GA DNR FORT MCCALLISTER STATE PARK | 3894 FORT MCCALLISTER RD | RICHMOND HILL | Bryan | 10001416 | 1 |  | 2007-03-21 | FALSE | 2007-03-21 | FALSE | Removed from Ground | Gas (Historical Use) | 2500 | Fiberglass Double Walled | 2012-11-08 | 2017-05-25 | Fiberglass Reinforced Plastic | Safe Suction (Euro)
FORT MCALLISTER MARINA | 3203 FORT MCALLISTER RD | RICHMOND HILL | Bryan | 4150033 | 1 |  | 1998-12-19 |  | 1998-12-19 |  | Removed from Ground | Diesel | 2000 | Cathodically Protected Steel | 1980-04-03 | 2006-09-20 | Cathodically Protected
CHEVRON P&R TRADING CO INC | 4035 HWY 17 | RICHMOND HILL | Bryan | 4150011 | 6 |  | 1993-10-04 | FALSE | 1993-10-04 | FALSE | Currently in Use | Gas (Historical Use) | 8000 | Composite | 1987-09-01 |  | Fiberglass Reinforced Plastic | Pressurized
TRAVEL CENTERS OF AMERICA | 4401 HWY 17 | RICHMOND HILL | Bryan | 4150014 | 14 |  | 1995-12-01 | FALSE | 1995-12-01 | FALSE | Currently in Use | Diesel | 20000 | Fiberglass Double Walled | 1995-12-01 |  | Fiberglass Reinforced Plastic | Pressurized
TRAVEL CENTERS OF AMERICA | 4401 HWY 17 | RICHMOND HILL | Bryan | 4150014 | 16 |  | 1995-12-01 | FALSE | 1995-12-01 | FALSE | Currently in Use | Premium | 12000 | Fiberglass Double Walled | 1995-12-01 |  | Fiberglass Reinforced Plastic | Pressurized
OLD EXXON STATION/RICHMOND HILL | NE CORNER I-95 & US HWY 17 | RICHMOND HILL | Bryan | 4150015 | 2 | [5 empty] | Removed from Ground | Gas (Historical Use) | 8000 | Bare Steel | 1969-04-21 | 1993-10-26 | Bare Steel | Pressurized
SOMMERS GULF #33 | US HWY 17 & GA HWY 144 | RICHMOND HILL | Bryan | 9015011 | 8 |  |  | FALSE |  | FALSE | Removed from Ground | Gas (Historical Use) | 2000 | Cathodically Protected Steel | 2004-03-10 | 2004-03-10 | Unknown
SOMMERS GULF #33 | US HWY 17 & GA HWY 144 | RICHMOND HILL | Bryan | 9015011 | 6 |  | 1998-12-20 |  | 1998-12-20 |  | Removed from Ground | Kerosene | 2000 | Cathodically Protected Steel | 1983-05-07 | 2004-03-10 | Fiberglass Reinforced Plastic | Safe Suction (Euro)
ENK826 | 15163 Hwy 144 | RICHMOND HILL | Bryan | 9015019 | 3B | Flapper Valve | 2023-03-23 | FALSE | 2023-03-23 | FALSE | Currently in Use | Premium | 8000 | Fiberglass Double Walled | 2022-10-11 |  |  | Pressurized
Y P REALTY INC | 3945 HWY 17 | RICHMOND HILL | Bryan | 9015025 | 3 |  | 1990-07-01 | FALSE | 1990-07-01 | FALSE | Removed from Ground | Gas (Historical Use) | 10000 | Steel-Impressed Current | 1990-07-01 | 2018-01-25 | Fiberglass Reinforced Plastic | Pressurized
COMMERCIAL PROPERTY | 11244 FORD AVE | RICHMOND HILL | Bryan | 9015045 | 1 | [5 empty] | Removed from Ground | Gas (Historical Use) | 0 | Not Marked/Unknown |  | 1899-12-31 | Not Marked
SWEET & ERVIN GROCERY | RT 1 BOX 59B | RICHMOND HILL | Bryan | 9015034 | 2 | [5 empty] | Removed from Ground | Gas (Historical Use) | 2000 | Bare Steel | 1997-07-25 | 1997-07-25 | Bare Steel | Suction (American)
STRICK TEXACO MART | I-95 SOUTH @ HWY 204 | RICHMOND HILL | Bryan | 9015039 | 4 | [5 empty] | Currently in Use | Diesel | 10000 | Not Marked/Unknown |  |  | Not Marked
AKSHAR FOOD MART #2 | 8545 FORD AVE | RICHMOND HILL | Bryan | 4250035 | 2 | Flapper Valve | 1998-11-01 | FALSE | 1998-11-01 | FALSE | Currently in Use | E-10 | 10000 | Steel-Impressed Current | 1981-05-07 |  | Flex | Pressurized
SAINT ELIZABETHS EPISCOPAL CHURCH | 16491 HIGHWAY 144 | RICHMOND HILL | Bryan | 10000926 | 1 |  |  | FALSE |  | FALSE | Closed in Ground | Diesel | 1000 | Bare Steel | 2005-05-19 | 2005-05-19
LOVES TRAVEL STOP #338 | 8436 FORD AVE HWY 144 & I-95 EXIT 90 | RICHMOND HILL | Bryan | 10001010 | 1 | Ball Float | 2005-11-09 | FALSE | 2005-11-09 | FALSE | Currently in Use | Diesel | 20000 | Composite Double Walled | 2005-11-09 |  | Double-Walled Fiberglass | Pressurized
Kroger GA 688 | 53 Exchange Street | Richmond Hill | Bryan | 10001610 | 2B | Flapper Valve | 2008-04-07 | FALSE | 2008-04-07 | FALSE | Currently in Use | Premium | 8000 | Fiberglass Double Walled | 2008-04-07 |  | Double-Walled Fiberglass | Pressurized
RICHMOND HILL EXXON | 8723 FORD AVE | RICHMOND HILL | Bryan | 9000334 | 3 |  | 1997-07-01 |  | 1997-07-01 |  | Removed from Ground | Gas (Historical Use) | 8000 | Steel-Impressed Current | 1985-01-01 | 2006-07-15 | Fiberglass Reinforced Plastic | Pressurized
CSX TRANS/RICHMOND HILL YARD | 513 .8 MP | RICHMOND HILL | Bryan | 9015008 | 2 | [5 empty] | Removed from Ground | Gas (Historical Use) | 280 | Bare Steel | 1993-02-06 | 1993-02-06 | Bare Steel
HARRISON'S TIRE & SERVICE CENTER | 2476 HWY 17 | RICHMOND HILL | Bryan | 9015026 | 2 | Ball Float | 1991-12-18 | FALSE | 1991-12-18 | FALSE | Currently in Use | Regular | 8000 | Galvanic (STIP-3) | 1992-01-01 |  | Fiberglass Reinforced Plastic | Pressurized
STRICK TEXACO MART | I-95 SOUTH @ HWY 204 | RICHMOND HILL | Bryan | 9015039 | 1 | [5 empty] | Currently in Use | Gas (Historical Use) | 10000 | Not Marked/Unknown |  |  | Not Marked
ENK761 | 2281 HWY 17 | RICHMOND HILL | Bryan | 150044 | 4A | Ball Float | 2000-10-04 | FALSE | 2000-10-04 | FALSE | Currently in Use | Regular | 16000 | Composite | 2000-10-04 |  | Double-Walled Flex | Pressurized
FORT MCALLISTER MARINA | 3203 FORT MCALLISTER RD | RICHMOND HILL | Bryan | 4150033 | 6 |  | 2006-10-30 | FALSE | 2006-10-30 | FALSE | Currently in Use | E-0 | 4000 | Composite Double Walled | 2006-09-02 |  | Double-Walled Flex | Pressurized
TRAVEL CENTERS OF AMERICA | 4401 HWY 17 | RICHMOND HILL | Bryan | 4150014 | 8 | [5 empty] | Removed from Ground | Diesel | 20000 | Bare Steel | 1978-04-14 | 1996-05-13 | Galvanized Steel | Pressurized
LOVES TRAVEL STOP #338 | 8436 FORD AVE HWY 144 & I-95 EXIT 90 | RICHMOND HILL | Bryan | 10001010 | 4 | Ball Float | 2005-11-09 | FALSE | 2005-11-09 | FALSE | Currently in Use | E-10 | 20000 | Composite Double Walled | 2005-11-09 |  | Double-Walled Fiberglass | Pressurized
LOVES TRAVEL STOP #338 | 8436 FORD AVE HWY 144 & I-95 EXIT 90 | RICHMOND HILL | Bryan | 10001010 | 7 | Flapper Valve | 2012-05-11 | FALSE | 2012-05-11 | FALSE | Currently in Use | Biodiesel | 20000 | Fiberglass Double Walled | 2012-05-11 |  | Double-Walled Fiberglass | Pressurized
LOVES TRAVEL STOP #338 | 8436 FORD AVE HWY 144 & I-95 EXIT 90 | RICHMOND HILL | Bryan | 10001010 | 5 | Ball Float | 2005-11-09 | FALSE | 2005-11-09 | FALSE | Currently in Use | Premium | 12000 | Composite Double Walled | 2005-11-09 |  | Double-Walled Fiberglass | Pressurized
RICHMOND HILL PHARMACY LTD | US HWY 17 | RICHMOND HILL | Bryan | 4150005 | 3 | [5 empty] | Removed from Ground | Gas (Historical Use) | 6000 | Bare Steel | 1978-02-17 | 1999-12-14 | Galvanized Steel | Suction (American)
CONNERS TEXACO/RONS WOOD WORLD | US HWY 17 & I-95 | RICHMOND HILL | Bryan | 4150017 | 3 | [5 empty] | Removed from Ground | Gas (Historical Use) | 8000 | Bare Steel | 1978-04-21 | 1994-11-01 | Galvanized Steel
RaceWay #6705 - Richmond Hill | 4014 US-17 | RICHMOND HILL | Bryan | 9015005 | 3 | Overfill Alarm | 1989-01-01 | FALSE | 1989-01-01 | FALSE | Currently in Use | Premium | 12000 | Fiberglass | 1989-01-01 |  | Fiberglass Reinforced Plastic | Pressurized
DIP TRADING CORP | BELFAST KELLER RD @ HWY 144 | RICHMOND HILL | Bryan | 9015007 | 4B |  | 2011-07-11 |  | 2011-07-11 |  | Currently in Use | Diesel | 4000 | Composite | 2011-07-11 |  | Double-Walled Fiberglass | Pressurized
FORT MCALLISTER MARINA | 3203 FORT MCALLISTER RD | RICHMOND HILL | Bryan | 4150033 | 3 |  | 1998-12-19 |  | 1998-12-19 |  | Removed from Ground | Gas (Historical Use) | 1000 | Cathodically Protected Steel | 1984-04-03 | 2006-09-21 | Cathodically Protected
TRAVEL CENTERS OF AMERICA | 4401 HWY 17 | RICHMOND HILL | Bryan | 4150014 | 3 | [5 empty] | Removed from Ground | Diesel | 8000 | Bare Steel | 1978-04-14 | 1996-05-13 | Galvanized Steel
OLD EXXON STATION/RICHMOND HILL | NE CORNER I-95 & US HWY 17 | RICHMOND HILL | Bryan | 4150015 | 1 | [5 empty] | Removed from Ground | Gas (Historical Use) | 8000 | Bare Steel | 1969-04-21 | 1993-10-26 | Bare Steel | Pressurized
DAYS INN MOTEL #0037 | I-95 & US HWY 17 | RICHMOND HILL | Bryan | 4150019 | 1 | [5 empty] | Closed in Ground | Gas (Historical Use) | 10000 | Bare Steel | 1992-04-30 | 1992-04-30 | Galvanized Steel
TRAVEL CENTERS OF AMERICA | 4401 HWY 17 | RICHMOND HILL | Bryan | 4150014 | 9 | [5 empty] | Removed from Ground | Diesel | 20000 | Bare Steel | 1978-04-14 | 1899-12-31 | Galvanized Steel | Pressurized
ENK826 | 15163 Hwy 144 | RICHMOND HILL | Bryan | 9015019 | 4A | Flapper Valve | 2023-03-23 | FALSE | 2023-03-23 | FALSE | Currently in Use | Diesel | 12000 | Fiberglass Double Walled | 2022-10-11 |  |  | Pressurized
SWEET & ERVIN GROCERY | RT 1 BOX 59B | RICHMOND HILL | Bryan | 9015034 | 4 | [5 empty] | Removed from Ground | Gas (Historical Use) | 550 | Bare Steel | 1997-07-25 | 1997-07-25 | Bare Steel | Suction (American)
AKSHAR FOOD MART #2 | 8545 FORD AVE | RICHMOND HILL | Bryan | 4250035 | 1 | Flapper Valve | 1998-11-01 | FALSE | 1998-11-01 | FALSE | Currently in Use | Diesel | 6000 | Steel-Impressed Current | 1981-05-07 |  | Flex | Pressurized
LOVES TRAVEL STOP #338 | 8436 FORD AVE HWY 144 & I-95 EXIT 90 | RICHMOND HILL | Bryan | 10001010 | 2 | Ball Float | 2005-11-09 | FALSE | 2005-11-09 | FALSE | Currently in Use | Diesel | 20000 | Composite Double Walled | 2005-11-09 |  | Double-Walled Fiberglass | Pressurized
PARKERS #7 | 7530 HWY 17 & CLARKTOWN RD | RICHMOND HILL | Bryan | 9015018 | 1 | Flapper Valve | 1996-08-23 | FALSE | 1996-08-23 | FALSE | Currently in Use | Regular | 10000 | Galvanic (STIP-3) | 1986-01-01 |  | Fiberglass Reinforced Plastic | Pressurized
STRICK TEXACO MART | I-95 SOUTH @ HWY 204 | RICHMOND HILL | Bryan | 9015039 | 2 | [5 empty] | Currently in Use | Other | 10000 | Not Marked/Unknown |  |  | Not Marked
DEMERIES CREEK DOCK | 22814 HWY 144 | RICHMOND HILL | Bryan | 9015044 | UL759852 | Flapper Valve | 1999-05-20 | FALSE | 1999-05-20 | FALSE | Currently in Use | E-0 | 2500 | Fiberglass Double Walled | 1999-05-20 |  | Double-Walled Fiberglass | Pressurized
LOVES TRAVEL STOP #338 | 8436 FORD AVE HWY 144 & I-95 EXIT 90 | RICHMOND HILL | Bryan | 10001010 | 3 | Ball Float | 2005-11-09 | FALSE | 2005-11-09 | FALSE | Currently in Use | Diesel Off Road | 2000 | Composite Double Walled | 2005-11-09 |  | Double-Walled Fiberglass | Pressurized
DIP TRADING CORP | BELFAST KELLER RD @ HWY 144 | RICHMOND HILL | Bryan | 9015007 | 2 |  | 1992-09-30 |  | 1992-09-30 |  | Currently in Use | Gas (Historical Use) | 6000 | Galvanic (STIP-3) | 1992-09-30 |  | Fiberglass Reinforced Plastic | Pressurized
HARRISON'S TIRE & SERVICE CENTER | 2476 HWY 17 | RICHMOND HILL | Bryan | 9015026 | 5 | Ball Float | 1991-12-18 | FALSE | 1991-12-18 | FALSE | Currently in Use | Diesel | 8000 | Galvanic (STIP-3) | 1992-01-01 |  | Fiberglass Reinforced Plastic | Pressurized
HARRISON'S TIRE & SERVICE CENTER | 2476 HWY 17 | RICHMOND HILL | Bryan | 9015026 | 4 | Flapper Valve | 1991-12-18 | FALSE | 1991-12-18 | FALSE | Currently in Use | Diesel Off Road | 3000 | Galvanic (STIP-3) | 1992-01-01 |  | Fiberglass Reinforced Plastic | Safe Suction (Euro)
PARKERS #26 | 11416 FORD AVE | RICHMOND HILL | Bryan | 10000146 | 2 | Flapper Valve | 2002-05-01 | FALSE | 2002-05-01 | TRUE | Currently in Use | Premium | 10000 | Composite | 2002-05-01 |  | Double-Walled Flex | Pressurized
SOUTH BRYAN TRANSPORTATION | 470 FRANCES MEEKS WAY | RICHMOND HILL | Bryan | 10002094 | 1B | Flapper Valve | 1995-11-01 | FALSE | 1995-11-01 | FALSE | Currently in Use | Diesel | 8000 | Tank Jacket | 1995-11-01 |  | Double-Walled Flex | Pressurized
CHEVRON P&R TRADING CO INC | 4035 HWY 17 | RICHMOND HILL | Bryan | 4150011 | 3 |  |  | FALSE |  | FALSE | Removed from Ground | Empty | 5000 |  | 1971-03-25 | 1987-08-01 | Bare Steel
OLD EXXON STATION/RICHMOND HILL | NE CORNER I-95 & US HWY 17 | RICHMOND HILL | Bryan | 4150015 | 4 |  |  | TRUE |  | TRUE | Currently in Use | Used Oil | 550 | Bare Steel | 1969-04-21 |  | Galvanized Steel
AT&T/KELLER RADIO TOWER | KILHANIE RD/OFF HWY 144 | RICHMOND HILL | Bryan | 4250368 | 1 | [5 empty] | Removed from Ground | Diesel | 1500 | Bare Steel | 1976-04-21 | 1992-08-27 | Copper | Suction (American)
SWEET & ERVIN GROCERY | RT 1 BOX 59B | RICHMOND HILL | Bryan | 9015034 | 1 | [5 empty] | Removed from Ground | Gas (Historical Use) | 3000 | Bare Steel | 1997-07-25 | 1997-07-25 | Bare Steel | Suction (American)
Saatak, Inc. | 8724 FORD AVE | RICHMOND HILL | Bryan | 150046 | 6 | Flapper Valve | 1993-10-01 | FALSE | 1993-10-01 | FALSE | Currently in Use | Regular | 12000 | Composite | 1993-10-01 |  | Fiberglass Reinforced Plastic | Pressurized
NO NAME | 1702 A US HIGHWAY 17 SOUTH | RICHMOND HILL | Bryan | 10001079 | 1 |  |  | FALSE |  | FALSE | Removed from Ground | Gas (Historical Use) | 0 | Unknown | 1970-01-01 | 1970-01-01
LOVES TRAVEL STOP #338 | 8436 FORD AVE HWY 144 & I-95 EXIT 90 | RICHMOND HILL | Bryan | 10001010 | 6 | Ball Float | 2005-11-09 | FALSE | 2005-11-09 | FALSE | Currently in Use | Plus | 8000 | Composite Double Walled | 2005-11-09 |  | Double-Walled Fiberglass | Pressurized
AKSHAR FOOD MART #2 | 8545 FORD AVE | RICHMOND HILL | Bryan | 4250035 | 3 | Flapper Valve | 1998-11-01 | FALSE | 1998-11-01 | FALSE | Currently in Use | Plus | 10000 | Steel-Impressed Current | 1981-05-07 |  | Flex | Pressurized
SOMMERS #103 | I-95 @ US HWY 17 | RICHMOND HILL | Bryan | 4150020 | C |  | 1990-01-01 |  | 1990-01-01 |  | Removed from Ground | Gas (Historical Use) | 8000 | Cathodically Protected Steel | 1983-03-14 | 2011-05-12 | Cathodically Protected | Pressurized
SOMMERS #103 | I-95 @ US HWY 17 | RICHMOND HILL | Bryan | 4150020 | D |  | 1990-01-01 |  | 1990-01-01 |  | Removed from Ground | Gas (Historical Use) | 6000 | Cathodically Protected Steel | 1983-03-14 | 2011-05-12 | Cathodically Protected | Pressurized
KEISHA LLC | 4370 HWY 17 S | RICHMOND HILL | Bryan | 4150021 | 5 |  |  | TRUE |  | TRUE | Removed from Ground | Used Oil | 550 | Bare Steel | 1968-04-30 | 1899-12-31 | Galvanized Steel
KEISHA LLC | 4370 HWY 17 S | RICHMOND HILL | Bryan | 4150021 | 4 | [5 empty] | Removed from Ground | Diesel | 10000 | Bare Steel | 1980-04-30 | 1899-12-31 | Galvanized Steel
KILKENNY MARINA | 3083 KILKENNY ROAD | RICHMOND HILL | Bryan | 4150032 | 4 | Flapper Valve | 1998-07-01 | FALSE | 1998-07-01 | FALSE | Currently in Use | Diesel | 3000 | Galvanic (STIP-3) | 1989-04-05 |  | Fiberglass Reinforced Plastic | Pressurized
KILKENNY MARINA | 3083 KILKENNY ROAD | RICHMOND HILL | Bryan | 4150032 | 5 | [5 empty] | Removed from Ground | Gas (Historical Use) | 1000 | Bare Steel | 1989-04-05 | 1998-08-01 | Galvanized Steel
BETTY MITCHELL BROUGHAN | 7310 BELFAST KELLER RD | RICHMOND HILL | Bryan | 4150026 | 2 | [5 empty] | Removed from Ground | Gas (Historical Use) | 1000 | Bare Steel | 1997-08-18 | 1997-08-18 | Bare Steel
CHUS OF RICHMOND HILL INC | 3980 US Highway 17 S | RICHMOND HILL | Bryan | 4150023 | 1 |  | 1995-10-13 | FALSE | 1995-10-13 | FALSE | Removed from Ground | Gas (Historical Use) | 10000 |  | 1983-05-06 | 1999-05-11 | Double Walled | Pressurized
CHUS OF RICHMOND HILL INC | 3980 US Highway 17 S | RICHMOND HILL | Bryan | 4150023 | 5A | Flapper Valve | 1998-12-18 | FALSE | 1998-12-18 | FALSE | Currently in Use | Premium | 6000 | Composite | 1998-12-15 |  | Fiberglass Reinforced Plastic | Pressurized
ENK774 | 203 E BACON ST | PEMBROKE | Bryan | 4150039 | 1 | [5 empty] | Removed from Ground | Gas (Historical Use) | 4000 | Bare Steel | 1975-01-01 | 1997-06-11 | Galvanized Steel | Suction (American)
BRYAN OIL CO INC | 207 HIGHWAY 204 | PEMBROKE | Bryan | 4150028 | 1 |  | 1998-09-24 | FALSE | 1998-09-24 | FALSE | Removed from Ground | Diesel | 20000 | Steel-Impressed Current | 1981-08-10 | 2016-11-02 |  | Pressurized
BRYAN OIL CO INC | 207 HIGHWAY 204 | PEMBROKE | Bryan | 4150028 | 4 |  | 1998-09-24 | FALSE | 1998-09-24 | FALSE | Removed from Ground | Gas (Historical Use) | 6000 | Steel-Impressed Current | 1981-08-10 | 2016-11-02 |  | Pressurized
GA FC/BRYAN CO UNIT | GA HWY 119 @ ONE MI SOUTH | PEMBROKE | Bryan | 9015004 | 2 | [5 empty] | Removed from Ground | Diesel | 550 | Bare Steel | 1957-01-01 | 1990-09-01 | Bare Steel
ENK774 | 203 E BACON ST | PEMBROKE | Bryan | 4150039 | 2 | [5 empty] | Removed from Ground | Gas (Historical Use) | 4000 | Bare Steel | 1975-01-01 | 1997-06-11 | Galvanized Steel | Suction (American)
HERCULES INC | US HWY 280 | PEMBROKE | Bryan | 4150029 | 2 | [5 empty] | Removed from Ground | Gas (Historical Use) | 2000 | Bare Steel | 1979-04-05 | 1993-09-01 | Galvanized Steel | Safe Suction (Euro)
BRYAN OIL CO INC | 207 HIGHWAY 204 | PEMBROKE | Bryan | 4150028 | 5 |  | 1998-09-24 | TRUE | 1998-09-24 | TRUE | Removed from Ground |  | 500 | Steel-Impressed Current | 1981-08-10 | 2016-11-02 |  | Pressurized
EL CHEAPO #140 | 4027 HWY 280 EAST | PEMBROKE | Bryan | 9015014 | 3 |  | 1998-12-01 | FALSE | 1998-12-01 | FALSE | Currently in Use | E-0 | 4000 | Steel-Impressed Current | 1984-11-15 |  |  | Pressurized
H & R TRANSPORT | US HWY 280 & US HWY 80 | ELLABELL | Bryan | 4150040 | 1 | [5 empty] | Removed from Ground | Diesel | 1000 | Bare Steel | 1976-04-04 | 2007-09-24 | Galvanized Steel
H & R TRANSPORT | US HWY 280 & US HWY 80 | ELLABELL | Bryan | 4150040 | 3 |  |  | FALSE |  | FALSE | Removed from Ground | Diesel | 500 | Unknown | 2007-09-24 | 2007-09-24 | Unknown
GA DOT 10534 | 517 S COLLEGE ST | PEMBROKE | Bryan | 4150012 | 534D1 | [5 empty] | Removed from Ground | Diesel | 1000 | Bare Steel | 1982-01-15 | 2002-02-01 | Galvanized Steel | Safe Suction (Euro)
GA DOT 10534 | 517 S COLLEGE ST | PEMBROKE | Bryan | 4150012 | 534G1 | [5 empty] | Removed from Ground | Gas (Historical Use) | 2000 | Bare Steel | 1982-01-15 | 2002-02-01 | Galvanized Steel | Safe Suction (Euro)
BLACK CREEK GENERAL STORE | 8847 US HWY 280 E | Ellabell | Bryan | 9015006 | 5 | Ball Float | 2006-06-01 | FALSE | 2006-06-01 | FALSE | Currently in Use | E-10 | 15000 | Composite | 2006-06-01 |  | Double-Walled Flex | Pressurized
Ellabell | 400 DILLION DR | ELLABELL | Bryan | 10000864 | 1 |  | 2002-05-20 | FALSE | 2002-05-20 | FALSE | Currently in Use | Diesel | 20000 | Composite Double Walled | 2002-05-08 |  | Fiberglass Reinforced Plastic | Pressurized
TODDS GROCERY | 65 BLACK CREEK CHURCH RD | ELLABELL | Bryan | 9015048 | 1 | [5 empty] | Removed from Ground | Gas (Historical Use) | 4000 | Bare Steel | 2001-01-01 | 2001-01-01 | Bare Steel | Safe Suction (Euro)
DIP-N-DASH LLC | 2399 ELDORA RD | ELLABELL | Bryan | 9015017 | 4A | Ball Float | 1995-06-01 | FALSE | 1995-06-01 | FALSE | Currently in Use | Regular | 5000 | Galvanic (STIP-3) | 1995-06-01 |  | Fiberglass Reinforced Plastic | Pressurized
BACONS GULF SVC STATION | BACON ST/MAIN ST | PEMBROKE | Bryan | 4150043 | 3 | [5 empty] | Removed from Ground | Gas (Historical Use) | 2000 | Bare Steel | 1961-05-08 | 1995-02-01 | Galvanized Steel
BRYAN COUNTY PUBLIC WORKS | 500 LEDFORD ST | PEMBROKE | Bryan | 4150027 | 1 | [5 empty] | Removed from Ground | Diesel | 1000 | Bare Steel | 1980-04-04 | 1991-12-01 | Galvanized Steel | Suction (American)
PEMBROKE TELEPHONE CO INC | 55 CHURCH ST | PEMBROKE | Bryan | 4150002 | 1 | [5 empty] | Removed from Ground | Diesel | 1000 | Bare Steel | 1985-03-11 | 1998-12-21 | Copper
HERCULES INC | US HWY 280 | PEMBROKE | Bryan | 4150029 | 1 | [5 empty] | Removed from Ground | Diesel | 2000 | Bare Steel | 1979-04-05 | 1993-09-01 | Galvanized Steel | Safe Suction (Euro)
BRYAN COUNTY PUBLIC WORKS | 500 LEDFORD ST | PEMBROKE | Bryan | 4150027 | 2A | Ball Float | 1991-08-10 | FALSE | 1991-08-10 | FALSE | Currently in Use | Diesel | 10000 | Tank Jacket | 1991-08-01 |  | Double-Walled Fiberglass | Pressurized
BLACK CREEK GENERAL STORE | 8847 US HWY 280 E | Ellabell | Bryan | 9015006 | 1 |  | 1996-02-17 |  | 1996-02-17 |  | Removed from Ground | Gas (Historical Use) | 4000 | Steel-Impressed Current | 1976-01-01 | 2006-05-18 | Cathodically Protected | Pressurized
ANNS COUNTRY CORNER/RAHNS GET-N- | 7360 HWY 280 WEST | PEMBROKE | Bryan | 4150006 | 1 | [5 empty] | Removed from Ground | Gas (Historical Use) | 1060 | Bare Steel | 1976-02-09 | 1999-12-09 | Galvanized Steel | Suction (American)
THE BAZAAR AT PEMBROKE | 186 NORTH MAIN ST | PEMBROKE | Bryan | 4150016 | 2 | Flapper Valve | 1990-06-01 | FALSE | 1990-06-01 | FALSE | Currently in Use | Regular | 6000 | Steel-Impressed Current | 1975-04-26 |  | Fiberglass Reinforced Plastic | Pressurized
FORMER JACKSON SERVICE STATION | 42 E RAILROAD ST | PEMBROKE | Bryan | 10000293 | 3 |  |  | FALSE |  | FALSE | Removed from Ground | Gas (Historical Use) | 500 | Bare Steel | 2002-10-02 | 2002-10-02
TODDS GROCERY | 65 BLACK CREEK CHURCH RD | ELLABELL | Bryan | 9015048 | 3 | [5 empty] | Removed from Ground | Gas (Historical Use) | 4000 | Bare Steel | 2001-01-01 | 2001-01-01 | Bare Steel | Safe Suction (Euro)
FRIESES GROCERY | US HWY 280 | ELLABELL | Bryan | 4150009 | 1 | [5 empty] | Removed from Ground | Gas (Historical Use) | 1060 | Bare Steel | 1981-03-18 | 1986-04-01 | Galvanized Steel
SOMMERS #30 | I-16 @ EXIT 29 HWY 280 | ELLABELL | Bryan | 4150030 | 3 |  | 1990-01-15 | FALSE | 1990-01-15 | FALSE | Currently in Use | Premium | 6000 | Steel-Impressed Current | 1980-01-01 |  | Fiberglass Reinforced Plastic | Pressurized
BLACK CREEK GENERAL STORE | 8847 US HWY 280 E | Ellabell | Bryan | 9015006 | 2 |  | 1996-02-17 |  | 1996-02-17 |  | Removed from Ground | Gas (Historical Use) | 4000 | Steel-Impressed Current | 1976-01-01 | 2006-05-18 | Cathodically Protected | Pressurized
BACONS GULF SVC STATION | BACON ST/MAIN ST | PEMBROKE | Bryan | 4150043 | 1 | [5 empty] | Removed from Ground | Gas (Historical Use) | 3000 | Bare Steel | 1961-05-08 | 1995-02-01 | Galvanized Steel
ANNS COUNTRY CORNER/RAHNS GET-N- | 7360 HWY 280 WEST | PEMBROKE | Bryan | 4150006 | 2 | [5 empty] | Removed from Ground | Gas (Historical Use) | 560 | Bare Steel | 1976-02-09 | 1996-02-11 | Galvanized Steel
THE BAZAAR AT PEMBROKE | 186 NORTH MAIN ST | PEMBROKE | Bryan | 4150016 | 1 | Flapper Valve | 1990-06-01 | FALSE | 1990-06-01 | FALSE | Currently in Use | Regular | 6000 | Steel-Impressed Current | 1975-04-26 |  | Fiberglass Reinforced Plastic | Pressurized
S&S SVC STA BP | 404 W BACON ST (280) | PEMBROKE | Bryan | 9015015 | 1 | [5 empty] | Removed from Ground | Gas (Historical Use) | 5000 | Marked Unknown | 1995-12-16 | 1995-12-16 | Unknown | Gravity Fed
BLACK CREEK GENERAL STORE | 8847 US HWY 280 E | Ellabell | Bryan | 9015006 | 3 |  | 1996-02-17 |  | 1996-02-17 |  | Removed from Ground | Gas (Historical Use) | 4000 | Steel-Impressed Current | 1976-01-01 | 2006-05-18 | Cathodically Protected | Pressurized
FORMER JACKSON SERVICE STATION | 42 E RAILROAD ST | PEMBROKE | Bryan | 10000293 | 1 |  |  | FALSE |  | FALSE | Removed from Ground | Used Oil | 500 | Bare Steel | 2002-10-02 | 2002-10-02
SAVANNAH CONT DEPOT/JIMMY DICKEY | BLACKCREEK ROAD | ELLABELL | Bryan | 9015035 | 1 |  |  | TRUE |  | TRUE | Removed from Ground | Used Oil | 3000 | Not Marked/Unknown | 1997-03-29 | 1997-03-29 | Not Marked
SOMMERS #30 | I-16 @ EXIT 29 HWY 280 | ELLABELL | Bryan | 4150030 | 4 |  | 1990-01-15 | FALSE | 1990-01-15 | FALSE | Currently in Use | Diesel | 6000 | Steel-Impressed Current | 1980-01-01 |  | Fiberglass Reinforced Plastic | Pressurized
THERON NEAL | 301 RFD | ELLABELL | Bryan | 4160088 | 1 | [5 empty] | Removed from Ground | Diesel | 6000 | Bare Steel | 1982-04-04 | 1899-12-31 | Galvanized Steel
ELLABELLE CENTRAL OFFICE | US HWY 280 1/2 MILE WEST OF I-16 | PEMBROKE | Bryan | 4150042 | 1 | [5 empty] | Removed from Ground | Gas (Historical Use) | 1 | Bare Steel | 1973-03-11 | 1988-01-10 | Copper
EL CHEAPO #140 | 4027 HWY 280 EAST | PEMBROKE | Bryan | 9015014 | 2 |  | 1998-12-01 | FALSE | 1998-12-01 | FALSE | Currently in Use | Diesel | 4000 | Steel-Impressed Current | 1984-11-15 |  |  | Pressurized
GA FC/BRYAN CO UNIT | GA HWY 119 @ ONE MI SOUTH | PEMBROKE | Bryan | 9015004 | 5 |  | 1990-01-01 |  | 1990-01-01 |  | Removed from Ground | Gas (Historical Use) | 550 | Galvanic (STIP-3) | 1990-01-01 | 2004-03-24 | Cathodically Protected
GA FC/BRYAN CO UNIT | GA HWY 119 @ ONE MI SOUTH | PEMBROKE | Bryan | 9015004 | 4 |  | 1990-01-01 |  | 1990-01-01 |  | Removed from Ground | Diesel | 1000 | Galvanic (STIP-3) | 1990-01-01 | 2004-03-24 | Cathodically Protected
H & R TRANSPORT | US HWY 280 & US HWY 80 | ELLABELL | Bryan | 4150040 | 2 | [5 empty] | Removed from Ground | Diesel | 1000 | Bare Steel | 1976-04-04 | 2007-09-24 | Galvanized Steel
ZIP N FOODS #4 | 10820 E HWY 280 | ELLABELL | Bryan | 9015020 | 2 |  | 1994-02-01 | FALSE | 1994-02-01 | FALSE | Currently in Use | Diesel | 10000 | Galvanic (STIP-3) | 1986-03-01 |  | Cathodically Protected | Pressurized
SOMMERS #30 | I-16 @ EXIT 29 HWY 280 | ELLABELL | Bryan | 4150030 | 2 |  | 1990-01-15 | FALSE | 1990-01-15 | FALSE | Currently in Use | Regular | 6000 | Steel-Impressed Current | 1980-01-01 |  | Fiberglass Reinforced Plastic | Pressurized
ENK774 | 203 E BACON ST | PEMBROKE | Bryan | 4150039 | 4A | Ball Float | 1995-11-15 | FALSE | 1995-11-15 | FALSE | Currently in Use | E-10 | 10000 | Composite | 1995-11-15 |  | Double-Walled Flex | Pressurized
THE BAZAAR AT PEMBROKE | 186 NORTH MAIN ST | PEMBROKE | Bryan | 4150016 | 3 | Flapper Valve | 1990-06-01 | FALSE | 1990-06-01 | FALSE | Currently in Use | Premium | 6000 | Steel-Impressed Current | 1975-04-26 |  | Fiberglass Reinforced Plastic | Pressurized
S&S SVC STA BP | 404 W BACON ST (280) | PEMBROKE | Bryan | 9015015 | 2 | [5 empty] | Removed from Ground | Gas (Historical Use) | 2000 | Marked Unknown | 1995-12-16 | 1995-12-16 | Unknown
TODDS GROCERY | 65 BLACK CREEK CHURCH RD | ELLABELL | Bryan | 9015048 | 2 | [5 empty] | Removed from Ground | Gas (Historical Use) | 4000 | Bare Steel | 2001-01-01 | 2001-01-01 | Bare Steel | Safe Suction (Euro)
PIGGLY WIGGLY | 8524 HWY 280 EAST | ELLABELL | Bryan | 9015043 | 1A | Flapper Valve | 1999-09-01 | FALSE | 1999-09-01 | FALSE | Closed in Ground | E-10 | 8500 | Composite | 1999-09-01 |  | Fiberglass Reinforced Plastic | Pressurized
DIP-N-DASH LLC | 2399 ELDORA RD | ELLABELL | Bryan | 9015017 | 1 | [5 empty] | Removed from Ground | Gas (Historical Use) | 500 | Bare Steel | 1995-06-01 | 1995-06-01 | Galvanized Steel | Suction (American)
ENK774 | 203 E BACON ST | PEMBROKE | Bryan | 4150039 | 5 |  | 1995-11-15 |  | 1995-11-15 |  | Removed from Ground | Kerosene | 1000 | Composite | 1995-11-15 | 2005-03-26 | Double Walled | Suction (American)
ZIP-N-FOOD STORE #3 | 3279 GA-204 | ELLABELL | Bryan | 9015016 | 3 |  | 1993-01-01 | FALSE | 1993-01-01 | FALSE | Temporarily out of use | E-0 | 10000 | Fiberglass | 1988-12-01 |  | Flex | Pressurized
GA-PACIFIC ELLABELL SAWMILL | GA HWY 204 PO BOX 208 | ELLABELL | Bryan | 4150004 | 6 | [5 empty] | Removed from Ground | Gas (Historical Use) | 500 | Not Marked/Unknown | 1993-05-18 | 1993-05-18 | Not Marked
BACONS GULF SVC STATION | BACON ST/MAIN ST | PEMBROKE | Bryan | 4150043 | 4 | [5 empty] | Removed from Ground | Diesel | 2000 | Bare Steel | 1981-05-08 | 1995-02-01 | Galvanized Steel
BRYAN OIL CO INC | 207 HIGHWAY 204 | PEMBROKE | Bryan | 4150028 | 3 |  | 1998-09-24 | FALSE | 1998-09-24 | FALSE | Removed from Ground | Gas (Historical Use) | 6000 | Steel-Impressed Current | 1981-08-10 | 2016-11-02 |  | Pressurized
BRYAN COUNTY PUBLIC WORKS | 500 LEDFORD ST | PEMBROKE | Bryan | 4150027 | 1A | Ball Float | 1991-08-10 | FALSE | 1991-08-10 | FALSE | Currently in Use | Regular | 10000 | Tank Jacket | 1991-08-01 |  | Double-Walled Fiberglass | Pressurized
GA FC/BRYAN CO UNIT | GA HWY 119 @ ONE MI SOUTH | PEMBROKE | Bryan | 9015004 | 1 | [5 empty] | Removed from Ground | Gas (Historical Use) | 550 | Bare Steel | 1957-01-01 | 1990-09-01 | Bare Steel
BLACK CREEK GENERAL STORE | 8847 US HWY 280 E | Ellabell | Bryan | 9015006 | 6A | Ball Float | 2006-06-01 | FALSE | 2006-06-01 | FALSE | Currently in Use | Premium | 4000 | Composite | 2006-06-01 |  | Double-Walled Flex | Pressurized
ENK774 | 203 E BACON ST | PEMBROKE | Bryan | 4150039 | 3 | [5 empty] | Removed from Ground | Gas (Historical Use) | 4000 | Bare Steel | 1975-01-01 | 1997-06-11 | Galvanized Steel | Suction (American)
HERCULES INC | US HWY 280 | PEMBROKE | Bryan | 4150029 | 3 | [5 empty] | Removed from Ground | Diesel | 1000 | Bare Steel | 1979-04-05 | 1993-09-01 | Galvanized Steel | Safe Suction (Euro)
BACONS GULF SVC STATION | BACON ST/MAIN ST | PEMBROKE | Bryan | 4150043 | 2 | [5 empty] | Removed from Ground | Gas (Historical Use) | 3000 | Bare Steel | 1961-05-08 | 1995-02-01 | Galvanized Steel
SOMMERS # 068 | 165 EAST BACON ST | PEMBROKE | Bryan | 9015036 | 2C | Ball Float | 1997-07-01 | FALSE | 1997-07-01 | FALSE | Currently in Use | Kerosene | 2000 | Composite | 1997-07-01 |  | Flex | Pressurized
ZIP N FOODS #5 | #7 HWY 80 SUITE 1 | ELLABELL | Bryan | 9015042 | 1B | Flapper Valve | 1999-06-01 | FALSE | 1999-06-01 | FALSE | Currently in Use | Premium | 5000 | Composite | 1999-06-01 |  | Fiberglass Reinforced Plastic | Pressurized
ZIP-N-FOOD STORE #3 | 3279 GA-204 | ELLABELL | Bryan | 9015016 | 1 |  | 1993-01-01 | FALSE | 1993-01-01 | FALSE | Currently in Use | E-10 | 10000 | Fiberglass | 1988-12-01 |  | Flex | Pressurized
GA-PACIFIC ELLABELL SAWMILL | GA HWY 204 PO BOX 208 | ELLABELL | Bryan | 4150004 | 2 | [5 empty] | Removed from Ground | Diesel | 10000 | Bare Steel | 1981-02-21 | 1993-05-18 | Galvanized Steel
BLACK CREEK GENERAL STORE | 8847 US HWY 280 E | Ellabell | Bryan | 9015006 | 6B | Ball Float | 2006-06-01 | FALSE | 2006-06-01 | FALSE | Currently in Use | Diesel | 4000 | Composite | 2006-06-01 |  | Double-Walled Flex | Pressurized
QUICK STOP | 518 N MAIN STREET | PEMBROKE | Bryan | 9015047 | 2B | Ball Float | 2001-02-01 | FALSE | 2001-02-01 | FALSE | Currently in Use | Diesel | 4000 | Composite | 2001-02-01 |  | Double-Walled Flex | Pressurized
FORMER JACKSON SERVICE STATION | 42 E RAILROAD ST | PEMBROKE | Bryan | 10000293 | 2 |  |  | FALSE |  | FALSE | Removed from Ground | Gas (Historical Use) | 500 | Bare Steel | 2002-10-02 | 2002-10-02
ZIP N FOODS #5 | #7 HWY 80 SUITE 1 | ELLABELL | Bryan | 9015042 | 1A | Flapper Valve | 1999-06-01 | FALSE | 1999-06-01 | FALSE | Currently in Use | Regular | 10000 | Composite | 1999-06-01 |  | Fiberglass Reinforced Plastic | Pressurized
FRIESES GROCERY | US HWY 280 | ELLABELL | Bryan | 4150009 | 2 | [5 empty] | Removed from Ground | Gas (Historical Use) | 1060 | Bare Steel | 1984-03-18 | 1986-04-01 | Galvanized Steel
DIP-N-DASH LLC | 2399 ELDORA RD | ELLABELL | Bryan | 9015017 | 2 | [5 empty] | Removed from Ground | Gas (Historical Use) | 500 | Bare Steel | 1995-06-01 | 1995-06-01 | Galvanized Steel | Suction (American)
GA-PACIFIC ELLABELL SAWMILL | GA HWY 204 PO BOX 208 | ELLABELL | Bryan | 4150004 | 5 | [5 empty] | Removed from Ground | Diesel | 10000 | Not Marked/Unknown | 1993-05-18 | 1993-05-18 | Not Marked
PARKER #31 | 4480 HWY 80 | ELLABELL | Bryan | 10001598 | 3 | Ball Float | 2008-09-01 | FALSE | 2008-09-01 | FALSE | Currently in Use | Diesel | 15000 | Composite Double Walled | 2008-09-01 |  | Double-Walled Fiberglass | Pressurized
ZIP-N-FOOD STORE #3 | 3279 GA-204 | ELLABELL | Bryan | 9015016 | 2 | Flapper Valve | 1993-01-01 | FALSE | 1993-01-01 | FALSE | Temporarily out of use | Premium | 10000 | Fiberglass | 1988-12-01 |  | Flex | Pressurized
GA-PACIFIC ELLABELL SAWMILL | GA HWY 204 PO BOX 208 | ELLABELL | Bryan | 4150004 | 7 | [5 empty] | Removed from Ground | Diesel | 500 | Not Marked/Unknown |  | 1899-12-31 | Not Marked
GA-PACIFIC ELLABELL SAWMILL | GA HWY 204 PO BOX 208 | ELLABELL | Bryan | 4150004 | 4 | [5 empty] | Removed from Ground | Other | 1000 | Bare Steel | 1981-02-21 | 1899-12-31 | Galvanized Steel
GA-PACIFIC ELLABELL SAWMILL | GA HWY 204 PO BOX 208 | ELLABELL | Bryan | 4150004 | 1 | [5 empty] | Removed from Ground | Gas (Historical Use) | 2000 | Bare Steel | 1981-02-21 | 1993-05-18 | Galvanized Steel
BRYAN COUNTY PUBLIC WORKS | 500 LEDFORD ST | PEMBROKE | Bryan | 4150027 | 3 | [5 empty] | Removed from Ground | Gas (Historical Use) | 2000 | Bare Steel | 1980-04-04 | 1991-12-01 | Galvanized Steel | Suction (American)
GA FC/BRYAN CO UNIT | GA HWY 119 @ ONE MI SOUTH | PEMBROKE | Bryan | 9015004 | 3 | [5 empty] | Removed from Ground | Diesel | 550 | Bare Steel | 1986-01-01 | 1990-09-01 | Bare Steel
SOMMERS # 068 | 165 EAST BACON ST | PEMBROKE | Bryan | 9015036 | 2B | Ball Float | 1997-07-01 | FALSE | 1997-07-01 | FALSE | Currently in Use | Diesel | 4000 | Composite | 1997-07-01 |  | Flex | Pressurized
QUICK STOP | 518 N MAIN STREET | PEMBROKE | Bryan | 9015047 | 1 | Ball Float | 2001-02-01 | FALSE | 2001-02-01 | FALSE | Currently in Use | E-10 | 10000 | Composite | 2001-02-01 |  | Double-Walled Flex | Pressurized
PARKER #31 | 4480 HWY 80 | ELLABELL | Bryan | 10001598 | 1 | Ball Float | 2008-09-01 | FALSE | 2008-09-01 | FALSE | Currently in Use | Regular | 15000 | Composite Double Walled | 2008-09-01 |  | Double-Walled Fiberglass | Pressurized
ZIP-N-FOOD STORE #3 | 3279 GA-204 | ELLABELL | Bryan | 9015016 | 4 |  | 1993-01-01 | FALSE | 1993-01-01 | FALSE | Currently in Use | Diesel | 10000 | Fiberglass | 1988-12-01 |  | Flex | Pressurized
DIP-N-DASH LLC | 2399 ELDORA RD | ELLABELL | Bryan | 9015017 | 4B | Ball Float | 2009-06-01 | FALSE | 1995-06-01 | FALSE | Currently in Use | Diesel | 3000 | Galvanic (STIP-3) | 1995-06-01 |  | Fiberglass Reinforced Plastic | Pressurized
ZIP N FOODS #4 | 10820 E HWY 280 | ELLABELL | Bryan | 9015020 | 4 |  | 1994-02-01 |  | 1994-02-01 |  | Removed from Ground | Diesel | 10000 | Cathodically Protected Steel | 1986-03-01 | 1999-06-23 | Galvanized Steel | Pressurized
ZIP N FOODS #4 | 10820 E HWY 280 | ELLABELL | Bryan | 9015020 | 1 |  | 1994-02-01 | FALSE | 1994-02-01 | FALSE | Currently in Use | Regular | 10000 | Galvanic (STIP-3) | 1986-03-01 |  | Cathodically Protected | Pressurized
/DONALD BELL | RFD | ELLABELL | Bryan | 4160104 | 1 | [5 empty] | Temporarily out of use | Gas (Historical Use) | 1000 | Bare Steel | 1974-05-02 |  | Galvanized Steel
BRYAN OIL CO INC | 207 HIGHWAY 204 | PEMBROKE | Bryan | 4150028 | 2 |  | 1998-09-24 | FALSE | 1998-09-24 | FALSE | Removed from Ground | Diesel | 20000 | Steel-Impressed Current | 1981-08-10 | 2016-11-02 |  | Pressurized
BRYAN COUNTY PUBLIC WORKS | 500 LEDFORD ST | PEMBROKE | Bryan | 4150027 | 2 | [5 empty] | Removed from Ground | Gas (Historical Use) | 1000 | Bare Steel | 1977-04-04 | 1991-12-01 | Galvanized Steel | Suction (American)
EL CHEAPO #140 | 4027 HWY 280 EAST | PEMBROKE | Bryan | 9015014 | 1 |  | 1998-12-01 | FALSE | 1998-12-01 | FALSE | Currently in Use | Regular | 6000 | Galvanic (STIP-3) | 1984-11-15 |  |  | Pressurized
QUICK STOP | 518 N MAIN STREET | PEMBROKE | Bryan | 9015047 | 2A | Ball Float | 2001-02-01 | FALSE | 2001-02-01 | FALSE | Currently in Use | Premium | 6000 | Composite | 2001-02-01 |  | Double-Walled Flex | Pressurized
FRIESES GROCERY | US HWY 280 | ELLABELL | Bryan | 4150009 | 3 | [5 empty] | Removed from Ground | Gas (Historical Use) | 560 | Bare Steel | 1966-03-18 | 1986-04-01 | Galvanized Steel
SOMMERS #30 | I-16 @ EXIT 29 HWY 280 | ELLABELL | Bryan | 4150030 | 1 | Ball Float | 1990-01-15 | FALSE | 1990-01-15 | FALSE | Currently in Use | Regular | 6000 | Steel-Impressed Current | 1980-01-01 |  | Fiberglass Reinforced Plastic | Pressurized
SOMMERS # 068 | 165 EAST BACON ST | PEMBROKE | Bryan | 9015036 | 2A | Ball Float | 1997-07-01 | FALSE | 1997-07-01 | FALSE | Currently in Use | Premium | 6000 | Composite | 1997-07-01 |  | Flex | Pressurized
SOMMERS # 068 | 165 EAST BACON ST | PEMBROKE | Bryan | 9015036 | 1 | Ball Float | 1997-07-01 | FALSE | 1997-07-01 | FALSE | Currently in Use | E-10 | 12000 | Composite | 1997-07-01 |  | Flex | Pressurized
ZIP N FOODS #4 | 10820 E HWY 280 | ELLABELL | Bryan | 9015020 | 3 |  | 1994-02-01 | FALSE | 1994-02-01 | FALSE | Currently in Use | Premium | 8000 | Galvanic (STIP-3) | 1986-03-01 |  | Cathodically Protected | Pressurized
GA-PACIFIC ELLABELL SAWMILL | GA HWY 204 PO BOX 208 | ELLABELL | Bryan | 4150004 | 3 |  |  | TRUE |  | TRUE | Removed from Ground | Used Oil | 500 | Bare Steel | 1981-02-21 | 1993-05-18 | Galvanized Steel
PARKER #31 | 4480 HWY 80 | ELLABELL | Bryan | 10001598 | 2 | Ball Float | 2008-09-01 | FALSE | 2008-09-01 | FALSE | Currently in Use | Premium | 6000 | Composite Double Walled | 2008-09-01 |  | Double-Walled Fiberglass | Pressurized
SOMMERS #30 | 10819 HWY 280 | ELLABELL | Bryan | 4150037 | 5 |  | 1990-01-15 |  | 1990-01-15 |  | Currently in Use | Kerosene | 4000 | Steel-Impressed Current | 1990-01-01 |  | Fiberglass Reinforced Plastic | Pressurized
/DONALD BELL | RFD | ELLABELL | Bryan | 4160104 | 2 | [5 empty] | Temporarily out of use | Diesel | 2000 | Bare Steel | 1974-05-02 |  | Galvanized Steel
HARRIS TRAIL MOBIL | 1355 HARRIS TRAIL RD | RICHMOND HILL | Bryan | 10003308 | 4 | Flapper Valve | 2023-03-22 | FALSE | 2022-12-01 | FALSE | Currently in Use | E-0 | 2000 | Composite Double Walled | 2022-05-17 |  | Double-Walled Fiberglass | Pressurized
ENK822 | 3651 Hwy 17 | RICHMOND HILL | Bryan | 10003303 | 3A | Flapper Valve | 2023-01-03 | FALSE | 2023-01-03 | FALSE | Currently in Use | Premium | 12000 | Fiberglass Double Walled | 2022-11-16 |  |  | Pressurized
HARRIS TRAIL MOBIL | 1355 HARRIS TRAIL RD | RICHMOND HILL | Bryan | 10003308 | 2 | Flapper Valve | 2023-03-22 | FALSE | 2022-12-01 | FALSE | Currently in Use | Premium | 3000 | Composite Double Walled | 2022-05-17 |  | Double-Walled Fiberglass | Pressurized
H L PAGE | 770 PAGE RD | ELLABELL | Bryan | 4150025 | 1 | [5 empty] | Removed from Ground | Diesel | 2000 | Bare Steel | 1980-04-04 | 1997-11-03 | Galvanized Steel | Suction (American)
HARRIS TRAIL MOBIL | 1355 HARRIS TRAIL RD | RICHMOND HILL | Bryan | 10003308 | 1 | Flapper Valve | 2023-03-22 | FALSE | 2022-12-01 | FALSE | Currently in Use | Regular | 12000 | Composite Double Walled | 2022-05-17 |  | Double-Walled Fiberglass | Pressurized
ENK774 | 203 E BACON ST | PEMBROKE | Bryan | 4150039 | 4B | Ball Float | 1995-11-15 | FALSE | 1995-11-15 | FALSE | Currently in Use | Premium | 5000 | Composite | 1995-11-15 |  | Double-Walled Fiberglass | Pressurized
PIGGLY WIGGLY | 8524 HWY 280 EAST | ELLABELL | Bryan | 9015043 | 1B | Flapper Valve | 1999-09-01 | FALSE | 1999-09-01 | FALSE | Closed in Ground | Premium | 3500 | Composite | 1999-09-01 |  | Fiberglass Reinforced Plastic | Pressurized
DIP-N-DASH LLC | 2399 ELDORA RD | ELLABELL | Bryan | 9015017 | 3 | [5 empty] | Removed from Ground | Gas (Historical Use) | 500 | Bare Steel | 1995-06-01 | 1995-06-01 | Galvanized Steel | Suction (American)
DANIEL FULFORD | 4616 HWY 80 | BLITCHTON | Bryan | 9015040 | 4 | [5 empty] | Removed from Ground | Gas (Historical Use) | 0 | Marked Unknown | 1999-01-01 | 1999-01-01 | Unknown
DANIEL FULFORD | 4616 HWY 80 | BLITCHTON | Bryan | 9015040 | 1 | [5 empty] | Closed in Ground | Gas (Historical Use) | 0 | Marked Unknown | 1975-01-01 | 1975-01-01 | Unknown
KENS IGA | 4507 US HWY 80 | BLITCHTON | Bryan | 9015003 | 2 | Flapper Valve | 1998-12-14 | FALSE | 1998-12-14 | FALSE | Currently in Use | E-10 | 8000 | Steel-Impressed Current | 1999-01-05 |  | Fiberglass Reinforced Plastic | Pressurized
DANIEL FULFORD | 4616 HWY 80 | BLITCHTON | Bryan | 9015040 | 2 | [5 empty] | Closed in Ground | Gas (Historical Use) | 0 | Marked Unknown | 1975-01-01 | 1975-01-01 | Unknown
DANIEL FULFORD | 4616 HWY 80 | BLITCHTON | Bryan | 9015040 | 3 | [5 empty] | Closed in Ground | Diesel | 0 | Marked Unknown | 1975-01-01 | 1975-01-01 | Unknown
KENS IGA | 4507 US HWY 80 | BLITCHTON | Bryan | 9015003 | 1 | Flapper Valve | 1998-12-14 | FALSE | 1998-12-14 | FALSE | Currently in Use | Premium | 6000 | Steel-Impressed Current | 1999-01-05 |  | Fiberglass Reinforced Plastic | Pressurized
HARRIS TRAIL MOBIL | 1355 HARRIS TRAIL RD | RICHMOND HILL | Bryan | 10003308 | 3 | Flapper Valve | 2023-03-22 | FALSE | 2022-12-01 | FALSE | Currently in Use | Diesel | 6000 | Composite Double Walled | 2022-05-17 |  | Double-Walled Fiberglass | Pressurized
PARKER'S #122 | 2341 HWY 17 | RICHMOND HILL | Bryan | 10003508 | 1 | Flapper Valve | 2024-11-05 | FALSE | 2024-11-05 | FALSE | Currently in Use | Regular | 20000 | Fiberglass Double Walled | 2024-08-04 |  | Double-Walled Flex | Pressurized
PILOT TRAVEL CENTER #1390 | 130 INTERSTATE EXCHANGE WAY | ELLABELL | Bryan | 10003458 | 1 | Flapper Valve | 2024-05-16 | FALSE | 2024-05-16 | FALSE | Currently in Use | Diesel | 30000 | Fiberglass Double Walled | 2024-04-17 |  | Double-Walled Fiberglass | Pressurized
PILOT TRAVEL CENTER #1390 | 130 INTERSTATE EXCHANGE WAY | ELLABELL | Bryan | 10003458 | 3 | Flapper Valve | 2024-05-16 | FALSE | 2024-05-16 | FALSE | Currently in Use | Regular | 20000 | Fiberglass Double Walled | 2024-04-17 |  | Double-Walled Fiberglass | Pressurized
PILOT TRAVEL CENTER #1390 | 130 INTERSTATE EXCHANGE WAY | ELLABELL | Bryan | 10003458 | 2 | Flapper Valve | 2024-05-16 | FALSE | 2024-05-16 | FALSE | Currently in Use | Diesel | 30000 | Fiberglass Double Walled | 2024-04-17 |  | Double-Walled Fiberglass | Pressurized
PILOT TRAVEL CENTER #1390 | 130 INTERSTATE EXCHANGE WAY | ELLABELL | Bryan | 10003458 | 4A | Flapper Valve | 2024-05-16 | FALSE | 2024-05-16 | FALSE | Currently in Use | Premium | 20000 | Fiberglass Double Walled | 2024-04-17 |  | Double-Walled Fiberglass | Pressurized
Henderson Park Shell | 22 Captain Matthew Freeman Dr. | Richmond Hill | Bryan | 10002781 | 2A | Flapper Valve | 2017-11-01 | FALSE | 2017-12-01 | FALSE | Currently in Use | Premium | 4000 | Composite Double Walled | 2017-08-22 |  | Double-Walled Fiberglass | Pressurized
Henderson Park Shell | 22 Captain Matthew Freeman Dr. | Richmond Hill | Bryan | 10002781 | 2B | Flapper Valve | 2017-11-01 | FALSE | 2017-12-01 | FALSE | Currently in Use | Diesel | 4000 | Composite Double Walled | 2017-08-22 |  | Double-Walled Fiberglass | Pressurized
Henderson Park Shell | 22 Captain Matthew Freeman Dr. | Richmond Hill | Bryan | 10002781 | 1 | Flapper Valve | 2017-11-01 | FALSE | 2017-12-01 | FALSE | Currently in Use | Regular | 12000 | Composite Double Walled | 2017-08-22 |  | Double-Walled Fiberglass | Pressurized
Henderson Park Shell | 22 Captain Matthew Freeman Dr. | Richmond Hill | Bryan | 10002781 | 2C | Flapper Valve | 2017-11-01 | FALSE | 2017-12-01 | FALSE | Currently in Use | E-0 | 4000 | Composite Double Walled | 2017-08-22 |  | Double-Walled Fiberglass | Pressurized
Love's Travel Stop #778 | 11151 Hwy 280 E | Ellabel | Bryan | 10003035 | 1 | Flapper Valve | 2020-06-18 | FALSE | 2020-06-18 | FALSE | Currently in Use | E-10 | 20000 | Fiberglass Double Walled | 2019-12-12 |  | Double-Walled Fiberglass | Pressurized
Love's Travel Stop #778 | 11151 Hwy 280 E | Ellabel | Bryan | 10003035 | 2B | Flapper Valve | 2020-06-18 | FALSE | 2020-06-18 | FALSE | Currently in Use | Premium | 8000 | Fiberglass Double Walled | 2019-12-12 |  | Double-Walled Fiberglass | Pressurized
Love's Travel Stop #778 | 11151 Hwy 280 E | Ellabel | Bryan | 10003035 | 5 | Flapper Valve | 2020-06-18 | FALSE | 2020-06-18 | FALSE | Currently in Use | Biodiesel | 20000 | Fiberglass Double Walled | 2019-12-06 |  | Double-Walled Fiberglass | Pressurized
Love's Travel Stop #778 | 11151 Hwy 280 E | Ellabel | Bryan | 10003035 | 2A | Flapper Valve | 2020-06-18 | FALSE | 2020-06-18 | FALSE | Currently in Use | E-10 | 12000 | Fiberglass Double Walled | 2020-06-18 |  | Double-Walled Fiberglass | Pressurized
Love's Travel Stop #778 | 11151 Hwy 280 E | Ellabel | Bryan | 10003035 | 6A | Overfill Alarm | 2020-06-18 | FALSE | 2020-06-18 | FALSE | Currently in Use | New Oil | 3000 | Fiberglass Double Walled | 2019-12-17 |  | Double-Walled Fiberglass | Safe Suction (Euro)
Love's Travel Stop #778 | 11151 Hwy 280 E | Ellabel | Bryan | 10003035 | 6B | Overfill Alarm | 2020-06-18 | FALSE | 2020-06-08 | FALSE | Currently in Use | New Oil | 8000 | Fiberglass Double Walled | 2019-12-17 |  | Double-Walled Fiberglass | Safe Suction (Euro)
Love's Travel Stop #778 | 11151 Hwy 280 E | Ellabel | Bryan | 10003035 | 7A | Overfill Alarm | 2020-06-18 | FALSE | 2020-06-18 | FALSE | Currently in Use | New Oil | 3000 | Fiberglass Double Walled | 2019-12-17 |  | Double-Walled Fiberglass | Safe Suction (Euro)
Love's Travel Stop #778 | 11151 Hwy 280 E | Ellabel | Bryan | 10003035 | 6C | Overfill Alarm | 2020-06-18 | FALSE | 2020-06-18 | FALSE | Currently in Use | New Oil | 3000 | Fiberglass Double Walled | 2019-12-17 |  | Double-Walled Fiberglass | Safe Suction (Euro)
Love's Travel Stop #778 | 11151 Hwy 280 E | Ellabel | Bryan | 10003035 | 3 | Flapper Valve | 2020-06-18 | FALSE | 2020-06-18 | FALSE | Currently in Use | Diesel | 30000 | Fiberglass Double Walled | 2019-12-03 |  | Double-Walled Fiberglass | Pressurized
Love's Travel Stop #778 | 11151 Hwy 280 E | Ellabel | Bryan | 10003035 | 6D | Overfill Alarm | 2020-06-18 | FALSE | 2020-06-18 | FALSE | Currently in Use | New Oil | 3000 | Fiberglass Double Walled | 2019-12-17 |  | Double-Walled Fiberglass | Safe Suction (Euro)
Love's Travel Stop #778 | 11151 Hwy 280 E | Ellabel | Bryan | 10003035 | 7C | Overfill Alarm | 2020-06-18 | FALSE | 2020-06-18 | FALSE | Currently in Use | Used Oil | 7000 | Fiberglass Double Walled | 2019-12-17 |  | Double-Walled Fiberglass | Safe Suction (Euro)
Love's Travel Stop #778 | 11151 Hwy 280 E | Ellabel | Bryan | 10003035 | 4 | Flapper Valve | 2020-06-18 | FALSE | 2020-06-18 | FALSE | Currently in Use | Diesel | 30000 | Fiberglass Double Walled | 2019-12-03 |  | Double-Walled Fiberglass | Pressurized
Love's Travel Stop #778 | 11151 Hwy 280 E | Ellabel | Bryan | 10003035 | 7B | Overfill Alarm | 2020-06-18 | FALSE | 2020-06-18 | FALSE | Currently in Use | New Oil | 8000 | Fiberglass Double Walled | 2019-12-17 |  | Double-Walled Fiberglass | Safe Suction (Euro)
FORMER ZIPPY MART | 603 BRANNEN ST | STATESBORO | Bulloch | 10001721 | 2 |  |  | FALSE |  | FALSE | Removed from Ground | Gas (Historical Use) | 6000 | Unknown | 2009-06-08 | 2009-09-01 | Unknown
NEWELL RECYCLING | 9013 US HIGHWAY 301 | STATESBORO | Bulloch | 10001880 | 1 |  |  | FALSE |  | FALSE | Removed from Ground | Not Marked/Tank Removed | 900 | Unknown | 2010-07-21 | 2010-07-21 | Unknown
ZIP N FOODS #16 | 2301 OLD REGISTER RD | STATESBORO | Bulloch | 10001884 | 2 | Ball Float | 2010-08-23 | FALSE | 2010-08-23 | FALSE | Currently in Use | Diesel | 3000 | Composite Double Walled | 2010-07-01 |  | Double-Walled Fiberglass | Pressurized
KMART #9061 | 620 FAIR RD | STATESBORO | Bulloch | 4160029 | 1 |  |  | TRUE |  | TRUE | Temporarily out of use | Used Oil | 1000 | Bare Steel | 1975-04-02 |  | Galvanized Steel
T J SMITH OIL CO/PLANT | 6 RAILROAD ST | STATESBORO | Bulloch | 4160063 | 4 |  |  | TRUE |  | TRUE | Removed from Ground |  | 550 | Bare Steel | 1976-05-05 | 1990-03-01 | Bare Steel
FORMER GAS STATION | 808 SOUTH MAIN STREET | STATESBORO | Bulloch | 10001851 | 1 |  |  | FALSE |  | FALSE | Removed from Ground | Gas (Historical Use) | 4000 | Bare Steel | 1980-01-01 | 2010-01-01 | Galvanized Steel
FIVE STORE POINTS | 8091 BURKHALTER RD | STATESBORO | Bulloch | 10002640 | 2A | Flapper Valve | 2016-12-01 | FALSE | 2016-12-01 | FALSE | Currently in Use | Diesel | 4000 | Composite Double Walled | 2016-08-29 |  | Double-Walled Fiberglass
SHIVGANGA FOOD MART INC | 19200 HWY 80 W | STATESBORO | Bulloch | 10001061 | 2A | Ball Float | 2005-02-01 | FALSE | 2005-02-01 | FALSE | Currently in Use | Premium | 8000 | Composite | 2005-02-01 |  |  | Pressurized
PUMP N PANTRY #4 | 218 NORTHSIDE DR | STATESBORO | Bulloch | 4160004 | 1 | Flapper Valve | 1991-03-01 | FALSE | 1991-03-01 | FALSE | Removed from Ground | E-10 | 10000 | Steel-Impressed Current | 1970-04-28 |  | Fiberglass Reinforced Plastic | Pressurized
REEMA FOOD MART | 1495 NORTHSIDE DR E | STATESBORO | Bulloch | 10001801 | 1A | Ball Float | 2009-12-01 | FALSE | 2009-12-01 | FALSE | Currently in Use | Regular | 8500 | Composite Double Walled | 2009-12-01 |  | Double-Walled Fiberglass | Pressurized
PARKERS #47 | 1588 BRAMPTON AVE | STATESBORO | Bulloch | 10002327 | 2 | Flapper Valve | 2014-03-01 | FALSE | 2014-03-01 | FALSE | Currently in Use | E-10 | 15000 | Composite Double Walled | 2014-03-01 |  | Fiberglass Reinforced Plastic | Pressurized
ZIP N FOODS #16 | 2301 OLD REGISTER RD | STATESBORO | Bulloch | 10001884 | 1A | Ball Float | 2010-08-23 | FALSE | 2010-08-23 | FALSE | Currently in Use | Regular | 8500 | Composite Double Walled | 2010-07-01 |  | Double-Walled Fiberglass | Pressurized
FORMER ZIPPY MART | 603 BRANNEN ST | STATESBORO | Bulloch | 10001721 | 3 |  |  | FALSE |  | FALSE | Removed from Ground | Gas (Historical Use) | 6000 | Unknown | 2009-06-08 | 2009-09-01 | Unknown
STILSON COUNTRY CORNER | 8286 HWY 80E | BROOKLET | Bulloch | 162001 | 1 | Ball Float | 1996-11-01 | FALSE | 1996-11-01 | FALSE | Currently in Use | Regular | 6000 | Steel-Impressed Current | 1982-08-01 |  | Fiberglass Reinforced Plastic | Pressurized
DAVIS FARM INC | 783 IVANHOE JCT RD | BROOKLET | Bulloch | 4160003 | 1 | [5 empty] | Removed from Ground | Diesel | 10000 | Bare Steel | 1980-03-01 | 1997-07-01 | Galvanized Steel | Suction (American)
DIAMOND OIL #112 | 6209 GA HWY 67 | BROOKLET | Bulloch | 4160074 | 3 | Flapper Valve | 1990-05-02 | FALSE | 1990-05-02 | FALSE | Temporarily out of use | Empty | 10000 | Steel-Impressed Current | 1984-05-03 |  | Steel (Impressed Current) | Pressurized
ENK755 | 6640 HWY 67 | BROOKLET | Bulloch | 9016095 | 3 | Ball Float | 2000-04-01 | FALSE | 2000-04-01 | FALSE | Currently in Use | Diesel | 8000 | Composite | 2000-04-02 |  | Double-Walled Flex | Pressurized
ZIP N FOOD #11 | 7462 STILSON LEEFIELD RD | BROOKLET | Bulloch | 9016102 | 1A | Ball Float | 2000-10-01 | FALSE | 2000-10-01 | FALSE | Currently in Use | E-10 | 8500 | Composite | 2000-10-01 |  | Fiberglass Reinforced Plastic | Pressurized
J & D GROCERY | 8090 NEVILS-GROVELAND RD | NEVILS | Bulloch | 160116 | 1 | Flapper Valve | 1998-11-12 | FALSE | 1998-11-12 | FALSE | Temporarily out of use | Diesel | 3000 | Steel-Impressed Current | 1977-01-03 |  | Steel (Impressed Current) | Safe Suction (Euro)
STILSON COUNTRY CORNER | 8286 HWY 80E | BROOKLET | Bulloch | 162001 | 4 | Ball Float | 1996-11-01 | FALSE | 1996-11-01 | FALSE | Currently in Use | Regular | 6000 | Steel-Impressed Current | 1982-08-01 |  | Fiberglass Reinforced Plastic | Pressurized
TIMESAVER #26 | US HWY 80 W & US HWY 25 | HOPEULIKIT | Bulloch | 162000 | 1 |  | 1996-11-14 |  | 1996-11-14 |  | Removed from Ground | Gas (Historical Use) | 8000 | Steel-Impressed Current | 1981-11-05 | 2005-04-01 | Cathodically Protected | Suction (American)
4&1 FARM | 17473 US HWY 80 E | BROOKLET | Bulloch | 4160047 | 3 | [5 empty] | Removed from Ground | Gas (Historical Use) | 4000 | Bare Steel | 1979-04-24 | 1998-12-01 | Galvanized Steel | Pressurized
LEEFIELD GROCERY | 7580 STILSON-LEEFIELD RD | BROOKLET | Bulloch | 9016058 | 1 | [5 empty] | Removed from Ground | Empty | 500 | Bare Steel | 1988-01-01 | 1999-11-08 | Bare Steel | Suction (American)
STILSON TELEPHONE EX | 45 B L KENDRICK RD | BROOKLET | Bulloch | 4160013 | 1 | [5 empty] | Removed from Ground | Diesel | 500 | Bare Steel | 1985-03-03 | 1998-08-12 | Copper | Safe Suction (Euro)
FORMER FLASH FOODS #47 | 508 HWY 80 E | BROOKLET | Bulloch | 4160040 | 1 | [5 empty] | Removed from Ground | Gas (Historical Use) | 4000 | Bare Steel | 1957-03-08 | 2000-04-01 | Galvanized Steel | Suction (American)
BOOKLET TELEPHONE EX | 103 LANE ST | BROOKLET | Bulloch | 4160009 | 1 | [5 empty] | Removed from Ground | Diesel | 500 | Bare Steel | 1983-01-01 | 1998-08-12 | Copper | Safe Suction (Euro)
4&1 FARM | 17473 US HWY 80 E | BROOKLET | Bulloch | 4160047 | 2 | [5 empty] | Removed from Ground | Gas (Historical Use) | 2000 | Bare Steel | 1969-04-23 | 1998-12-01 | Galvanized Steel | Pressurized
FORMER FLASH FOODS #47 | 508 HWY 80 E | BROOKLET | Bulloch | 4160040 | 2 | [5 empty] | Removed from Ground | Gas (Historical Use) | 3000 | Bare Steel | 1957-03-08 | 2000-04-01 | Galvanized Steel | Suction (American)
W M SHEPPARD LUMBER | 15175 HWY 80 | BROOKLET | Bulloch | 9016078 | 1 | Flapper Valve | 1995-12-01 | FALSE | 1995-12-01 | FALSE | Currently in Use | Diesel On Road | 12000 | Galvanic (STIP-3) | 1986-12-01 |  | Fiberglass Reinforced Plastic | Suction (American)
BROOKLET GULF SVC | US HWY 80 | BROOKLET | Bulloch | 4160102 | 2 | [5 empty] | Removed from Ground | Gas (Historical Use) | 1000 | Bare Steel | 1971-05-04 | 1996-02-12 | Galvanized Steel
ENK767 | 17792 HWY 80 E | BROOKLET | Bulloch | 9016060 | 2PLUS | Ball Float | 1988-02-16 | FALSE | 1998-02-16 | FALSE | Currently in Use | Regular | 6000 | Steel-Impressed Current | 1988-02-16 |  | Double-Walled Flex | Pressurized
ENK758 | 16500 HWY 80 E | BROOKLET | Bulloch | 10000718 | 4A | Ball Float | 1999-12-01 | FALSE | 1999-12-01 | FALSE | Currently in Use | Regular | 10000 | Composite | 1999-12-01 |  | Double-Walled Flex | Pressurized
SOMMERS #074 | 6645 HWY 67 | BROOKLET | Bulloch | 9016099 | 1B | Ball Float | 1999-12-01 | FALSE | 1999-12-01 | FALSE | Currently in Use | Premium | 3000 | Composite | 1999-12-01 |  | Double-Walled Flex | Pressurized
ZIP N #1 | 8700 HWY 67 | BROOKLET | Bulloch | 10001501 | 2A |  | 2007-11-01 | FALSE | 2007-11-01 | FALSE | Currently in Use | Diesel On Road | 3000 | Composite | 2007-11-01 |  | Fiberglass Reinforced Plastic | Pressurized
TIMESAVER #26 | US HWY 80 W & US HWY 25 | HOPEULIKIT | Bulloch | 162000 | 3 |  | 1996-11-14 |  | 1996-11-14 |  | Removed from Ground | Diesel | 8000 | Steel-Impressed Current | 1981-11-05 | 2005-04-01 | Cathodically Protected | Suction (American)
4&1 FARM | 17473 US HWY 80 E | BROOKLET | Bulloch | 4160047 | 4 |  |  | TRUE |  | TRUE | Removed from Ground | Used Oil | 280 | Bare Steel | 1969-01-15 | 1998-12-01 | Bare Steel | Pressurized
BROOKLET AIRPARK | SOUTH WYNN RD | BROOKLET | Bulloch | 4160022 | 1 | [5 empty] | Removed from Ground | Empty | 950 | Bare Steel | 1977-04-08 | 1999-03-23 | Galvanized Steel
LEEFIELD GROCERY | 7580 STILSON-LEEFIELD RD | BROOKLET | Bulloch | 9016058 | 2 | [5 empty] | Removed from Ground | Empty | 500 | Bare Steel | 1988-01-01 | 1999-11-08 | Bare Steel | Suction (American)
ZIP N #1 | 8700 HWY 67 | BROOKLET | Bulloch | 10001501 | 2B |  | 2007-11-01 | FALSE | 2007-11-01 | FALSE | Currently in Use | Diesel Off Road | 3000 | Composite | 2007-11-01 |  | Fiberglass Reinforced Plastic | Pressurized
DIAMOND OIL #112 | 6209 GA HWY 67 | BROOKLET | Bulloch | 4160074 | 2 | Ball Float | 1990-05-03 | FALSE | 1990-05-03 | FALSE | Temporarily out of use | Empty | 6000 | Steel-Impressed Current | 1984-05-03 |  | Fiberglass Reinforced Plastic | Pressurized
ENK755 | 6640 HWY 67 | BROOKLET | Bulloch | 9016095 | 2 | Ball Float | 1999-03-01 | FALSE | 1999-03-01 | FALSE | Currently in Use | Premium | 8000 | Composite | 1999-03-01 |  | Double-Walled Flex | Pressurized
ENK767 | 17792 HWY 80 E | BROOKLET | Bulloch | 9016060 | 1UL | Ball Float | 1988-02-16 | FALSE | 1998-02-16 | FALSE | Currently in Use | Regular | 6000 | Steel-Impressed Current | 1988-02-16 |  | Double-Walled Flex | Pressurized
4&1 FARM | 17473 US HWY 80 E | BROOKLET | Bulloch | 4160047 | 1 | [5 empty] | Removed from Ground | Diesel | 1000 | Bare Steel | 1969-04-23 | 1998-12-01 | Galvanized Steel | Suction (American)
BROOKLET GULF SVC | US HWY 80 | BROOKLET | Bulloch | 4160102 | 1 | [5 empty] | Removed from Ground | Gas (Historical Use) | 1000 | Bare Steel | 1971-05-04 | 1996-02-12 | Galvanized Steel
W M SHEPPARD LUMBER | 15175 HWY 80 | BROOKLET | Bulloch | 9016078 | 2 | Flapper Valve | 1995-12-01 | FALSE | 1995-12-01 | FALSE | Currently in Use | Regular | 3000 | Galvanic (STIP-3) | 1986-12-01 |  | Fiberglass Reinforced Plastic | Suction (American)
J & D GROCERY | 8090 NEVILS-GROVELAND RD | NEVILS | Bulloch | 160116 | 2 | Flapper Valve | 1998-11-12 | FALSE | 1998-11-12 | FALSE | Temporarily out of use | Gas (Historical Use) | 6000 | Steel-Impressed Current | 1977-01-03 |  | Steel (Impressed Current) | Safe Suction (Euro)
BROOKLET AIRPARK | SOUTH WYNN RD | BROOKLET | Bulloch | 4160022 | 2 |  |  |  | 1981-04-01 |  | Removed from Ground | Gas (Historical Use) | 9500 | Bare Steel | 1981-04-08 | 1999-03-23 | Galvanized Steel | Suction (American)
BROOKLET GULF SVC | US HWY 80 | BROOKLET | Bulloch | 4160102 | 3 |  |  | TRUE |  | TRUE | Removed from Ground | Used Oil | 500 | Marked Unknown | 1996-02-12 | 1996-02-12 | Unknown
DELAOCHS SVC AND GARAGE | ROUTE 1 | BROOKLET | Bulloch | 9016067 | DUMMY | [5 empty] | Currently in Use | Diesel | 0 | Not Marked/Unknown |  |  | Not Marked
ZIP N #1 | 8700 HWY 67 | BROOKLET | Bulloch | 10001501 | 1B |  | 2007-11-01 | FALSE | 2007-11-01 | FALSE | Currently in Use | Premium | 3500 | Composite | 2007-11-01 |  | Fiberglass Reinforced Plastic | Pressurized
SOMMERS #074 | 6645 HWY 67 | BROOKLET | Bulloch | 9016099 | 2 | Ball Float | 1999-12-01 | FALSE | 1999-12-01 | FALSE | Currently in Use | Diesel | 10000 | Composite | 1999-12-01 |  | Double-Walled Fiberglass | Pressurized
SOMMERS #074 | 6645 HWY 67 | BROOKLET | Bulloch | 9016099 | 1A | Ball Float | 1999-12-01 | FALSE | 1999-12-01 | FALSE | Currently in Use | Regular | 12000 | Composite | 1999-12-01 |  | Double-Walled Flex | Pressurized
STILSON COUNTRY CORNER | 8286 HWY 80E | BROOKLET | Bulloch | 162001 | 2 | Ball Float | 1996-11-01 | FALSE | 1996-11-01 | FALSE | Currently in Use | Diesel | 4000 | Steel-Impressed Current | 1982-08-01 |  | Fiberglass Reinforced Plastic | Pressurized
4&1 FARM | 17473 US HWY 80 E | BROOKLET | Bulloch | 4160047 | 5A | Ball Float | 1998-12-01 | FALSE | 1998-12-01 | FALSE | Temporarily out of use | Gas (Historical Use) | 4000 | Composite | 1998-12-01 |  | Fiberglass Reinforced Plastic | Pressurized
ENK755 | 6640 HWY 67 | BROOKLET | Bulloch | 9016095 | 1 | Ball Float | 1999-03-01 | FALSE | 1999-03-01 | FALSE | Currently in Use | Regular | 12000 | Composite | 1999-03-01 |  | Double-Walled Flex | Pressurized
ZIP N FOOD #11 | 7462 STILSON LEEFIELD RD | BROOKLET | Bulloch | 9016102 | 1B | Ball Float | 2000-10-01 | FALSE | 2000-10-01 | FALSE | Currently in Use | Premium | 3500 | Composite | 2000-10-01 |  | Fiberglass Reinforced Plastic | Pressurized
DIAMOND OIL #112 | 6209 GA HWY 67 | BROOKLET | Bulloch | 4160074 | 4 | Ball Float | 1990-05-03 | FALSE | 1990-05-03 | FALSE | Temporarily out of use | Empty | 4000 | Steel-Impressed Current | 1990-05-03 |  | Fiberglass Reinforced Plastic | Pressurized
W M SHEPPARD LUMBER | 15175 HWY 80 | BROOKLET | Bulloch | 9016078 | 3 | Flapper Valve | 1995-12-01 | FALSE | 1995-12-01 | FALSE | Currently in Use | Diesel Off Road | 3000 | Galvanic (STIP-3) | 1986-12-01 |  | Fiberglass Reinforced Plastic | Suction (American)
ENK758 | 16500 HWY 80 E | BROOKLET | Bulloch | 10000718 | 4B | Ball Float | 1999-12-01 | FALSE | 1999-12-01 | FALSE | Currently in Use | Premium | 5000 | Composite | 1999-12-01 |  | Double-Walled Flex | Pressurized
TIMESAVER #26 | US HWY 80 W & US HWY 25 | HOPEULIKIT | Bulloch | 162000 | 2 |  | 1996-11-14 |  | 1996-11-14 |  | Removed from Ground | Gas (Historical Use) | 8000 | Steel-Impressed Current | 1981-11-05 | 2005-04-01 | Cathodically Protected | Suction (American)
STILSON COUNTRY CORNER | 8286 HWY 80E | BROOKLET | Bulloch | 162001 | 3 | Ball Float | 1996-11-01 | FALSE | 1996-11-01 | FALSE | Currently in Use | Premium | 4000 | Steel-Impressed Current | 1982-08-01 |  | Fiberglass Reinforced Plastic | Pressurized
4&1 FARM | 17473 US HWY 80 E | BROOKLET | Bulloch | 4160047 | 5B | Ball Float | 1998-12-01 | FALSE | 1998-12-01 | FALSE | Temporarily out of use | Gas (Historical Use) | 2000 | Composite | 1998-12-01 |  | Fiberglass Reinforced Plastic | Pressurized
ENK767 | 17792 HWY 80 E | BROOKLET | Bulloch | 9016060 | 3PREM | Ball Float | 1988-02-16 | FALSE | 1998-02-16 | FALSE | Currently in Use | Premium | 6000 | Steel-Impressed Current | 1988-02-16 |  | Double-Walled Flex | Pressurized
FORMER FLASH FOODS #47 | 508 HWY 80 E | BROOKLET | Bulloch | 4160040 | 3 | [5 empty] | Removed from Ground | Gas (Historical Use) | 2000 | Bare Steel | 1960-03-08 | 2000-04-01 | Galvanized Steel | Suction (American)
DIAMOND OIL #112 | 6209 GA HWY 67 | BROOKLET | Bulloch | 4160074 | 1 | Ball Float | 1990-05-03 | FALSE | 1990-05-03 | FALSE | Temporarily out of use | Empty | 10000 | Steel-Impressed Current | 1984-05-03 |  | Fiberglass Reinforced Plastic | Pressurized
BULLOCH COUNTY SCHOOLS | 8910 BLACK CREEK SCHOOLS | BROOKLET | Bulloch | 9016098 | 1 |  | 1999-11-15 | FALSE | 1999-11-15 | FALSE | Currently in Use | Diesel | 12000 | Composite | 1999-10-13 |  | Fiberglass Reinforced Plastic | Pressurized
ZIP N #1 | 8700 HWY 67 | BROOKLET | Bulloch | 10001501 | 1A |  | 2007-11-01 | FALSE | 2007-11-01 | FALSE | Currently in Use | Regular | 8500 | Composite | 2007-11-01 |  | Fiberglass Reinforced Plastic | Pressurized
HENDRIX 66 & SPORT SHOP | 401 NORTHSIDE DR W | STATESBORO | Bulloch | 4160090 | 5A |  | 1999-05-03 |  | 1999-05-03 |  | Removed from Ground | Gas (Historical Use) | 3000 | Fiberglass | 1999-04-26 | 2007-01-08 | Fiberglass Reinforced Plastic | Safe Suction (Euro)
GOLD KIST COMPLEX | SANDBORNE AVE | STATESBORO | Bulloch | 4160084 | 1 | [5 empty] | Removed from Ground | Gas (Historical Use) | 1000 | Bare Steel | 1968-05-01 | 1990-05-24 | Not Marked
HENDRIX 66 & SPORT SHOP | 401 NORTHSIDE DR W | STATESBORO | Bulloch | 4160090 | 5C |  | 1999-05-03 |  | 1999-05-03 |  | Removed from Ground | Diesel | 1000 | Fiberglass | 1999-04-26 | 2007-01-08 | Fiberglass Reinforced Plastic | Safe Suction (Euro)
REX RIGDON'S SVC STA/RIGSONS AUT | 245 NORTH MAIN ST | STATESBORO | Bulloch | 4160078 | 4 | [5 empty] | Removed from Ground | Gas (Historical Use) | 1060 | Bare Steel | 1970-01-01 | 1988-01-01 | Bare Steel
ENK753 | 1609 FAIR RD | STATESBORO | Bulloch | 9016085 | 1 | Ball Float | 1997-04-01 | FALSE | 1997-04-01 | FALSE | Currently in Use | Regular | 12000 | Composite | 1997-04-01 |  | Fiberglass Reinforced Plastic | Pressurized
STATESBORO MUNICIPAL AIRPORT | US HWY 301/1.5 MILE N OF CITY LI | STATESBORO | Bulloch | 4160083 | 1 | [5 empty] | Removed from Ground | Other | 10000 | Bare Steel | 1981-05-05 | 1997-05-01 | Bare Steel
OLD GA TRUCK STOP | US HWY 301 S | STATESBORO | Bulloch | 4160069 | 6 | [5 empty] | Removed from Ground | Gas (Historical Use) | 500 | Marked Unknown | 1954-05-06 | 1999-02-10 | Unknown
STATESBORO MUNICIPAL AIRPORT | US HWY 301/1.5 MILE N OF CITY LI | STATESBORO | Bulloch | 4160083 | 3 | [5 empty] | Removed from Ground | Other | 1 | Bare Steel | 1949-05-05 | 1997-05-01 | Unknown
TRANS OIL SVC STA | 222 NORTHSIDE DR | STATESBORO | Bulloch | 4160089 | 3 | [5 empty] | Removed from Ground | Gas (Historical Use) | 1000 | Bare Steel | 1966-04-23 | 1998-12-16 | Galvanized Steel
THE EAGLES CORNER | 10970 301 SOUTH | STATESBORO | Bulloch | 4160093 | 1 |  | 1999-01-07 |  | 1999-01-07 |  | Removed from Ground | Gas (Historical Use) | 5000 | Steel-Impressed Current | 1979-05-08 | 1899-12-31 | Cathodically Protected
STATESBORO/CITY SHOP | 104 HILL ST | STATESBORO | Bulloch | 4160080 | 1 | [5 empty] | Removed from Ground | Gas (Historical Use) | 1000 | Bare Steel | 1971-05-06 | 1993-09-01 | Galvanized Steel | Suction (American)
A TO Z TRUCK STOP | 8741 HWY 301 N | STATESBORO | Bulloch | 9016074 | 5 |  | 2009-05-15 |  | 2009-05-15 |  | Currently in Use | Gas (Historical Use) | 6000 | Cathodically Protected Steel | 1996-08-01 |  | Fiberglass Reinforced Plastic | Pressurized
CFLS BULK OIL PLANT | 10911 HWY 301 S | STATESBORO | Bulloch | 9016089 | 3 | Ball Float | 1997-12-01 | FALSE | 1997-12-01 | FALSE | Currently in Use | E-10 | 12000 | Composite | 1997-12-01 |  | Fiberglass Reinforced Plastic | Pressurized
DISCOUNT BEVERAGE & TOBACCO OUTLET | 241 NORTHSIDE DR E | STATESBORO | Bulloch | 9016093 | 1A | Ball Float | 1999-02-11 | FALSE | 1999-02-11 | FALSE | Temporarily out of use | Regular | 8000 | Composite | 1999-02-08 |  | Fiberglass Reinforced Plastic | Pressurized
ALTMAN PONTIAC-BUICK-GMC | 400 NORTHSIDE DR | STATESBORO | Bulloch | 9016097 | 1 |  |  | TRUE |  | TRUE | Removed from Ground | Used Oil | 200 | Not Marked/Unknown |  | 1899-12-31 | Not Marked
MARY JO HICKS | NE CORNER OF SR 67 & BURKHALTER | STATESBORO | Bulloch | 9016101 | 1 | [5 empty] | Removed from Ground | Gas (Historical Use) | 250 | Bare Steel | 2000-05-18 | 2000-05-18 | Bare Steel
REX RIGDON'S SVC STA/RIGSONS AUT | 245 NORTH MAIN ST | STATESBORO | Bulloch | 4160078 | 2 | [5 empty] | Removed from Ground | Gas (Historical Use) | 1000 | Bare Steel | 1956-05-03 | 1988-01-01 | Galvanized Steel
DIAMOND OIL #97 | 10941 HWY 301 S | STATESBORO | Bulloch | 9016096 | 2 | Ball Float | 1999-07-01 | FALSE | 1999-07-01 | FALSE | Currently in Use | Premium | 6000 | Composite | 1999-07-01 |  | Fiberglass Reinforced Plastic | Pressurized
STATESBORO FIRE DEPT | 24 W GRADY ST | STATESBORO | Bulloch | 4160079 | 1 | [5 empty] | Removed from Ground | Gas (Historical Use) | 1000 | Bare Steel | 1981-05-05 | 1997-01-01 | Bare Steel | Suction (American)
BRIGGS & STRATTON CORP | 7251 ZELL MILLER PKWY | STATESBORO | Bulloch | 9016079 | 2 |  |  | TRUE | 1995-07-17 | TRUE | Removed from Ground | Used Oil | 10000 | Double Walled | 1995-07-17 | 2001-06-01 | Secondary Containment | Pressurized
FAST-N-EASY | 235 LANIER DRIVE | STATESBORO | Bulloch | 9016083 | 2 | Ball Float | 1996-07-17 | FALSE | 1996-07-17 | FALSE | Currently in Use | E-10 | 10000 | Composite | 1996-07-16 |  | Fiberglass Reinforced Plastic | Pressurized
HENDRIX 66 & SPORT SHOP | 401 NORTHSIDE DR W | STATESBORO | Bulloch | 4160090 | 4 | [5 empty] | Removed from Ground | Diesel | 3000 | Bare Steel | 1971-04-24 | 1999-01-01 | Galvanized Steel | Suction (American)
ENK770 | 17874 GA HWY 67 | STATESBORO | Bulloch | 9016103 | 1B | Ball Float | 2001-03-28 | FALSE | 2001-03-28 | FALSE | Currently in Use | Premium | 8000 | Composite | 2001-03-28 |  | Flex | Pressurized
HENDRIX 66 & SPORT SHOP | 401 NORTHSIDE DR W | STATESBORO | Bulloch | 4160090 | 1 | [5 empty] | Removed from Ground | Gas (Historical Use) | 3000 | Bare Steel | 1971-04-24 | 1999-01-01 | Galvanized Steel | Suction (American)
BRIGGS & STRATTON CORP | 7251 ZELL MILLER PKWY | STATESBORO | Bulloch | 9016079 | 1 |  | 1995-07-17 |  | 1995-07-17 |  | Removed from Ground | Gas (Historical Use) | 12000 | Double Walled | 1995-07-17 | 2001-06-01 | Secondary Containment | Pressurized
DIAMOND OIL #97 | 10941 HWY 301 S | STATESBORO | Bulloch | 9016096 | 1 | Ball Float | 1999-07-01 | FALSE | 1999-07-01 | FALSE | Currently in Use | E-10 | 12000 | Composite | 1999-07-01 |  | Fiberglass Reinforced Plastic | Pressurized
GOLD KIST COMPLEX | SANDBORNE AVE | STATESBORO | Bulloch | 4160084 | 2 | [5 empty] | Removed from Ground | Gas (Historical Use) | 2000 | Bare Steel | 1966-05-01 | 1990-05-24 | Not Marked
TRANS OIL SVC STA | 222 NORTHSIDE DR | STATESBORO | Bulloch | 4160089 | 2 | [5 empty] | Removed from Ground | Gas (Historical Use) | 4000 | Bare Steel | 1966-04-23 | 1998-12-16 | Galvanized Steel
STATESBORO MUNICIPAL AIRPORT | US HWY 301/1.5 MILE N OF CITY LI | STATESBORO | Bulloch | 4160083 | 4 | [5 empty] | Removed from Ground | Other | 1 | Bare Steel | 1949-05-05 | 1997-05-01 | Unknown
DAN ROBERTS GROCERY | HWY 46 REGISTERED GA | STATESBORO | Bulloch | 4160087 | 1 | [5 empty] | Permanently Out of Use - historical purposes | Gas (Historical Use) | 560 | Bare Steel | 1971-01-01 | 1899-12-31 | Not Marked
HENDRIX 66 & SPORT SHOP | 401 NORTHSIDE DR W | STATESBORO | Bulloch | 4160090 | 5B |  | 1999-05-03 |  | 1999-05-03 |  | Removed from Ground | Gas (Historical Use) | 2000 | Fiberglass | 1999-04-26 | 2007-01-08 | Fiberglass Reinforced Plastic | Safe Suction (Euro)
CJ'S TRANSMISSION | 206 BLITCH ST | STATESBORO | Bulloch | 9016076 | 2 |  |  | TRUE |  | TRUE | Temporarily out of use | Used Oil | 1000 | Bare Steel | 1995-01-01 |  | Bare Steel
TAYLOR PROPERTY | HWY 301 N @ INTERSECTION OF VETE | STATESBORO | Bulloch | 9016086 | 2 | [5 empty] | Removed from Ground | Gas (Historical Use) | 6000 | Bare Steel |  | 1899-12-31 | Bare Steel | Suction (American)
CFLS BULK OIL PLANT | 10911 HWY 301 S | STATESBORO | Bulloch | 9016089 | 4 | Ball Float | 1997-12-01 | FALSE | 1997-12-01 | FALSE | Currently in Use | E-0 | 10000 | Composite | 1997-12-01 |  | Fiberglass Reinforced Plastic | Pressurized
DISCOUNT BEVERAGE & TOBACCO OUTLET | 241 NORTHSIDE DR E | STATESBORO | Bulloch | 9016093 | 1B | Ball Float | 1999-02-11 | FALSE | 1999-02-11 | FALSE | Temporarily out of use | Premium | 4000 | Composite | 1999-02-08 |  | Fiberglass Reinforced Plastic | Pressurized
ENK769 | 17500 HWY 301 N | STATESBORO | Bulloch | 9016104 | 2 | Ball Float | 2001-07-01 | FALSE | 2001-07-01 | FALSE | Currently in Use | Premium | 10000 | Composite | 2001-07-01 |  | Double-Walled Flex | Pressurized
E MARIE SANDERS | 13115 HWY 67 | STATESBORO | Bulloch | 4160070 | 4 | [5 empty] | Removed from Ground | Empty | 1000 | Bare Steel | 1967-04-30 | 1998-11-01 | Galvanized Steel | Suction (American)
REX RIGDON'S SVC STA/RIGSONS AUT | 245 NORTH MAIN ST | STATESBORO | Bulloch | 4160078 | 3 | [5 empty] | Removed from Ground | Gas (Historical Use) | 3000 | Bare Steel | 1958-05-03 | 1988-01-01 | Galvanized Steel
STATESBORO/CITY SHOP | 104 HILL ST | STATESBORO | Bulloch | 4160080 | 2 | [5 empty] | Removed from Ground | Diesel | 1000 | Bare Steel | 1971-05-06 | 1996-07-01 | Galvanized Steel | Suction (American)
FAST-N-EASY | 235 LANIER DRIVE | STATESBORO | Bulloch | 9016083 | 1 | Ball Float | 1996-07-17 | FALSE | 1996-07-17 | FALSE | Currently in Use | E-0 | 6000 | Composite | 1996-07-16 |  | Fiberglass Reinforced Plastic | Pressurized
TRANS OIL SVC STA | 222 NORTHSIDE DR | STATESBORO | Bulloch | 4160089 | 1 | [5 empty] | Removed from Ground | Gas (Historical Use) | 4000 | Bare Steel | 1966-04-23 | 1998-12-16 | Galvanized Steel
THE EAGLES CORNER | 10970 301 SOUTH | STATESBORO | Bulloch | 4160093 | 3 |  | 1999-01-07 |  | 1999-01-07 |  | Removed from Ground | Diesel | 3000 | Steel-Impressed Current | 1979-05-08 | 1899-12-31 | Cathodically Protected
E MARIE SANDERS | 13115 HWY 67 | STATESBORO | Bulloch | 4160070 | 3 | [5 empty] | Removed from Ground | Empty | 500 | Bare Steel | 1967-04-30 | 1998-11-01 | Galvanized Steel | Suction (American)
POJOS #5 | 4355 COUNTRY CLUB RD | STATESBORO | Bulloch | 9016084 | 1 | Ball Float | 1996-03-15 | FALSE | 1996-03-15 | FALSE | Currently in Use | E-10 | 10000 | Composite | 1996-03-15 |  | Fiberglass Reinforced Plastic | Pressurized
SOUTHEAST OIL CO INC | 239 N ZETTEROWER AVE | STATESBORO | Bulloch | 9016073 | 3 |  | 1998-12-18 | FALSE | 1998-12-18 | FALSE | Temporarily out of use | Diesel Off Road | 15000 | Steel-Impressed Current | 1998-10-23 |  | Fiberglass Reinforced Plastic | Pressurized
CFLS BULK OIL PLANT | 10911 HWY 301 S | STATESBORO | Bulloch | 9016089 | 1 | Ball Float | 1997-12-01 | FALSE | 1997-12-01 | FALSE | Currently in Use | Diesel On Road | 12000 | Composite | 1997-12-01 |  | Fiberglass Reinforced Plastic | Pressurized
Circle K 2745128 | 12440 HWY 301 SOUTH | STATESBORO | Bulloch | 9016092 | 1 | Flapper Valve | 1998-10-01 | FALSE | 1998-10-01 | FALSE | Currently in Use | Regular | 12000 | Composite | 1998-10-02 |  |  | Pressurized
MURPHY USA #6759 | 689 Brannen St | STATESBORO | Bulloch | 9016105 | 2B | Flapper Valve | 2001-12-10 | FALSE | 2001-12-10 | FALSE | Currently in Use | Premium | 7000 | Fiberglass Double Walled | 2001-11-28 |  | Double-Walled Flex | Pressurized
PARKER'S #20 | 141 Lanier Dr | STATESBORO | Bulloch | 9016008 | 1 | Ball Float | 1990-01-01 | FALSE | 1990-01-01 | FALSE | Removed from Ground | Premium | 8000 | Galvanic (STIP-3) | 1990-01-01 |  | Fiberglass Reinforced Plastic | Pressurized
GA POWER/STATESBORO DIST HQ #2 | 111 STOCKYARD RD @ WILLIAMS RD | STATESBORO | Bulloch | 9016003 | 31D1 | [5 empty] | Removed from Ground | Diesel | 6000 | Bare Steel | 1978-01-01 | 1990-07-24 | Galvanized Steel
SOUTHEAST OIL CO INC | 239 N ZETTEROWER AVE | STATESBORO | Bulloch | 9016073 | 5 |  | 1998-12-18 | FALSE | 1998-12-18 | FALSE | Temporarily out of use | Plus | 10000 | Steel-Impressed Current | 1990-06-01 |  | Steel (Impressed Current) | Pressurized
SOUTHEAST OIL CO INC | 239 N ZETTEROWER AVE | STATESBORO | Bulloch | 9016073 | 4 |  | 1998-12-18 | FALSE | 1998-12-18 | FALSE | Temporarily out of use | Diesel On Road | 10000 | Steel-Impressed Current | 1976-01-01 |  | Fiberglass Reinforced Plastic | Pressurized
A TO Z TRUCK STOP | 8741 HWY 301 N | STATESBORO | Bulloch | 9016074 | 3 |  | 2009-05-15 |  | 2009-05-15 |  | Currently in Use | Diesel | 4000 | Cathodically Protected Steel | 1987-01-01 |  | Fiberglass Reinforced Plastic | Pressurized
CHEVRON FOOD MART | 9651 HWY 301 S | STATESBORO | Bulloch | 9016088 | 2 | Ball Float | 1997-07-01 | FALSE | 1997-07-01 | FALSE | Currently in Use | Premium | 8000 | Composite | 1997-07-01 |  | Fiberglass Reinforced Plastic | Pressurized
G8 STOP 2 | 421 Northside Dr. | STATESBORO | Bulloch | 9016002 | 2 | Flapper Valve | 1990-05-01 | FALSE | 1990-05-01 | FALSE | Currently in Use | Regular | 8000 | Lined Interior | 1972-01-01 |  | Fiberglass Reinforced Plastic | Pressurized
OLD FINA STATION | CORNER OF INMAN & MAIN | STATESBORO | Bulloch | 9016015 | 2 | [5 empty] | Removed from Ground | Empty | 1000 | Not Marked/Unknown | 1992-02-03 | 1992-02-03 | Not Marked
FORMER RYDER TRUCK RENTAL | 307 NORTH ZETTEROWER AVE | STATESBORO | Bulloch | 9016012 | 1 | [5 empty] | Removed from Ground | Other | 3000 | Marked Unknown | 1969-01-01 | 1988-12-22 | Unknown
BULLOCH CO CORRECTIONAL INST | US HWY 301 NORTH | STATESBORO | Bulloch | 9016019 | 1 | [5 empty] | Closed in Ground | Gas (Historical Use) | 3500 | Bare Steel | 1992-08-26 | 1992-08-26 | Bare Steel | Safe Suction (Euro)
TIMESAVER #77 | GA HWY 24 E | STATESBORO | Bulloch | 9016027 | 2 |  | 1992-04-01 |  | 1992-04-01 |  | Removed from Ground | Gas (Historical Use) | 4000 | Cathodically Protected Steel | 1992-04-01 | 2004-06-09 | Fiberglass Reinforced Plastic | Pressurized
T BYRDS #2 | 898 LAKEVIEW RD | STATESBORO | Bulloch | 9016024 | 1 | Flapper Valve | 1997-09-05 | FALSE | 1997-09-05 | FALSE | Currently in Use | E-10 | 8000 | Galvanic (STIP-3) | 2000-08-29 |  | Fiberglass Reinforced Plastic | Pressurized
COLLINS FROZEN FOODS | HILL ST & NORTH MULBERRY ST | STATESBORO | Bulloch | 9016017 | 2 | [5 empty] | Removed from Ground | Gas (Historical Use) | 2500 | Marked Unknown | 1967-06-01 | 1992-07-14 | Galvanized Steel
BULLOCH CO CORRECTIONAL INST | US HWY 301 NORTH | STATESBORO | Bulloch | 9016019 | 2 | [5 empty] | Closed in Ground | Gas (Historical Use) | 3500 | Bare Steel | 1992-08-26 | 1992-08-26 | Bare Steel | Safe Suction (Euro)
ENK505 | 604 NORTHSIDE DR E | STATESBORO | Bulloch | 9016026 | 1 | Flapper Valve | 1993-01-01 | FALSE | 1993-01-01 | FALSE | Currently in Use | E-10 | 12000 | Composite | 1993-01-19 |  | Double-Walled Flex | Pressurized
T BYRDS #2 | 898 LAKEVIEW RD | STATESBORO | Bulloch | 9016024 | 4 | Flapper Valve | 1997-09-05 | FALSE | 1997-09-05 | FALSE | Temporarily out of use | Empty | 2000 | Galvanic (STIP-3) | 2012-01-11 |  | Fiberglass Reinforced Plastic | TOU
T BYRDS #2 | 898 LAKEVIEW RD | STATESBORO | Bulloch | 9016024 | 5 | Flapper Valve | 1997-09-05 | FALSE | 1997-09-05 | FALSE | Temporarily out of use | Empty | 2000 | Galvanic (STIP-3) | 2012-01-11 |  | Fiberglass Reinforced Plastic | TOU
OGEECHEE TECH INST | ONE JOE KENNEDY BLVD | STATESBORO | Bulloch | 9016042 | 1 | [5 empty] | Removed from Ground | Used Oil | 550 | Fiberglass | 1989-01-01 | 2010-02-09 | Not Marked | Gravity Fed
OWEN ZETTEROWER | SAVANNAH AVE/LOTS 76 & 77 | STATESBORO | Bulloch | 9016047 | 2 | [5 empty] | Permanently Out of Use - historical purposes | Other | 1000 | Marked Unknown |  | 1899-12-31 | Unknown
CONTINENTAL FOREST INVESTMENTS I | US HWY 301 N | STATESBORO | Bulloch | 160105 | 3 | [5 empty] | Removed from Ground | Other | 100 | Bare Steel | 1971-01-01 | 1986-09-17 | Galvanized Steel
GA POWER/STATESBORO DIST HQ #2 | 111 STOCKYARD RD @ WILLIAMS RD | STATESBORO | Bulloch | 9016003 | 31D2 | Flapper Valve | 1994-08-02 | FALSE | 1994-08-02 | FALSE | Currently in Use | Diesel | 10000 | Composite | 1994-08-02 |  | Flex | Pressurized
ROSCO LAIRCEY CO | 128 WEST PARRISH ST | STATESBORO | Bulloch | 9016005 | 1 | [5 empty] | Removed from Ground | Gas (Historical Use) | 560 | Bare Steel | 1975-01-01 | 1992-08-20 | Galvanized Steel
MARTIN-ANSLEY CADILLAC-OLDSMOBIL | US HWY 301 S | STATESBORO | Bulloch | 160106 | 1 | [5 empty] | Removed from Ground | Gas (Historical Use) | 560 | Bare Steel | 1985-01-01 | 1993-09-10 | Galvanized Steel | Safe Suction (Euro)
GRINNELL CORP | US HWY 301 N | STATESBORO | Bulloch | 160113 | 2 | [5 empty] | Removed from Ground | Diesel | 10000 | Bare Steel | 1977-01-03 | 1989-12-11 | Galvanized Steel
DF & SF INC | 441 SOUTH MAIN | STATESBORO | Bulloch | 160114 | 4 | [5 empty] | Removed from Ground | Gas (Historical Use) | 3000 | Bare Steel | 1974-05-11 | 1989-08-01 | Galvanized Steel
DF & SF INC | 441 SOUTH MAIN | STATESBORO | Bulloch | 160114 | 5 | [5 empty] | Removed from Ground | Gas (Historical Use) | 4000 | Bare Steel | 1984-05-08 | 1989-08-01 | Galvanized Steel
STATESBORO WASTEWATER/TREATMENT | 302 BRIARWOOD RD | STATESBORO | Bulloch | 4160082 | 1 | [5 empty] | Removed from Ground | Gas (Historical Use) | 1000 | Bare Steel | 1980-05-05 | 1995-04-01 | Bare Steel | Suction (American)
CJ'S TRANSMISSION | 206 BLITCH ST | STATESBORO | Bulloch | 9016076 | 1 |  |  | TRUE |  | TRUE | Temporarily out of use | Used Oil | 1000 | Bare Steel | 1994-01-01 |  | Bare Steel
Circle K 2745128 | 12440 HWY 301 SOUTH | STATESBORO | Bulloch | 9016092 | 3 | Ball Float | 1998-10-01 | FALSE | 1998-10-01 | FALSE | Currently in Use | Diesel | 15000 | Composite | 1998-10-02 |  |  | Pressurized
MURPHY USA #6759 | 689 Brannen St | STATESBORO | Bulloch | 9016105 | 1B | Flapper Valve | 2001-12-10 | FALSE | 2001-12-10 | FALSE | Currently in Use | Diesel | 7000 | Fiberglass Double Walled | 2001-11-28 |  | Double-Walled Flex | Pressurized
SOUTHSIDE SERVICE CENTER | 430 SOUTH MAIN ST | STATESBORO | Bulloch | 9016016 | 4 | [5 empty] | Closed in Ground | Empty | 4000 | Bare Steel | 1954-01-01 | 2001-01-10 | Galvanized Steel | Pressurized
EAGLES' CORNER | US HWY 301 S | STATESBORO | Bulloch | 4160091 | 1 | [5 empty] | Removed from Ground | Gas (Historical Use) | 2000 | Cathodically Protected Steel | 1985-05-06 | 1899-12-31 | Galvanized Steel
OLD GA TRUCK STOP | US HWY 301 S | STATESBORO | Bulloch | 4160069 | 1 | [5 empty] | Removed from Ground | Diesel | 2000 | Marked Unknown | 1956-05-06 | 1999-02-10 | Unknown
E MARIE SANDERS | 13115 HWY 67 | STATESBORO | Bulloch | 4160070 | 1 | [5 empty] | Removed from Ground | Empty | 4000 | Bare Steel | 1998-11-01 | 1998-11-01 | Galvanized Steel | Suction (American)
ENK753 | 1609 FAIR RD | STATESBORO | Bulloch | 9016085 | 2 | Ball Float | 1997-04-01 | FALSE | 1997-04-01 | FALSE | Currently in Use | Premium | 8000 | Composite | 1997-04-01 |  | Fiberglass Reinforced Plastic | Pressurized
CFLS BULK OIL PLANT | 10911 HWY 301 S | STATESBORO | Bulloch | 9016089 | 2 | Ball Float | 1997-12-01 | FALSE | 1997-12-01 | FALSE | Currently in Use | Diesel Off Road | 12000 | Composite | 1997-12-01 |  | Fiberglass Reinforced Plastic | Pressurized
BULLOCH VETERINARY CLINIC | 363 NORTHSIDE DR W | STATESBORO | Bulloch | 9016007 | 1 | [5 empty] | Removed from Ground | Gas (Historical Use) | 560 | Bare Steel | 1986-01-01 | 1993-09-10 | Galvanized Steel | Safe Suction (Euro)
GA POWER/STATESBORO DIST HQ #2 | 111 STOCKYARD RD @ WILLIAMS RD | STATESBORO | Bulloch | 9016003 | 31G2 | [5 empty] | Closed in Ground | Gas (Historical Use) | 10000 | Composite | 1994-08-02 | 1998-10-13 | Fiberglass Reinforced Plastic | Pressurized
TIMESAVER #77 | GA HWY 24 E | STATESBORO | Bulloch | 9016027 | 1 |  | 1992-04-01 |  | 1992-04-01 |  | Removed from Ground | Gas (Historical Use) | 6000 | Cathodically Protected Steel | 1992-04-01 | 2004-06-09 | Fiberglass Reinforced Plastic | Pressurized
ZIP-N-FOODS #10 | 1803 CHANDLER RD | STATESBORO | Bulloch | 9016028 | 3 |  | 1998-12-14 | FALSE | 1998-12-14 | FALSE | Closed in Ground |  | 6000 | Steel-Impressed Current | 1985-01-01 |  | Fiberglass Reinforced Plastic | Pressurized
GARYS FOODMART | 140 WEST MAIN ST | STATESBORO | Bulloch | 9016031 | 1 |  | 1986-01-01 |  | 1986-01-01 |  | Closed in Ground | Gas (Historical Use) | 2000 | Cathodically Protected Steel | 1986-01-01 | 2007-08-21 | Cathodically Protected | Pressurized
STATESBORO MUNICIPAL AIRPORT | US HWY 301/1.5 MI N OF CITY LIMI | STATESBORO | Bulloch | 9016034 | 2 | [5 empty] | Removed from Ground | Gas (Historical Use) | 25000 | Bare Steel | 1993-10-19 | 1993-10-19 | Bare Steel | Suction (American)
HENDRIX 66 & SPORT SHOP | 401 NORTHSIDE DR W | STATESBORO | Bulloch | 4160090 | 3 | [5 empty] | Removed from Ground | Gas (Historical Use) | 3000 | Bare Steel | 1971-04-24 | 1999-01-01 | Galvanized Steel | Suction (American)
BRIGGS & STRATTON CORP | 7251 ZELL MILLER PKWY | STATESBORO | Bulloch | 9016079 | 3 |  | 1995-07-17 |  | 1995-07-17 |  | Removed from Ground | Other | 10000 | Double Walled | 1995-07-17 | 2001-06-01 | Secondary Containment | Pressurized
ENK769 | 17500 HWY 301 N | STATESBORO | Bulloch | 9016104 | 1 | Ball Float | 2001-07-01 | FALSE | 2001-07-01 | FALSE | Currently in Use | Regular | 15000 | Composite | 2001-07-01 |  | Double-Walled Flex | Pressurized
G8 STOP 2 | 421 Northside Dr. | STATESBORO | Bulloch | 9016002 | 3 | Flapper Valve | 1990-05-01 | FALSE | 1990-05-01 | FALSE | Currently in Use | Regular | 8000 | Lined Interior | 1972-01-01 |  | Fiberglass Reinforced Plastic | Pressurized
OLD FINA STATION | CORNER OF INMAN & MAIN | STATESBORO | Bulloch | 9016015 | 3 | [5 empty] | Removed from Ground | Empty | 280 | Not Marked/Unknown | 1992-02-03 | 1992-02-03 | Not Marked
G8 STOP 1 | 240 SOUTH MAIN ST | STATESBORO | Bulloch | 9016018 | 1 | Flapper Valve | 1989-09-01 | FALSE | 1989-09-01 | FALSE | Currently in Use | Regular | 10000 | Composite | 1989-09-01 |  | Fiberglass Reinforced Plastic | Pressurized
THE EAGLES CORNER | 10970 301 SOUTH | STATESBORO | Bulloch | 4160093 | 2 |  | 1999-01-07 |  | 1999-01-07 |  | Removed from Ground | Gas (Historical Use) | 3000 | Steel-Impressed Current | 1979-05-08 | 1899-12-31 | Cathodically Protected
STATESBORO WASTEWATER/TREATMENT | 302 BRIARWOOD RD | STATESBORO | Bulloch | 4160082 | 4 |  | 1998-11-01 |  | 1998-11-01 |  | Removed from Ground | Diesel | 5000 | Fiberglass | 1980-05-05 | 2013-05-20 | Fiberglass Reinforced Plastic | Suction (American)
POJOS #5 | 4355 COUNTRY CLUB RD | STATESBORO | Bulloch | 9016084 | 2 | Ball Float | 1996-03-15 | FALSE | 1996-03-15 | FALSE | Currently in Use | Premium | 8000 | Composite | 1996-03-15 |  | Fiberglass Reinforced Plastic | Pressurized
NO FACILITY NAME GIVEN/UNK | EAST MAIN ST @ OAK ST/RIGHT-OF- W | STATESBORO | Bulloch | 9016033 | 1 | [5 empty] | Removed from Ground | Gas (Historical Use) | 550 | Bare Steel | 1994-01-13 | 1994-01-13 | Galvanized Steel | Suction (American)
SOUTHSIDE CITGO | 408 SOUTH MAIN ST | STATESBORO | Bulloch | 9016043 | 2 | [5 empty] | Removed from Ground | Empty | 10000 | Bare Steel | 1980-06-30 | 1999-10-05 | Galvanized Steel | Pressurized
INSTANT MART | 24 SOUTH ZETTEROWER AVE | STATESBORO | Bulloch | 9016044 | 1 | [5 empty] | Removed from Ground | Gas (Historical Use) | 4000 | Not Marked/Unknown | 2002-08-03 | 1899-12-31 | Bare Steel
SPARKER CONVENIENCE STORE | 3348 NORTHSIDE DR WEST | STATESBORO | Bulloch | 9016046 | 1 | [5 empty] | Removed from Ground | Gas (Historical Use) | 3000 | Not Marked/Unknown |  | 1899-12-31 | Not Marked
SOUTHEAST OIL FUEL PORT | OAK & HILL ST | STATESBORO | Bulloch | 9016051 | 2 | Flapper Valve | 1997-05-01 | FALSE | 1997-05-01 | FALSE | Temporarily out of use | Plus | 12000 | Steel-Impressed Current | 1974-03-01 |  | Fiberglass Reinforced Plastic | Pressurized
OLD GA TRUCK STOP | US HWY 301 S | STATESBORO | Bulloch | 4160069 | 3 | [5 empty] | Removed from Ground | Gas (Historical Use) | 1000 | Marked Unknown | 1954-05-06 | 1999-02-10 | Unknown
DERST BAKING CO WAREHOUSE | FLETCHER DR | STATESBORO | Bulloch | 4160071 | 1 | [5 empty] | Removed from Ground | Empty | 1000 | Bare Steel | 1963-05-08 | 1997-12-22 | Unknown | Suction (American)
STATESBORO/CITY SHOP | 104 HILL ST | STATESBORO | Bulloch | 4160080 | 3 | [5 empty] | Removed from Ground | Diesel | 2000 | Bare Steel | 1971-05-06 | 1993-09-01 | Galvanized Steel | Suction (American)
BRIGGS & STRATTON CORP | 7251 ZELL MILLER PKWY | STATESBORO | Bulloch | 9016079 | 4 |  | 1995-07-17 |  | 1995-07-17 |  | Removed from Ground | Other | 10000 | Double Walled | 1995-07-17 | 2001-06-01 | Secondary Containment | Pressurized
H'S FOODMART | 17187 U S HIGHWAY 67 | STATESBORO | Bulloch | 9016072 | 2 | Ball Float | 1992-08-01 | FALSE | 1992-08-01 | FALSE | Currently in Use | Plus | 4000 | Composite | 1992-08-01 |  | Fiberglass Reinforced Plastic | Pressurized
A TO Z TRUCK STOP | 8741 HWY 301 N | STATESBORO | Bulloch | 9016074 | 2 |  | 2009-05-15 |  | 2009-05-15 |  | Currently in Use | Gas (Historical Use) | 4000 | Cathodically Protected Steel | 1987-01-01 |  | Fiberglass Reinforced Plastic | Pressurized
ALTMAN PONTIAC-BUICK-GMC | 400 NORTHSIDE DR | STATESBORO | Bulloch | 9016097 | 3 |  |  | FALSE |  | FALSE | Removed from Ground | Not Marked/Tank Removed | 1000 | Unknown | 2014-12-16 | 2014-12-16
PARKERS #57 | 12399 US HWY 301 S | STATESBORO | Bulloch | 9016100 | 2 | Ball Float | 2000-02-01 | FALSE | 2000-02-01 | FALSE | Currently in Use | Premium | 8000 | Composite | 2000-02-01 |  | Double-Walled Flex | Pressurized
FLASH FOODS #12 | 14 UNIVERSITY PLAZA | STATESBORO | Bulloch | 9016004 | 2 | [5 empty] | Removed from Ground | Gas (Historical Use) | 8000 | Cathodically Protected Steel | 1989-01-01 | 1997-12-16 | Fiberglass Reinforced Plastic | Suction (American)
SOUTHSIDE SERVICE CENTER | 430 SOUTH MAIN ST | STATESBORO | Bulloch | 9016016 | 2 | [5 empty] | Closed in Ground | Empty | 4000 | Bare Steel | 1954-01-01 | 2001-01-10 | Galvanized Steel | Pressurized
DAN ROBERTS GROCERY | HWY 46 REGISTERED GA | STATESBORO | Bulloch | 4160087 | 2 | [5 empty] | Permanently Out of Use - historical purposes | Gas (Historical Use) | 1000 | Bare Steel | 1971-01-01 | 1899-12-31 | Not Marked
E MARIE SANDERS | 13115 HWY 67 | STATESBORO | Bulloch | 4160070 | 2 | [5 empty] | Removed from Ground | Empty | 4000 | Bare Steel | 1971-04-30 | 1998-11-01 | Galvanized Steel | Suction (American)
REX RIGDON'S SVC STA/RIGSONS AUT | 245 NORTH MAIN ST | STATESBORO | Bulloch | 4160078 | 1 | [5 empty] | Removed from Ground | Gas (Historical Use) | 1000 | Bare Steel | 1956-05-03 | 1988-01-01 | Galvanized Steel
STATESBORO POLICE DEPT | 22 W GRADY ST | STATESBORO | Bulloch | 4160081 | 1 | [5 empty] | Closed in Ground | Gas (Historical Use) | 2000 | Bare Steel | 1975-05-06 | 1996-12-01 | Galvanized Steel | Suction (American)
SOUTHEAST OIL CO INC | 239 N ZETTEROWER AVE | STATESBORO | Bulloch | 9016073 | 2 |  | 1998-12-18 | FALSE | 1998-12-18 | FALSE | Temporarily out of use | Premium | 10000 | Steel-Impressed Current | 1976-01-01 |  | Fiberglass Reinforced Plastic | Pressurized
MURPHY USA #6759 | 689 Brannen St | STATESBORO | Bulloch | 9016105 | 2A | Flapper Valve | 2001-12-10 | FALSE | 2001-12-10 | FALSE | Currently in Use | E-10 | 14000 | Fiberglass Double Walled | 2001-11-28 |  | Double-Walled Flex | Pressurized
ENK770 | 17874 GA HWY 67 | STATESBORO | Bulloch | 9016103 | 2 | Ball Float | 2009-08-01 | FALSE | 2009-09-01 | FALSE | Currently in Use | E-0 | 6000 | Composite Double Walled | 2009-08-28 |  | Double-Walled Fiberglass | Pressurized
FLASH FOODS #12 | 14 UNIVERSITY PLAZA | STATESBORO | Bulloch | 9016004 | 1 | [5 empty] | Removed from Ground | Gas (Historical Use) | 8000 | Cathodically Protected Steel | 1989-01-01 | 1997-12-16 | Fiberglass Reinforced Plastic | Suction (American)
FOREST HEIGHTS COUNTRY CLUB | COUNTRY CLUB RD/RT 5 | STATESBORO | Bulloch | 9016009 | 1 | [5 empty] | Removed from Ground | Gas (Historical Use) | 1000 | Bare Steel | 1984-01-01 | 1992-06-15 | Galvanized Steel
PARKER'S #20 | 141 Lanier Dr | STATESBORO | Bulloch | 9016008 | 3 | Ball Float | 1990-01-01 | FALSE | 1990-01-01 | FALSE | Removed from Ground | Regular | 10000 | Galvanic (STIP-3) | 1990-01-01 |  | Fiberglass Reinforced Plastic | Pressurized
STATESBORO TELEPHONE CO | 26 EAST MAIN ST | STATESBORO | Bulloch | 9016001 | 3270 | [5 empty] | Permanently Out of Use - historical purposes | Diesel | 550 | Tank Jacket | 1991-03-07 | 1899-12-31 | Copper | Suction (American)
ZIP-N-FOODS #10 | 1803 CHANDLER RD | STATESBORO | Bulloch | 9016028 | 1 | Flapper Valve | 1998-12-14 | FALSE | 1998-12-14 | FALSE | Closed in Ground | Regular | 6000 | Steel-Impressed Current | 1985-01-01 |  | Fiberglass Reinforced Plastic | Pressurized
KENNEDY CONCRETE & SUPPLY INC | 410 S ZETTEROWER AVE | STATESBORO | Bulloch | 9016030 | 1 | [5 empty] | Removed from Ground | Empty | 5000 | Bare Steel | 1980-08-01 | 1999-10-08 | Galvanized Steel | Safe Suction (Euro)
H'S FOODMART | 17187 U S HIGHWAY 67 | STATESBORO | Bulloch | 9016072 | 3 | Ball Float | 1992-08-01 | FALSE | 1992-08-01 | FALSE | Currently in Use | Premium | 4000 | Composite | 1992-08-01 |  | Fiberglass Reinforced Plastic | Pressurized
A TO Z TRUCK STOP | 8741 HWY 301 N | STATESBORO | Bulloch | 9016074 | 1 |  | 2009-05-15 |  | 2009-05-15 |  | Currently in Use | Gas (Historical Use) | 4000 | Cathodically Protected Steel | 1987-01-01 |  | Fiberglass Reinforced Plastic | Pressurized
A TO Z TRUCK STOP | 8741 HWY 301 N | STATESBORO | Bulloch | 9016074 | 4 |  | 2009-05-15 |  | 2009-05-15 |  | Currently in Use | Diesel | 4000 | Cathodically Protected Steel | 1987-01-01 |  | Fiberglass Reinforced Plastic | Pressurized
FORMER RYDER TRUCK RENTAL | 307 NORTH ZETTEROWER AVE | STATESBORO | Bulloch | 9016012 | 2 | [5 empty] | Removed from Ground | Other | 3000 | Marked Unknown | 1969-01-01 | 1988-12-22 | Unknown
COLLINS FROZEN FOODS | HILL ST & NORTH MULBERRY ST | STATESBORO | Bulloch | 9016017 | 1 | [5 empty] | Removed from Ground | Gas (Historical Use) | 5000 | Marked Unknown | 1967-06-01 | 1992-07-14 | Galvanized Steel
CLITO GROCERY | 21184 HWY 301 NORTH | STATESBORO | Bulloch | 9016049 | 3 |  | 1989-10-01 |  | 1989-10-01 |  | Removed from Ground | Gas (Historical Use) | 2000 | Steel-Impressed Current | 1989-10-01 | 2005-01-17 | Cathodically Protected | Safe Suction (Euro)
CONTINENTAL FOREST INVESTMENTS I | US HWY 301 N | STATESBORO | Bulloch | 160105 | 2 | [5 empty] | Removed from Ground | Kerosene | 500 | Bare Steel | 1972-01-05 | 1986-09-17 | Galvanized Steel
GRINNELL CORP | US HWY 301 N | STATESBORO | Bulloch | 160113 | 3 | [5 empty] | Removed from Ground | Diesel | 10000 | Bare Steel | 1977-01-03 | 1989-12-11 | Galvanized Steel
DF & SF INC | 441 SOUTH MAIN | STATESBORO | Bulloch | 160114 | 3 | [5 empty] | Removed from Ground | Gas (Historical Use) | 4000 | Bare Steel | 1974-05-11 | 1989-08-01 | Galvanized Steel
UPS STATESBORO (UST) | 10 JOE KENNEDY BLVD | STATESBORO | Bulloch | 9016011 | 1 | Flapper Valve | 1995-01-30 | FALSE | 1995-01-30 | FALSE | Removed from Ground | Diesel | 10000 | Fiberglass Double Walled | 1990-01-01 | 2020-02-11 | Double-Walled Flex | Pressurized
T BYRDS #2 | 898 LAKEVIEW RD | STATESBORO | Bulloch | 9016024 | 2 | Flapper Valve | 1997-09-05 | FALSE | 1997-09-05 | FALSE | Currently in Use | E-0 | 8000 | Galvanic (STIP-3) | 2000-08-29 |  | Fiberglass Reinforced Plastic | Pressurized
GARYS FOODMART | 140 WEST MAIN ST | STATESBORO | Bulloch | 9016031 | 3 | Ball Float | 1986-01-01 | FALSE | 1986-01-01 | FALSE | Closed in Ground | E-10 | 3000 | Galvanic (STIP-3) | 1986-01-01 | 2020-06-10 | Fiberglass Reinforced Plastic | Pressurized
SOUTHSIDE CITGO | 408 SOUTH MAIN ST | STATESBORO | Bulloch | 9016043 | 4 | [5 empty] | Removed from Ground | Empty | 6000 | Bare Steel | 1986-09-01 | 1999-10-05 | Galvanized Steel | Pressurized
SOUTHSIDE CITGO | 408 SOUTH MAIN ST | STATESBORO | Bulloch | 9016043 | 5 | [5 empty] | Removed from Ground | Empty | 2000 | Bare Steel | 1986-09-01 | 1999-10-05 | Galvanized Steel | Pressurized
CURTIS DEAL GROCERY | RT 4 W MAIN EXT | STATESBORO | Bulloch | 9016053 | 1 | [5 empty] | Removed from Ground | Gas (Historical Use) | 560 | Bare Steel | 1998-06-11 | 1998-06-11 | Galvanized Steel | Suction (American)
CFLS OIL CO STATESBORO | 40 N ZETTEROWER AVE | STATESBORO | Bulloch | 9016054 | 2S | Flapper Valve | 1996-09-01 | FALSE | 1996-09-01 | FALSE | Currently in Use | Premium | 10000 | Steel-Impressed Current | 1984-12-01 |  | Steel (Impressed Current) | Pressurized
CLITO GROCERY | 21184 HWY 301 NORTH | STATESBORO | Bulloch | 9016049 | 1 |  | 1989-10-01 |  | 1989-10-01 |  | Removed from Ground | Gas (Historical Use) | 2000 | Steel-Impressed Current | 1989-10-01 | 2005-01-17 | Cathodically Protected | Safe Suction (Euro)
SOUTHEAST OIL FUEL PORT | OAK & HILL ST | STATESBORO | Bulloch | 9016051 | 3 | Flapper Valve | 1997-05-01 | FALSE | 1997-05-01 | FALSE | Currently in Use | Regular | 12000 | Steel-Impressed Current | 1974-03-01 |  | Fiberglass Reinforced Plastic | Pressurized
CFLS OIL CO STATESBORO | 40 N ZETTEROWER AVE | STATESBORO | Bulloch | 9016054 | 4P | Flapper Valve | 1996-09-01 | FALSE | 1996-09-01 | FALSE | Currently in Use | Plus | 5000 | Steel-Impressed Current | 1984-12-02 |  | Steel (Impressed Current) | Pressurized
H & H SERVICE CENTER INC | 813 NORTHSIDE DR E | STATESBORO | Bulloch | 9016070 | 2 | Flapper Valve | 1998-12-17 | FALSE | 1998-12-17 | FALSE | Removed from Ground | Plus | 10000 | Steel-Impressed Current | 1998-10-21 | 2021-07-23 | Steel (Impressed Current) | Pressurized
TIMESAVER #80 | US HWY 301 N | STATESBORO | Bulloch | 160107 | 3 | [5 empty] | Removed from Ground | Gas (Historical Use) | 2000 | Bare Steel | 1981-05-20 | 1999-12-01 | Galvanized Steel | Safe Suction (Euro)
DIXIE #430 | EASTSIDE DR & US HWY 80 E | STATESBORO | Bulloch | 160110 | 4 |  | 1997-05-30 |  | 1997-05-30 |  | Removed from Ground | Gas (Historical Use) | 4000 | Steel-Impressed Current | 1976-01-01 | 2002-06-17 | Galvanized Steel | Safe Suction (Euro)
DIXIE #430 | EASTSIDE DR & US HWY 80 E | STATESBORO | Bulloch | 160110 | 1 |  | 1997-05-30 |  | 1997-05-30 |  | Removed from Ground | Gas (Historical Use) | 4000 | Steel-Impressed Current | 1976-05-15 | 2002-06-17 | Galvanized Steel | Safe Suction (Euro)
SOUTHSIDE CITGO | 408 SOUTH MAIN ST | STATESBORO | Bulloch | 9016043 | 3 | [5 empty] | Removed from Ground | Empty | 6000 | Bare Steel | 1980-06-30 | 1999-10-05 | Galvanized Steel | Pressurized
STATESBORO/BULLOCH CO LANDFILL | LAKEVIEW RD LANDFILL | STATESBORO | Bulloch | 9016045 | 1 | [5 empty] | Removed from Ground | Diesel | 1000 | Bare Steel | 1994-12-01 | 1994-12-01 | Galvanized Steel | Suction (American)
SPARKER CONVENIENCE STORE | 3348 NORTHSIDE DR WEST | STATESBORO | Bulloch | 9016046 | 4B | Ball Float | 1995-06-01 | FALSE | 1996-06-01 | FALSE | Currently in Use | Premium | 8000 | Epoxy | 1995-06-01 |  | Fiberglass Reinforced Plastic | Pressurized
TIMESAVER #80 | US HWY 301 N | STATESBORO | Bulloch | 160107 | 2 | [5 empty] | Removed from Ground | Gas (Historical Use) | 4000 | Bare Steel | 1981-05-20 | 1999-12-01 | Galvanized Steel | Safe Suction (Euro)
GRINNELL CORP | US HWY 301 N | STATESBORO | Bulloch | 160113 | 4 | [5 empty] | Closed in Ground | Hazardous Substance | 10000 | Bare Steel | 1973-01-01 | 1998-06-01 | Unknown
GRINNELL CORP | US HWY 301 N | STATESBORO | Bulloch | 160113 | 7 | [5 empty] | Closed in Ground | Gas (Historical Use) | 1000 | Not Marked/Unknown | 1999-03-30 | 1999-03-30 | Not Marked
GRINNELL CORP | US HWY 301 N | STATESBORO | Bulloch | 160113 | 5 | [5 empty] | Closed in Ground | Hazardous Substance | 15000 | Bare Steel | 1973-01-01 | 1998-05-01 | Unknown
DF & SF INC | 441 SOUTH MAIN | STATESBORO | Bulloch | 160114 | 6 |  | 1989-08-01 |  | 1989-08-01 |  | Removed from Ground | Gas (Historical Use) | 8000 | Cathodically Protected Steel | 1989-08-01 | 1998-08-28 | Galvanized Steel | Pressurized
OLD FINA STATION | CORNER OF INMAN & MAIN | STATESBORO | Bulloch | 9016015 | 4 | [5 empty] | Removed from Ground | Empty | 1000 | Not Marked/Unknown | 1992-02-03 | 1992-02-03 | Not Marked
OLD FINA STATION | CORNER OF INMAN & MAIN | STATESBORO | Bulloch | 9016015 | 5 |  |  | TRUE |  | TRUE | Removed from Ground | Empty | 550 | Not Marked/Unknown | 1992-02-03 | 1992-02-03 | Not Marked
FORMER RYDER TRUCK RENTAL | 307 NORTH ZETTEROWER AVE | STATESBORO | Bulloch | 9016012 | 3 | [5 empty] | Removed from Ground | Other | 3000 | Marked Unknown | 1969-01-01 | 1988-12-22 | Unknown
GARYS FOODMART | 140 WEST MAIN ST | STATESBORO | Bulloch | 9016031 | 2 |  | 1986-01-01 |  | 1986-01-01 |  | Closed in Ground | Gas (Historical Use) | 2000 | Cathodically Protected Steel | 1986-01-01 | 2007-08-21 | Cathodically Protected | Pressurized
CLITO GROCERY | 21184 HWY 301 NORTH | STATESBORO | Bulloch | 9016049 | 2 |  | 1989-10-01 |  | 1989-10-01 |  | Removed from Ground | Gas (Historical Use) | 2000 | Steel-Impressed Current | 1989-10-01 | 2005-01-17 | Cathodically Protected | Safe Suction (Euro)
SUNNY FOOD MART | 725 S MAIN ST | STATESBORO | Bulloch | 9016061 | 2 | Ball Float | 1993-01-12 | FALSE | 1993-01-12 | FALSE | Currently in Use | Regular | 10000 | Composite | 1993-12-01 |  | Fiberglass Reinforced Plastic | Pressurized
H & H SERVICE CENTER INC | 813 NORTHSIDE DR E | STATESBORO | Bulloch | 9016070 | 1 | Flapper Valve | 1998-12-17 | FALSE | 1998-12-17 | FALSE | Removed from Ground | Regular | 10000 | Steel-Impressed Current | 1998-10-21 | 2021-07-23 | Steel (Impressed Current) | Pressurized
OLD GA TRUCK STOP | US HWY 301 S | STATESBORO | Bulloch | 4160069 | 2 | [5 empty] | Removed from Ground | Gas (Historical Use) | 2000 | Marked Unknown | 1954-05-06 | 1999-02-10 | Unknown
TAYLOR PROPERTY | HWY 301 N @ INTERSECTION OF VETE | STATESBORO | Bulloch | 9016086 | 1 | [5 empty] | Removed from Ground | Gas (Historical Use) | 6000 | Bare Steel |  | 1899-12-31 | Bare Steel | Suction (American)
Circle K 2745128 | 12440 HWY 301 SOUTH | STATESBORO | Bulloch | 9016092 | 2 | Flapper Valve | 1998-10-01 | FALSE | 1998-10-01 | FALSE | Currently in Use | Premium | 10000 | Composite | 1998-10-02 |  |  | Pressurized
PARKERS #57 | 12399 US HWY 301 S | STATESBORO | Bulloch | 9016100 | 1 | Ball Float | 2000-02-01 | FALSE | 2000-02-01 | FALSE | Currently in Use | Regular | 12000 | Composite | 2000-02-01 |  | Double-Walled Flex | Pressurized
ENK505 | 604 NORTHSIDE DR E | STATESBORO | Bulloch | 9016026 | 3 | Flapper Valve | 1993-01-19 | FALSE | 1993-01-19 | FALSE | Currently in Use | Diesel On Road | 8000 | Composite | 1993-01-19 |  | Double-Walled Flex | Pressurized
STATESBORO MUNICIPAL AIRPORT | US HWY 301/1.5 MI N OF CITY LIMI | STATESBORO | Bulloch | 9016034 | 1 | [5 empty] | Removed from Ground | Gas (Historical Use) | 25000 | Bare Steel | 1993-10-19 | 1993-10-19 | Bare Steel | Suction (American)
FOOD MART | 18 E PARRISH ST | STATESBORO | Bulloch | 9016059 | 2 |  | 1997-10-01 | FALSE | 1997-10-01 | FALSE | Temporarily out of use | Gas (Historical Use) | 3000 | Steel-Impressed Current | 1973-01-01 |  | Steel (Impressed Current) | Suction (American)
SOUTHSIDE CITGO | 408 SOUTH MAIN ST | STATESBORO | Bulloch | 9016043 | 1 | [5 empty] | Removed from Ground | Empty | 10000 | Bare Steel | 1980-06-30 | 1999-10-05 | Galvanized Steel | Pressurized
INSTANT MART | 24 SOUTH ZETTEROWER AVE | STATESBORO | Bulloch | 9016044 | 2 | [5 empty] | Removed from Ground | Gas (Historical Use) | 3000 | Not Marked/Unknown | 2002-08-08 | 1899-12-31 | Bare Steel
H'S FOODMART | 17187 U S HIGHWAY 67 | STATESBORO | Bulloch | 9016072 | 1 | Ball Float | 1992-08-01 | FALSE | 1992-08-01 | FALSE | Currently in Use | Regular | 6000 | Composite | 1992-08-01 |  | Fiberglass Reinforced Plastic | Pressurized
SOUTHEAST OIL CO INC | 239 N ZETTEROWER AVE | STATESBORO | Bulloch | 9016073 | 1 |  | 1998-12-18 | FALSE | 1998-12-18 | FALSE | Temporarily out of use | Regular | 15000 | Steel-Impressed Current | 1976-01-01 |  | Fiberglass Reinforced Plastic | Pressurized
ALTMAN PONTIAC-BUICK-GMC | 400 NORTHSIDE DR | STATESBORO | Bulloch | 9016097 | 2 | [5 empty] | Removed from Ground | Gas (Historical Use) | 500 | Not Marked/Unknown |  | 1899-12-31 | Not Marked
ENK770 | 17874 GA HWY 67 | STATESBORO | Bulloch | 9016103 | 1A | Ball Float | 2001-03-28 | FALSE | 2001-03-28 | FALSE | Currently in Use | E-10 | 16000 | Composite | 2001-03-28 |  | Flex | Pressurized
STATESBORO TELEPHONE CO | 26 EAST MAIN ST | STATESBORO | Bulloch | 9016001 | 1 | [5 empty] | Removed from Ground | Gas (Historical Use) | 1000 | Not Marked/Unknown | 1991-03-14 | 1991-03-14 | Not Marked
STATESBORO TELEPHONE CO | 26 EAST MAIN ST | STATESBORO | Bulloch | 9016001 | 2459 | [5 empty] | Permanently Out of Use - historical purposes | Diesel | 1000 | Tank Jacket | 1991-03-14 | 1899-12-31 | Copper | Suction (American)
COLLINS FROZEN FOODS | HILL ST & NORTH MULBERRY ST | STATESBORO | Bulloch | 9016017 | 3 | [5 empty] | Removed from Ground | Diesel | 2500 | Marked Unknown | 1967-06-01 | 1992-07-14 | Galvanized Steel
SOUTHSIDE SERVICE CENTER | 430 SOUTH MAIN ST | STATESBORO | Bulloch | 9016016 | 1 | [5 empty] | Closed in Ground | Empty | 4000 | Bare Steel | 1954-01-01 | 2001-01-10 | Galvanized Steel | Pressurized
EASON CONSTRUCTION CO | 520 PARK AVE | STATESBORO | Bulloch | 9016020 | 1 | [5 empty] | Removed from Ground | Gas (Historical Use) | 560 | Bare Steel | 1983-01-01 | 1993-03-03 | Not Marked
T E RUSHING PEANUT CO | SOUTH ZETTEROWER AVE | STATESBORO | Bulloch | 9016037 | 1 | [5 empty] | Removed from Ground | Gas (Historical Use) | 2000 | Not Marked/Unknown | 1986-12-01 | 1986-12-01 | Not Marked
OWEN ZETTEROWER | SAVANNAH AVE/LOTS 76 & 77 | STATESBORO | Bulloch | 9016047 | 3 | [5 empty] | Permanently Out of Use - historical purposes | Other | 1000 | Marked Unknown |  | 1899-12-31 | Unknown
TAYLOR PROPERTY | HWY 301 N @ INTERSECTION OF VETE | STATESBORO | Bulloch | 9016086 | 3 | [5 empty] | Removed from Ground | Diesel | 3000 | Bare Steel |  | 1899-12-31 | Bare Steel | Suction (American)
CHEVRON FOOD MART | 9651 HWY 301 S | STATESBORO | Bulloch | 9016088 | 1 | Ball Float | 1997-07-01 | FALSE | 1997-07-01 | FALSE | Currently in Use | E-10 | 12000 | Composite | 1997-07-01 |  | Fiberglass Reinforced Plastic | Pressurized
MARY JO HICKS | NE CORNER OF SR 67 & BURKHALTER | STATESBORO | Bulloch | 9016101 | 2 | [5 empty] | Removed from Ground | Kerosene | 100 | Bare Steel | 2000-05-18 | 2000-05-18 | Bare Steel
ENK769 | 17500 HWY 301 N | STATESBORO | Bulloch | 9016104 | 3 | Ball Float | 2001-07-01 | FALSE | 2001-07-01 | FALSE | Currently in Use | Diesel | 12000 | Composite | 2001-07-01 |  | Double-Walled Flex | Pressurized
PARKER'S #20 | 141 Lanier Dr | STATESBORO | Bulloch | 9016008 | 2 | Ball Float | 1990-01-01 | FALSE | 1990-01-01 | FALSE | Removed from Ground | Regular | 8000 | Galvanic (STIP-3) | 1990-01-01 |  | Fiberglass Reinforced Plastic | Pressurized
G8 STOP 2 | 421 Northside Dr. | STATESBORO | Bulloch | 9016002 | 1 | Flapper Valve | 1990-05-01 | FALSE | 1990-05-01 | FALSE | Currently in Use | Premium | 8000 | Lined Interior | 1972-01-01 |  | Fiberglass Reinforced Plastic | Pressurized
ENK505 | 604 NORTHSIDE DR E | STATESBORO | Bulloch | 9016026 | 4 | Flapper Valve | 1993-01-19 | FALSE | 1993-01-19 | FALSE | Currently in Use | Diesel Off Road | 6000 | Composite | 1993-01-19 |  | Double-Walled Flex | Pressurized
ZIP-N-FOODS #10 | 1803 CHANDLER RD | STATESBORO | Bulloch | 9016028 | 2 |  | 1998-12-14 | FALSE | 1998-12-14 | FALSE | Closed in Ground |  | 4000 | Steel-Impressed Current | 1985-01-01 |  | Fiberglass Reinforced Plastic | Pressurized
NO FACILITY NAME GIVEN/UNK | EAST MAIN ST @ RAILROAD ST/RIGHT | STATESBORO | Bulloch | 9016032 | 2 | [5 empty] | Removed from Ground | Gas (Historical Use) | 550 | Bare Steel | 1994-01-13 | 1994-01-13 | Galvanized Steel | Suction (American)
GRINNELL CORP | US HWY 301 N | STATESBORO | Bulloch | 160113 | 6 | [5 empty] | Removed from Ground | Kerosene | 550 | Bare Steel | 1981-01-01 | 1989-12-11 | Unknown
DF & SF INC | 441 SOUTH MAIN | STATESBORO | Bulloch | 160114 | 7 |  | 1989-08-01 |  | 1989-08-01 |  | Removed from Ground | Gas (Historical Use) | 8000 | Cathodically Protected Steel | 1989-08-01 | 1998-08-28 | Galvanized Steel | Pressurized
DF & SF INC | 441 SOUTH MAIN | STATESBORO | Bulloch | 160114 | 1 | [5 empty] | Removed from Ground | Gas (Historical Use) | 8000 | Bare Steel | 1974-05-11 | 1989-08-01 | Galvanized Steel
BULLOCH FERTILIZER CO | 201 W MAIN ST | STATESBORO | Bulloch | 9016022 | 2 | Ball Float | 1992-12-01 | FALSE | 1992-12-01 | FALSE | Currently in Use | Diesel | 6000 | Galvanic (STIP-3) | 1992-12-01 |  | Fiberglass Reinforced Plastic | Pressurized
CFLS OIL CO STATESBORO | 40 N ZETTEROWER AVE | STATESBORO | Bulloch | 9016054 | 1D | Flapper Valve | 1996-09-01 | FALSE | 1996-09-01 | FALSE | Currently in Use | Diesel On Road | 10000 | Steel-Impressed Current | 1984-12-01 |  | Steel (Impressed Current) | Pressurized
CFLS OIL CO STATESBORO | 40 N ZETTEROWER AVE | STATESBORO | Bulloch | 9016054 | 3U | Flapper Valve | 1996-09-01 | FALSE | 1996-09-01 | FALSE | Currently in Use | Regular | 10000 | Steel-Impressed Current | 1984-12-02 |  | Steel (Impressed Current) | Pressurized
H & H SERVICE CENTER INC | 813 NORTHSIDE DR E | STATESBORO | Bulloch | 9016070 | 4 | Flapper Valve | 1998-12-17 | FALSE | 1998-12-17 | FALSE | Removed from Ground | Diesel | 4000 | Steel-Impressed Current | 1998-10-21 | 2021-07-23 | Steel (Impressed Current) | Pressurized
TIMESAVER #80 | US HWY 301 N | STATESBORO | Bulloch | 160107 | 4 | [5 empty] | Removed from Ground | Diesel | 4000 | Composite | 1985-05-19 | 1999-12-01 | Fiberglass Reinforced Plastic | Safe Suction (Euro)
DIXIE #430 | EASTSIDE DR & US HWY 80 E | STATESBORO | Bulloch | 160110 | 3 |  | 1997-05-30 |  | 1997-05-30 |  | Removed from Ground | Gas (Historical Use) | 4000 | Steel-Impressed Current | 1976-05-15 | 2002-06-17 | Galvanized Steel | Safe Suction (Euro)
OLD FINA STATION | CORNER OF INMAN & MAIN | STATESBORO | Bulloch | 9016015 | 1 | [5 empty] | Removed from Ground | Empty | 1000 | Not Marked/Unknown | 1992-02-03 | 1992-02-03 | Not Marked
G8 STOP 1 | 240 SOUTH MAIN ST | STATESBORO | Bulloch | 9016018 | 3 | Flapper Valve | 1989-09-01 | FALSE | 1989-09-01 | FALSE | Currently in Use | Premium | 10000 | Composite | 1989-09-01 |  | Fiberglass Reinforced Plastic | Pressurized
BULLOCH CO MAGISTRATE COURT | 101 OAK ST | STATESBORO | Bulloch | 9016036 | 1 | [5 empty] | Removed from Ground | Gas (Historical Use) | 3000 | Bare Steel | 1979-07-01 | 1988-01-01 | Galvanized Steel | Safe Suction (Euro)
SPARKER CONVENIENCE STORE | 3348 NORTHSIDE DR WEST | STATESBORO | Bulloch | 9016046 | 4C | Ball Float | 1995-06-01 | FALSE | 1995-06-01 | FALSE | Currently in Use | Diesel | 10000 |  | 1995-06-01 |  | Fiberglass Reinforced Plastic | Pressurized
SPARKER CONVENIENCE STORE | 3348 NORTHSIDE DR WEST | STATESBORO | Bulloch | 9016046 | 3 | [5 empty] | Removed from Ground | Gas (Historical Use) | 2000 | Not Marked/Unknown |  | 1899-12-31 | Not Marked
SPARKER CONVENIENCE STORE | 3348 NORTHSIDE DR WEST | STATESBORO | Bulloch | 9016046 | 4A | Ball Float | 1995-06-01 | FALSE | 1995-06-01 | FALSE | Currently in Use | Regular | 12000 |  | 1995-06-01 |  | Fiberglass Reinforced Plastic | Pressurized
SOUTHEAST OIL FUEL PORT | OAK & HILL ST | STATESBORO | Bulloch | 9016051 | 1 | Flapper Valve | 1997-05-01 | FALSE | 1997-05-01 | FALSE | Currently in Use | E-0 | 12000 | Steel-Impressed Current | 1974-03-01 |  | Fiberglass Reinforced Plastic | Pressurized
SMITH HEALY FARMS INC | 5886 BANKS DAIRY RD | STATESBORO | Bulloch | 9016063 | 1 | [5 empty] | Removed from Ground | Gas (Historical Use) | 1 | Bare Steel | 1997-01-17 | 1997-01-17 | Bare Steel | Safe Suction (Euro)
SPARKER CONVENIENCE STORE | 3348 NORTHSIDE DR WEST | STATESBORO | Bulloch | 9016046 | 2 | [5 empty] | Removed from Ground | Gas (Historical Use) | 2000 | Not Marked/Unknown |  | 1899-12-31 | Not Marked
H & H SERVICE CENTER INC | 813 NORTHSIDE DR E | STATESBORO | Bulloch | 9016070 | 3 | Flapper Valve | 1998-12-17 | FALSE | 1998-12-17 | FALSE | Removed from Ground | Premium | 4000 | Steel-Impressed Current | 1998-10-21 | 2021-07-23 | Steel (Impressed Current) | Pressurized
ROBBINS PACKING CO | 229 STOCKYARD RD | STATESBORO | Bulloch | 9016071 | 2 |  | 1988-11-01 | FALSE | 1988-11-01 | FALSE | Removed from Ground | Gas (Historical Use) | 2000 | Galvanic (STIP-3) | 1988-11-01 | 2017-01-01 |  | Suction (American)
DF & SF INC | 441 SOUTH MAIN | STATESBORO | Bulloch | 160114 | 2 | [5 empty] | Removed from Ground | Gas (Historical Use) | 8000 | Bare Steel | 1974-05-11 | 1989-08-01 | Galvanized Steel
PARKERS #41 | 24151 US HWY 80 E | STATESBORO | Bulloch | 10001255 | 1 | Ball Float | 1999-12-01 | FALSE | 1999-12-01 | FALSE | Currently in Use | Regular | 12000 | Composite | 1999-12-31 |  | Double-Walled Flex | Pressurized
CORNER CONVENIENCE | 300 S COLLEGE ST | STATESBORO | Bulloch | 106108 | 2 | [5 empty] | Removed from Ground | Gas (Historical Use) | 4000 | Bare Steel | 1981-06-11 | 1999-10-18 | Galvanized Steel | Suction (American)
BULLOCH MEMORIAL HOSPITAL | 500 EAST GRADY ST | STATESBORO | Bulloch | 4160001 | 3 | [5 empty] | Removed from Ground | Gas (Historical Use) | 1000 | Bare Steel | 1973-04-10 | 1995-11-07 | Galvanized Steel
RACO #12 | US HWY 80 & 301 | STATESBORO | Bulloch | 4160002 | 1 | Flapper Valve | 1998-12-01 |  | 1998-12-01 |  | Removed from Ground | Gas (Historical Use) | 20000 | Steel-Impressed Current | 1976-03-15 | 2011-01-01 | Steel (Impressed Current) | Pressurized
SOUTHEAST OIL FUEL PORT | OAK & HILL ST | STATESBORO | Bulloch | 9016051 | 6 | Flapper Valve | 1997-05-01 | FALSE | 1997-05-01 | FALSE | Currently in Use | Diesel On Road | 12000 | Steel-Impressed Current | 1974-03-01 |  | Fiberglass Reinforced Plastic | Pressurized
CURTIS DEAL GROCERY | RT 4 W MAIN EXT | STATESBORO | Bulloch | 9016053 | 2 | [5 empty] | Removed from Ground | Gas (Historical Use) | 560 | Bare Steel | 1998-06-11 | 1998-06-11 | Galvanized Steel | Suction (American)
BULLOCH COUNTY SHERIFF'S DEPT | 17257 US HWY 301 NORTH | STATESBORO | Bulloch | 9016056 | PUBCSO-01 | Flapper Valve | 1993-06-27 | FALSE | 1993-06-27 | FALSE | Currently in Use | Plus | 12000 | Epoxy | 1993-06-27 |  | Fiberglass Reinforced Plastic | Pressurized
FOOD MART | 18 E PARRISH ST | STATESBORO | Bulloch | 9016059 | 1 |  | 1997-10-01 | FALSE | 1997-10-01 | FALSE | Temporarily out of use | Gas (Historical Use) | 3000 | Steel-Impressed Current | 1973-01-01 |  | Steel (Impressed Current) | Suction (American)
BULLOCH COUNTY SCHOOLS | 219 SIMONS ROAD | STATESBORO | Bulloch | 10001266 | 1 | Flapper Valve | 2002-10-20 | FALSE | 2002-10-20 | FALSE | Currently in Use | Regular | 12000 | Composite | 2002-10-20 |  | Fiberglass Reinforced Plastic | Pressurized
FORMER GAS STATION | 808 SOUTH MAIN STREET | STATESBORO | Bulloch | 10001851 | 2 |  |  | FALSE |  | FALSE | Removed from Ground | Gas (Historical Use) | 4000 | Bare Steel | 1980-01-01 | 2010-01-01 | Galvanized Steel
FIVE STORE POINTS | 8091 BURKHALTER RD | STATESBORO | Bulloch | 10002640 | 2C | Flapper Valve | 2016-12-01 | FALSE | 2016-12-01 | FALSE | Currently in Use | Premium | 4000 | Composite Double Walled | 2016-08-29 |  | Double-Walled Fiberglass
FIVE STORE POINTS | 8091 BURKHALTER RD | STATESBORO | Bulloch | 10002640 | 1 | Flapper Valve | 2016-12-01 | FALSE | 2016-10-11 | FALSE | Currently in Use | Regular | 12000 | Composite Double Walled | 2016-08-29 |  | Double-Walled Fiberglass
FIVE STORE POINTS | 8091 BURKHALTER RD | STATESBORO | Bulloch | 10002640 | 2B | Flapper Valve | 2016-12-01 | FALSE | 2016-12-01 | FALSE | Currently in Use | E-0 | 4000 | Composite Double Walled | 2016-08-29 |  | Double-Walled Fiberglass
INSTANT MART #2/WESTSIDE GROC MA | WEST MAIN & PROCTOR ST | STATESBORO | Bulloch | 4160028 | 1 | [5 empty] | Currently in Use | Gas (Historical Use) | 1000 | Bare Steel | 1976-04-08 |  | Galvanized Steel
PUMP N PANTRY #4 | 218 NORTHSIDE DR | STATESBORO | Bulloch | 4160004 | 3 | Flapper Valve | 1991-03-01 | FALSE | 1991-03-01 | FALSE | Removed from Ground | Premium | 5000 | Steel-Impressed Current | 1970-04-28 |  | Fiberglass Reinforced Plastic | Pressurized
NEVILS TELEPHONE EX | 3377 NEVILS GROVELAND | STATESBORO | Bulloch | 4160011 | 1 | [5 empty] | Removed from Ground | Diesel | 500 | Bare Steel | 1983-03-04 | 1998-08-11 | Copper
WM MCGLAMERY | 449 SOUTH MAIN ST | STATESBORO | Bulloch | 4160023 | 1 |  | 1988-10-04 |  | 1988-10-04 |  | Removed from Ground | Gas (Historical Use) | 5000 | Composite | 1988-10-04 | 2005-02-18 | Fiberglass Reinforced Plastic | Pressurized
NEWELL RECYCLING | 9013 US HIGHWAY 301 | STATESBORO | Bulloch | 10001880 | 2 |  |  | FALSE |  | FALSE | Removed from Ground | Not Marked/Tank Removed | 900 | Unknown | 2010-07-21 | 2010-07-21 | Unknown
ZIP N FOODS #16 | 2301 OLD REGISTER RD | STATESBORO | Bulloch | 10001884 | 1B | Ball Float | 2010-08-23 | FALSE | 2010-08-23 | FALSE | Currently in Use | Premium | 3500 | Composite Double Walled | 2010-07-01 |  | Double-Walled Fiberglass | Pressurized
INSTANT MART #2/WESTSIDE GROC MA | WEST MAIN & PROCTOR ST | STATESBORO | Bulloch | 4160028 | 3 | [5 empty] | Currently in Use | Gas (Historical Use) | 3000 | Bare Steel | 1987-01-01 |  | Galvanized Steel
WM MCGLAMERY | 449 SOUTH MAIN ST | STATESBORO | Bulloch | 4160023 | 3 |  | 1988-10-04 |  | 1988-10-04 |  | Removed from Ground | Gas (Historical Use) | 10000 | Composite | 1988-10-04 | 2005-02-18 | Fiberglass Reinforced Plastic | Pressurized
GA FC/DIST 10 AIR PATROL HANGAR | US HWY 301/3.5 MILES NORTH | STATESBORO | Bulloch | 4160024 | 3 |  | 1990-08-10 |  | 1990-08-10 |  | Removed from Ground | Other | 2000 | Galvanic (STIP-3) | 1990-08-10 | 2008-07-10 | Cathodically Protected | Safe Suction (Euro)
JOINER INTERNATIONAL INC | 600 NORTHSIDE DR W | STATESBORO | Bulloch | 4160016 | 2 | [5 empty] | Removed from Ground | Diesel | 1000 | Bare Steel | 1980-02-29 | 1993-08-30 | Unknown
Circle K 2745189 | 530 FAIR RD | STATESBORO | Bulloch | 4160021 | 1 |  | 1995-12-29 | TRUE | 1995-12-29 | TRUE | Removed from Ground | Gas (Historical Use) | 10000 | Fiberglass | 1982-07-27 | 2016-01-15 | Fiberglass Reinforced Plastic | Pressurized
Tobacco & More #1 | 420 S MAIN ST | STATESBORO | Bulloch | 250541 | 3 | Flapper Valve | 1991-03-01 | FALSE | 1991-03-01 | FALSE | Currently in Use | Diesel | 8000 | Galvanic (STIP-3) | 1987-05-11 |  | Fiberglass Reinforced Plastic | Pressurized
ON THE GO #33 INC | GA HWY 46 & GA HWY 67 | STATESBORO | Bulloch | 4160051 | 4 | Flapper Valve | 1997-09-17 | FALSE | 1997-09-17 | FALSE | Currently in Use | Diesel | 8000 | Steel-Impressed Current | 1983-05-08 |  | Steel (Impressed Current) | Pressurized
LUCKY FOOD MART | 6862 SINKHOLE RD | STATESBORO | Bulloch | 4160053 | 2 | Flapper Valve | 1996-11-09 | FALSE | 1996-11-09 | FALSE | Currently in Use | Diesel | 6000 | Steel-Impressed Current | 1980-05-07 |  | Steel (Impressed Current) | Safe Suction (Euro)
ON THE GO #24 INC | 25317 US Highway 301 North | Statesboro | Bulloch | 4160056 | 3 | Flapper Valve | 1996-11-25 | FALSE | 1996-11-25 | FALSE | Currently in Use | Diesel On Road | 8000 | Steel-Impressed Current | 1980-05-07 |  | Steel (Impressed Current) | Pressurized
WALMART NEIGHBORHOOD MARKET #2858 | 349 BRAMPTON AVE | STATESBORO | Bulloch | 10002396 | 2B | Flapper Valve | 2014-11-04 | FALSE | 2014-11-04 | FALSE | Currently in Use | Diesel | 7000 | Fiberglass Double Walled | 2014-11-04 |  | Double-Walled Flex | Pressurized
PARKERS #45 | 11012 Hwy 301 | STATESBORO | Bulloch | 10001858 | 2A | Ball Float | 2010-05-01 | FALSE | 2010-05-01 | FALSE | Currently in Use | Premium | 4000 | Composite Double Walled | 2010-05-01 |  | Double-Walled Fiberglass | Pressurized
BULLOCH MEMORIAL HOSPITAL | 500 EAST GRADY ST | STATESBORO | Bulloch | 4160001 | 1 | [5 empty] | Closed in Ground | Diesel | 10000 | Bare Steel | 1954-04-10 | 1995-11-07 | Galvanized Steel
RACO #12 | US HWY 80 & 301 | STATESBORO | Bulloch | 4160002 | 3 | Flapper Valve | 1998-12-01 |  | 1998-12-01 |  | Removed from Ground | Gas (Historical Use) | 10000 | Steel-Impressed Current | 1976-03-15 | 2011-01-01 | Steel (Impressed Current) | Pressurized
HILL-MART | 119 S MAIN ST | STATESBORO | Bulloch | 4160017 | 2 |  |  |  | 1993-03-02 |  | Removed from Ground | Gas (Historical Use) | 10000 | Bare Steel | 1969-02-22 | 1996-05-01 | Galvanized Steel | Pressurized
NASH FINCH GROCERY | 917 U S HWY 301 S | STATESBORO | Bulloch | 4160020 | 5 | [5 empty] | Removed from Ground | Empty | 8000 | Bare Steel | 1981-01-22 | 1994-10-01 | Galvanized Steel
TOBACCO & MORE #2 | 17216 GA HWY 67 | STATESBORO | Bulloch | 4160052 | 1 | Ball Float | 1995-06-01 | FALSE | 1995-06-01 | FALSE | Currently in Use | Regular | 3000 | Steel-Impressed Current | 1974-05-07 |  | Fiberglass Reinforced Plastic | Pressurized
CROSSROADS SERVICE CENTER | US HWY 80 & ZETTEROWER AVE | STATESBORO | Bulloch | 4160050 | 1 | [5 empty] | Removed from Ground | Gas (Historical Use) | 4000 | Bare Steel | 1966-04-23 | 1999-12-09 | Galvanized Steel | Pressurized
Cypress Lake Market | 448 Brannen Dr | Statesboro | Bulloch | 4160044 | 4A | Flapper Valve | 2021-10-19 | FALSE | 2021-09-01 | FALSE | Currently in Use | Premium | 2500 | Composite Double Walled | 2021-08-02 |  | Double-Walled Fiberglass | Pressurized
GEORGIA SOUTHERN UNIV | 3823 OLD REGISTER RD | STATESBORO | Bulloch | 10001354 | 1 | Flapper Valve | 2007-03-15 | FALSE | 2007-03-15 | FALSE | Closed in Ground | Regular | 2500 | Fiberglass Double Walled | 2007-03-10 |  | Double-Walled Fiberglass | Safe Suction (Euro)
PARKERS #47 | 1588 BRAMPTON AVE | STATESBORO | Bulloch | 10002327 | 1C | Flapper Valve | 2014-03-01 | FALSE | 2014-03-01 | FALSE | Currently in Use | Diesel | 4000 | Composite Double Walled | 2014-03-01 |  | Fiberglass Reinforced Plastic | Pressurized
PARKERS #45 | 11012 Hwy 301 | STATESBORO | Bulloch | 10001858 | 1 | Ball Float | 2010-05-01 | FALSE | 2010-05-01 | FALSE | Currently in Use | E-10 | 12000 | Composite Double Walled | 2010-05-01 |  | Double-Walled Fiberglass | Pressurized
DIAMOND OIL #2 | 17402 HWY 301 | STATESBORO | Bulloch | 10000979 | 1 |  | 2005-07-01 | FALSE | 2005-07-01 | FALSE | Currently in Use | Regular | 12000 | Composite | 2005-07-01 |  | Fiberglass Reinforced Plastic | Pressurized
K & J FOODMART | 123 W MAIN ST | STATESBORO | Bulloch | 10000057 | 1 | Ball Float | 2002-04-02 | FALSE | 2002-04-02 | FALSE | Currently in Use | E-10 | 12000 | Composite | 2002-04-01 |  | Fiberglass Reinforced Plastic | Pressurized
Circle K 2745189 | 530 FAIR RD | STATESBORO | Bulloch | 4160021 | 2 |  | 1995-12-29 | TRUE | 1995-12-29 | TRUE | Removed from Ground | Gas (Historical Use) | 10000 | Fiberglass | 1982-07-27 | 2016-01-15 | Fiberglass Reinforced Plastic | Pressurized
ON THE GO #33 INC | GA HWY 46 & GA HWY 67 | STATESBORO | Bulloch | 4160051 | 3 | Flapper Valve | 1997-09-17 | FALSE | 1997-09-17 | FALSE | Currently in Use | Regular | 8000 | Steel-Impressed Current | 1983-05-08 |  | Steel (Impressed Current) | Pressurized
HOWARD LUMBER CO | 600 PARK AVE | STATESBORO | Bulloch | 4160049 | 1 | [5 empty] | Removed from Ground | Diesel | 6000 | Bare Steel | 1979-04-24 | 1999-07-01 | Galvanized Steel | Safe Suction (Euro)
GEORGIA SOUTHERN UNIV | 3823 OLD REGISTER RD | STATESBORO | Bulloch | 10001354 | 2 | Flapper Valve | 2007-03-15 | FALSE | 2007-03-15 | FALSE | Closed in Ground | Regular | 2500 | Fiberglass Double Walled | 2007-03-10 |  | Double-Walled Fiberglass | Safe Suction (Euro)
REEMA FOOD MART | 1495 NORTHSIDE DR E | STATESBORO | Bulloch | 10001801 | 2 | Ball Float | 2009-12-01 | FALSE | 2009-12-01 | FALSE | Currently in Use | Diesel | 3000 | Composite Double Walled | 2009-12-01 |  | Double-Walled Fiberglass | Pressurized
PARKERS #47 | 1588 BRAMPTON AVE | STATESBORO | Bulloch | 10002327 | 1A | Flapper Valve | 2014-03-01 | FALSE | 2014-03-01 | FALSE | Currently in Use | E-0 | 4000 | Composite Double Walled | 2014-03-01 |  | Fiberglass Reinforced Plastic | Pressurized
CORNER CONVENIENCE | 300 S COLLEGE ST | STATESBORO | Bulloch | 106108 | 3 | [5 empty] | Removed from Ground | Gas (Historical Use) | 2000 | Bare Steel | 1981-06-11 | 1999-10-18 | Galvanized Steel | Suction (American)
BROOKS INSTRUMENT/EMERSON DIV | US HWY 301 N/PO BOX 450 | STATESBORO | Bulloch | 4160005 | 1 | [5 empty] | Currently in Use | Other | 4000 | Bare Steel | 1973-03-04 |  | Bare Steel
RACO #12 | US HWY 80 & 301 | STATESBORO | Bulloch | 4160002 | 2 | Flapper Valve | 1998-12-01 |  | 1998-12-01 |  | Removed from Ground | Gas (Historical Use) | 10000 | Steel-Impressed Current | 1976-03-15 | 2011-01-01 | Steel (Impressed Current) | Pressurized
BULLOCH COUNTY SCHOOLS | 219 SIMONS ROAD | STATESBORO | Bulloch | 10001266 | 2 | Flapper Valve | 2002-10-20 | FALSE | 2002-10-20 | FALSE | Currently in Use | Diesel | 12000 | Composite | 2002-10-20 |  | Fiberglass Reinforced Plastic | Pressurized
PARKERS #47 | 1588 BRAMPTON AVE | STATESBORO | Bulloch | 10002327 | 1B | Flapper Valve | 2014-03-01 | FALSE | 2014-03-01 | FALSE | Currently in Use | Premium | 4000 | Composite Double Walled | 2014-03-01 |  | Fiberglass Reinforced Plastic | Pressurized
T J SMITH OIL CO/PLANT | 6 RAILROAD ST | STATESBORO | Bulloch | 4160063 | 3 |  |  | TRUE |  | TRUE | Removed from Ground |  | 1000 | Bare Steel | 1978-05-05 | 1990-03-01 | Bare Steel
STATESEBORO TEL/COLLEGEBORO EXCH | LANIER RD/GA SOUTHERN CAMPUS | STATESBORO | Bulloch | 4160018 | L295049 | [5 empty] | Permanently Out of Use - historical purposes | Other | 1000 | Tank Jacket | 1991-03-21 | 1899-12-31 | Copper | Suction (American)
GA DOD/OMS #7 | 301 NORTH & AIRPORT RD | STATESBORO | Bulloch | 4160042 | 2 | [5 empty] | Removed from Ground | Gas (Historical Use) | 6000 | Bare Steel | 1988-01-01 | 1899-12-31 | Not Marked
STUBBS & WATERS | 407 SOUTH MAIN | STATESBORO | Bulloch | 4160045 | 2 | [5 empty] | Closed in Ground | Gas (Historical Use) | 4000 | Bare Steel | 1961-04-25 | 1982-12-01 | Galvanized Steel
TUCKER'S SVC STA | 118 SAVANNAH AVE | STATESBORO | Bulloch | 4160033 | 2 | [5 empty] | Removed from Ground | Gas (Historical Use) | 1000 | Bare Steel | 1983-04-23 | 1899-12-31 | Galvanized Steel | Suction (American)
FACTORY TIRE OUTLET | 450 S MAIN | STATESBORO | Bulloch | 4160095 | 2 |  | 1996-08-01 |  | 1996-08-01 |  | Removed from Ground | Gas (Historical Use) | 10000 | Steel-Impressed Current | 1981-05-06 | 2006-08-10 | Steel (Impressed Current) | Pressurized
BROOKS INSTRUMENT/EMERSON DIV | US HWY 301 N/PO BOX 450 | STATESBORO | Bulloch | 4160005 | 2 | [5 empty] | Removed from Ground | Other | 8000 | Bare Steel | 1976-03-04 | 1991-11-15 | Copper
GA DEPT OF PUBLIC SAFETY POST 45 | US HWY 301 N/RT 2 BOX 29 | STATESBORO | Bulloch | 4160014 | 1 | [5 empty] | Removed from Ground | Gas (Historical Use) | 3000 | Bare Steel | 1971-03-05 | 2008-07-12 | Galvanized Steel
HILL-MART | 119 S MAIN ST | STATESBORO | Bulloch | 4160017 | 6 | [5 empty] | Removed from Ground | Kerosene | 560 | Bare Steel | 1969-02-22 | 1996-05-09 | Not Marked
NASH FINCH GROCERY | 917 U S HWY 301 S | STATESBORO | Bulloch | 4160020 | 4 | [5 empty] | Removed from Ground | Empty | 5000 | Bare Steel | 1981-01-22 | 1994-10-01 | Galvanized Steel
NASH FINCH GROCERY | 917 U S HWY 301 S | STATESBORO | Bulloch | 4160020 | 1 |  | 1994-10-01 |  | 1994-10-01 |  | Removed from Ground | Gas (Historical Use) | 10000 | Bare Steel | 1972-01-23 | 1994-10-01 | Galvanized Steel | Safe Suction (Euro)
NASH FINCH GROCERY | 917 U S HWY 301 S | STATESBORO | Bulloch | 4160020 | 7 |  | 1998-10-01 |  | 1998-10-01 |  | Removed from Ground | Diesel | 10000 | Composite | 1998-10-01 | 2016-06-27 | Fiberglass Reinforced Plastic | Pressurized
FAST STOP | 22933 HWY 80 E | STATESBORO | Bulloch | 4160059 | 3 | Ball Float | 1996-06-01 | FALSE | 1996-06-01 | FALSE | Currently in Use | Premium | 8000 | Steel-Impressed Current | 1979-05-08 |  | Fiberglass Reinforced Plastic | Pressurized
Cypress Lake Market | 448 Brannen Dr | Statesboro | Bulloch | 4160044 | 4C | Flapper Valve | 2021-10-19 | FALSE | 2021-09-01 | FALSE | Currently in Use | Diesel | 2500 | Composite Double Walled | 2021-08-02 |  | Double-Walled Fiberglass | Pressurized
MILL CREEK #3 | 500 E MAIN ST | STATESBORO | Bulloch | 4160057 | 2 | Flapper Valve | 1998-07-08 |  | 1998-07-08 |  | Currently in Use | Gas (Historical Use) | 8000 | Steel-Impressed Current | 1982-05-07 |  | Steel (Impressed Current) | Pressurized
JOHNSONS MINIT MARKET/JOHNSON'S | 502 FAIR RD @ GA HWY 67 | STATESBORO | Bulloch | 4160103 | 3 | [5 empty] | Removed from Ground | Gas (Historical Use) | 2000 | Bare Steel | 1974-05-05 | 1997-02-12 | Galvanized Steel | Pressurized
FACTORY TIRE OUTLET | 450 S MAIN | STATESBORO | Bulloch | 4160095 | 3 |  | 1996-08-01 |  | 1996-08-01 |  | Removed from Ground | Diesel | 5000 | Steel-Impressed Current | 1981-05-06 | 2006-08-10 | Steel (Impressed Current) | Pressurized
ENK849 | 100 NORTHSIDE DR W | STATESBORO | Bulloch | 10001954 | 2 | Flapper Valve | 2010-10-07 | FALSE | 2010-10-07 | FALSE | Currently in Use | Premium | 12000 | Composite Double Walled | 2010-10-07 |  | Double-Walled Fiberglass | Pressurized
T J SMITH OIL CO/PLANT | 6 RAILROAD ST | STATESBORO | Bulloch | 4160063 | 2 |  |  | FALSE |  | FALSE | Removed from Ground | Gas (Historical Use) | 2500 | Bare Steel | 1976-05-05 | 1990-03-01 | Bare Steel
DIAMOND OIL #2 | 17402 HWY 301 | STATESBORO | Bulloch | 10000979 | 2 |  | 2005-07-01 | FALSE | 2005-07-01 | FALSE | Currently in Use | Premium | 6000 | Composite | 2005-07-01 |  | Fiberglass Reinforced Plastic | Pressurized
BROOKS INSTRUMENT/EMERSON DIV | US HWY 301 N/PO BOX 450 | STATESBORO | Bulloch | 4160005 | 4 | [5 empty] | Removed from Ground | Gas (Historical Use) | 550 | Bare Steel | 1951-03-05 | 1991-11-15 | Bare Steel
GA FC/BULLOCH CO UNIT | US HWY 301/3 MI NORTH | STATESBORO | Bulloch | 4160026 | 2 | [5 empty] | Removed from Ground | Empty | 560 | Bare Steel | 1958-12-17 | 1990-08-11 | Galvanized Steel | Safe Suction (Euro)
TOBACCO & MORE #2 | 17216 GA HWY 67 | STATESBORO | Bulloch | 4160052 | 2 | Ball Float | 1995-06-01 | FALSE | 1995-06-01 | FALSE | Currently in Use | Diesel | 2000 | Steel-Impressed Current | 1974-05-07 |  | Fiberglass Reinforced Plastic | Pressurized
HOWARD LUMBER CO | 600 PARK AVE | STATESBORO | Bulloch | 4160049 | 2 | [5 empty] | Removed from Ground | Gas (Historical Use) | 1000 | Bare Steel | 1980-01-01 | 1999-07-01 | Galvanized Steel | Safe Suction (Euro)
MILL CREEK #3 | 500 E MAIN ST | STATESBORO | Bulloch | 4160057 | 1 | Flapper Valve | 1998-07-08 |  | 1998-07-08 |  | Currently in Use | Gas (Historical Use) | 8000 | Steel-Impressed Current | 1982-05-07 |  | Steel (Impressed Current) | Pressurized
HILL-MART | 119 S MAIN ST | STATESBORO | Bulloch | 4160017 | 3 |  |  |  | 1993-03-02 |  | Removed from Ground | Gas (Historical Use) | 10000 | Bare Steel | 1969-02-22 | 1996-05-01 | Galvanized Steel | Pressurized
NASH FINCH GROCERY | 917 U S HWY 301 S | STATESBORO | Bulloch | 4160020 | 6 |  |  | TRUE | 1994-10-01 | TRUE | Removed from Ground | Empty | 250 | Bare Steel | 1972-01-23 | 1899-12-31 | Galvanized Steel | Gravity Fed
Tobacco & More #1 | 420 S MAIN ST | STATESBORO | Bulloch | 250541 | 1 | Flapper Valve | 1991-03-01 | FALSE | 1991-03-01 | FALSE | Currently in Use | E-10 | 8000 | Galvanic (STIP-3) | 1987-05-11 |  | Fiberglass Reinforced Plastic | Pressurized
ON THE GO #24 INC | 25317 US Highway 301 North | Statesboro | Bulloch | 4160056 | 1 | Flapper Valve | 1996-11-25 | FALSE | 1996-11-25 | FALSE | Currently in Use | Regular | 6000 | Steel-Impressed Current | 1980-05-07 |  | Steel (Impressed Current) | Pressurized
PARKERS #45 | 11012 Hwy 301 | STATESBORO | Bulloch | 10001858 | 2B | Ball Float | 2010-05-01 | FALSE | 2010-05-01 | FALSE | Currently in Use | Diesel | 4000 | Composite Double Walled | 2010-05-01 |  | Double-Walled Fiberglass | Pressurized
T J SMITH OIL CO/PLANT | 6 RAILROAD ST | STATESBORO | Bulloch | 4160063 | 1 |  |  | FALSE |  | FALSE | Removed from Ground | Kerosene | 3000 | Bare Steel | 1976-05-05 | 1990-03-01 | Bare Steel
GA FC/BULLOCH CO UNIT | US HWY 301/3 MI NORTH | STATESBORO | Bulloch | 4160026 | 3 |  | 1990-08-28 |  | 1990-08-28 |  | Removed from Ground | Gas (Historical Use) | 1000 | Galvanic (STIP-3) | 1990-08-28 | 2008-07-10 | Cathodically Protected | Safe Suction (Euro)
HAGINS GROCERY | RT 1/GA HWY 24 | STATESBORO | Bulloch | 4160027 | 1 | [5 empty] | Removed from Ground | Gas (Historical Use) | 500 | Bare Steel | 1971-04-09 | 1985-06-01 | Galvanized Steel
REEMA FOOD MART | 1495 NORTHSIDE DR E | STATESBORO | Bulloch | 10001801 | 1B | Ball Float | 2009-12-01 | FALSE | 2009-12-01 | FALSE | Currently in Use | Premium | 3500 | Composite Double Walled | 2009-12-01 |  | Double-Walled Fiberglass | Pressurized
WALMART NEIGHBORHOOD MARKET #2858 | 349 BRAMPTON AVE | STATESBORO | Bulloch | 10002396 | 1 | Flapper Valve | 2014-11-04 | FALSE | 2014-11-04 | FALSE | Currently in Use | Regular | 15000 | Fiberglass Double Walled | 2014-11-04 |  | Double-Walled Flex | Pressurized
ENK849 | 100 NORTHSIDE DR W | STATESBORO | Bulloch | 10001954 | 1 | Flapper Valve | 2010-12-15 | FALSE | 2010-12-15 | FALSE | Currently in Use | E-10 | 20000 | Composite Double Walled | 2010-10-07 |  | Double-Walled Fiberglass | Pressurized
INSTANT MART #2/WESTSIDE GROC MA | WEST MAIN & PROCTOR ST | STATESBORO | Bulloch | 4160028 | 2 | [5 empty] | Currently in Use | Gas (Historical Use) | 1000 | Bare Steel | 1976-04-08 |  | Galvanized Steel
CORNER CONVENIENCE | 300 S COLLEGE ST | STATESBORO | Bulloch | 106108 | 1 | [5 empty] | Removed from Ground | Gas (Historical Use) | 4000 | Bare Steel | 1981-06-11 | 1999-10-18 | Galvanized Steel | Suction (American)
GA FC/DIST 10 OFFICE | US HWY 301/3.5 MI NORTH | STATESBORO | Bulloch | 4160025 | 1 |  | 1990-08-20 |  | 1990-08-20 |  | Removed from Ground | Gas (Historical Use) | 1000 | Galvanic (STIP-3) | 1990-08-20 | 2008-07-11 | Cathodically Protected | Safe Suction (Euro)
GA FC/BULLOCH CO UNIT | US HWY 301/3 MI NORTH | STATESBORO | Bulloch | 4160026 | 1 | [5 empty] | Removed from Ground | Diesel | 560 | Bare Steel | 1958-12-17 | 1990-08-11 | Galvanized Steel | Safe Suction (Euro)
NASH FINCH GROCERY | 917 U S HWY 301 S | STATESBORO | Bulloch | 4160020 | 3 |  | 1994-10-01 |  | 1994-10-01 |  | Removed from Ground | Gas (Historical Use) | 2000 | Bare Steel | 1972-01-23 | 1994-10-01 | Galvanized Steel | Safe Suction (Euro)
CROSSROADS SERVICE CENTER | US HWY 80 & ZETTEROWER AVE | STATESBORO | Bulloch | 4160050 | 2 | [5 empty] | Removed from Ground | Gas (Historical Use) | 4000 | Bare Steel | 1966-04-23 | 1999-12-09 | Galvanized Steel | Pressurized
FAST STOP | 22933 HWY 80 E | STATESBORO | Bulloch | 4160059 | 2 | Ball Float | 1996-06-01 | FALSE | 1996-06-01 | FALSE | Currently in Use | Regular | 8000 | Steel-Impressed Current | 1979-05-08 |  | Fiberglass Reinforced Plastic | Pressurized
HILL-MART | 119 S MAIN ST | STATESBORO | Bulloch | 4160017 | 5 |  |  | TRUE |  | TRUE | Removed from Ground | Used Oil | 560 | Bare Steel | 1969-02-22 | 1996-05-09 | Not Marked
HILL-MART | 119 S MAIN ST | STATESBORO | Bulloch | 4160017 | 4 | [5 empty] | Removed from Ground | Diesel | 2000 | Bare Steel | 1983-02-23 | 1995-05-01 | Galvanized Steel | Suction (American)
Circle K 2745189 | 530 FAIR RD | STATESBORO | Bulloch | 4160021 | 5 | Flapper Valve | 2016-02-08 | FALSE | 2016-02-08 | FALSE | Currently in Use | Regular | 15000 | Fiberglass Double Walled | 2016-02-08 |  | Double-Walled Flex | Pressurized
Circle K 2745189 | 530 FAIR RD | STATESBORO | Bulloch | 4160021 | 4 |  |  | TRUE |  | TRUE | Removed from Ground | Used Oil | 1000 | Fiberglass | 1982-07-27 | 2016-01-15 | Fiberglass Reinforced Plastic | Gravity Fed
LUCKY FOOD MART | 6862 SINKHOLE RD | STATESBORO | Bulloch | 4160053 | 1 | Flapper Valve | 1996-11-09 | FALSE | 1996-11-09 | FALSE | Currently in Use | Regular | 6000 | Steel-Impressed Current | 1980-05-07 |  | Steel (Impressed Current) | Safe Suction (Euro)
CROSSROADS SERVICE CENTER | US HWY 80 & ZETTEROWER AVE | STATESBORO | Bulloch | 4160050 | 3 | [5 empty] | Removed from Ground | Gas (Historical Use) | 4000 | Bare Steel | 1966-04-23 | 1999-12-09 | Galvanized Steel | Pressurized
H A SACK CO | STOCKYARD RD | STATESBORO | Bulloch | 4160048 | 1 | [5 empty] | Removed from Ground | Gas (Historical Use) | 2000 | Bare Steel | 1976-04-23 | 1987-06-01 | Galvanized Steel
ON THE GO #24 INC | 25317 US Highway 301 North | Statesboro | Bulloch | 4160056 | 2 | Flapper Valve | 1996-11-25 | FALSE | 1996-11-25 | FALSE | Currently in Use | Regular | 8000 | Steel-Impressed Current | 1980-05-07 |  | Steel (Impressed Current) | Pressurized
STUBBS & WATERS | 407 SOUTH MAIN | STATESBORO | Bulloch | 4160045 | 3 | [5 empty] | Closed in Ground | Gas (Historical Use) | 4000 | Bare Steel | 1961-04-25 | 1982-12-01 | Galvanized Steel
STUBBS OIL CO INC | 604 FAIR RD | STATESBORO | Bulloch | 4160046 | 1 | [5 empty] | Removed from Ground | Gas (Historical Use) | 10000 | Bare Steel | 1969-04-23 | 1998-02-22 | Galvanized Steel | Pressurized
PARKERS #41 | 24151 US HWY 80 E | STATESBORO | Bulloch | 10001255 | 2 | Ball Float | 1999-12-01 | FALSE | 1999-12-01 | FALSE | Currently in Use | Premium | 8000 | Composite | 1999-12-31 |  | Double-Walled Flex | Pressurized
FORMER ZIPPY MART | 603 BRANNEN ST | STATESBORO | Bulloch | 10001721 | 1 |  |  | FALSE |  | FALSE | Removed from Ground | Gas (Historical Use) | 6000 | Unknown | 2009-06-08 | 2009-09-01 | Unknown
WALMART NEIGHBORHOOD MARKET #2858 | 349 BRAMPTON AVE | STATESBORO | Bulloch | 10002396 | 2A | Flapper Valve | 2014-11-04 | FALSE | 2014-11-04 | FALSE | Currently in Use | Premium | 8000 | Fiberglass Double Walled | 2014-11-04 |  | Double-Walled Flex | Pressurized
BULLOCH MEMORIAL HOSPITAL | 500 EAST GRADY ST | STATESBORO | Bulloch | 4160001 | 4 | [5 empty] | Removed from Ground | Diesel | 1000 | Bare Steel | 1984-04-10 | 1995-11-07 | Bare Steel
ON THE GO #33 INC | GA HWY 46 & GA HWY 67 | STATESBORO | Bulloch | 4160051 | 2 | Flapper Valve | 1997-09-17 | FALSE | 1997-09-17 | FALSE | Currently in Use | Premium | 8000 | Steel-Impressed Current | 1983-05-08 |  | Steel (Impressed Current) | Pressurized
Kevin's Food Mart | 400 S ZETTEROWER AVE | STATESBORO | Bulloch | 4160058 | 2 |  | 1996-09-17 | FALSE | 1996-09-17 | FALSE | Currently in Use | E-10 | 6000 | Steel-Impressed Current | 1974-05-07 |  | Steel (Impressed Current) | Pressurized
FAST STOP | 22933 HWY 80 E | STATESBORO | Bulloch | 4160059 | 1 | Ball Float | 1996-06-01 | FALSE | 1996-06-01 | FALSE | Currently in Use | Regular | 8000 | Steel-Impressed Current | 1979-05-08 |  | Fiberglass Reinforced Plastic | Pressurized
OLD CITY DAIRY | EAST MAIN STREET | STATESBORO | Bulloch | 10000584 | 1 |  |  | FALSE |  | FALSE | Removed from Ground | Diesel | 2000 | Unknown |  | 1899-12-31
SHIVGANGA FOOD MART INC | 19200 HWY 80 W | STATESBORO | Bulloch | 10001061 | 2B | Ball Float | 2005-02-01 | FALSE | 2005-02-01 | FALSE | Currently in Use | Diesel | 4000 | Composite | 2005-02-01 |  |  | Pressurized
PUMP N PANTRY #4 | 218 NORTHSIDE DR | STATESBORO | Bulloch | 4160004 | 2 | Flapper Valve | 1991-03-01 | FALSE | 1991-03-01 | FALSE | Removed from Ground | Plus | 10000 | Steel-Impressed Current | 1970-04-01 |  | Fiberglass Reinforced Plastic | Pressurized
WM MCGLAMERY | 449 SOUTH MAIN ST | STATESBORO | Bulloch | 4160023 | 2 |  | 1988-10-04 |  | 1988-10-04 |  | Removed from Ground | Gas (Historical Use) | 10000 | Composite | 1988-10-04 | 2005-02-18 | Cathodically Protected | Pressurized
GA FC/BULLOCH CO UNIT | US HWY 301/3 MI NORTH | STATESBORO | Bulloch | 4160026 | 4 |  | 1990-08-28 |  | 1990-08-28 |  | Removed from Ground | Diesel | 1000 | Galvanic (STIP-3) | 1990-08-28 | 2008-07-10 | Cathodically Protected | Safe Suction (Euro)
JOINER INTERNATIONAL INC | 600 NORTHSIDE DR W | STATESBORO | Bulloch | 4160016 | 1 | [5 empty] | Removed from Ground | Gas (Historical Use) | 560 | Bare Steel | 1980-02-29 | 1993-08-30 | Unknown
STATESEBORO TEL/COLLEGEBORO EXCH | LANIER RD/GA SOUTHERN CAMPUS | STATESBORO | Bulloch | 4160018 | 1 | [5 empty] | Removed from Ground | Other | 1000 | Bare Steel | 1974-03-04 | 1991-03-21 | Copper
Circle K 2745189 | 530 FAIR RD | STATESBORO | Bulloch | 4160021 | 6 | Flapper Valve | 2016-02-08 | FALSE | 2016-02-08 | FALSE | Currently in Use | Premium | 10000 | Fiberglass Double Walled | 2016-02-08 |  | Double-Walled Flex | Pressurized
Tobacco & More #1 | 420 S MAIN ST | STATESBORO | Bulloch | 250541 | 2 | Flapper Valve | 1991-03-01 | FALSE | 1991-03-01 | FALSE | Currently in Use | Premium | 8000 | Galvanic (STIP-3) | 1987-05-11 |  | Fiberglass Reinforced Plastic | Pressurized
WHEELERS | 300 NORTHSIDE DR W | STATESBORO | Bulloch | 1370079 | 1 | [5 empty] | Closed in Ground | Gas (Historical Use) | 0 | Bare Steel | 1986-04-30 | 1899-12-31 | Galvanized Steel
LUCKY FOOD MART | 6862 SINKHOLE RD | STATESBORO | Bulloch | 4160053 | 3 | Flapper Valve | 1996-11-09 | FALSE | 1996-11-09 | FALSE | Currently in Use | Plus | 8000 | Steel-Impressed Current | 1980-05-07 |  | Steel (Impressed Current) | Safe Suction (Euro)
HOWARD LUMBER CO | 600 PARK AVE | STATESBORO | Bulloch | 4160049 | 4 | [5 empty] | Removed from Ground | Other | 1000 | Bare Steel | 1982-01-01 | 1999-07-01 | Galvanized Steel | Safe Suction (Euro)
SHIVGANGA FOOD MART INC | 19200 HWY 80 W | STATESBORO | Bulloch | 10001061 | 1 | Ball Float | 2005-02-01 | FALSE | 2005-02-01 | FALSE | Currently in Use | Regular | 12000 | Composite | 2005-02-01 |  |  | Pressurized
K & J FOODMART | 123 W MAIN ST | STATESBORO | Bulloch | 10000057 | 2 | Ball Float | 2002-04-01 | FALSE | 2002-04-01 | FALSE | Currently in Use | Premium | 6000 | Composite | 2002-04-01 |  | Fiberglass Reinforced Plastic | Pressurized
RACO #12 | US HWY 80 & 301 | STATESBORO | Bulloch | 4160002 | 4 | Flapper Valve | 1998-12-01 |  | 1998-12-01 |  | Removed from Ground | Diesel | 8000 | Steel-Impressed Current | 1984-03-15 | 2011-01-01 | Steel (Impressed Current) | Pressurized
RACO #12 | US HWY 80 & 301 | STATESBORO | Bulloch | 4160002 | 5 | Flapper Valve | 1998-12-01 |  | 1998-12-01 |  | Removed from Ground | Kerosene | 8000 | Steel-Impressed Current | 1984-03-15 | 2011-01-01 | Steel (Impressed Current) | Pressurized
GA FC/DIST 10 AIR PATROL HANGAR | US HWY 301/3.5 MILES NORTH | STATESBORO | Bulloch | 4160024 | 2 | [5 empty] | Removed from Ground | Empty | 1000 | Bare Steel | 1958-12-17 | 1990-08-05 | Galvanized Steel
JOINER INTERNATIONAL INC | 600 NORTHSIDE DR W | STATESBORO | Bulloch | 4160016 | 3 |  |  | TRUE |  | TRUE | Currently in Use | Used Oil | 1000 | Bare Steel | 1982-02-28 |  | Unknown
Kevin's Food Mart | 400 S ZETTEROWER AVE | STATESBORO | Bulloch | 4160058 | 1 | Flapper Valve | 1996-09-17 | FALSE | 1996-09-17 | FALSE | Currently in Use | E-10 | 8000 | Steel-Impressed Current | 1974-05-07 |  | Steel (Impressed Current) | Pressurized
STUBBS OIL CO INC | 604 FAIR RD | STATESBORO | Bulloch | 4160046 | 10 |  |  | TRUE |  | TRUE | Removed from Ground | Used Oil | 560 | Bare Steel | 1971-01-01 | 1998-02-22 | Galvanized Steel | Pressurized
Circle K 2745189 | 530 FAIR RD | STATESBORO | Bulloch | 4160021 | 7A | Flapper Valve | 2016-02-08 | FALSE | 2016-02-08 | FALSE | Currently in Use | Diesel | 8000 | Fiberglass Double Walled | 2016-02-08 |  | Double-Walled Flex | Pressurized
TOBACCO & MORE #2 | 17216 GA HWY 67 | STATESBORO | Bulloch | 4160052 | 4 | Ball Float | 1995-06-01 | FALSE | 1995-06-01 | FALSE | Currently in Use | Premium | 4000 | Steel-Impressed Current | 1989-01-01 |  | Double-Walled Fiberglass | Safe Suction (Euro)
STUBBS OIL CO INC | 604 FAIR RD | STATESBORO | Bulloch | 4160046 | 7 | [5 empty] | Removed from Ground | Gas (Historical Use) | 10000 | Bare Steel | 1981-04-23 | 1998-02-22 | Galvanized Steel | Pressurized
TUCKER'S SVC STA | 118 SAVANNAH AVE | STATESBORO | Bulloch | 4160033 | 3 |  |  | TRUE |  | TRUE | Removed from Ground | Used Oil | 550 | Bare Steel |  | 1899-12-31 | Bare Steel | Gravity Fed
WILLINGWAY HOSPITAL | 311 JONES MILL RD | STATESBORO | Bulloch | 4160036 | 1 | [5 empty] | Removed from Ground | Gas (Historical Use) | 1000 | Bare Steel | 1979-04-22 | 1997-07-10 | Galvanized Steel
VIP STORES | 301 N MAIN | STATESBORO | Bulloch | 4160100 | 2 | Flapper Valve | 1996-11-18 | FALSE | 1996-11-18 | FALSE | Temporarily out of use | Plus | 10000 | Steel-Impressed Current | 1977-02-28 |  | Galvanized Steel | Pressurized
GA DOD/OMS #7 | 301 NORTH & AIRPORT RD | STATESBORO | Bulloch | 4160042 | 1 | [5 empty] | Removed from Ground | Gas (Historical Use) | 1200 | Bare Steel | 1956-01-01 | 1899-12-31 | Unknown
STUBBS & WATERS | 407 SOUTH MAIN | STATESBORO | Bulloch | 4160045 | 1 | [5 empty] | Closed in Ground | Gas (Historical Use) | 4000 | Bare Steel | 1961-04-25 | 1982-12-01 | Galvanized Steel
BOBBY DOLLAR'S GARAGE & WRECKER | 137 EAST PARRISH ST | STATESBORO | Bulloch | 4160097 | 1 | [5 empty] | Removed from Ground | Empty | 2000 | Bare Steel | 1971-05-06 | 1899-12-31 | Bare Steel | Suction (American)
Circle K 2745189 | 530 FAIR RD | STATESBORO | Bulloch | 4160021 | 3 |  | 1995-12-29 | TRUE | 1995-12-29 | TRUE | Removed from Ground | Gas (Historical Use) | 10000 | Fiberglass | 1982-07-27 | 2016-01-15 | Fiberglass Reinforced Plastic | Pressurized
MILL CREEK #3 | 500 E MAIN ST | STATESBORO | Bulloch | 4160057 | 3 | Flapper Valve | 1998-07-08 |  | 1998-07-08 |  | Currently in Use | Gas (Historical Use) | 8000 | Steel-Impressed Current | 1982-05-07 |  | Steel (Impressed Current) | Pressurized
BLITCH PLACE FARMS | 715 BLITCH PLACE RD | STATESBORO | Bulloch | 4160041 | 1 | [5 empty] | Removed from Ground | Other | 3000 | Bare Steel | 1973-04-23 | 1995-01-01 | Galvanized Steel
FACTORY TIRE OUTLET | 450 S MAIN | STATESBORO | Bulloch | 4160095 | 4 |  | 1996-08-01 |  | 1996-08-01 |  | Removed from Ground | Kerosene | 2500 | Steel-Impressed Current | 1981-05-06 | 2006-08-10 | Steel (Impressed Current) | Pressurized
JOHNSONS MINIT MARKET/JOHNSON'S | 502 FAIR RD @ GA HWY 67 | STATESBORO | Bulloch | 4160103 | 4 | [5 empty] | Removed from Ground | Gas (Historical Use) | 10000 | Bare Steel | 1982-05-05 | 1997-02-12 | Galvanized Steel | Pressurized
JOHNSONS MINIT MARKET/JOHNSON'S | 502 FAIR RD @ GA HWY 67 | STATESBORO | Bulloch | 4160103 | 5 | [5 empty] | Removed from Ground | Gas (Historical Use) | 10000 | Bare Steel | 1982-05-05 | 1997-02-12 | Galvanized Steel | Pressurized
FACTORY TIRE OUTLET | 450 S MAIN | STATESBORO | Bulloch | 4160095 | 1 |  | 1996-08-01 |  | 1996-08-01 |  | Removed from Ground | Gas (Historical Use) | 10000 | Steel-Impressed Current | 1981-05-06 | 2006-08-10 | Steel (Impressed Current) | Pressurized
CROSSROADS SERVICE CENTER | US HWY 80 & ZETTEROWER AVE | STATESBORO | Bulloch | 4160050 | 4 |  |  | TRUE |  | TRUE | Closed in Ground | Used Oil | 560 | Bare Steel | 1966-01-12 | 1999-12-09 | Bare Steel | Pressurized
Kevin's Food Mart | 400 S ZETTEROWER AVE | STATESBORO | Bulloch | 4160058 | 3 | Flapper Valve | 1996-09-17 | FALSE | 1996-09-17 | FALSE | Currently in Use | Premium | 4000 | Steel-Impressed Current | 1988-01-01 |  | Steel (Impressed Current) | Pressurized
OK FOODMART | 3190 NORTHSIDE DR W | STATESBORO | Bulloch | 4160060 | 1 | Flapper Valve | 1995-01-15 | FALSE | 1995-01-15 | FALSE | Currently in Use | Premium | 6000 | Steel-Impressed Current | 1983-05-08 |  |  | Pressurized
STUBBS OIL CO INC | 604 FAIR RD | STATESBORO | Bulloch | 4160046 | 3 | [5 empty] | Removed from Ground | Gas (Historical Use) | 10000 | Bare Steel | 1969-04-23 | 1998-02-22 | Galvanized Steel | Pressurized
VIP STORES | 301 N MAIN | STATESBORO | Bulloch | 4160100 | 1 | Flapper Valve | 1996-11-18 | FALSE | 1996-11-18 | FALSE | Temporarily out of use | Regular | 10000 | Steel-Impressed Current | 1977-02-28 |  | Galvanized Steel | Pressurized
JOHNSONS MINIT MARKET/JOHNSON'S | 502 FAIR RD @ GA HWY 67 | STATESBORO | Bulloch | 4160103 | 2 | [5 empty] | Removed from Ground | Gas (Historical Use) | 2000 | Bare Steel | 1974-05-05 | 1997-02-12 | Galvanized Steel | Pressurized
STATESBORO MUNICIPAL AIRPORT | US HWY 301/1.5 MILE N OF CITY LI | STATESBORO | Bulloch | 4160083 | 2 | [5 empty] | Removed from Ground | Other | 10000 | Bare Steel | 1969-05-05 | 1997-05-01 | Unknown
BULLOCH MEMORIAL HOSPITAL | 500 EAST GRADY ST | STATESBORO | Bulloch | 4160001 | 2 | [5 empty] | Removed from Ground | Diesel | 1000 | Bare Steel | 1968-04-10 | 1995-11-07 | Galvanized Steel
STUBBS OIL CO INC | 604 FAIR RD | STATESBORO | Bulloch | 4160046 | 9 |  |  | TRUE |  | TRUE | Removed from Ground | Used Oil | 280 | Bare Steel | 1987-01-01 | 1998-02-22 | Galvanized Steel | Pressurized
STUBBS OIL CO INC | 604 FAIR RD | STATESBORO | Bulloch | 4160046 | 6 | [5 empty] | Removed from Ground | Gas (Historical Use) | 8000 | Bare Steel | 1981-04-23 | 1998-02-22 | Galvanized Steel | Pressurized
STUBBS OIL CO INC | 604 FAIR RD | STATESBORO | Bulloch | 4160046 | 8 | [5 empty] | Removed from Ground | Gas (Historical Use) | 8000 | Bare Steel | 1985-01-01 | 1998-02-22 | Galvanized Steel | Pressurized
VIP STORES | 301 N MAIN | STATESBORO | Bulloch | 4160100 | 3 | Flapper Valve | 1996-11-18 | FALSE | 1996-11-18 | FALSE | Temporarily out of use | Premium | 6000 | Steel-Impressed Current | 1987-01-01 |  | Galvanized Steel | Pressurized
STUBBS OIL CO INC | 604 FAIR RD | STATESBORO | Bulloch | 4160046 | 4 | [5 empty] | Removed from Ground | Diesel | 6000 | Bare Steel | 1969-04-23 | 1998-02-22 | Galvanized Steel | Pressurized
WM MCGLAMERY | 449 SOUTH MAIN ST | STATESBORO | Bulloch | 4160023 | 5 | [5 empty] | Removed from Ground | Gas (Historical Use) | 800 | Cathodically Protected Steel | 1961-03-19 | 1970-06-01 | Cathodically Protected
OK FOODMART | 3190 NORTHSIDE DR W | STATESBORO | Bulloch | 4160060 | 2 | Flapper Valve | 1995-01-15 | FALSE | 1995-01-15 | FALSE | Currently in Use | Regular | 8000 | Steel-Impressed Current | 1974-05-07 |  |  | Pressurized
STUBBS OIL CO INC | 604 FAIR RD | STATESBORO | Bulloch | 4160046 | 5 | [5 empty] | Removed from Ground | Diesel | 8000 | Bare Steel | 1969-04-23 | 1998-02-22 | Galvanized Steel | Pressurized
WM MCGLAMERY | 449 SOUTH MAIN ST | STATESBORO | Bulloch | 4160023 | 4 |  |  | TRUE |  | TRUE | Removed from Ground | Used Oil | 550 | Cathodically Protected Steel | 1970-03-19 | 1988-10-01 | Galvanized Steel
EXCELSIOR EMC | 402 NORTHSIDE DR W | STATESBORO | Bulloch | 4160030 | 1 | [5 empty] | Removed from Ground | Gas (Historical Use) | 1000 | Bare Steel | 1974-04-01 | 1990-01-01 | Galvanized Steel
NASH FINCH GROCERY | 917 U S HWY 301 S | STATESBORO | Bulloch | 4160020 | 2 |  | 1994-10-01 |  | 1994-10-01 |  | Removed from Ground | Diesel | 10000 | Bare Steel | 1972-01-23 | 1899-12-31 | Galvanized Steel | Safe Suction (Euro)
WHEELERS | 300 NORTHSIDE DR W | STATESBORO | Bulloch | 1370079 | 2 | [5 empty] | Closed in Ground | Gas (Historical Use) | 0 | Bare Steel |  | 1899-12-31 | Galvanized Steel
ON THE GO #33 INC | GA HWY 46 & GA HWY 67 | STATESBORO | Bulloch | 4160051 | 1 | Flapper Valve | 1997-09-17 | FALSE | 1997-09-17 | FALSE | Currently in Use | E-0 | 8000 | Steel-Impressed Current | 1983-05-08 |  | Steel (Impressed Current) | Pressurized
HOWARD LUMBER CO | 600 PARK AVE | STATESBORO | Bulloch | 4160049 | 3 | [5 empty] | Removed from Ground | Other | 1000 | Bare Steel | 1982-01-01 | 1999-07-01 | Galvanized Steel | Safe Suction (Euro)
Cypress Lake Market | 448 Brannen Dr | Statesboro | Bulloch | 4160044 | 1 | Flapper Valve | 1998-11-01 | FALSE | 1998-11-01 | FALSE | Removed from Ground | Regular | 6000 | Steel-Impressed Current | 1983-04-17 |  | Steel (Impressed Current) | Safe Suction (Euro)
JOHNSONS MINIT MARKET/JOHNSON'S | 502 FAIR RD @ GA HWY 67 | STATESBORO | Bulloch | 4160103 | 1 | [5 empty] | Removed from Ground | Gas (Historical Use) | 3000 | Bare Steel | 1978-05-05 | 1997-03-12 | Galvanized Steel | Pressurized
WM MCGLAMERY | 449 SOUTH MAIN ST | STATESBORO | Bulloch | 4160023 | 6 | [5 empty] | Removed from Ground | Gas (Historical Use) | 800 | Cathodically Protected Steel | 1961-03-19 | 1970-06-01 | Galvanized Steel
GA FC/DIST 10 AIR PATROL HANGAR | US HWY 301/3.5 MILES NORTH | STATESBORO | Bulloch | 4160024 | 1 | [5 empty] | Removed from Ground | Gas (Historical Use) | 2000 | Bare Steel | 1970-12-17 | 1990-08-05 | Galvanized Steel
Cypress Lake Market | 448 Brannen Dr | Statesboro | Bulloch | 4160044 | 2 | Flapper Valve | 1998-11-01 | FALSE | 1998-11-01 | FALSE | Removed from Ground | Premium | 4000 | Steel-Impressed Current | 1983-04-17 |  | Steel (Impressed Current) | Safe Suction (Euro)
GA DOT 10542 | 622 EAST OLLIFF ST | STATESBORO | Bulloch | 4160032 | 10542-2 | [5 empty] | Removed from Ground | Diesel | 550 | Bare Steel | 1965-01-08 | 1990-06-01 | Galvanized Steel | Safe Suction (Euro)
GA DOT 10542 | 622 EAST OLLIFF ST | STATESBORO | Bulloch | 4160032 | 10542-1 | [5 empty] | Removed from Ground | Gas (Historical Use) | 1000 | Bare Steel | 1965-01-08 | 1993-06-21 | Galvanized Steel | Safe Suction (Euro)
TUCKER'S SVC STA | 118 SAVANNAH AVE | STATESBORO | Bulloch | 4160033 | 1 | [5 empty] | Removed from Ground | Gas (Historical Use) | 1000 | Bare Steel | 1983-04-23 | 1899-12-31 | Galvanized Steel | Suction (American)
TUCKER'S SVC STA | 118 SAVANNAH AVE | STATESBORO | Bulloch | 4160033 | 4 | [5 empty] | Removed from Ground | Gas (Historical Use) | 2000 | Bare Steel |  | 1899-12-31 | Bare Steel | Gravity Fed
OK FOODMART | 3190 NORTHSIDE DR W | STATESBORO | Bulloch | 4160060 | 3 | Flapper Valve | 1995-01-15 | FALSE | 1995-01-15 | FALSE | Currently in Use | Diesel | 6000 | Steel-Impressed Current | 1974-05-07 |  |  | Pressurized
Cypress Lake Market | 448 Brannen Dr | Statesboro | Bulloch | 4160044 | 4B | Flapper Valve | 2021-10-19 | FALSE | 2021-09-01 | FALSE | Currently in Use | Regular | 9000 | Composite Double Walled |  |  | Double-Walled Fiberglass | Pressurized
BOBBY DOLLAR'S GARAGE & WRECKER | 137 EAST PARRISH ST | STATESBORO | Bulloch | 4160097 | 3 | [5 empty] | Removed from Ground | Empty | 2000 | Bare Steel | 1971-05-06 | 1899-12-31 | Bare Steel | Suction (American)
Cypress Lake Market | 448 Brannen Dr | Statesboro | Bulloch | 4160044 | 3 | Flapper Valve | 1998-11-01 | FALSE | 1998-11-01 | FALSE | Removed from Ground | Diesel | 6000 | Steel-Impressed Current | 1983-04-17 |  | Steel (Impressed Current) | Safe Suction (Euro)
PEPSI COLA/ATLANTIC SOFT DRINK C | US HWY 80 WEST | STATESBORO | Bulloch | 4160037 | 1 | [5 empty] | Removed from Ground | Gas (Historical Use) | 2000 | Bare Steel | 1976-03-25 | 1992-01-07 | Galvanized Steel | Pressurized
SAPP OUTD ADV INC | 104 LAIRCEY ST | STATESBORO | Bulloch | 4160096 | 1 | [5 empty] | Closed in Ground | Gas (Historical Use) | 560 | Bare Steel | 1962-05-06 | 1998-04-01 | Bare Steel
COOPER WISS | OLD RIVER RD | STATESBORO | Bulloch | 4160034 | 1 | [5 empty] | Closed in Ground | Gas (Historical Use) | 600 | Bare Steel | 1966-04-21 | 1978-09-01 | Bare Steel
BOBBY DOLLAR'S GARAGE & WRECKER | 137 EAST PARRISH ST | STATESBORO | Bulloch | 4160097 | 2 | [5 empty] | Removed from Ground | Empty | 1000 | Bare Steel | 1971-05-06 | 1899-12-31 | Bare Steel | Suction (American)
SOUTHSIDE SERVICE CENTER | 430 SOUTH MAIN ST | STATESBORO | Bulloch | 9016016 | 5 |  | 1990-08-01 |  | 1990-08-01 |  | Removed from Ground | Diesel | 4000 | Bare Steel | 1984-01-01 | 2001-01-10 | Galvanized Steel | Pressurized
G8 STOP 1 | 240 SOUTH MAIN ST | STATESBORO | Bulloch | 9016018 | 2 | Flapper Valve | 1989-09-01 | FALSE | 1989-09-01 | FALSE | Currently in Use | Diesel | 10000 | Composite | 1989-09-01 |  | Fiberglass Reinforced Plastic | Pressurized
ENK505 | 604 NORTHSIDE DR E | STATESBORO | Bulloch | 9016026 | 2 | Flapper Valve | 1993-01-19 | FALSE | 1993-01-19 | FALSE | Currently in Use | Premium | 8000 | Composite | 1993-01-19 |  | Double-Walled Flex | Pressurized
INSTANT MART | 24 SOUTH ZETTEROWER AVE | STATESBORO | Bulloch | 9016044 | 3 | [5 empty] | Removed from Ground | Gas (Historical Use) | 3000 | Not Marked/Unknown | 2002-08-08 | 1899-12-31 | Not Marked
SOUTHEAST OIL FUEL PORT | OAK & HILL ST | STATESBORO | Bulloch | 9016051 | 4 | Flapper Valve | 1997-05-01 | FALSE | 1997-05-01 | FALSE | Currently in Use | Diesel Off Road | 12000 | Steel-Impressed Current | 1974-03-01 |  | Fiberglass Reinforced Plastic | Pressurized
SOUTHEAST OIL FUEL PORT | OAK & HILL ST | STATESBORO | Bulloch | 9016051 | 5 | Flapper Valve | 1997-05-01 | FALSE | 1997-05-01 | FALSE | Currently in Use | Diesel Off Road | 12000 | Steel-Impressed Current | 1974-03-01 |  | Fiberglass Reinforced Plastic | Pressurized
GRINNELL CORP | US HWY 301 N | STATESBORO | Bulloch | 160113 | 1 | [5 empty] | Removed from Ground | Diesel | 10000 | Bare Steel | 1977-01-03 | 1989-12-11 | Galvanized Steel
ROBBINS PACKING CO | 229 STOCKYARD RD | STATESBORO | Bulloch | 9016071 | 1 |  | 1988-11-01 | FALSE | 1988-11-01 | FALSE | Removed from Ground | Diesel | 3000 | Galvanic (STIP-3) | 1988-11-01 | 2017-01-01 |  | Suction (American)
FORMER BROWN TRANSPORT CORP | 306 NORTH ZETTEROWER AVE | STATESBORO | Bulloch | 4250324 | 1 | [5 empty] | Removed from Ground | Diesel | 12000 | Bare Steel | 1991-03-12 | 1991-03-12 | Unknown
TIMESAVER #80 | US HWY 301 N | STATESBORO | Bulloch | 160107 | 1 | [5 empty] | Removed from Ground | Gas (Historical Use) | 4000 | Bare Steel | 1981-05-20 | 1999-12-01 | Galvanized Steel | Safe Suction (Euro)
SUNNY FOOD MART | 725 S MAIN ST | STATESBORO | Bulloch | 9016061 | 1 | Ball Float | 1993-01-12 | FALSE | 1993-01-12 | FALSE | Currently in Use | Premium | 8000 | Composite | 1993-01-12 |  | Fiberglass Reinforced Plastic | Pressurized
CONTINENTAL FOREST INVESTMENTS I | US HWY 301 N | STATESBORO | Bulloch | 160105 | 1 | [5 empty] | Removed from Ground | Diesel | 500 | Bare Steel | 1972-01-05 | 1986-09-17 | Galvanized Steel
DIXIE #430 | EASTSIDE DR & US HWY 80 E | STATESBORO | Bulloch | 160110 | 2 |  | 1997-05-30 |  | 1997-05-30 |  | Removed from Ground | Gas (Historical Use) | 4000 | Steel-Impressed Current | 1976-05-15 | 2002-06-17 | Galvanized Steel | Safe Suction (Euro)
HENDRIX 66 & SPORT SHOP | 401 NORTHSIDE DR W | STATESBORO | Bulloch | 4160090 | 2 | [5 empty] | Removed from Ground | Gas (Historical Use) | 3000 | Bare Steel | 1971-04-24 | 1999-01-01 | Galvanized Steel
OLD GA TRUCK STOP | US HWY 301 S | STATESBORO | Bulloch | 4160069 | 5 | [5 empty] | Removed from Ground | Other | 1000 | Not Marked/Unknown | 1954-05-06 | 1999-02-10 | Not Marked
OLD GA TRUCK STOP | US HWY 301 S | STATESBORO | Bulloch | 4160069 | 4 | [5 empty] | Removed from Ground | Gas (Historical Use) | 1000 | Marked Unknown | 1954-05-06 | 1999-02-10 | Unknown
JOHN PAUL ELLIS-FARM | 1182 HWY 80 WEST | STATESBORO | Bulloch | 9016075 | 1 | [5 empty] | Removed from Ground | Gas (Historical Use) | 4000 | Bare Steel | 1997-02-01 | 1997-02-01 | Galvanized Steel | Safe Suction (Euro)
PARKERS #57 | 12399 US HWY 301 S | STATESBORO | Bulloch | 9016100 | 3 | Ball Float | 2000-02-01 | FALSE | 2000-02-01 | FALSE | Currently in Use | Diesel | 4000 | Composite | 2000-02-01 |  | Double-Walled Flex | Pressurized
MURPHY USA #6759 | 689 Brannen St | STATESBORO | Bulloch | 9016105 | 1A | Flapper Valve | 2001-12-10 | FALSE | 2001-12-10 | FALSE | Currently in Use | E-10 | 14000 | Fiberglass Double Walled | 2001-11-28 |  | Double-Walled Flex | Pressurized
FLASH FOODS #12 | 14 UNIVERSITY PLAZA | STATESBORO | Bulloch | 9016004 | 3 | [5 empty] | Removed from Ground | Gas (Historical Use) | 8000 | Cathodically Protected Steel | 1989-01-01 | 1997-12-16 | Fiberglass Reinforced Plastic | Suction (American)
FOREST HEIGHTS COUNTRY CLUB | COUNTRY CLUB RD/RT 5 | STATESBORO | Bulloch | 9016009 | 2 | [5 empty] | Removed from Ground | Diesel | 550 | Bare Steel | 1984-01-01 | 1992-06-15 | Galvanized Steel
GA POWER/STATESBORO DIST HQ #2 | 111 STOCKYARD RD @ WILLIAMS RD | STATESBORO | Bulloch | 9016003 | 31G1 | [5 empty] | Removed from Ground | Gas (Historical Use) | 10000 | Bare Steel | 1978-01-01 | 1990-07-24 | Galvanized Steel
SOUTHSIDE SERVICE CENTER | 430 SOUTH MAIN ST | STATESBORO | Bulloch | 9016016 | 3 | [5 empty] | Closed in Ground | Empty | 4000 | Bare Steel | 1954-01-01 | 2001-01-10 | Galvanized Steel | Pressurized
BULLOCH CO CORRECTIONAL INST | US HWY 301 NORTH | STATESBORO | Bulloch | 9016019 | 3 | [5 empty] | Closed in Ground | Diesel | 7000 | Bare Steel | 1992-08-26 | 1992-08-26 | Bare Steel | Safe Suction (Euro)
T BYRDS #2 | 898 LAKEVIEW RD | STATESBORO | Bulloch | 9016024 | 3 | Flapper Valve | 1997-09-05 | FALSE | 1997-09-05 | FALSE | Currently in Use | Diesel On Road | 8000 | Galvanic (STIP-3) | 2000-08-29 |  | Fiberglass Reinforced Plastic | Pressurized
BULLOCH FERTILIZER CO | 201 W MAIN ST | STATESBORO | Bulloch | 9016022 | 1 | Flapper Valve | 1992-12-01 | FALSE | 1992-12-01 | FALSE | Currently in Use | Regular | 2000 | Galvanic (STIP-3) | 1992-12-01 |  | Fiberglass Reinforced Plastic | Safe Suction (Euro)
NO FACILITY NAME GIVEN/UNK | EAST MAIN ST @ RAILROAD ST/RIGHT | STATESBORO | Bulloch | 9016032 | 1 | [5 empty] | Removed from Ground | Gas (Historical Use) | 550 | Bare Steel | 1994-01-13 | 1994-01-13 | Galvanized Steel | Suction (American)
OWEN ZETTEROWER | SAVANNAH AVE/LOTS 76 & 77 | STATESBORO | Bulloch | 9016047 | 1 | [5 empty] | Permanently Out of Use - historical purposes | Other | 1000 | Marked Unknown |  | 1899-12-31 | Unknown
BROOKS INSTRUMENT/EMERSON DIV | US HWY 301 N/PO BOX 450 | STATESBORO | Bulloch | 4160005 | 3 | [5 empty] | Removed from Ground | Other | 12000 | Bare Steel | 1951-03-05 | 1991-11-15 | Not Marked
HILL-MART | 119 S MAIN ST | STATESBORO | Bulloch | 4160017 | 1 |  |  |  | 1993-03-02 |  | Removed from Ground | Gas (Historical Use) | 10000 | Bare Steel | 1969-02-22 | 1996-05-01 | Galvanized Steel | Pressurized
Circle K 2745189 | 530 FAIR RD | STATESBORO | Bulloch | 4160021 | 7B | Flapper Valve | 2016-02-08 | FALSE | 2016-02-08 | FALSE | Currently in Use | E-0 | 6000 | Fiberglass Double Walled | 2016-02-08 |  | Double-Walled Flex | Pressurized
TOBACCO & MORE #2 | 17216 GA HWY 67 | STATESBORO | Bulloch | 4160052 | 3 | Ball Float | 1995-06-01 | FALSE | 1995-06-01 | FALSE | Currently in Use | Regular | 6000 | Steel-Impressed Current | 1985-05-07 |  | Double-Walled Fiberglass | Safe Suction (Euro)
BLITCH PLACE FARMS | 715 BLITCH PLACE RD | STATESBORO | Bulloch | 4160041 | 2 | [5 empty] | Removed from Ground | Gas (Historical Use) | 5000 | Bare Steel | 1973-04-23 | 1995-01-01 | Galvanized Steel
STUBBS OIL CO INC | 604 FAIR RD | STATESBORO | Bulloch | 4160046 | 2 | [5 empty] | Removed from Ground | Gas (Historical Use) | 10000 | Bare Steel | 1969-04-23 | 1998-02-22 | Galvanized Steel | Pressurized
PEPSI COLA/ATLANTIC SOFT DRINK C | US HWY 80 WEST | STATESBORO | Bulloch | 4160037 | 2 | [5 empty] | Removed from Ground | Diesel | 10000 | Bare Steel | 1976-03-25 | 1992-01-07 | Galvanized Steel | Pressurized
PORTAL TELEPHONE EX | 27164 HIGHWAY 80 W | PORTAL | Bulloch | 4160012 | 1 | [5 empty] | Removed from Ground | Diesel | 500 | Bare Steel | 1985-03-03 | 1998-08-12 | Copper | Safe Suction (Euro)
M.S. TIRES | HWY 80 EAST | PORTAL | Bulloch | 9016057 | 2 | [5 empty] | Removed from Ground | Empty | 1000 | Bare Steel | 1999-11-10 | 1999-11-10 | Bare Steel | Suction (American)
FAST TRAK | 9020 KENNEDY BRIDGE RD | REGISTER | Bulloch | 9016065 | 3 |  | 1998-08-28 | FALSE | 1998-08-28 | FALSE | Closed in Ground | Gas (Historical Use) | 4000 |  | 1976-07-01 |  |  | Suction (American)
NEW HOPE GROCERY | NEW HOPE RD RT 1 | REGISTER | Bulloch | 9016040 | 1 | [5 empty] | Permanently Out of Use - historical purposes | Gas (Historical Use) | 560 | Not Marked/Unknown |  | 1899-12-31 | Not Marked
THE STORE AT REGISTER | 2992 HWY 46 | REGISTER | Bulloch | 10001060 | 1A | Ball Float | 2004-08-01 | FALSE | 2004-08-01 | FALSE | Currently in Use | Regular | 9000 | Composite | 2004-08-01 |  | Fiberglass Reinforced Plastic | Pressurized
FOUR SQUARE CIRLCE LLC | 4643 US HWY 25 | PORTAL | Bulloch | 9016066 | 3 | Ball Float | 1990-02-01 | FALSE | 1990-02-01 | FALSE | Currently in Use | Premium | 4000 | Steel-Impressed Current | 1990-02-01 |  | Fiberglass Reinforced Plastic | Pressurized
COMMUNITY GROCERY | RT 1 BOX 111 B HWY 301 S | REGISTER | Bulloch | 9016064 | 1SU | [5 empty] | Removed from Ground | Gas (Historical Use) | 560 | Bare Steel | 1998-03-01 | 1998-03-01 | Galvanized Steel | Suction (American)
MILL CREEK 5 | 27199 US HWY 80 W | PORTAL | Bulloch | 4160054 | 2 | Flapper Valve | 1997-06-16 | FALSE | 1997-06-16 | FALSE | Currently in Use | E-0 | 8000 | Steel-Impressed Current | 1979-05-08 |  | Fiberglass Reinforced Plastic | Pressurized
SUMNER BROTHERS LLC | 3575 US HWY 301 SOUTH | REGISTER | Bulloch | 9016025 | 3-PLUS |  | 1993-06-01 |  | 1993-06-01 |  | Currently in Use | Gas (Historical Use) | 6000 | Galvanic (STIP-3) | 1990-01-05 |  | Fiberglass Reinforced Plastic | Pressurized
COMMUNITY GROCERY | RT 1 BOX 111 B HWY 301 S | REGISTER | Bulloch | 9016064 | 2RU | [5 empty] | Removed from Ground | Gas (Historical Use) | 1060 | Bare Steel | 1983-08-01 | 1998-03-01 | Galvanized Steel | Suction (American)
FAST TRAK | 9020 KENNEDY BRIDGE RD | REGISTER | Bulloch | 9016065 | 1 |  | 1998-08-28 | FALSE | 1998-08-28 | FALSE | Closed in Ground | Gas (Historical Use) | 2000 |  | 1976-07-01 |  |  | Suction (American)
301 Truck Stop | 2925 US 301 SOUTH | REGISTER | Bulloch | 9016082 | 3 |  | 1996-03-15 | FALSE | 1996-03-15 | FALSE | Currently in Use | Premium | 8000 | Composite | 1996-03-14 |  |  | Pressurized
THE STORE AT REGISTER | 2992 HWY 46 | REGISTER | Bulloch | 10001060 | 1B | Ball Float | 2004-08-01 | FALSE | 2004-08-01 | FALSE | Currently in Use | Premium | 3000 | Composite | 2004-08-01 |  | Fiberglass Reinforced Plastic | Pressurized
ALLGREEN SERVICES LLC | 4795 US HWY 301 S | REGISTER | Bulloch | 10001965 | 1 | Flapper Valve | 2010-11-20 | FALSE | 2010-11-20 | FALSE | Currently in Use | Diesel | 12000 | Composite Double Walled | 2010-11-18 |  | Double-Walled Flex | Pressurized
ENK766 | US HWY 80 & METTER RD | PORTAL | Bulloch | 9016010 | 6a | Flapper Valve | 2015-06-01 | FALSE | 2015-06-01 | FALSE | Currently in Use | Premium | 4000 | Composite Double Walled | 2015-06-01 |  | Double-Walled Fiberglass | Pressurized
ENK766 | US HWY 80 & METTER RD | PORTAL | Bulloch | 9016010 | 6b | Flapper Valve | 2015-06-01 | FALSE | 2015-06-01 | FALSE | Currently in Use | Diesel | 4000 | Composite Double Walled | 2015-06-01 |  | Double-Walled Fiberglass | Pressurized
JAYS FOOD MART | 5901 GA HWY 24 | STATESBORO | Bulloch | 4160055 | 3 |  | 1996-09-18 | FALSE | 1996-09-18 | FALSE | Temporarily out of use | Regular | 8000 | Steel-Impressed Current | 1979-05-08 |  | Steel (Impressed Current) | Suction (American)
301 FOOD & GAS | 17899 US HWY 301 N | STATESBORO | Bulloch | 4160035 | 1 | [5 empty] | Removed from Ground | Gas (Historical Use) | 1050 | Bare Steel | 1976-04-18 | 1988-11-20 | Galvanized Steel
NEIGHBORS #95 | 3443 MIDDLEGROUND RD | STATESBORO | Bulloch | 9016062 | 2 | Ball Float | 1993-10-06 | FALSE | 1993-10-06 | FALSE | Currently in Use | E-0 | 1000 | Galvanic (STIP-3) | 1993-10-06 |  |  | Pressurized
ENK766 | US HWY 80 & METTER RD | PORTAL | Bulloch | 9016010 | 3 |  | 1990-06-02 |  | 1990-06-02 |  | Removed from Ground | Gas (Historical Use) | 4000 | Steel-Impressed Current | 1982-01-01 | 2015-05-26 | Double Walled | Pressurized
SUMNER BROTHERS LLC | 3575 US HWY 301 SOUTH | REGISTER | Bulloch | 9016025 | 1-UNL | Ball Float | 1993-06-01 | FALSE | 1993-06-01 | FALSE | Currently in Use | Regular | 10000 | Galvanic (STIP-3) | 1990-01-05 |  | Fiberglass Reinforced Plastic | Pressurized
ZIP-N-FOOD #121 | 7098 OLD RIVER RD | STATESBORO | Bulloch | 10001103 | 1 |  | 2005-01-01 | FALSE | 2005-01-01 | FALSE | Currently in Use | Regular | 10000 | Composite | 2006-04-25 |  | Fiberglass Reinforced Plastic | Pressurized
M.S. TIRES | HWY 80 EAST | PORTAL | Bulloch | 9016057 | 1 | [5 empty] | Removed from Ground | Empty | 1000 | Bare Steel | 1999-11-10 | 1999-11-10 | Bare Steel | Suction (American)
ENK766 | US HWY 80 & METTER RD | PORTAL | Bulloch | 9016010 | 2 |  | 1990-06-02 |  | 1990-06-02 |  | Removed from Ground | Gas (Historical Use) | 4000 | Steel-Impressed Current | 1982-01-01 | 2015-05-26 | Double Walled | Pressurized
301 Truck Stop | 2925 US 301 SOUTH | REGISTER | Bulloch | 9016082 | 1 |  | 1996-03-15 | FALSE | 1996-03-15 | FALSE | Currently in Use | Diesel | 20000 | Composite | 1996-03-14 |  |  | Pressurized
ANDERSON TELEPHONE EX | 501 OLD KING RD | REGISTER | Bulloch | 4160008 | 1 | [5 empty] | Removed from Ground | Diesel | 500 | Bare Steel | 1985-03-03 | 1998-08-11 | Copper | Safe Suction (Euro)
MILL CREEK | 1163 HWY 24 | STATESBORO | Bulloch | 10000273 | 2 | Ball Float | 2002-12-01 | FALSE | 2002-12-01 | FALSE | Currently in Use | Gas (Historical Use) | 4000 | Composite | 2002-11-01 |  | Fiberglass Reinforced Plastic | Pressurized
ALLEN'S RESTAURANT | 18129 HWY 301 NORTH | STATESBORO | Bulloch | 10000049 | 3 |  | 1955-01-01 | FALSE | 1955-01-01 | FALSE | Removed from Ground | Gas (Historical Use) | 3000 | Unknown | 1955-01-01 | 2002-03-07 | Bare Steel | Suction (American)
CLITO TELEPHONE EX | 9967 CLITO RD | STATESBORO | Bulloch | 4160010 | 1 | [5 empty] | Removed from Ground | Diesel | 500 | Bare Steel | 1983-03-04 | 1998-08-11 | Galvanized Steel
JAYS FOOD MART | 5901 GA HWY 24 | STATESBORO | Bulloch | 4160055 | 1 |  | 1996-09-18 | FALSE | 1996-09-18 | FALSE | Temporarily out of use | Diesel | 8000 | Steel-Impressed Current | 1979-05-08 |  | Steel (Impressed Current) | Suction (American)
301 FOOD & GAS | 17899 US HWY 301 N | STATESBORO | Bulloch | 4160035 | 3 | Flapper Valve | 1997-09-17 | FALSE | 1998-03-24 | FALSE | Currently in Use | Regular | 4000 | Composite | 1987-11-01 |  | Fiberglass Reinforced Plastic | Pressurized
MILL CREEK | 1163 HWY 24 | STATESBORO | Bulloch | 10000273 | 1A | Ball Float | 2002-12-01 | FALSE | 2002-12-01 | FALSE | Currently in Use | Gas (Historical Use) | 11000 | Composite | 2002-11-01 |  | Fiberglass Reinforced Plastic | Pressurized
ALLEN'S RESTAURANT | 18129 HWY 301 NORTH | STATESBORO | Bulloch | 10000049 | 2 |  | 1955-01-01 | FALSE | 1955-01-01 | FALSE | Removed from Ground | Gas (Historical Use) | 3000 | Unknown | 1955-01-01 | 2002-03-07 | Bare Steel | Suction (American)
JAYS FOOD MART | 5901 GA HWY 24 | STATESBORO | Bulloch | 4160055 | 2 |  | 1996-09-18 | FALSE | 1996-09-18 | FALSE | Temporarily out of use | Premium | 8000 | Steel-Impressed Current | 1979-05-08 |  | Steel (Impressed Current) | Suction (American)
JAY FOOD MART #2 | 101 KYLE SORRELL RD | STATESBORO | Bulloch | 9016094 | 1 | Ball Float | 1998-11-01 | FALSE | 1998-11-01 | FALSE | Currently in Use | Regular | 10000 | Composite | 1998-11-01 |  | Fiberglass Reinforced Plastic | Pressurized
FOUR SQUARE CIRLCE LLC | 4643 US HWY 25 | PORTAL | Bulloch | 9016066 | 4 | Ball Float | 1990-02-01 | FALSE | 1990-02-01 | FALSE | Currently in Use | Diesel | 2000 | Steel-Impressed Current | 1990-02-01 |  | Fiberglass Reinforced Plastic | Pressurized
SUMNER BROTHERS LLC | 3575 US HWY 301 SOUTH | REGISTER | Bulloch | 9016025 | 4-DIESEL | Ball Float | 1993-06-01 | FALSE | 1993-06-01 | FALSE | Currently in Use | Diesel On Road | 15000 | Galvanic (STIP-3) | 1990-01-05 |  | Fiberglass Reinforced Plastic | Pressurized
YUG FOOD MART | 3180 HWY 25 NORTH | STATESBORO | Bulloch | 10000526 | 1A | Ball Float | 2003-10-01 | FALSE | 2003-10-01 | FALSE | Currently in Use | E-10 | 10000 | Composite | 2003-10-01 |  | Fiberglass Reinforced Plastic | Pressurized
Quick Food Mart | 2116 HWY 80 E | STATESBORO | Bulloch | 9016052 | 1A | Ball Float | 1995-04-01 | FALSE | 1995-04-01 | FALSE | Currently in Use | Regular | 8000 | Composite | 1995-04-01 |  | Fiberglass Reinforced Plastic | Pressurized
NEIGHBORS #95 | 3443 MIDDLEGROUND RD | STATESBORO | Bulloch | 9016062 | 1 | Ball Float | 1993-10-06 | FALSE | 1993-10-06 | FALSE | Currently in Use | E-10 | 3000 | Galvanic (STIP-3) | 1993-10-06 |  |  | Pressurized
ENK766 | US HWY 80 & METTER RD | PORTAL | Bulloch | 9016010 | 1 |  | 1990-06-02 |  | 1990-06-02 |  | Removed from Ground | Gas (Historical Use) | 4000 | Galvanic (STIP-3) | 1990-06-02 | 2015-05-26 | Double Walled | Pressurized
ENK766 | US HWY 80 & METTER RD | PORTAL | Bulloch | 9016010 | 4 |  | 1997-05-01 |  | 1997-05-01 |  | Removed from Ground | Gas (Historical Use) | 4000 | Steel-Impressed Current | 1982-01-01 | 2015-05-27 | Double Walled | Pressurized
SUMNER BROTHERS LLC | 3575 US HWY 301 SOUTH | REGISTER | Bulloch | 9016025 | 2-PREM |  | 1993-06-01 |  | 1993-06-01 |  | Currently in Use | Gas (Historical Use) | 10000 | Galvanic (STIP-3) | 1990-01-05 |  | Fiberglass Reinforced Plastic | Pressurized
301 Truck Stop | 2925 US 301 SOUTH | REGISTER | Bulloch | 9016082 | 2 |  | 1996-03-15 | FALSE | 1996-03-15 | FALSE | Currently in Use | Regular | 10000 | Composite | 1996-03-14 |  |  | Pressurized
ALLEN'S RESTAURANT | 18129 HWY 301 NORTH | STATESBORO | Bulloch | 10000049 | 1 |  | 1955-01-01 | FALSE | 1955-01-01 | FALSE | Removed from Ground | Gas (Historical Use) | 3000 | Unknown | 1955-01-01 | 2002-03-07 | Bare Steel | Suction (American)
ALLEN'S RESTAURANT | 18129 HWY 301 NORTH | STATESBORO | Bulloch | 10000049 | 4 |  | 1955-01-01 | FALSE | 1955-01-01 | FALSE | Removed from Ground | Gas (Historical Use) | 3000 | Unknown | 1955-10-01 | 2002-03-07 | Bare Steel | Suction (American)
JAY FOOD MART #2 | 101 KYLE SORRELL RD | STATESBORO | Bulloch | 9016094 | 2 | Ball Float | 1998-11-01 | FALSE | 1998-11-01 | FALSE | Currently in Use | Premium | 6000 | Composite | 1998-11-01 |  | Fiberglass Reinforced Plastic | Pressurized
YUG FOOD MART | 3180 HWY 25 NORTH | STATESBORO | Bulloch | 10000526 | 1B | Ball Float | 2003-10-01 | FALSE | 2003-10-01 | FALSE | Currently in Use | Diesel On Road | 6000 | Composite | 2003-10-01 |  | Fiberglass Reinforced Plastic | Pressurized
Quick Food Mart | 2116 HWY 80 E | STATESBORO | Bulloch | 9016052 | 1B | Ball Float | 1995-04-01 | FALSE | 1995-04-01 | FALSE | Currently in Use | Premium | 4000 | Composite | 1995-04-01 |  | Fiberglass Reinforced Plastic | Pressurized
ENK766 | US HWY 80 & METTER RD | PORTAL | Bulloch | 9016010 | 5 | Flapper Valve | 2015-06-01 | FALSE | 2015-06-01 | FALSE | Currently in Use | Regular | 12000 | Composite Double Walled | 2015-06-01 |  | Double-Walled Fiberglass | Pressurized
THE STORE AT REGISTER | 2992 HWY 46 | REGISTER | Bulloch | 10001060 | 2 | Ball Float | 2004-08-01 | FALSE | 2004-08-01 | FALSE | Currently in Use | Diesel | 3000 | Composite | 2004-08-01 |  | Fiberglass Reinforced Plastic | Pressurized
PO JOS | 21201 HWY 80 E | STATESBORO | Bulloch | 10001532 | 2A | Ball Float | 2008-05-01 | FALSE | 2008-05-01 | FALSE | Currently in Use | Diesel | 8000 | Composite Double Walled | 2008-05-14 |  | Double-Walled Flex
ZIP N FOOD #8 | 5823 GA Hwy 24 E | STATESBORO | Bulloch | 10001214 | 2 | Ball Float | 2006-04-01 | FALSE | 2006-04-01 | FALSE | Currently in Use | Diesel | 4000 | Composite | 2006-04-01 |  | Fiberglass Reinforced Plastic | Pressurized
ABANDONED SVC STATION | SR 67 | STATESBORO | Bulloch | 9016069 | DUMMY | [5 empty] | Currently in Use | Gas (Historical Use) | 0 | Not Marked/Unknown |  |  | Not Marked
COLE'S COUNTRY CORNER | 22255 HWY 46 | PEMBROKE | Bulloch | 10001256 | 2 |  |  | FALSE |  | FALSE | Removed from Ground | Gas (Historical Use) | 1000 | Galvanic (STIP-3) | 2006-11-02 | 2006-11-02 | Galvanized Steel | Suction (American)
MIDDLE GROUND STORE | NE CORNER MIDDLE GROUND RD & | STATESBORO | Bulloch | 9016021 | 2 | [5 empty] | Removed from Ground | Gas (Historical Use) | 550 | Not Marked/Unknown | 1993-07-06 | 1993-07-06 | Not Marked
MIDDLE GROUND STORE | NE CORNER MIDDLE GROUND RD & | STATESBORO | Bulloch | 9016021 | 1 | [5 empty] | Removed from Ground | Gas (Historical Use) | 550 | Not Marked/Unknown | 1993-07-06 | 1993-07-06 | Not Marked
MIDDLE GROUND STORE | NE CORNER MIDDLE GROUND RD & | STATESBORO | Bulloch | 9016021 | 4 | [5 empty] | Removed from Ground | Gas (Historical Use) | 550 | Not Marked/Unknown | 1993-07-06 | 1993-07-06 | Not Marked
MILL CREEK 5 | 27199 US HWY 80 W | PORTAL | Bulloch | 4160054 | 3 | Flapper Valve | 1997-06-16 | FALSE | 1997-06-16 | FALSE | Currently in Use | Diesel | 8000 | Steel-Impressed Current | 1979-05-08 |  | Fiberglass Reinforced Plastic | Pressurized
PO JOS | 21201 HWY 80 E | STATESBORO | Bulloch | 10001532 | 2B | Ball Float | 2008-05-01 | FALSE | 2008-05-01 | FALSE | Currently in Use | Premium | 4000 | Composite Double Walled | 2008-05-14 |  | Double-Walled Flex | Pressurized
ZIP N FOOD #8 | 5823 GA Hwy 24 E | STATESBORO | Bulloch | 10001214 | 1 | Ball Float | 2006-04-01 | FALSE | 2006-04-01 | FALSE | Currently in Use | E-10 | 12000 | Composite | 2006-04-01 |  | Fiberglass Reinforced Plastic | Pressurized
301 FOOD & GAS | 17899 US HWY 301 N | STATESBORO | Bulloch | 4160035 | 2 | [5 empty] | Removed from Ground | Gas (Historical Use) | 1050 | Bare Steel | 1976-04-18 | 1988-11-20 | Galvanized Steel
MIDDLE GROUND STORE | NE CORNER MIDDLE GROUND RD & | STATESBORO | Bulloch | 9016021 | 3 | [5 empty] | Removed from Ground | Gas (Historical Use) | 550 | Not Marked/Unknown | 1993-07-06 | 1993-07-06 | Not Marked
FOUR SQUARE CIRLCE LLC | 4643 US HWY 25 | PORTAL | Bulloch | 9016066 | 2 | Ball Float | 1990-02-01 | FALSE | 1990-02-01 | FALSE | Currently in Use | Regular | 4000 | Steel-Impressed Current | 1990-02-01 |  | Fiberglass Reinforced Plastic | Pressurized
FAST TRAK | 9020 KENNEDY BRIDGE RD | REGISTER | Bulloch | 9016065 | 2 |  | 1998-08-28 | FALSE | 1998-08-28 | FALSE | Closed in Ground | Gas (Historical Use) | 6000 |  | 1976-07-01 |  |  | Suction (American)
FOUR SQUARE CIRLCE LLC | 4643 US HWY 25 | PORTAL | Bulloch | 9016066 | 1 | Ball Float | 1990-02-01 | FALSE | 1990-02-01 | FALSE | Currently in Use | Regular | 6000 | Steel-Impressed Current | 1990-02-01 |  | Fiberglass Reinforced Plastic | Pressurized
PO JOS | 21201 HWY 80 E | STATESBORO | Bulloch | 10001532 | 1 | Ball Float | 2008-05-01 | FALSE | 2008-05-01 | FALSE | Currently in Use | Regular | 12000 | Composite Double Walled | 2008-05-14 |  | Double-Walled Flex | Pressurized
301 FOOD & GAS | 17899 US HWY 301 N | STATESBORO | Bulloch | 4160035 | 4 | Flapper Valve | 1997-09-17 | FALSE | 1998-03-24 | FALSE | Currently in Use | Premium | 4000 | Composite | 1988-12-01 |  | Fiberglass Reinforced Plastic | Pressurized
FRANKLIN CHEVROLET | US HWY 80 E | STATESBORO | Bulloch | 4160094 | 1 | [5 empty] | Removed from Ground | Empty | 1000 | Bare Steel | 1999-06-22 | 1999-06-22 | Galvanized Steel | Suction (American)
GARRY'S RADIATOR SERVICE | 208 NORTHSIDE DRIVE WEST | STATESBORO | Bulloch | 9016090 | 2 | [5 empty] | Removed from Ground | Gas (Historical Use) | 1000 | Not Marked/Unknown | 1998-06-05 | 1998-06-05 | Not Marked
PORTAL SCHOOL | US HWY 80 | PORTAL | Bulloch | 4160007 | 1 | [5 empty] | Removed from Ground | Other | 5000 | Not Marked/Unknown | 1950-02-21 | 1990-06-01 | Not Marked | Suction (American)
MILL CREEK 5 | 27199 US HWY 80 W | PORTAL | Bulloch | 4160054 | 1 | Flapper Valve | 1997-06-16 | FALSE | 1997-06-16 | FALSE | Currently in Use | Regular | 8000 | Steel-Impressed Current | 1979-05-08 |  | Fiberglass Reinforced Plastic | Pressurized
M.S. TIRES | HWY 80 EAST | PORTAL | Bulloch | 9016057 | 3 | [5 empty] | Removed from Ground | Empty | 1000 | Bare Steel | 1999-11-10 | 1999-11-10 | Bare Steel | Suction (American)
NEW HOPE GROCERY | NEW HOPE RD RT 1 | REGISTER | Bulloch | 9016040 | 2 | [5 empty] | Currently in Use | Gas (Historical Use) | 560 | Not Marked/Unknown |  |  | Not Marked
ZIP-N-FOOD #121 | 7098 OLD RIVER RD | STATESBORO | Bulloch | 10001103 | 2 | Ball Float | 2005-01-01 | FALSE | 2005-01-01 | FALSE | Currently in Use | Premium | 4000 | Composite | 2006-04-25 |  | Fiberglass Reinforced Plastic | Pressurized
NEIGHBORS #95 | 3443 MIDDLEGROUND RD | STATESBORO | Bulloch | 9016062 | 3 | Ball Float | 1993-10-06 | FALSE | 1993-10-06 | FALSE | Currently in Use | Diesel | 1000 | Galvanic (STIP-3) | 1993-10-06 |  |  | Pressurized
BOBS GROCERY | GA HWY 24 E | STATESBORO | Bulloch | 4160092 | 2AST | [5 empty] | Currently in Use | Empty | 500 | Bare Steel |  |  | Galvanized Steel | Suction (American)
GARRY'S RADIATOR SERVICE | 208 NORTHSIDE DRIVE WEST | STATESBORO | Bulloch | 9016090 | 3 | [5 empty] | Removed from Ground | Gas (Historical Use) | 1000 | Not Marked/Unknown | 1998-06-05 | 1998-06-05 | Not Marked
GARRY'S RADIATOR SERVICE | 208 NORTHSIDE DRIVE WEST | STATESBORO | Bulloch | 9016090 | 1 | [5 empty] | Removed from Ground | Gas (Historical Use) | 1000 | Not Marked/Unknown | 1998-06-05 | 1998-06-05 | Not Marked
BOBS GROCERY | GA HWY 24 E | STATESBORO | Bulloch | 4160092 | 1 | [5 empty] | Permanently Out of Use - historical purposes | Gas (Historical Use) | 1000 | Bare Steel |  | 1899-12-31 | Galvanized Steel
COLE'S COUNTRY CORNER | 22255 HWY 46 | PEMBROKE | Bulloch | 10001256 | 3 |  |  | FALSE |  | FALSE | Removed from Ground | Gas (Historical Use) | 550 | Galvanic (STIP-3) | 2006-11-02 | 2006-11-02 | Galvanized Steel | Suction (American)
COLE'S COUNTRY CORNER | 22255 HWY 46 | PEMBROKE | Bulloch | 10001256 | 1 |  |  | FALSE |  | FALSE | Removed from Ground | Gas (Historical Use) | 550 | Galvanic (STIP-3) | 2006-11-02 | 2006-11-02 | Galvanized Steel | Suction (American)
GEORGIA SOUTHERN UNIVERSITY | PLANT DRIVE/US HWY 301 S | STATESBORO | Bulloch | 9016014 | 4 | [5 empty] | Removed from Ground | Gas (Historical Use) | 8000 | Bare Steel | 1975-04-03 | 1992-06-01 | Galvanized Steel
GA SOUTHERN UNIVERSITY | FOREST DR/HEALTH SERVICES BLDG | STATESBORO | Bulloch | 9016048 | 1 | [5 empty] | Removed from Ground | Gas (Historical Use) | 285 | Marked Unknown | 1995-06-12 | 1995-06-12 | Unknown
HUDDLE HOUSE | 216 LANIER RD | STATESBORO | Bulloch | 9016035 | 1 |  | 1994-03-14 |  | 1994-03-14 |  | Removed from Ground | Gas (Historical Use) | 10000 | Composite | 1994-01-24 | 2003-12-01 | Fiberglass Reinforced Plastic | Pressurized
GEORGIA SOUTHERN UNIVERSITY | PLANT DRIVE/US HWY 301 S | STATESBORO | Bulloch | 9016014 | 2 |  | 1992-05-04 |  | 1992-05-04 |  | Removed from Ground | Diesel | 2000 | Cathodically Protected Steel | 1992-05-04 | 2007-06-07 | Fiberglass Reinforced Plastic | Pressurized
GEORGIA SOUTHERN UNIVERSITY | PLANT DRIVE/US HWY 301 S | STATESBORO | Bulloch | 9016014 | 3-AST |  |  | TRUE |  | TRUE | Removed from Ground | Used Oil | 1 | Marked Unknown | 1992-06-01 | 1992-06-01 | Unknown
KEN'S IGA | HWY 80 AT PARKER AVE | BROOKLET | Bulloch | 9016087 | 1 | Ball Float | 1995-07-01 | FALSE | 1995-07-01 | FALSE | Currently in Use | Regular | 10000 | Composite | 1995-07-01 |  | Fiberglass Reinforced Plastic | Pressurized
JAMES GEIGER | 121 HWY 80 WEST | BROOKLET | Bulloch | 9016041 | 2 | [5 empty] | Removed from Ground | Gas (Historical Use) | 260 | Bare Steel | 1994-07-11 | 1994-07-11 | Galvanized Steel | Suction (American)
HUDDLE HOUSE | 216 LANIER RD | STATESBORO | Bulloch | 9016035 | 2 |  | 1994-03-14 |  | 1994-03-14 |  | Removed from Ground | Gas (Historical Use) | 8000 | Composite | 1994-01-24 | 2003-12-01 | Fiberglass Reinforced Plastic | Pressurized
JAMES GEIGER | 121 HWY 80 WEST | BROOKLET | Bulloch | 9016041 | 1 | [5 empty] | Removed from Ground | Gas (Historical Use) | 260 | Bare Steel | 1994-07-11 | 1994-07-11 | Galvanized Steel | Suction (American)
GEORGIA SOUTHERN UNIVERSITY | PLANT DRIVE/US HWY 301 S | STATESBORO | Bulloch | 9016014 | 6 | [5 empty] | Removed from Ground | Empty | 285 | Bare Steel | 1976-04-02 | 1992-06-01 | Galvanized Steel
GEORGIA SOUTHERN UNIVERSITY | PLANT DRIVE/US HWY 301 S | STATESBORO | Bulloch | 9016014 | 5 | [5 empty] | Removed from Ground | Diesel | 1000 | Bare Steel | 1970-04-02 | 1992-06-01 | Galvanized Steel
KEN'S IGA | HWY 80 AT PARKER AVE | BROOKLET | Bulloch | 9016087 | 2 | Ball Float | 1995-07-01 | FALSE | 1995-07-01 | FALSE | Currently in Use | Premium | 8000 | Composite | 1995-07-01 |  | Fiberglass Reinforced Plastic | Pressurized
DEBORAH HILL PROPERTY | HWY 301 S | CLAXTON | Bulloch | 9054025 | 1 | [5 empty] | Removed from Ground | Gas (Historical Use) | 0 | Not Marked/Unknown | 1991-01-01 | 1991-01-01 | Not Marked
GEORGIA SOUTHERN UNIVERSITY | PLANT DRIVE/US HWY 301 S | STATESBORO | Bulloch | 9016014 | 1 |  | 1992-05-04 |  | 1992-05-04 |  | Removed from Ground | Gas (Historical Use) | 10000 | Cathodically Protected Steel | 1992-05-04 | 2007-06-07 | Fiberglass Reinforced Plastic | Pressurized
Statesboro TA Express | 2930 Hwy 301 South | Register | Bulloch | 10003248 | 6B | Flapper Valve | 2022-08-23 | FALSE | 2022-05-30 | FALSE | Currently in Use | Used Oil | 4000 | Fiberglass Double Walled | 2022-03-21 |  | Double-Walled Fiberglass | Pressurized
Statesboro TA Express | 2930 Hwy 301 South | Register | Bulloch | 10003248 | 4B | Flapper Valve | 2022-08-23 | FALSE | 2022-05-30 | FALSE | Currently in Use | Premium | 10000 | Fiberglass Double Walled | 2022-03-21 |  | Double-Walled Fiberglass | Pressurized
Statesboro TA Express | 2930 Hwy 301 South | Register | Bulloch | 10003248 | 4A | Flapper Valve | 2022-08-23 | FALSE | 2022-05-30 | FALSE | Currently in Use | Regular | 20000 | Fiberglass Double Walled | 2022-03-21 |  | Double-Walled Fiberglass | Pressurized
Statesboro TA Express | 2930 Hwy 301 South | Register | Bulloch | 10003248 | 6A | Flapper Valve | 2022-08-23 | FALSE | 2022-05-30 | FALSE | Currently in Use | New Oil | 8000 | Fiberglass Double Walled | 2022-03-21 |  | Double-Walled Fiberglass | Pressurized
Gas Pro #5 | 9999 US 301 | STATESBORO | Bulloch | 10003253 | 1C | Flapper Valve | 2021-12-15 | FALSE | 2021-12-25 | FALSE | Currently in Use | E-0 | 5000 | Composite Double Walled | 2021-12-01 |  | Double-Walled Flex | Pressurized
Statesboro TA Express | 2930 Hwy 301 South | Register | Bulloch | 10003248 | 1 | Flapper Valve | 2022-08-23 | FALSE | 2022-05-30 | FALSE | Currently in Use | Diesel | 30000 | Fiberglass Double Walled | 2022-03-21 |  | Double-Walled Fiberglass | Pressurized
Statesboro TA Express | 2930 Hwy 301 South | Register | Bulloch | 10003248 | 3 | Flapper Valve | 2022-08-23 | FALSE | 2022-05-30 | FALSE | Currently in Use | Diesel | 30000 | Fiberglass Double Walled | 2022-03-21 |  | Double-Walled Fiberglass | Pressurized
Gas Pro #5 | 9999 US 301 | STATESBORO | Bulloch | 10003253 | 1B | Flapper Valve | 2021-12-15 | FALSE | 2021-12-15 | FALSE | Currently in Use | Premium | 5000 | Epoxy | 2021-12-01 |  | Double-Walled Flex | Pressurized
Statesboro TA Express | 2930 Hwy 301 South | Register | Bulloch | 10003248 | 2 | Flapper Valve | 2022-08-23 | FALSE | 2022-05-30 | FALSE | Currently in Use | Diesel | 30000 | Fiberglass Double Walled | 2022-03-21 |  | Double-Walled Fiberglass | Pressurized
PARKERS KITCHEN #112 | 17241 GA-67 | STATESBORO | Bulloch | 10003452 | 2A | Flapper Valve | 2024-04-02 | FALSE | 2024-04-02 | FALSE | Currently in Use | Regular | 12000 | Fiberglass Double Walled | 2023-11-12 |  | Double-Walled Flex | Pressurized
PARKERS KITCHEN #112 | 17241 GA-67 | STATESBORO | Bulloch | 10003452 | 3A | Flapper Valve | 2024-04-02 | FALSE | 2024-04-02 | FALSE | Currently in Use | Diesel | 14000 | Fiberglass Double Walled | 2023-11-12 |  | Double-Walled Flex | Pressurized
PARKERS KITCHEN #111 | 218 NORTH MAIN DR. | STATESBORO | Bulloch | 10003454 | 2A |  | 2023-11-30 | FALSE | 2023-09-13 | FALSE | Currently in Use | Regular | 14000 | Fiberglass | 2023-06-29 |  | Double-Walled Flex | Pressurized
PARKERS KITCHEN #112 | 17241 GA-67 | STATESBORO | Bulloch | 10003452 | 4 | Flapper Valve | 2024-04-02 | FALSE | 2024-04-02 | FALSE | Currently in Use | Diesel | 20000 | Fiberglass Double Walled | 2023-11-12 |  | Double-Walled Flex | Pressurized
PARKERS KITCHEN #112 | 17241 GA-67 | STATESBORO | Bulloch | 10003452 | 3B | Flapper Valve | 2024-04-02 | FALSE | 2024-04-02 | FALSE | Currently in Use | E-0 | 6000 | Fiberglass Double Walled | 2023-11-12 |  | Double-Walled Fiberglass | Pressurized
PARKERS KITCHEN #112 | 17241 GA-67 | STATESBORO | Bulloch | 10003452 | 1 | Flapper Valve | 2024-04-02 | FALSE | 2024-04-02 | FALSE | Currently in Use | Regular | 20000 | Fiberglass Double Walled | 2023-11-12 |  | Double-Walled Flex | Pressurized
PARKERS KITCHEN #112 | 17241 GA-67 | STATESBORO | Bulloch | 10003452 | 2B | Flapper Valve | 2024-04-02 | FALSE | 2024-04-02 | FALSE | Currently in Use | Premium | 8000 | Fiberglass Double Walled | 2023-11-12 |  | Double-Walled Flex | Pressurized
PARKERS KITCHEN #111 | 218 NORTH MAIN DR. | STATESBORO | Bulloch | 10003454 | 3 |  | 2023-11-30 | FALSE | 2023-09-13 | FALSE | Currently in Use | Premium | 10000 | Fiberglass | 2023-06-29 |  | Double-Walled Flex | Pressurized
PARKERS KITCHEN #111 | 218 NORTH MAIN DR. | STATESBORO | Bulloch | 10003454 | 2B |  | 2023-11-30 | FALSE | 2023-09-13 | FALSE | Currently in Use | E-0 | 6000 | Fiberglass | 2023-06-29 |  | Double-Walled Flex | Pressurized
PARKERS KITCHEN #111 | 218 NORTH MAIN DR. | STATESBORO | Bulloch | 10003454 | 4 |  | 2023-11-30 | FALSE | 2023-09-13 | FALSE | Currently in Use | Diesel | 10000 | Fiberglass | 2023-06-29 |  | Double-Walled Flex | Pressurized
FORMER WEST LUMBER FACILITY | 91 SOUTH COLLEGE Street | STATESBORO | Bulloch | 10002732 | 1 |  |  | FALSE |  | FALSE | Removed from Ground | Empty | 550 | Bare Steel | 1899-12-31 | 2017-10-24 | Bare Steel
Gas Pro #5 | 9999 US 301 | STATESBORO | Bulloch | 10003253 | 1A | Flapper Valve | 2021-12-15 | FALSE | 2021-12-15 | FALSE | Currently in Use | Regular | 20000 | Composite Double Walled | 2021-12-01 |  | Double-Walled Flex | Pressurized
PARKERS KITCHEN #111 | 218 NORTH MAIN DR. | STATESBORO | Bulloch | 10003454 | 1 |  | 2023-11-30 | FALSE | 2023-09-13 | FALSE | Currently in Use | Regular | 20000 | Fiberglass | 2023-06-29 |  | Double-Walled Flex | Pressurized
HILLIS TIRE & OIL | 720 S LIBERTY ST | WAYNESBORO | Burke | 9017017 | 2 | [5 empty] | Removed from Ground | Gas (Historical Use) | 10000 | Not Marked/Unknown |  | 1899-12-31 | Not Marked
LEGION INDUSTRIES | 370 MILLS RD | WAYNESBORO | Burke | 9017011 | DUMMY | [5 empty] | Currently in Use | Hazardous Substance | 0 | Not Marked/Unknown |  |  | Not Marked
HELENA CHEMICAL CO | DAVIS RD | WAYNESBORO | Burke | 9017002 | 1 | [5 empty] | Removed from Ground | Gas (Historical Use) | 650 | Bare Steel | 1969-01-01 | 1989-09-29 | Unknown
LESLIE PADGETT | 1700 HIGHWAY 23 SOUTH | WAYNESBORO | Burke | 9017033 | 1B | [5 empty] | Removed from Ground | Diesel | 5000 | Bare Steel | 1987-01-01 | 1899-12-31 | Galvanized Steel | Suction (American)
BOBBY RHODES GROCERY | 190 HWY 56 SOUTH | WAYNESBORO | Burke | 9017031 | 1 | [5 empty] | Removed from Ground | Gas (Historical Use) | 500 | Bare Steel | 1987-01-01 | 1899-12-31 | Galvanized Steel | Suction (American)
MRS MATH JOHNSON GROCERY | RT 2 BOX 295 | MILLEN | Burke | 4170020 | 1 | [5 empty] | Removed from Ground | Gas (Historical Use) | 1000 | Bare Steel | 1971-04-16 | 1999-04-01 | Galvanized Steel | Suction (American)
SAMMY M JENKINS | CHAPPELL RD/RT 3 | WAYNESBORO | Burke | 4170044 | 1 | [5 empty] | Removed from Ground | Diesel | 4000 | Bare Steel | 1981-05-02 | 1899-12-31 | Unknown
BURKE HAVEN CORNER STORE | 602 WEST 6TH ST | WAYNESBORO | Burke | 9017042 | 4 | Flapper Valve | 2001-10-15 | FALSE | 2001-10-15 | FALSE | Currently in Use | Diesel Off Road | 5000 | Composite | 2001-10-13 |  | Fiberglass Reinforced Plastic | Pressurized
STOP-N-SHOP | 249 E SIXTH ST | WAYNESBORO | Burke | 4170049 | 4 | Flapper Valve | 1997-08-01 | FALSE | 1997-08-01 | FALSE | Temporarily out of use | Diesel | 8000 | Steel-Impressed Current | 1986-01-01 |  | Fiberglass Reinforced Plastic | Pressurized
TRANSPORTATION SHOP | 144 SOUTHSIDE DR | WAYNESBORO | Burke | 9017005 | 3 | Flapper Valve | 1996-01-01 | FALSE | 1996-01-01 | FALSE | Currently in Use | Regular | 2000 | Galvanic (STIP-3) | 1996-01-01 |  | Fiberglass Reinforced Plastic | Safe Suction (Euro)
BURKE CO COMP HIGH SCHOOL | 1057 BURKE VETERANS PKWY | WAYNESBORO | Burke | 9017004 | 1 |  | 1998-08-18 | FALSE | 1998-08-18 | FALSE | Removed from Ground | Diesel | 1000 | STIP-3/Double walled | 1998-08-18 |  | Fiberglass Reinforced Plastic | Suction (American)
QUICK STOP #2 | 4238 HWY 56 N | WAYNESBORO | Burke | 9017034 | 1 | Flapper Valve | 1995-08-25 | FALSE | 1995-08-25 | FALSE | Temporarily out of use | Gas (Historical Use) | 8000 | Composite | 1995-08-25 |  | Fiberglass Reinforced Plastic | Safe Suction (Euro)
C & S CONVENIENCE STORE | 3221 HIGHWAY 25 N | KEYSVILLE | Burke | 170060 | 4 |  | 1997-10-11 |  | 1997-10-11 |  | Removed from Ground | Diesel | 4000 | Steel-Impressed Current | 1978-05-18 | 2003-12-31 | Cathodically Protected | Pressurized
MRS MATH JOHNSON GROCERY | RT 2 BOX 295 | MILLEN | Burke | 4170020 | 3 | [5 empty] | Removed from Ground | Gas (Historical Use) | 500 | Bare Steel | 1966-04-15 | 1999-04-01 | Galvanized Steel | Suction (American)
MURPHY USA #5816 | 1500 A N LIBERTY ST | WAYNESBORO | Burke | 9017040 | 2A | Flapper Valve | 2000-03-27 | FALSE | 2000-03-27 | FALSE | Currently in Use | Regular | 6000 | Fiberglass Double Walled | 2000-03-27 |  | Double-Walled Flex | Pressurized
JACKIE B LOVETT TRUCKING CO INC | 4236 HWY 24 S | WAYNESBORO | Burke | 9017018 | 2 | [5 empty] | Removed from Ground | Diesel | 4000 | Bare Steel | 1986-01-01 | 1999-08-17 | Galvanized Steel | Suction (American)
HILLIS TIRE & OIL | 720 S LIBERTY ST | WAYNESBORO | Burke | 9017017 | 5 | [5 empty] | Removed from Ground | Gas (Historical Use) | 2000 | Not Marked/Unknown |  | 1899-12-31 | Not Marked
QUICK STOP #2 | 4238 HWY 56 N | WAYNESBORO | Burke | 9017034 | 2 | Flapper Valve | 1995-08-25 | FALSE | 1995-08-25 | FALSE | Temporarily out of use | Gas (Historical Use) | 8000 | Composite | 1995-08-25 |  | Fiberglass Reinforced Plastic | Safe Suction (Euro)
BST/NTWK SW SVCS R3513 | 211 EAST SEVENTH ST | WAYNESBORO | Burke | 4170053 | 1 | [5 empty] | Removed from Ground | Diesel | 550 | Bare Steel | 1975-07-18 | 1988-06-10 | Galvanized Steel | Suction (American)
JET FOOD STORE #5 | 1201 NORTH LIBERTY ST | WAYNESBORO | Burke | 4180027 | 3 | Flapper Valve | 1994-10-01 | FALSE | 1994-10-01 | FALSE | Currently in Use | Regular | 10000 | Composite | 1994-09-10 |  | Fiberglass Reinforced Plastic | Pressurized
JACKIE B LOVETT TRUCKING CO INC | 4236 HWY 24 S | WAYNESBORO | Burke | 9017018 | 1 | [5 empty] | Removed from Ground | Diesel | 10000 | Bare Steel | 1986-01-01 | 1999-08-17 | Galvanized Steel | Suction (American)
STOP-N-SHOP | 249 E SIXTH ST | WAYNESBORO | Burke | 4170049 | 2 | Flapper Valve | 1997-08-01 | FALSE | 1997-08-01 | FALSE | Temporarily out of use | Regular | 4000 | Steel-Impressed Current | 1983-05-08 |  | Fiberglass Reinforced Plastic | Pressurized
JET FOOD STORE #5 | 1201 NORTH LIBERTY ST | WAYNESBORO | Burke | 4180027 | 2 |  |  | FALSE |  | FALSE | Removed from Ground |  | 6000 | Bare Steel | 1994-09-08 | 1994-09-08 | Galvanized Steel
BURKE HAVEN CORNER STORE | 602 WEST 6TH ST | WAYNESBORO | Burke | 9017042 | 2 | Flapper Valve | 2001-10-15 | FALSE | 2001-10-15 | FALSE | Currently in Use | Regular | 8000 | Composite | 2001-10-13 |  | Fiberglass Reinforced Plastic | Pressurized
HILLIS TIRE & OIL | 720 S LIBERTY ST | WAYNESBORO | Burke | 9017017 | 4 | [5 empty] | Removed from Ground | Gas (Historical Use) | 2000 | Not Marked/Unknown |  | 1899-12-31 | Not Marked
HILLIS TIRE & OIL | 720 S LIBERTY ST | WAYNESBORO | Burke | 9017017 | 1 | [5 empty] | Removed from Ground | Gas (Historical Use) | 10000 | Bare Steel |  | 1899-12-31 | Bare Steel | Suction (American)
BURKE COUNTY LANDFILL |  | WAYNESBORO | Burke | 9017012 | 1 | [5 empty] | Removed from Ground | Diesel | 4000 | Marked Unknown | 1974-03-17 | 1997-12-01 | Unknown | Suction (American)
SUNBEAM OUTDOOR PRODUCTS | MILLS RD | WAYNESBORO | Burke | 9017007 | 1 | [5 empty] | Removed from Ground | Gas (Historical Use) | 500 | Bare Steel | 1973-01-01 | 1993-08-12 | Galvanized Steel
LESLIE PADGETT | 1700 HIGHWAY 23 SOUTH | WAYNESBORO | Burke | 9017033 | 1A | [5 empty] | Removed from Ground | Gas (Historical Use) | 5000 | Bare Steel | 1987-01-01 | 1899-12-31 | Galvanized Steel | Suction (American)
GOLD KIST COMPLEX | US HWY 25 SOUTH | WAYNESBORO | Burke | 4170043 | 2 | [5 empty] | Removed from Ground | Diesel | 10000 | Bare Steel | 1977-05-01 | 1990-05-23 | Galvanized Steel
AT&T/WAYNESBORO CO/R0533 | 202 COMMERCE ST | WAYNESBORO | Burke | 4170055 | 2 | Flapper Valve | 1996-06-28 | FALSE | 1996-06-28 | FALSE | Currently in Use | Diesel | 1000 | Fiberglass Double Walled | 1996-06-28 |  | Copper | Suction (American)
MURPHY USA #5816 | 1500 A N LIBERTY ST | WAYNESBORO | Burke | 9017040 | 2B | Flapper Valve | 2000-03-27 | FALSE | 2000-03-27 | FALSE | Currently in Use | Premium | 6000 | Fiberglass Double Walled | 2000-03-27 |  | Double-Walled Flex | Pressurized
MCMILLAN AGRICULTURAL AVIATION | 377 AIRPORT RD | WAYNESBORO | Burke | 9017027 | 1 | [5 empty] | Removed from Ground | Gas (Historical Use) | 4000 | Bare Steel | 1977-04-01 | 2000-09-21 | Bare Steel | Safe Suction (Euro)
BYARD HEATWOLE | 213 BYNE SUNSHINE RD | MILLEN | Burke | 170067 | 2 | [5 empty] | Removed from Ground | Gas (Historical Use) | 4000 | Bare Steel | 1981-01-02 | 2000-02-27 | Galvanized Steel | Suction (American)
A&W OIL & TIRE CO INC | 1101 N LIBERTY ST | WAYNESBORO | Burke | 170070 | 2 | Flapper Valve | 1997-09-30 | FALSE | 1997-09-30 | FALSE | Removed from Ground | Diesel | 10000 | Steel-Impressed Current | 1997-09-30 | 2019-08-30 | Steel (Impressed Current) | Safe Suction (Euro)
A&W ONE STOP #1 | 1104 LIBERTY ST | WAYNESBORO | Burke | 170071 | 3B | Overfill Alarm | 1997-09-30 | FALSE | 1997-09-30 | FALSE | Removed from Ground | Diesel On Road | 10000 | Steel-Impressed Current | 1972-01-05 |  | Steel (Impressed Current) | Pressurized
BURKE'S TIRE & SERVICE CENTER | 549 EAST 6TH STREET | WAYNESBORO | Burke | 9053227 | 1 |  | 1989-07-01 | FALSE | 1989-07-01 | FALSE | Removed from Ground | Gas (Historical Use) | 8000 |  | 1989-07-01 |  | Fiberglass Reinforced Plastic | Pressurized
A&A MINIT MART | 5141 HWY 23 S | WAYNESBORO | Burke | 4170001 | 1 | Flapper Valve | 1998-10-09 | FALSE | 1998-10-09 | FALSE | Currently in Use | Regular | 6000 | Steel-Impressed Current | 1998-10-09 |  | Double-Walled Flex | Pressurized
JOLLY'S FOOD MART | 545 E SIXTH ST | WAYNESBORO | Burke | 4170005 | 2 | Flapper Valve | 1997-08-15 | FALSE | 1997-08-15 | FALSE | Temporarily out of use | Regular | 4000 | Steel-Impressed Current | 1974-02-24 |  | Steel (Impressed Current) | Safe Suction (Euro)
BURKE COUNTY ROAD DEPARTMENT TAN | 144 SOUTHSIDE DR | WAYNESBORO | Burke | 4170008 | 1 | Flapper Valve | 1988-03-17 | FALSE | 1988-03-17 | FALSE | Removed from Ground | Regular | 15000 | Galvanic (STIP-3) | 1988-03-17 | 2020-05-06 | Fiberglass Reinforced Plastic | Pressurized
GA FC/BURKE CO UNIT | RT 2 BOX 50 | WAYNESBORO | Burke | 4170014 | 1 | [5 empty] | Removed from Ground | Gas (Historical Use) | 2000 | Bare Steel | 1973-12-27 | 1997-10-06 | Galvanized Steel
CATES SALES & SERVICE INC | 508 WEST SIXTH ST | WAYNESBORO | Burke | 4170029 | 1 | [5 empty] | Removed from Ground | Gas (Historical Use) | 4011 | Cathodically Protected Steel | 1976-04-23 | 1996-11-01 | Galvanized Steel
QUICK STOP | 517 W SIXTH ST | WAYNESBORO | Burke | 4170039 | 1 | Flapper Valve | 1997-06-01 | FALSE | 1997-06-01 | FALSE | Currently in Use | Gas (Historical Use) | 10000 | Steel-Impressed Current | 1979-05-02 |  | Fiberglass Reinforced Plastic | Pressurized
BURKE HAVEN CORNER STORE | 602 WEST 6TH ST | WAYNESBORO | Burke | 9017042 | 3 | Flapper Valve | 2001-10-15 | FALSE | 2001-10-15 | FALSE | Currently in Use | Diesel On Road | 5000 | Composite | 2001-10-13 |  | Fiberglass Reinforced Plastic | Pressurized
SHELL BLUFF COUNTRY STORE | 3642 RIVER RD | WAYNESBORO | Burke | 9017016 | 2 |  | 1998-12-01 |  | 1998-12-01 |  | Removed from Ground | Gas (Historical Use) | 8000 | Steel-Impressed Current | 1984-01-01 | 2014-09-25 | Fiberglass Reinforced Plastic | Pressurized
Shree GSP LLC | 253 S LIBERTY ST | WAYNESBORO | Burke | 9017035 | 5 | Flapper Valve | 1998-01-13 | FALSE | 1998-01-13 | FALSE | Currently in Use | Gas (Historical Use) | 10152 | Composite | 1998-01-07 |  | Fiberglass Reinforced Plastic | Pressurized
Shree GSP LLC | 253 S LIBERTY ST | WAYNESBORO | Burke | 9017035 | 4 | Flapper Valve | 1998-01-13 | FALSE | 1998-01-13 | FALSE | Currently in Use | Gas (Historical Use) | 10152 | Composite | 1998-01-07 |  | Fiberglass Reinforced Plastic | Pressurized
KEYSVILLE CONVENIENCE | 380 GA HWY 88 W | KEYSVILLE | Burke | 4170042 | 1 | Flapper Valve | 1993-01-01 | FALSE | 1993-01-01 | FALSE | Currently in Use | Regular | 2000 | Galvanic (STIP-3) | 1998-09-28 |  | Fiberglass Reinforced Plastic | Safe Suction (Euro)
GOLD KIST COMPLEX | US HWY 25 SOUTH | WAYNESBORO | Burke | 4170043 | 1 | [5 empty] | Removed from Ground | Gas (Historical Use) | 1000 | Bare Steel | 1967-05-02 | 1990-05-23 | Galvanized Steel
BURKE COUNTY AIRPORT | BURKE COUNTY AIRPORT | WAYNESBORO | Burke | 4170050 | 2 | [5 empty] | Removed from Ground | Gas (Historical Use) | 3000 | Bare Steel | 1973-05-08 | 1997-12-01 | Galvanized Steel
AT&T/WAYNESBORO CO/R0533 | 202 COMMERCE ST | WAYNESBORO | Burke | 4170055 | 1 | [5 empty] | Removed from Ground | Other | 550 | Bare Steel | 1985-04-01 | 1996-06-13 | Copper | Suction (American)
OLD MANN FARM | QUAKER RD @ MANN RD | WAYNESBORO | Burke | 9017009 | 2 | [5 empty] | Removed from Ground | Diesel | 5000 | Not Marked/Unknown | 1992-10-23 | 1992-10-23 | Not Marked
BOBBY RHODES GROCERY | 190 HWY 56 SOUTH | WAYNESBORO | Burke | 9017031 | 2 | [5 empty] | Removed from Ground | Gas (Historical Use) | 500 | Bare Steel | 1987-01-01 | 1899-12-31 | Galvanized Steel | Suction (American)
BYARD HEATWOLE | 213 BYNE SUNSHINE RD | MILLEN | Burke | 170067 | 1 | [5 empty] | Removed from Ground | Diesel | 10000 | Bare Steel | 1983-01-02 | 2000-02-27 | Galvanized Steel | Suction (American)
MRS MATH JOHNSON GROCERY | RT 2 BOX 295 | MILLEN | Burke | 4170020 | 2 | [5 empty] | Removed from Ground | Gas (Historical Use) | 500 | Bare Steel | 1966-04-15 | 1999-04-01 | Galvanized Steel | Suction (American)
STOP-N-SHOP | 249 E SIXTH ST | WAYNESBORO | Burke | 4170049 | 3 | Flapper Valve | 1997-08-01 | FALSE | 1997-08-01 | FALSE | Temporarily out of use | Premium | 4000 | Steel-Impressed Current | 1983-05-08 |  | Fiberglass Reinforced Plastic | Pressurized
JACKIE B LOVETT TRUCKING CO INC | 4236 HWY 24 S | WAYNESBORO | Burke | 9017018 | 3 | [5 empty] | Removed from Ground | Diesel | 2000 | Bare Steel | 1986-01-01 | 1999-08-17 | Galvanized Steel | Suction (American)
C & S CONVENIENCE STORE | 3221 HIGHWAY 25 N | KEYSVILLE | Burke | 170060 | 1 |  | 1997-10-11 |  | 1997-10-11 |  | Removed from Ground | Gas (Historical Use) | 4000 | Steel-Impressed Current | 1978-05-18 | 2003-12-31 | Cathodically Protected | Pressurized
C & S CONVENIENCE STORE | 3221 HIGHWAY 25 N | KEYSVILLE | Burke | 170060 | 2 |  | 1997-10-11 |  | 1997-10-11 |  | Removed from Ground | Gas (Historical Use) | 4000 | Steel-Impressed Current | 1978-05-18 | 2003-12-31 | Cathodically Protected | Pressurized
MURPHY USA #5816 | 1500 A N LIBERTY ST | WAYNESBORO | Burke | 9017040 | 1 | Flapper Valve | 2000-03-27 | FALSE | 2000-03-27 | FALSE | Currently in Use | Regular | 12000 | Fiberglass Double Walled | 2000-03-27 |  | Double-Walled Flex | Pressurized
TRANSPORTATION SHOP | 144 SOUTHSIDE DR | WAYNESBORO | Burke | 9017005 | 1 |  |  | FALSE |  | FALSE | Removed from Ground |  | 1000 |  | 1996-08-09 | 1996-08-09
56 QUIK STOP | 1522 HWY 56 NORTH | WAYNESBORO | Burke | 9017036 | 2 | [5 empty] | Removed from Ground | Gas (Historical Use) | 10000 | Bare Steel | 1982-01-01 | 1899-12-31 | Galvanized Steel | Suction (American)
FAA/QMG RCAG (MILLEN) | US HWY 23 & PERKINS RD | MILLEN | Burke | 4170024 | 1 | [5 empty] | Removed from Ground | Diesel | 500 | Bare Steel | 1973-01-09 | 1998-06-01 | Bare Steel | Suction (American)
C & S CONVENIENCE STORE | 3221 HIGHWAY 25 N | KEYSVILLE | Burke | 170060 | 3 |  | 1997-10-11 |  | 1997-10-11 |  | Removed from Ground | Gas (Historical Use) | 4000 | Steel-Impressed Current | 1978-05-18 | 2003-12-31 | Cathodically Protected | Pressurized
MUNDY INC | EAST SIXTH ST | WAYNESBORO | Burke | 4170051 | 1 | [5 empty] | Removed from Ground | Gas (Historical Use) | 1060 | Bare Steel | 1974-05-08 | 1990-06-15 | Galvanized Steel
CITY MAINTENANCE SHOP | 250 BARRON ST | WAYNESBORO | Burke | 9017041 | 2 | [5 empty] | Removed from Ground | Diesel | 10000 | Bare Steel | 1986-06-01 | 2000-02-21 | Galvanized Steel
JET FOOD STORE #5 | 1201 NORTH LIBERTY ST | WAYNESBORO | Burke | 4180027 | 1 |  |  | FALSE |  | FALSE | Removed from Ground |  | 6000 | Bare Steel | 1994-09-08 | 1994-09-08 | Galvanized Steel
JET FOOD STORE #5 | 1201 NORTH LIBERTY ST | WAYNESBORO | Burke | 4180027 | 4 | Flapper Valve | 1994-10-01 | FALSE | 1994-10-01 | FALSE | Currently in Use | Regular | 10000 | Composite | 1994-09-10 |  | Fiberglass Reinforced Plastic | Pressurized
SHELL BLUFF COUNTRY STORE | 3642 RIVER RD | WAYNESBORO | Burke | 9017016 | 1 |  | 1998-12-01 |  | 1998-12-01 |  | Removed from Ground | Gas (Historical Use) | 6000 | Steel-Impressed Current | 1984-01-01 | 2014-09-25 | Fiberglass Reinforced Plastic | Pressurized
TRANSPORTATION SHOP | 144 SOUTHSIDE DR | WAYNESBORO | Burke | 9017005 | 2 | Flapper Valve | 1989-01-01 | FALSE | 1989-01-01 | FALSE | Currently in Use | Diesel | 10000 | Galvanic (STIP-3) | 1998-10-20 |  | Fiberglass Reinforced Plastic | Pressurized
56 QUIK STOP | 1522 HWY 56 NORTH | WAYNESBORO | Burke | 9017036 | 3 | [5 empty] | Removed from Ground | Gas (Historical Use) | 10000 | Bare Steel | 1982-01-01 | 1899-12-31 | Galvanized Steel | Suction (American)
KEYSVILLE CONVENIENCE | 380 GA HWY 88 W | KEYSVILLE | Burke | 4170042 | 2 | Flapper Valve | 1993-01-01 | FALSE | 1993-01-01 | FALSE | Currently in Use | Regular | 2000 | Galvanic (STIP-3) | 1998-09-28 |  | Fiberglass Reinforced Plastic | Safe Suction (Euro)
BURKE HAVEN CORNER STORE | 602 WEST 6TH ST | WAYNESBORO | Burke | 9017042 | 6 | Flapper Valve | 2001-10-15 | FALSE | 2001-10-15 | FALSE | Currently in Use | Racing Fuel | 2000 | Composite | 2001-10-13 |  | Fiberglass Reinforced Plastic | Suction (American)
BURKE COUNTY HOSPITAL | 351 LIBERTY ST | WAYNESBORO | Burke | 9017008 | 1-UL58 |  | 1994-06-28 |  |  |  | Removed from Ground | Diesel | 5000 | Bare Steel | 1985-02-01 | 1997-07-22 | Bare Steel | Suction (American)
SHIVERS FARM | 6222 HWY 305 | LOUISVILLE | Burke | 170068 | 1 | [5 empty] | Removed from Ground | Diesel | 10000 | Bare Steel | 1984-05-08 | 1998-08-01 | Galvanized Steel | Suction (American)
BURKE COUNTY JAIL | 225 HWY 24 SOUTH | WAYNESBORO | Burke | 10002513 | 1 | Flapper Valve | 2015-12-15 | FALSE | 1990-01-01 | FALSE | Currently in Use | Diesel | 1500 | Composite | 1990-01-01 |  | Fiberglass Reinforced Plastic | Safe Suction (Euro)
A&W OIL & TIRE CO INC | 1101 N LIBERTY ST | WAYNESBORO | Burke | 170070 | 1 | Flapper Valve | 1997-09-30 | FALSE | 1997-09-30 | FALSE | Removed from Ground | Diesel | 12000 | Steel-Impressed Current | 1997-09-30 | 2019-08-30 | Steel (Impressed Current) | Safe Suction (Euro)
VOGTLE QUICK STOP | 6577 RIVER RD | WAYNESBORO | Burke | 10001125 | 2A | Flapper Valve | 2006-05-27 | FALSE | 2006-05-27 | FALSE | Currently in Use | Diesel | 6000 | Composite | 2006-05-27 |  | Fiberglass Reinforced Plastic | Pressurized
GA POWER/PLANT VOGTLE | RIVER RD | WAYNESBORO | Burke | 4170036 | C-8 | [5 empty] | Removed from Ground | Kerosene | 5000 | Bare Steel | 1988-12-01 | 2009-01-28 | Bare Steel
AT&T/HANCOCK LANDING | HANCOCK LANDING RD | WAYNESBORO | Burke | 4170040 | 1 | [5 empty] | Removed from Ground | Kerosene | 500 | Bare Steel | 1956-04-25 | 1991-07-08 | Galvanized Steel
A&W OIL & TIRE CO INC | 1101 N LIBERTY ST | WAYNESBORO | Burke | 170070 | 4 |  |  | FALSE |  | FALSE | Removed from Ground | Diesel | 1000 | Bare Steel | 1967-01-06 | 2012-12-20 | Galvanized Steel
A&W ONE STOP #1 | 1104 LIBERTY ST | WAYNESBORO | Burke | 170071 | 1B | Overfill Alarm | 1997-09-30 | FALSE | 1997-09-30 | FALSE | Removed from Ground | Regular | 10000 | Steel-Impressed Current | 1972-01-05 |  | Steel (Impressed Current) | Pressurized
A & W ONE STOP | 361 S LIBERTY ST | WAYNESBORO | Burke | 9053228 | 3 | Flapper Valve | 1994-07-01 | FALSE | 1994-07-01 | FALSE | Currently in Use | Diesel | 8000 | STIP-3/Double walled | 2000-06-27 |  | Fiberglass Reinforced Plastic | Pressurized
VIDETTE COUNTRY STORE | 7036 HWY 24 W | WAYNESBORO | Burke | 4170006 | 3 |  | 1998-07-08 | FALSE | 1998-07-08 | FALSE | Removed from Ground | Kerosene | 500 |  | 2010-01-21 | 2010-01-21 |  | Suction (American)
THOMAS GROCERY | 2202 THOMPSON BRG RD | WAYNESBORO | Burke | 4170025 | 1 |  |  | FALSE |  | FALSE | Removed from Ground |  | 2000 | Bare Steel | 1998-06-01 | 1998-06-01 | Galvanized Steel | Suction (American)
JJS | 253 S LIBERTY ST | WAYNESBORO | Burke | 4170011 | 3 | [5 empty] | Removed from Ground | Gas (Historical Use) | 6000 | Bare Steel | 1974-02-18 | 1998-03-16 | Galvanized Steel | Safe Suction (Euro)
VALUE OIL CO | 209 SOUTH LIBERTY STREET | WAYNESBORO | Burke | 4170026 | 3 |  | 1997-10-20 |  | 1997-10-20 |  | Removed from Ground | Diesel | 12000 | Cathodically Protected Steel | 1971-03-25 | 2005-10-25 | Cathodically Protected | Pressurized
A&A MINIT MARK AND REST INC | OLD RIVER RD/RT 2 | WAYNESBORO | Burke | 170065 | 1 | [5 empty] | Removed from Ground | Diesel | 1 | Bare Steel | 1986-05-08 | 2001-03-01 | Bare Steel | Suction (American)
DILANE WILDLIFE MANGEMENT AREA | 4854 HERNDON RD | WAYNESBORO | Burke | 10000195 | 1 | Flapper Valve | 2002-08-01 | FALSE | 2002-08-01 | FALSE | Currently in Use | Gas (Historical Use) | 2500 | Fiberglass Double Walled | 2002-08-01 |  | Fiberglass Reinforced Plastic | Safe Suction (Euro)
A&A MINIT MARK AND REST INC | OLD RIVER RD/RT 2 | WAYNESBORO | Burke | 170065 | 4 | [5 empty] | Removed from Ground | Gas (Historical Use) | 1 | Bare Steel | 1986-05-08 | 2001-03-01 | Bare Steel | Suction (American)
WAYNE SERVICE STATION | 100 E SIXTH ST | WAYNESBORO | Burke | 170072 | 1 |  | 1999-12-22 |  | 1999-12-22 |  | Removed from Ground | Gas (Historical Use) | 4000 | Steel-Impressed Current | 1972-01-05 | 2005-10-07 |  | Safe Suction (Euro)
MCKINNEY WHOLESALE CO INC | 550 EAST SIXTH ST | WAYNESBORO | Burke | 170074 | 3 | [5 empty] | Removed from Ground | Gas (Historical Use) | 8000 | Bare Steel | 1981-05-09 | 1997-04-07 | Galvanized Steel | Suction (American)
RACO | 902 N LIBERTY ST | WAYNESBORO | Burke | 4170004 | 1 | Flapper Valve | 1998-12-01 | FALSE | 1998-12-01 | TRUE | Temporarily out of use | Regular | 8000 | Steel-Impressed Current | 1998-10-15 |  | Steel (Impressed Current) | Pressurized
IN N OUT | 138 HWY 23 S | WAYNESBORO | Burke | 4170003 | 1 | Flapper Valve | 1999-08-03 | FALSE | 1999-08-03 | FALSE | Currently in Use | Regular | 8000 | Steel-Impressed Current | 1999-08-02 |  | Steel (Impressed Current) | Pressurized
VOGTLE QUICK STOP | 6577 RIVER RD | WAYNESBORO | Burke | 10001125 | 2C | Flapper Valve | 2006-05-27 | FALSE | 2006-05-27 | FALSE | Currently in Use | Kerosene | 2000 | Composite | 2006-05-27 |  | Fiberglass Reinforced Plastic | Pressurized
LIBERTY FOOD MART | 541 LIBERTY ST | WAYNESBORO | Burke | 4170009 | 2 | Ball Float | 1988-01-01 | FALSE | 1988-01-01 | FALSE | Temporarily out of use | Gas (Historical Use) | 8066 | Steel-Impressed Current | 1974-02-18 |  | Steel (Impressed Current) | Pressurized
WAYNESBORO CONCRETE PROD CO INC | DAVIS RD | WAYNESBORO | Burke | 170057 | 1 | [5 empty] | Closed in Ground | Gas (Historical Use) | 500 | Bare Steel | 1971-05-12 | 1978-01-01 | Unknown
VOGTLE QUICK STOP | 6577 RIVER RD | WAYNESBORO | Burke | 10001125 | 2B | Flapper Valve | 2006-05-27 | FALSE | 2006-05-27 | FALSE | Currently in Use | Diesel | 4000 | Composite | 2006-05-27 |  | Fiberglass Reinforced Plastic | Pressurized
A&W ONE STOP #1 | 1104 LIBERTY ST | WAYNESBORO | Burke | 170071 | 3A | Overfill Alarm | 1997-09-30 | FALSE | 1997-09-30 | FALSE | Removed from Ground | Diesel On Road | 10000 | Steel-Impressed Current | 1997-09-30 |  | Steel (Impressed Current) | Pressurized
RACO | 902 N LIBERTY ST | WAYNESBORO | Burke | 4170004 | 4 | Flapper Valve | 1998-12-01 | FALSE | 1998-12-01 | TRUE | Temporarily out of use | Diesel | 8000 |  | 1984-03-15 |  | Steel (Impressed Current) | Pressurized
RACO | 902 N LIBERTY ST | WAYNESBORO | Burke | 4170004 | 5 | Flapper Valve | 1998-12-01 | FALSE | 1998-12-01 | TRUE | Temporarily out of use | Kerosene | 8000 |  | 1984-03-15 |  | Steel (Impressed Current) | Pressurized
LOUISIANA-PACIFIC CORP | WOODLANDS RD | WAYNESBORO | Burke | 170069 | 1 | [5 empty] | Removed from Ground | Gas (Historical Use) | 2000 | Marked Unknown | 1976-05-03 | 1992-05-04 | Unknown
BURKE'S TIRE & SERVICE CENTER | 549 EAST 6TH STREET | WAYNESBORO | Burke | 9053227 | 4 |  | 1989-07-01 | FALSE | 1989-07-01 | FALSE | Removed from Ground | Diesel | 1000 |  | 1989-07-01 |  | Fiberglass Reinforced Plastic | Suction (American)
BURKE CO BOARD OF EDUCATION TRANSPORTATION DEPT | 115 MOBILIZATION DR | WAYNESBORO | Burke | 10000792 | 1B | Flapper Valve | 2004-11-01 | FALSE | 2004-11-01 | FALSE | Currently in Use | Regular | 4000 | Composite | 2004-11-01 |  | Fiberglass Reinforced Plastic | Pressurized
A&W OIL & TIRE CO INC | 1101 N LIBERTY ST | WAYNESBORO | Burke | 170070 | 3 | Flapper Valve | 1997-09-30 | FALSE | 1997-09-30 | FALSE | Removed from Ground | Regular | 8000 | Steel-Impressed Current | 1997-09-30 | 2019-08-30 | Steel (Impressed Current) | Suction (American)
A&W ONE STOP #1 | 1104 LIBERTY ST | WAYNESBORO | Burke | 170071 | 4 | Overfill Alarm | 1997-09-30 | FALSE | 1997-09-30 | FALSE | Removed from Ground | Premium | 12000 | Steel-Impressed Current | 1997-09-30 |  | Steel (Impressed Current) | Pressurized
A&W ONE STOP #1 | 1104 LIBERTY ST | WAYNESBORO | Burke | 170071 | 1A | Overfill Alarm | 1997-09-30 | FALSE | 1997-09-30 | FALSE | Removed from Ground | Regular | 10000 | Steel-Impressed Current | 1997-09-30 |  | Steel (Impressed Current) | Pressurized
J A EDENFIELD FARM | HERNDON RD/RT 3 | WAYNESBORO | Burke | 170073 | D-1 | [5 empty] | Removed from Ground | Diesel | 10000 | Bare Steel | 1976-05-10 | 1998-10-01 | Galvanized Steel
MCKINNEY WHOLESALE CO INC | 550 EAST SIXTH ST | WAYNESBORO | Burke | 170074 | 1 | [5 empty] | Removed from Ground | Diesel | 8000 | Bare Steel | 1978-05-10 | 1997-04-07 | Galvanized Steel | Suction (American)
A & W ONE STOP | 361 S LIBERTY ST | WAYNESBORO | Burke | 9053228 | 1 | Flapper Valve | 1994-07-01 | FALSE | 1994-07-01 | FALSE | Currently in Use | Regular | 8000 | STIP-3/Double walled | 2000-06-27 |  | Fiberglass Reinforced Plastic | Pressurized
RACO | 902 N LIBERTY ST | WAYNESBORO | Burke | 4170004 | 2 | Flapper Valve | 1998-12-01 | FALSE | 1998-12-01 | TRUE | Temporarily out of use |  | 8000 |  | 1968-03-15 |  | Steel (Impressed Current) | Pressurized
LIBERTY FOOD MART | 541 LIBERTY ST | WAYNESBORO | Burke | 4170009 | 3 | Ball Float | 1988-01-01 | FALSE | 1988-01-01 | FALSE | Currently in Use | Regular | 10000 | Steel-Impressed Current | 1988-01-01 |  | Fiberglass Reinforced Plastic | Pressurized
GA FC/BURKE CO UNIT | RT 2 BOX 50 | WAYNESBORO | Burke | 4170014 | 2 | [5 empty] | Removed from Ground | Diesel | 560 | Bare Steel | 1957-12-27 | 1997-10-06 | Galvanized Steel
CATES SALES & SERVICE INC | 508 WEST SIXTH ST | WAYNESBORO | Burke | 4170029 | 2 | [5 empty] | Removed from Ground | Gas (Historical Use) | 4011 | Cathodically Protected Steel | 1976-04-23 | 1996-11-01 | Galvanized Steel
GA POWER/PLANT VOGTLE | RIVER RD | WAYNESBORO | Burke | 4170036 | C-7 |  |  | TRUE |  | TRUE | Removed from Ground | Used Oil | 1000 | Bare Steel | 1982-01-01 | 1987-02-06 | Bare Steel
GA POWER/PLANT VOGTLE | RIVER RD | WAYNESBORO | Burke | 4170036 | C-1 | [5 empty] | Removed from Ground | Gas (Historical Use) | 4000 | Bare Steel | 1978-01-01 | 1987-12-01 | Bare Steel
GA POWER/PLANT VOGTLE | RIVER RD | WAYNESBORO | Burke | 4170036 | C-11 | [5 empty] | Removed from Ground | Diesel | 15000 | Bare Steel | 1988-12-01 | 2009-02-24 | Bare Steel
QUICK STOP | 517 W SIXTH ST | WAYNESBORO | Burke | 4170039 | 2 | Flapper Valve | 1997-06-01 | FALSE | 1997-06-01 | FALSE | Currently in Use | Gas (Historical Use) | 10000 | Steel-Impressed Current | 1988-01-01 |  | Fiberglass Reinforced Plastic | Pressurized
VOGTLE QUICK STOP | 6577 RIVER RD | WAYNESBORO | Burke | 10001125 | 1A | Flapper Valve | 2006-05-27 | FALSE | 2006-05-27 | FALSE | Currently in Use | Regular | 8000 | Composite | 2006-05-27 |  | Fiberglass Reinforced Plastic | Pressurized
H H BLANCHARD JR | STEINER PL RD | WAYNESBORO | Burke | 170061 | 1 | [5 empty] | Removed from Ground | Diesel | 10000 | Bare Steel | 1980-05-17 | 1899-12-31 | Galvanized Steel | Suction (American)
WAYNE SERVICE STATION | 100 E SIXTH ST | WAYNESBORO | Burke | 170072 | 2 |  | 1999-12-22 |  | 1999-12-22 |  | Removed from Ground | Gas (Historical Use) | 4000 | Steel-Impressed Current | 1972-01-05 | 2005-10-07 |  | Safe Suction (Euro)
BURKE CO BOARD OF EDUCATION TRANSPORTATION DEPT | 115 MOBILIZATION DR | WAYNESBORO | Burke | 10000792 | 1A | Flapper Valve | 2004-11-01 | FALSE | 2004-11-01 | FALSE | Currently in Use | Diesel | 11000 | Composite | 2004-11-01 |  | Fiberglass Reinforced Plastic | Pressurized
VOGTLE QUICK STOP | 6577 RIVER RD | WAYNESBORO | Burke | 10001125 | 1B | Flapper Valve | 2006-03-27 | FALSE | 2006-03-27 | FALSE | Currently in Use | Regular | 4000 | Composite | 2006-03-27 |  | Fiberglass Reinforced Plastic | Pressurized
THOMAS GROCERY | 2202 THOMPSON BRG RD | WAYNESBORO | Burke | 4170025 | 5 | Flapper Valve | 1998-06-19 | FALSE | 1998-06-19 | FALSE | Abandoned-No Known Release | Regular | 1000 | Composite | 2004-06-22 |  | Fiberglass Reinforced Plastic | Safe Suction (Euro)
VALUE OIL CO | 209 SOUTH LIBERTY STREET | WAYNESBORO | Burke | 4170026 | 4B |  | 1997-10-20 |  | 1997-10-20 |  | Removed from Ground | Diesel | 7500 | Composite | 1994-01-01 | 2005-10-25 | Fiberglass Reinforced Plastic | Pressurized
GA POWER/WAYNESBORO DIST OPER HQ | 642 WOODLAND RD | WAYNESBORO | Burke | 4170035 | 3 |  | 1994-06-07 | FALSE | 1994-06-07 | FALSE | Closed in Ground | Gas (Historical Use) | 10000 |  | 1987-01-01 | 1996-09-01 | Fiberglass Reinforced Plastic | Pressurized
GA POWER/PLANT VOGTLE | RIVER RD | WAYNESBORO | Burke | 4170036 | C-19 | [5 empty] | Removed from Ground | Other | 4000 | Bare Steel | 1988-12-01 | 2009-01-28 | Bare Steel
GA POWER/PLANT VOGTLE | RIVER RD | WAYNESBORO | Burke | 4170036 | C-12 | [5 empty] | Removed from Ground | Diesel | 12000 | Bare Steel | 1978-01-01 | 1987-12-01 | Galvanized Steel
A & W ONE STOP | 361 S LIBERTY ST | WAYNESBORO | Burke | 9053228 | 4 | Flapper Valve | 1994-07-01 | FALSE | 1994-07-01 | FALSE | Currently in Use | Regular | 8000 | STIP-3/Double walled | 2000-06-27 |  | Fiberglass Reinforced Plastic | Pressurized
VIDETTE COUNTRY STORE | 7036 HWY 24 W | WAYNESBORO | Burke | 4170006 | 2 | Flapper Valve | 1998-06-30 | FALSE | 1998-06-30 | FALSE | Currently in Use | Diesel | 10000 | Steel-Impressed Current | 2010-08-27 |  |  | Pressurized
BURKE COUNTY ROAD DEPARTMENT TAN | 144 SOUTHSIDE DR | WAYNESBORO | Burke | 4170008 | 4 |  |  | FALSE |  | FALSE | Removed from Ground | Diesel | 1 |  | 1974-03-17 | 1899-12-31
BURKE COUNTY ROAD DEPARTMENT TAN | 144 SOUTHSIDE DR | WAYNESBORO | Burke | 4170008 | 5 | Flapper Valve | 1998-03-01 | FALSE | 1998-03-01 | FALSE | Removed from Ground | Diesel | 12000 | Composite | 1998-03-01 | 2020-05-06 | Fiberglass Reinforced Plastic | Safe Suction (Euro)
VALUE OIL CO | 209 SOUTH LIBERTY STREET | WAYNESBORO | Burke | 4170026 | 2 |  | 1997-10-20 |  | 1997-10-20 |  | Removed from Ground | Gas (Historical Use) | 12000 | Cathodically Protected Steel | 1970-03-24 | 2005-10-25 | Cathodically Protected | Pressurized
GA POWER/PLANT VOGTLE | RIVER RD | WAYNESBORO | Burke | 4170036 | C-3 | [5 empty] | Removed from Ground | Gas (Historical Use) | 1000 | Bare Steel | 1978-01-01 | 1987-12-01 | Galvanized Steel
J A EDENFIELD FARM | HERNDON RD/RT 3 | WAYNESBORO | Burke | 170073 | G-1 | [5 empty] | Removed from Ground | Gas (Historical Use) | 6000 | Bare Steel | 1980-05-09 | 1998-10-01 | Galvanized Steel
MCKINNEY WHOLESALE CO INC | 550 EAST SIXTH ST | WAYNESBORO | Burke | 170074 | 2 | [5 empty] | Removed from Ground | Diesel | 8000 | Bare Steel | 1978-05-10 | 1997-04-07 | Galvanized Steel | Suction (American)
A&A MINIT MART | 5141 HWY 23 S | WAYNESBORO | Burke | 4170001 | 4 | Flapper Valve | 1998-10-09 | FALSE | 1998-10-09 | FALSE | Currently in Use | Diesel | 6000 | Steel-Impressed Current | 1998-10-09 |  | Double-Walled Flex | Pressurized
A&A MINIT MART | 5141 HWY 23 S | WAYNESBORO | Burke | 4170001 | 5 | Flapper Valve | 2000-06-23 | FALSE | 2000-06-23 | FALSE | Currently in Use | Diesel | 12000 | Composite | 2000-06-23 |  | Double-Walled Flex | Pressurized
VALUE OIL CO | 209 SOUTH LIBERTY STREET | WAYNESBORO | Burke | 4170026 | 4A |  | 1997-10-20 |  | 1997-10-20 |  | Removed from Ground | Diesel | 7500 | Composite | 1994-01-01 | 2005-10-25 | Fiberglass Reinforced Plastic | Pressurized
GA POWER/WAYNESBORO DIST OPER HQ | 642 WOODLAND RD | WAYNESBORO | Burke | 4170035 | 2 | Flapper Valve | 1994-06-07 | FALSE | 1994-06-07 | FALSE | Currently in Use | Diesel | 10000 | Fiberglass | 1987-01-01 |  | Fiberglass Reinforced Plastic | Pressurized
GA POWER/PLANT VOGTLE | RIVER RD | WAYNESBORO | Burke | 4170036 | C-15 | [5 empty] | Removed from Ground | Gas (Historical Use) | 12000 | Bare Steel | 1982-01-01 | 1987-12-01 | Galvanized Steel
ALLEN B WILSON COMBUSTION PLANT | 8803 RIVER RD | WAYNESBORO | Burke | 4170037 | ABW-101 | [5 empty] | Removed from Ground | Gas (Historical Use) | 3000 | Unknown | 1973-01-01 | 1988-05-01 | Bare Steel
A&W ONE STOP #1 | 1104 LIBERTY ST | WAYNESBORO | Burke | 170071 | 2A | Overfill Alarm | 1997-09-30 | FALSE | 1997-09-30 | FALSE | Removed from Ground | Regular | 10000 | Steel-Impressed Current | 1997-09-30 |  | Steel (Impressed Current) | Pressurized
A&A MINIT MART | 5141 HWY 23 S | WAYNESBORO | Burke | 4170001 | 2 | Ball Float | 1998-10-09 | FALSE | 1998-10-09 | FALSE | Currently in Use | Regular | 5000 | Steel-Impressed Current | 1998-10-09 |  | Double-Walled Flex | Pressurized
A & W ONE STOP | 361 S LIBERTY ST | WAYNESBORO | Burke | 9053228 | 2 | Flapper Valve | 1994-07-01 | FALSE | 1994-07-01 | FALSE | Currently in Use | Regular | 8000 | Galvanic (STIP-3) | 2000-06-27 |  | Fiberglass Reinforced Plastic | Pressurized
LOUISIANA-PACIFIC CORP | WOODLANDS RD | WAYNESBORO | Burke | 170069 | 3 | [5 empty] | Removed from Ground | Diesel | 10000 | Marked Unknown | 1976-05-03 | 1992-05-04 | Unknown
A&W ONE STOP #1 | 1104 LIBERTY ST | WAYNESBORO | Burke | 170071 | 2B | Overfill Alarm | 1997-09-30 | FALSE | 1997-09-30 | FALSE | Removed from Ground | Mixture | 10000 | Steel-Impressed Current | 1972-01-05 |  | Steel (Impressed Current) | Pressurized
WAYNE SERVICE STATION | 100 E SIXTH ST | WAYNESBORO | Burke | 170072 | 3 |  | 1999-12-22 |  | 1999-12-22 |  | Removed from Ground | Gas (Historical Use) | 4000 | Steel-Impressed Current | 1972-01-05 | 2005-10-07 |  | Safe Suction (Euro)
BURKE'S TIRE & SERVICE CENTER | 549 EAST 6TH STREET | WAYNESBORO | Burke | 9053227 | 2 |  | 1989-07-01 | FALSE | 1989-07-01 | FALSE | Removed from Ground | Gas (Historical Use) | 8000 |  | 1989-07-01 |  | Fiberglass Reinforced Plastic | Pressurized
BURKE COUNTY ROAD DEPARTMENT TAN | 144 SOUTHSIDE DR | WAYNESBORO | Burke | 4170008 | 2 |  |  | FALSE |  | FALSE | Removed from Ground | Diesel | 10000 |  | 1980-03-17 | 1998-01-01 |  | Safe Suction (Euro)
THOMAS GROCERY | 2202 THOMPSON BRG RD | WAYNESBORO | Burke | 4170025 | 2 |  |  | FALSE |  | FALSE | Removed from Ground |  | 2000 | Bare Steel | 1998-06-01 | 1998-06-01 | Galvanized Steel | Suction (American)
GA POWER/PLANT VOGTLE | RIVER RD | WAYNESBORO | Burke | 4170036 | C-18 | [5 empty] | Removed from Ground | Other | 3000 | Bare Steel | 1988-12-01 | 2009-09-10 | Bare Steel
GA POWER/PLANT VOGTLE | RIVER RD | WAYNESBORO | Burke | 4170036 | C-21 |  |  | TRUE |  | TRUE | Removed from Ground | Used Oil | 1000 | Bare Steel | 1977-01-01 | 1987-02-06 | Bare Steel
A&A MINIT MARK AND REST INC | OLD RIVER RD/RT 2 | WAYNESBORO | Burke | 170065 | 3 | [5 empty] | Removed from Ground | Gas (Historical Use) | 1 | Bare Steel | 1986-05-08 | 2001-03-01 | Bare Steel | Suction (American)
LIBERTY FOOD MART | 541 LIBERTY ST | WAYNESBORO | Burke | 4170009 | 1 | Ball Float | 1988-01-01 | FALSE | 1988-01-01 | FALSE | Currently in Use | Plus | 8066 | Steel-Impressed Current | 1974-02-18 |  | Steel (Impressed Current) | Pressurized
THOMAS GROCERY | 2202 THOMPSON BRG RD | WAYNESBORO | Burke | 4170025 | 6 | Flapper Valve | 1998-06-19 | FALSE | 1998-06-19 | FALSE | Abandoned-No Known Release | Regular | 2000 | Composite | 2004-06-22 |  | Fiberglass Reinforced Plastic | Safe Suction (Euro)
JJS | 253 S LIBERTY ST | WAYNESBORO | Burke | 4170011 | 2 | [5 empty] | Removed from Ground | Gas (Historical Use) | 6000 | Bare Steel | 1974-02-18 | 1998-03-16 | Galvanized Steel | Safe Suction (Euro)
PERFECTION SCHWANK INC | GA HWY 56 | WAYNESBORO | Burke | 4170038 | 1 | [5 empty] | Permanently Out of Use - historical purposes | Other | 2800 | Bare Steel | 1978-04-30 | 1899-12-31 | Galvanized Steel
A&A MINIT MART | 5141 HWY 23 S | WAYNESBORO | Burke | 4170001 | 3 | Flapper Valve | 1998-10-09 | FALSE | 1998-10-09 | FALSE | Currently in Use | Regular | 5000 | Steel-Impressed Current | 1998-10-09 |  | Double-Walled Flex | Pressurized
DILANE WILDLIFE MANGEMENT AREA | 4854 HERNDON RD | WAYNESBORO | Burke | 10000195 | 2 | Flapper Valve | 2002-08-01 | FALSE | 2002-08-01 | FALSE | Currently in Use | Diesel | 2500 | Fiberglass Double Walled | 2002-08-01 |  | Fiberglass Reinforced Plastic | Safe Suction (Euro)
A&A MINIT MARK AND REST INC | OLD RIVER RD/RT 2 | WAYNESBORO | Burke | 170065 | 2 | [5 empty] | Removed from Ground | Gas (Historical Use) | 1 | Bare Steel | 1986-05-08 | 2001-03-01 | Bare Steel | Suction (American)
CITY OF WAYNESBORO | 628 MYRICK ST | WAYNESBORO | Burke | 170066 | 1 | [5 empty] | Removed from Ground | Gas (Historical Use) | 10000 | Bare Steel | 1976-05-10 | 2000-02-28 | Galvanized Steel
LOUISIANA-PACIFIC CORP | WOODLANDS RD | WAYNESBORO | Burke | 170069 | 2 | [5 empty] | Removed from Ground | Diesel | 6000 | Marked Unknown | 1976-05-03 | 1992-05-04 | Unknown
A&W OIL & TIRE CO INC | 1101 N LIBERTY ST | WAYNESBORO | Burke | 170070 | 5 |  |  | FALSE |  | FALSE | Removed from Ground | Diesel | 1000 | Bare Steel | 1967-01-06 | 2012-12-20 | Galvanized Steel
J A EDENFIELD FARM | HERNDON RD/RT 3 | WAYNESBORO | Burke | 170073 | G-2 | [5 empty] | Removed from Ground | Gas (Historical Use) | 8000 | Bare Steel | 1979-05-10 | 1998-10-01 | Galvanized Steel
IN N OUT | 138 HWY 23 S | WAYNESBORO | Burke | 4170003 | 2 | Flapper Valve | 1999-08-03 | FALSE | 1999-08-03 | FALSE | Currently in Use | Diesel | 6000 | Steel-Impressed Current | 1999-08-02 |  | Steel (Impressed Current) | Safe Suction (Euro)
VIDETTE COUNTRY STORE | 7036 HWY 24 W | WAYNESBORO | Burke | 4170006 | 1 | Flapper Valve | 1998-06-30 | FALSE | 1998-06-30 | FALSE | Currently in Use | Regular | 10000 | Steel-Impressed Current | 2010-08-27 |  |  | Pressurized
GA POWER/WAYNESBORO DIST OPER HQ | 642 WOODLAND RD | WAYNESBORO | Burke | 4170035 | 1 |  |  | FALSE |  | FALSE | Removed from Ground | Gas (Historical Use) | 10000 | Bare Steel | 1957-12-31 | 1989-09-01
MCKINNEY WHOLESALE CO INC | 550 EAST SIXTH ST | WAYNESBORO | Burke | 170074 | 5 | [5 empty] | Removed from Ground | Gas (Historical Use) | 6000 | Bare Steel | 1976-05-10 | 1997-04-07 | Galvanized Steel | Suction (American)
MCKINNEY WHOLESALE CO INC | 550 EAST SIXTH ST | WAYNESBORO | Burke | 170074 | 4 | [5 empty] | Removed from Ground | Gas (Historical Use) | 8000 | Bare Steel | 1971-05-12 | 1899-12-31 | Galvanized Steel | Suction (American)
BLANCHARD EQUIPMENT CO INC | 138 GA HWY 80 W | WAYNESBORO | Burke | 4170023 | 3 | Flapper Valve | 1998-06-29 | FALSE | 1998-06-29 | FALSE | Currently in Use | Diesel | 10000 | Steel-Impressed Current | 1976-04-21 |  | Fiberglass Reinforced Plastic | Suction (American)
JJS | 253 S LIBERTY ST | WAYNESBORO | Burke | 4170011 | 1 | [5 empty] | Removed from Ground | Gas (Historical Use) | 6000 | Bare Steel | 1974-02-18 | 1998-03-16 | Galvanized Steel | Safe Suction (Euro)
GA POWER/PLANT VOGTLE | RIVER RD | WAYNESBORO | Burke | 4170036 | C-2 | [5 empty] | Removed from Ground | Gas (Historical Use) | 12000 | Bare Steel | 1988-12-01 | 2009-01-28 | Bare Steel
IN N OUT | 138 HWY 23 S | WAYNESBORO | Burke | 4170003 | 3 | Flapper Valve | 1999-08-03 | FALSE | 1999-08-03 | FALSE | Currently in Use | Regular | 3000 | Steel-Impressed Current | 1999-08-02 |  | Steel (Impressed Current) | Pressurized
VALUE OIL CO | 209 SOUTH LIBERTY STREET | WAYNESBORO | Burke | 4170026 | 1 |  | 1997-10-20 |  | 1997-10-20 |  | Removed from Ground | Gas (Historical Use) | 8000 | Cathodically Protected Steel | 1970-03-24 | 2005-10-25 | Cathodically Protected | Pressurized
BST/NTWK DIST R3526 | COMMERCE ST | WAYNESBORO | Burke | 4170054 | 1 | [5 empty] | Removed from Ground | Gas (Historical Use) | 12000 | Bare Steel | 1982-07-17 | 1990-01-03 | Unknown | Pressurized
RACO | 902 N LIBERTY ST | WAYNESBORO | Burke | 4170004 | 3 | Flapper Valve | 1998-12-01 | FALSE | 1998-12-01 | TRUE | Temporarily out of use |  | 8000 |  | 1998-10-15 |  | Steel (Impressed Current) | Pressurized
JOLLY'S FOOD MART | 545 E SIXTH ST | WAYNESBORO | Burke | 4170005 | 1 | Flapper Valve | 1997-08-15 | FALSE | 1997-08-15 | FALSE | Temporarily out of use | Diesel On Road | 4000 | Steel-Impressed Current | 1974-02-24 |  | Steel (Impressed Current) | Safe Suction (Euro)
BURKE HAVEN CORNER STORE | 602 WEST 6TH ST | WAYNESBORO | Burke | 9017042 | 1 | Flapper Valve | 2001-10-15 | FALSE | 2001-10-15 | FALSE | Currently in Use | Premium | 12000 | Composite | 2001-10-13 |  | Fiberglass Reinforced Plastic | Pressurized
STOP-N-SHOP | 249 E SIXTH ST | WAYNESBORO | Burke | 4170049 | 1 | Flapper Valve | 1997-08-01 | FALSE | 1997-08-01 | FALSE | Temporarily out of use | Regular | 8000 | Steel-Impressed Current | 1986-01-01 |  | Fiberglass Reinforced Plastic | Pressurized
BURKE COUNTY AIRPORT | BURKE COUNTY AIRPORT | WAYNESBORO | Burke | 4170050 | 1 | [5 empty] | Removed from Ground | Other | 10000 | Bare Steel | 1975-05-09 | 1997-12-01 | Galvanized Steel
HILLIS TIRE & OIL | 720 S LIBERTY ST | WAYNESBORO | Burke | 9017017 | 3 | [5 empty] | Removed from Ground | Gas (Historical Use) | 2000 | Not Marked/Unknown |  | 1899-12-31 | Not Marked
OLD MANN FARM | QUAKER RD @ MANN RD | WAYNESBORO | Burke | 9017009 | 1 | [5 empty] | Removed from Ground | Diesel | 5000 | Not Marked/Unknown | 1992-10-23 | 1992-10-23 | Not Marked
56 QUIK STOP | 1522 HWY 56 NORTH | WAYNESBORO | Burke | 9017036 | 1 | [5 empty] | Removed from Ground | Gas (Historical Use) | 10000 | Bare Steel | 1982-01-01 | 1899-12-31 | Galvanized Steel | Suction (American)
QUICK STOP #2 | 4238 HWY 56 N | WAYNESBORO | Burke | 9017034 | 3 | Flapper Valve | 1995-08-25 | FALSE | 1995-08-25 | FALSE | Temporarily out of use | Diesel | 4000 | Composite | 1995-08-25 |  | Fiberglass Reinforced Plastic | Safe Suction (Euro)
BURKE'S TIRE & SERVICE CENTER | 549 EAST 6TH STREET | WAYNESBORO | Burke | 9053227 | 3 |  | 1989-07-01 | FALSE | 1989-07-01 | FALSE | Removed from Ground | Gas (Historical Use) | 8000 |  | 1989-07-01 |  | Fiberglass Reinforced Plastic | Pressurized
BURKE COUNTY ROAD DEPARTMENT TAN | 144 SOUTHSIDE DR | WAYNESBORO | Burke | 4170008 | 3 |  |  | FALSE |  | FALSE | Removed from Ground | Diesel | 10000 |  | 1974-03-17 | 1899-12-31
CATES SALES & SERVICE INC | 508 WEST SIXTH ST | WAYNESBORO | Burke | 4170029 | 3 | [5 empty] | Removed from Ground | Gas (Historical Use) | 1011 | Cathodically Protected Steel | 1976-04-23 | 1996-11-01 | Galvanized Steel
ROY HILLIS | STONEY BLUFF RD 3616 | GIRARD | Burke | 4170007 | 1 | [5 empty] | Closed in Ground | Gas (Historical Use) | 560 | Bare Steel | 1954-03-06 | 1984-01-01 | Galvanized Steel
MERK MALL LLC | 10208 HWY 23 | GIRARD | Burke | 9017023 | 1 |  | 1997-10-01 | FALSE | 1997-10-01 | FALSE | Currently in Use | Premium | 8200 | Galvanic (STIP-3) | 2016-02-19 |  | Fiberglass Reinforced Plastic | Pressurized
HENRY W GLISSON | 990 GLISSON RD | GIRARD | Burke | 9017028 | 1 | [5 empty] | Removed from Ground | Diesel | 4000 | Bare Steel | 1981-04-01 | 1899-12-31 | Galvanized Steel | Suction (American)
JET FOOD #2 | 931 CHARLES PERRY AVE / HWY 24 | SARDIS | Burke | 9017025 | 1 |  |  | FALSE |  | FALSE | Removed from Ground |  | 1000 | Fiberglass | 1998-12-01 | 1998-12-01 | Galvanized Steel | Suction (American)
JENKINS IGA | 936 CHARLES PERRY AVE | SARDIS | Burke | 9017038 | 2 |  | 1998-12-01 | FALSE | 1998-12-01 | FALSE | Currently in Use | Premium | 6000 | Composite | 1998-11-01 |  | Fiberglass Reinforced Plastic | Pressurized
GA DOT #10204 BURKE CO MAINT HQ | 151 HWY 24 SOUTH | WAYNESBORO | Burke | 4170017 | 204D1 | [5 empty] | Removed from Ground | Diesel | 540 | Bare Steel | 1965-12-20 | 2004-05-11 | Galvanized Steel | Suction (American)
JACK'S GROCERY #2 | RT 1 BOX 170 | MATTHEWS | Burke | 4170041 | 1 | [5 empty] | Permanently Out of Use - historical purposes | Gas (Historical Use) | 2000 | Bare Steel | 1982-05-07 | 1899-12-31 | Galvanized Steel
LEWIS DIXON | 1294 MILLHAVEN RD | GIRARD | Burke | 9017015 | 1 | [5 empty] | Removed from Ground | Diesel | 8000 | Epoxy | 1979-08-06 | 1998-08-21 | Galvanized Steel
ZIP N FOOD #14 | 155 CLAXTON RD | GIRARD | Burke | 10001781 | 2 | Ball Float | 2009-10-01 | FALSE | 2009-10-01 | FALSE | Currently in Use | Diesel | 10000 | Composite Double Walled | 2009-10-01 |  | Double-Walled Fiberglass | Pressurized
COTTON GIN MART | 831 CHARLES PERRY AVE | SARDIS | Burke | 9017014 | 1 |  | 1998-12-22 | FALSE | 1998-12-22 | FALSE | Temporarily out of use |  | 8000 | Steel-Impressed Current | 2009-06-16 |  | Steel (Impressed Current) | Pressurized
JET FOOD #2 | 931 CHARLES PERRY AVE / HWY 24 | SARDIS | Burke | 9017025 | 3 |  |  | FALSE |  | FALSE | Removed from Ground |  | 4000 | Bare Steel | 1998-12-01 | 1998-12-01 | Galvanized Steel | Suction (American)
SGA ELEMENTARY SCHOOL | 1275 CHARLES PERRY PKWY | SARDIS | Burke | 9017001 | 1 |  |  | FALSE |  | FALSE | Removed from Ground |  | 1000 |  | 1975-06-01 | 1899-12-31
JET FOOD #2 | 931 CHARLES PERRY AVE / HWY 24 | SARDIS | Burke | 9017025 | 6 | Flapper Valve | 1998-12-01 | FALSE | 1998-12-01 | FALSE | Currently in Use | Regular | 8000 | Composite | 1994-01-01 |  | Fiberglass Reinforced Plastic | Pressurized
GA DOT #10204 BURKE CO MAINT HQ | 151 HWY 24 SOUTH | WAYNESBORO | Burke | 4170017 | 204G1 | [5 empty] | Removed from Ground | Gas (Historical Use) | 2000 | Cathodically Protected Steel | 1988-05-01 | 2004-05-11 | Cathodically Protected | Suction (American)
MERK MALL LLC | 10208 HWY 23 | GIRARD | Burke | 9017023 | 2 |  | 1997-10-01 | FALSE | 1997-10-01 | FALSE | Currently in Use | Regular | 8200 | Galvanic (STIP-3) | 2016-02-19 |  | Fiberglass Reinforced Plastic | Pressurized
JOHNNAS GRILL & GROCERY | 4464 HWY 24 SOUTH | SARDIS | Burke | 10001367 | 1B |  | 2007-07-02 | FALSE | 2007-07-02 | FALSE | Temporarily out of use | Diesel | 4000 | Composite | 2007-07-02 |  | Fiberglass Reinforced Plastic | Safe Suction (Euro)
COTTON GIN MART | 831 CHARLES PERRY AVE | SARDIS | Burke | 9017014 | 2 |  | 1998-12-22 |  | 1998-12-22 |  | Temporarily out of use | Diesel | 8000 | Steel-Impressed Current | 1984-07-12 |  | Steel (Impressed Current) | Pressurized
JET FOOD #2 | 931 CHARLES PERRY AVE / HWY 24 | SARDIS | Burke | 9017025 | 5 | Flapper Valve | 1998-12-01 | FALSE | 1998-12-01 | FALSE | Currently in Use | Regular | 10000 | Composite | 1994-01-01 |  | Fiberglass Reinforced Plastic | Pressurized
JET FOOD #2 | 931 CHARLES PERRY AVE / HWY 24 | SARDIS | Burke | 9017025 | 4 | Flapper Valve | 1998-12-01 | FALSE | 1998-12-01 | FALSE | Currently in Use | Regular | 6000 | Composite | 1994-01-01 |  | Fiberglass Reinforced Plastic | Pressurized
JET FOOD STORE #2 | 9 A GA HWY 24 W | SARDIS | Burke | 4170031 | 2 | [5 empty] | Removed from Ground | Gas (Historical Use) | 6000 | Bare Steel | 1975-04-30 | 1999-09-20 | Fiberglass Reinforced Plastic | Safe Suction (Euro)
JOHNNAS GRILL & GROCERY | 4464 HWY 24 SOUTH | SARDIS | Burke | 10001367 | 1A |  | 2007-07-02 | FALSE | 2007-07-02 | FALSE | Temporarily out of use | Regular | 8000 | Composite | 2007-07-02 |  | Fiberglass Reinforced Plastic | Pressurized
ALANS QUICK STOP | 108 Jones Street | MIDVILLE | Burke | 4170022 | 1 |  | 1991-07-01 | FALSE | 1991-07-01 | FALSE | Currently in Use | Regular | 4000 | Composite | 1991-07-01 |  | Galvanized Steel | Safe Suction (Euro)
UGA COLLEGE OF AGRICULTURE | 9638 GA HWY 56 S | MIDVILLE | Burke | 9017039 | 2 | [5 empty] | Removed from Ground | Gas (Historical Use) | 560 | Bare Steel | 1999-02-28 | 1999-02-28 | Bare Steel | Suction (American)
CHOATES SERVICE CENTER | 101 S MAIN ST | MIDVILLE | Burke | 9017026 | 1B | Flapper Valve | 1995-08-16 | FALSE | 1995-08-16 | FALSE | Temporarily out of use | Diesel | 2000 | Composite | 1995-08-15 |  | Fiberglass Reinforced Plastic | Safe Suction (Euro)
MIDVILLE WOODYARD | GA HWY 17 N | MIDVILLE | Burke | 4170013 | 2 | [5 empty] | Removed from Ground | Diesel | 2000 | Bare Steel | 1982-04-18 | 1988-06-01 | Galvanized Steel
GA DOT #10205 MIDVILLE MAINT HQ | SR 17 WEST IN MIDVILLE | MIDVILLE | Burke | 4170018 | 205G1 | [5 empty] | Removed from Ground | Gas (Historical Use) | 1000 | Bare Steel | 1984-01-04 | 2005-01-18 | Galvanized Steel | Suction (American)
H C TAYLOR | 2551 HWY 56 N | MIDVILLE | Burke | 9017030 | 2 | [5 empty] | Removed from Ground | Gas (Historical Use) | 500 | Bare Steel | 1946-01-01 | 1999-12-20 | Galvanized Steel | Suction (American)
ALANS QUICK STOP | 108 Jones Street | MIDVILLE | Burke | 4170022 | 2 | Flapper Valve | 1991-07-01 | FALSE | 1991-07-01 | FALSE | Currently in Use | Regular | 2000 | Composite | 1991-07-01 |  | Galvanized Steel | Safe Suction (Euro)
MIDVILLE EXPRESS | 111 N JONES ST | MIDVILLE | Burke | 4170047 | 2 | Ball Float | 1995-06-01 | FALSE | 1995-06-01 | FALSE | Removed from Ground | Diesel | 8000 | Steel-Impressed Current | 1997-04-07 | 2017-09-22 | Steel (Impressed Current) | Pressurized
UGA COLLEGE OF AGRICULTURE | 9638 GA HWY 56 S | MIDVILLE | Burke | 9017039 | 1 | [5 empty] | Removed from Ground | Diesel | 560 | Bare Steel | 1999-02-28 | 1999-02-28 | Bare Steel | Suction (American)
MIDVILLE EXPRESS | 111 N JONES ST | MIDVILLE | Burke | 4170047 | 3A | Flapper Valve | 2017-11-01 | FALSE | 2017-11-01 | FALSE | Currently in Use | Regular | 10000 | Composite Double Walled | 2017-10-31 |  | Double-Walled Flex | Pressurized
CHOATES SERVICE CENTER | 101 S MAIN ST | MIDVILLE | Burke | 9017026 | 1A | Flapper Valve | 1995-08-15 | FALSE | 1995-08-15 | FALSE | Temporarily out of use | Regular | 4000 | Composite | 1995-08-15 |  | Fiberglass Reinforced Plastic | Safe Suction (Euro)
GOLDEN PANTRY #83 | P O BOX | MIDVILLE | Burke | 4170010 | 1 | [5 empty] | Removed from Ground | Gas (Historical Use) | 8000 | Bare Steel | 1974-02-18 | 1899-12-31 | Galvanized Steel
LILLIAM M BISHOP | 2423 HWY 192 N | MIDVILLE | Burke | 9053237 | 1 | [5 empty] | Removed from Ground | Gas (Historical Use) | 1 | Bare Steel |  | 1899-12-31 | Galvanized Steel | Suction (American)
GA DOT #10205 MIDVILLE MAINT HQ | SR 17 WEST IN MIDVILLE | MIDVILLE | Burke | 4170018 | 205D1 | [5 empty] | Removed from Ground | Diesel | 560 | Bare Steel | 1998-12-22 | 2005-01-18 | Galvanized Steel | Suction (American)
HERMAN SIKES | RT 1 BOX 77 | MIDVILLE | Burke | 4170052 | 1 | [5 empty] | Removed from Ground | Gas (Historical Use) | 1000 | Marked Unknown | 1976-05-08 | 1899-12-31 | Galvanized Steel
H C TAYLOR | 2551 HWY 56 N | MIDVILLE | Burke | 9017030 | 1 | [5 empty] | Removed from Ground | Gas (Historical Use) | 1000 | Bare Steel | 1946-01-01 | 1999-12-20 | Galvanized Steel | Suction (American)
LILLIAM M BISHOP | 2423 HWY 192 N | MIDVILLE | Burke | 9053237 | 2 | [5 empty] | Removed from Ground | Gas (Historical Use) | 1 | Bare Steel |  | 1899-12-31 | Galvanized Steel | Suction (American)
MIDVILLE WOODYARD | GA HWY 17 N | MIDVILLE | Burke | 4170013 | 1 | [5 empty] | Removed from Ground | Gas (Historical Use) | 2000 | Bare Steel | 1982-04-18 | 1988-06-01 | Galvanized Steel
MIDVILLE EXPRESS | 111 N JONES ST | MIDVILLE | Burke | 4170047 | 1 | Ball Float | 1995-06-01 | FALSE | 1995-06-01 | FALSE | Removed from Ground | Regular | 6000 | Steel-Impressed Current | 1997-04-07 | 2017-09-22 | Steel (Impressed Current) | Pressurized
UGA COLLEGE OF AGRICULTURE | 9638 GA HWY 56 S | MIDVILLE | Burke | 9017039 | 3 | [5 empty] | Removed from Ground | Gas (Historical Use) | 560 | Bare Steel | 1999-02-28 | 1999-02-28 | Bare Steel | Suction (American)
GA DOT #10289 OLD SARDIS MAINT H | ELLISON BRIDGE RD/ 1/2 EAST OF S | SARDIS | Burke | 4170016 | 1 | [5 empty] | Removed from Ground | Gas (Historical Use) | 540 | Bare Steel | 1965-12-20 | 1899-12-31 | Galvanized Steel
JET FOOD STORE #2 | 9 A GA HWY 24 W | SARDIS | Burke | 4170031 | 1 | [5 empty] | Removed from Ground | Gas (Historical Use) | 6000 | Bare Steel | 1975-04-30 | 1999-09-20 | Fiberglass Reinforced Plastic | Safe Suction (Euro)
CHOATES SERVICE CENTER | 101 S MAIN ST | MIDVILLE | Burke | 9017026 | 1D |  | 1995-08-15 | FALSE | 1995-08-15 | FALSE | Removed from Ground | Diesel | 1000 |  | 1999-06-22 | 1999-05-27 | Fiberglass Reinforced Plastic
ROY HILLIS | STONEY BLUFF RD 3616 | GIRARD | Burke | 4170007 | 2 | [5 empty] | Closed in Ground | Gas (Historical Use) | 560 | Bare Steel | 1954-03-06 | 1984-01-01 | Galvanized Steel
JENKINS IGA | 936 CHARLES PERRY AVE | SARDIS | Burke | 9017038 | 1 |  | 1998-12-01 | FALSE | 1998-12-01 | FALSE | Currently in Use | Regular | 10000 | Composite | 1998-11-01 |  | Fiberglass Reinforced Plastic | Pressurized
JET FOOD #2 | 931 CHARLES PERRY AVE / HWY 24 | SARDIS | Burke | 9017025 | 2 |  |  | FALSE |  | FALSE | Removed from Ground |  | 1000 | Bare Steel | 1998-12-01 | 1998-12-01 | Galvanized Steel | Suction (American)
JACK'S GROCERY #2 | RT 1 BOX 170 | MATTHEWS | Burke | 4170041 | 2 | [5 empty] | Permanently Out of Use - historical purposes | Gas (Historical Use) | 1000 | Bare Steel | 1982-05-07 | 1899-12-31 | Galvanized Steel
COTTON GIN MART | 831 CHARLES PERRY AVE | SARDIS | Burke | 9017014 | 3 |  | 1998-12-22 |  | 1998-12-22 |  | Temporarily out of use | Gas (Historical Use) | 4000 | Steel-Impressed Current | 1984-07-12 |  | Steel (Impressed Current) | Pressurized
SGA ELEMENTARY SCHOOL | 1275 CHARLES PERRY PKWY | SARDIS | Burke | 9017001 | 2 | Flapper Valve | 1995-08-01 | FALSE | 1995-08-01 | FALSE | Currently in Use | Diesel | 2000 | STIP-3/Double walled | 1995-08-01 |  | Fiberglass Reinforced Plastic | Safe Suction (Euro)
ZIP N FOOD #14 | 155 CLAXTON RD | GIRARD | Burke | 10001781 | 1 | Ball Float | 2009-10-01 | FALSE | 2009-10-01 | FALSE | Currently in Use | Regular | 10000 | Composite Double Walled | 2009-10-01 |  | Double-Walled Fiberglass | Pressurized
H C TAYLOR | 2551 HWY 56 N | MIDVILLE | Burke | 9017030 | 3 | [5 empty] | Removed from Ground | Gas (Historical Use) | 500 | Bare Steel | 1999-12-20 | 1999-12-20 | Galvanized Steel | Suction (American)
A-ONE STORES | 3780 FARMERS BRIDGE RD | HEPHZIBAH | Burke | 9017037 | 2A |  | 1996-09-01 | FALSE | 1996-09-01 | FALSE | Currently in Use | Premium | 6000 | Composite | 2016-09-20 |  | Fiberglass Reinforced Plastic | Pressurized
FORMERLY BONNIES CAFE (GDOT EDS-565(9) | 4875 HIGHWAY 25 NORTH | HEPHZIBAH | Burke | 10000595 | 2 |  |  | FALSE |  | FALSE | Removed from Ground | Not Marked | 500 | Unknown | 2003-12-30 | 2003-12-30
A-ONE STORES | 3780 FARMERS BRIDGE RD | HEPHZIBAH | Burke | 9017037 | 1 |  | 1996-09-01 | FALSE | 1996-09-01 | FALSE | Currently in Use | Regular | 8000 | Composite | 2016-09-20 |  | Fiberglass Reinforced Plastic | Pressurized
TAYLOR BROS X-PRESS | 3938 HWY 25 N | HEPHZIBAH | Burke | 10000893 | 1A | Flapper Valve | 2005-04-20 | FALSE | 2005-04-20 | FALSE | Currently in Use | Regular | 8000 | Composite | 2005-04-20 |  | Fiberglass Reinforced Plastic | Pressurized
BROWNS SERVICE STATION | 235 GRESHAM AVE | GOUGH | Burke | 9017013 | X | [5 empty] | Temporarily out of use | Gas (Historical Use) | 6000 | Bare Steel | 1947-01-20 |  | Galvanized Steel | Suction (American)
A-ONE STORES | 3780 FARMERS BRIDGE RD | HEPHZIBAH | Burke | 9017037 | 2B |  | 1996-09-01 | FALSE | 1996-09-01 | FALSE | Currently in Use | Diesel | 2000 | Composite | 2016-09-20 |  | Fiberglass Reinforced Plastic | Pressurized
TAYLOR BROS X-PRESS | 3938 HWY 25 N | HEPHZIBAH | Burke | 10000893 | 1B | Flapper Valve | 2005-04-20 | FALSE | 2005-04-20 | FALSE | Currently in Use | Premium | 4000 | Composite | 2005-04-20 |  | Fiberglass Reinforced Plastic | Pressurized
TAYLOR BROS X-PRESS | 3938 HWY 25 N | HEPHZIBAH | Burke | 10000893 | 2 | Flapper Valve | 2005-04-20 | FALSE | 2005-04-20 | FALSE | Currently in Use | Diesel | 12000 | Composite | 2005-04-20 |  | Fiberglass Reinforced Plastic | Pressurized
FORMERLY BONNIES CAFE (GDOT EDS-565(9) | 4875 HIGHWAY 25 NORTH | HEPHZIBAH | Burke | 10000595 | 1 |  |  | FALSE |  | FALSE | Removed from Ground | Not Marked | 500 | Unknown | 2003-12-30 | 2003-12-30
GOLDEN PANTRY #83 | P O BOX | MIDVILLE | Burke | 4170010 | 2 | [5 empty] | Removed from Ground | Gas (Historical Use) | 6000 | Bare Steel | 1974-02-18 | 1899-12-31 | Galvanized Steel
ALANS QUICK STOP | 108 Jones Street | MIDVILLE | Burke | 4170022 | 3 |  |  | FALSE |  | FALSE | Removed from Ground |  | 3000 | Bare Steel | 1991-01-01 | 1991-01-01 | Galvanized Steel
HERMAN SIKES | RT 1 BOX 77 | MIDVILLE | Burke | 4170052 | 2 | [5 empty] | Removed from Ground | Diesel | 6000 | Marked Unknown | 1976-05-08 | 1899-12-31 | Galvanized Steel
MIDVILLE EXPRESS | 111 N JONES ST | MIDVILLE | Burke | 4170047 | 3B | Flapper Valve | 2017-11-01 | FALSE | 2017-11-01 | FALSE | Currently in Use | Diesel | 5000 | Composite Double Walled | 2017-10-31 |  | Double-Walled Flex | Pressurized
CHOATES SERVICE CENTER | 101 S MAIN ST | MIDVILLE | Burke | 9017026 | 1C | Flapper Valve | 1995-08-16 | FALSE | 1995-08-16 | FALSE | Temporarily out of use | Premium | 2000 | Composite | 1995-08-15 |  | Fiberglass Reinforced Plastic | Safe Suction (Euro)
UGA COLLEGE OF AGRICULTURE | 9638 GA HWY 56 S | MIDVILLE | Burke | 9017039 | 4 | Flapper Valve | 1999-02-01 | FALSE | 1999-02-01 | FALSE | Currently in Use | Diesel | 2500 | Fiberglass Double Walled | 1999-02-01 |  | Fiberglass Reinforced Plastic | Safe Suction (Euro)
UGA COLLEGE OF AGRICULTURE | 9638 GA HWY 56 S | MIDVILLE | Burke | 9017039 | 5 | Flapper Valve | 1999-02-01 | FALSE | 1999-02-01 | FALSE | Currently in Use | Regular | 1000 | Fiberglass Double Walled | 1999-02-01 |  | Fiberglass Reinforced Plastic | Safe Suction (Euro)
MARK QUICK | 549-A 6TH ST EAST | WAYNESBORO | Burke | 10003425 | 3 |  |  | FALSE |  | FALSE | Removed from Ground | Gas (Historical Use) | 10000 |  |  | 2024-01-04
MARK QUICK | 549-A 6TH ST EAST | WAYNESBORO | Burke | 10003425 | 2 |  |  | FALSE |  | FALSE | Removed from Ground | Gas (Historical Use) | 10000 |  |  | 2024-01-04
MARK QUICK | 549-A 6TH ST EAST | WAYNESBORO | Burke | 10003425 | 1 |  |  | FALSE |  | FALSE | Removed from Ground | Gas (Historical Use) | 10000 |  |  | 2024-01-04
Gas Pro Travel Center | 71 Hwy 56 N | Waynesboro | Burke | 10002935 | 1B | Flapper Valve | 2019-05-20 | FALSE | 2019-06-01 | FALSE | Currently in Use | Premium | 5000 | Composite Double Walled | 2018-08-14 |  | Double-Walled Flex | Pressurized
S&P Store, LLC | 740 E 7th St. | Waynesboro | Burke | 10002877 | 1C | Flapper Valve | 2018-08-01 | FALSE | 2018-08-01 | FALSE | Currently in Use | Diesel | 5000 | Fiberglass Double Walled | 2018-01-01 |  | Double-Walled Fiberglass | Pressurized
S&P Store, LLC | 740 E 7th St. | Waynesboro | Burke | 10002877 | 1B | Flapper Valve | 2018-08-01 | FALSE | 2018-08-01 | FALSE | Currently in Use | Premium | 5000 | Fiberglass Double Walled | 2018-01-01 |  | Double-Walled Fiberglass | Pressurized
Gas Pro Travel Center | 71 Hwy 56 N | Waynesboro | Burke | 10002935 | 2 | Flapper Valve | 2019-05-20 | FALSE | 2019-06-01 | FALSE | Currently in Use | Diesel | 20000 | Composite Double Walled | 2018-06-26 |  | Double-Walled Flex | Pressurized
Gas Pro Travel Center | 71 Hwy 56 N | Waynesboro | Burke | 10002935 | 1A | Flapper Valve | 2019-05-20 | FALSE | 2019-06-01 | FALSE | Currently in Use | Regular | 20000 | Composite Double Walled | 2018-08-14 |  | Double-Walled Flex | Pressurized
S&P Store, LLC | 740 E 7th St. | Waynesboro | Burke | 10002877 | 1A | Flapper Valve | 2018-08-01 | FALSE | 2018-08-01 | FALSE | Currently in Use | Regular | 15000 | Fiberglass Double Walled | 2018-01-01 |  | Double-Walled Fiberglass | Pressurized
DOT 10305/BUTTS CO MAINT HQ | 1002 BROWNLEE RD | JACKSON | Butts | 180040 | 305G1 | [5 empty] | Removed from Ground | Gas (Historical Use) | 2000 | Cathodically Protected Steel | 1987-01-01 | 2004-03-02 | Galvanized Steel | Suction (American)
GA DIAGNOSTIC & CLASSIFICATION C | GA HWY 36 WEST | JACKSON | Butts | 180045 | 1 | [5 empty] | Removed from Ground | Diesel | 30000 | Bare Steel | 1968-01-06 | 1997-10-10 | Bare Steel
VK90 LLC | 209 E 3rd ST | JACKSON | Butts | 4180026 | 2 | [5 empty] | Removed from Ground | Gas (Historical Use) | 2000 | Bare Steel | 1972-04-29 | 1987-04-01 | Galvanized Steel
LOVES TRAVEL STOP #307 | 115 TRUCKSTOP WAY | JACKSON | Butts | 4180016 | 1 | [5 empty] | Removed from Ground | Gas (Historical Use) | 10000 | Bare Steel | 1985-04-16 | 1999-01-05 | Galvanized Steel | Pressurized
BILES TIRE CENTER INC #374 | 676 E THIRD ST | JACKSON | Butts | 4180029 | 4 | Flapper Valve | 1998-06-19 | FALSE | 1998-06-19 | FALSE | Currently in Use | Diesel | 2000 | Steel-Impressed Current | 1982-02-12 |  | Steel (Impressed Current) | Safe Suction (Euro)
DUNDEE MILLS INC | GA HWY 36 W | JACKSON | Butts | 180044 | 2 | [5 empty] | Currently in Use | Diesel | 10000 | Bare Steel | 1977-01-03 |  | Bare Steel
BUTTS CTY SCHOOL BUS SHOP | 198 GYM ST | JACKSON | Butts | 4180021 | 2 | [5 empty] | Closed in Ground | Empty | 8000 | Bare Steel | 1992-08-01 | 1992-08-01 | Galvanized Steel
DOT 10305/BUTTS CO MAINT HQ | 1002 BROWNLEE RD | JACKSON | Butts | 180040 | 10305-1 | [5 empty] | Removed from Ground | Gas (Historical Use) | 1000 | Bare Steel | 1974-01-04 | 1995-10-30 | Unknown
GA DIAGNOSTIC & CLASSIFICATION C | GA HWY 36 WEST | JACKSON | Butts | 180045 | 4 | [5 empty] | Removed from Ground | Diesel | 30000 | Bare Steel | 1968-01-06 | 1997-10-10 | Bare Steel
BUTTS CTY SCHOOL BUS SHOP | 198 GYM ST | JACKSON | Butts | 4180021 | 4 |  | 1992-08-01 |  | 1992-08-01 |  | Removed from Ground | Gas (Historical Use) | 2000 | Cathodically Protected Steel | 1992-08-10 | 1998-08-26 | Fiberglass Reinforced Plastic | Suction (American)
LOVES TRAVEL STOP #307 | 115 TRUCKSTOP WAY | JACKSON | Butts | 4180016 | 8 | Flapper Valve | 1999-02-24 | FALSE | 1999-02-24 | FALSE | Currently in Use | Premium | 12000 | Composite | 1999-02-10 |  | Fiberglass Reinforced Plastic | Pressurized
BUTTS CTY SCHOOL BUS SHOP | 198 GYM ST | JACKSON | Butts | 4180021 | 1 | [5 empty] | Removed from Ground | Diesel | 10000 | Bare Steel | 1984-04-01 | 1998-08-26 | Galvanized Steel | Suction (American)
LOVES TRAVEL STOP #307 | 115 TRUCKSTOP WAY | JACKSON | Butts | 4180016 | 7 | Ball Float | 1999-02-24 | FALSE | 1999-02-24 | FALSE | Currently in Use | Regular | 20000 | Composite | 1999-02-10 |  | Fiberglass Reinforced Plastic | Pressurized
ATLANTA SOUTH TRAVEL CENTER #268 | 122 TRUCK STOP WAY | JACKSON | Butts | 4180019 | 5 | Flapper Valve | 1984-04-14 | FALSE | 1984-04-14 | FALSE | Currently in Use | Diesel | 20000 | Fiberglass | 1984-04-14 |  | Fiberglass Reinforced Plastic | Pressurized
ATLANTA SOUTH TRAVEL CENTER #268 | 122 TRUCK STOP WAY | JACKSON | Butts | 4180019 | 4 | Overfill Alarm | 1984-04-14 | FALSE | 1984-04-14 | FALSE | Currently in Use | Regular | 20000 | Fiberglass | 1984-04-14 |  | Fiberglass Reinforced Plastic | Pressurized
DOT 10305/BUTTS CO MAINT HQ | 1002 BROWNLEE RD | JACKSON | Butts | 180040 | 10305-2 | [5 empty] | Removed from Ground | Diesel | 500 | Bare Steel | 1973-01-04 | 1995-10-30 | Unknown
DUNDEE MILLS INC | GA HWY 36 W | JACKSON | Butts | 180044 | 1 | [5 empty] | Currently in Use | Diesel | 10000 | Bare Steel | 1977-01-03 |  | Bare Steel
VK90 LLC | 209 E 3rd ST | JACKSON | Butts | 4180026 | 5 |  |  | FALSE |  | FALSE | Removed from Ground | Gas (Historical Use) | 500 | Bare Steel | 1972-04-29 | 1987-04-01 | Galvanized Steel
VK90 LLC | 209 E 3rd ST | JACKSON | Butts | 4180026 | 4 | [5 empty] | Removed from Ground | Gas (Historical Use) | 500 | Bare Steel | 1972-04-29 | 1987-04-01 | Galvanized Steel
MAA VAHANVATI INC | 3129 HWY 36 W | JACKSON | Butts | 180042 | 1 | Flapper Valve | 1998-01-01 | FALSE | 1998-01-01 | FALSE | Currently in Use | Premium | 10000 | Galvanic (STIP-3) | 1987-01-01 |  | Fiberglass Reinforced Plastic | Pressurized
VK90 LLC | 209 E 3rd ST | JACKSON | Butts | 4180026 | 9 | Ball Float | 1987-09-01 | FALSE | 1998-04-01 | FALSE | Currently in Use | Regular | 6000 | Galvanic (STIP-3) | 1987-09-01 |  | Fiberglass Reinforced Plastic | Pressurized
VK90 LLC | 209 E 3rd ST | JACKSON | Butts | 4180026 | 8 | Ball Float | 1987-09-01 | FALSE | 1998-04-01 | FALSE | Currently in Use | Regular | 6000 | Galvanic (STIP-3) | 1987-09-01 |  | Fiberglass Reinforced Plastic | Pressurized
LOVES TRAVEL STOP #307 | 115 TRUCKSTOP WAY | JACKSON | Butts | 4180016 | 7 | [5 empty] | Removed from Ground | Kerosene | 4000 | Bare Steel | 1985-04-16 | 1999-01-05 | Galvanized Steel
LOVES TRAVEL STOP #307 | 115 TRUCKSTOP WAY | JACKSON | Butts | 4180016 | 11 | Overfill Alarm | 2009-07-22 | FALSE | 2009-07-22 | FALSE | Currently in Use | Diesel | 20000 | Epoxy Double-Walled | 2009-07-21 |  | Fiberglass Reinforced Plastic
ATLANTA SOUTH TRAVEL CENTER #268 | 122 TRUCK STOP WAY | JACKSON | Butts | 4180019 | 1 |  |  | TRUE |  | TRUE | Removed from Ground | Used Oil | 1000 | Fiberglass | 1984-04-14 | 1997-04-01 | Fiberglass Reinforced Plastic | Gravity Fed
BILES TIRE CENTER INC #374 | 676 E THIRD ST | JACKSON | Butts | 4180029 | 1 | Flapper Valve | 1998-06-19 | FALSE | 1998-06-19 | FALSE | Currently in Use | Gas (Historical Use) | 4000 | Steel-Impressed Current | 1977-02-12 |  | Steel (Impressed Current) | Pressurized
JP Valero | 2381 E HIGHWAY 36 | JACKSON | Butts | 4180032 | 1 | Flapper Valve | 1998-11-01 | FALSE | 1998-11-01 | FALSE | Currently in Use | Gas (Historical Use) | 8000 | Galvanic (STIP-3) | 1985-05-08 |  | Fiberglass Reinforced Plastic | Pressurized
STARK ROAD SUPERETTE | 900 STARK RD | JACKSON | Butts | 4180033 | 8 | Ball Float | 2012-07-31 | FALSE | 2012-07-31 | FALSE | Currently in Use | Diesel | 4000 | Composite Double Walled | 2012-07-31 |  | Double-Walled Fiberglass | Pressurized
LOVES TRAVEL STOP #307 | 115 TRUCKSTOP WAY | JACKSON | Butts | 4180016 | 10 | Overfill Alarm | 1999-02-24 | FALSE | 1999-02-24 | FALSE | Currently in Use | Diesel | 20000 | Composite | 1999-02-10 |  | Fiberglass Reinforced Plastic | Pressurized
JP Valero | 2381 E HIGHWAY 36 | JACKSON | Butts | 4180032 | 3 | Flapper Valve | 1998-11-01 | FALSE | 1998-11-01 | FALSE | Currently in Use | Gas (Historical Use) | 8000 | Galvanic (STIP-3) | 1985-05-08 |  | Fiberglass Reinforced Plastic | Pressurized
JACKSON RD BP | 2779 HWY 16 W | JACKSON | Butts | 4180037 | 1 |  | 1995-09-28 |  | 1995-09-28 |  | Removed from Ground | Gas (Historical Use) | 6000 | Steel-Impressed Current | 1970-03-31 | 2015-06-16 | Fiberglass Reinforced Plastic | Pressurized
Elan Convenience & Gas LLC | 412 W 3rd ST | JACKSON | Butts | 4180003 | 006SU | Flapper Valve | 1998-11-01 | FALSE | 1998-10-01 | FALSE | Currently in Use | Premium | 6000 | Steel-Impressed Current | 1987-02-17 |  | Fiberglass Reinforced Plastic | Pressurized
BP FOOD MART | 3128 HWY 36 W | JACKSON | Butts | 4180009 | 3 | [5 empty] | Removed from Ground | Gas (Historical Use) | 6000 | Bare Steel | 1968-02-11 | 1899-12-31 | Double-Walled Flex | Pressurized
GA DIAGNOSTIC & CLASSIFICATION C | GA HWY 36 WEST | JACKSON | Butts | 180045 | 3 | [5 empty] | Removed from Ground | Diesel | 30000 | Bare Steel | 1968-01-06 | 1997-10-10 | Bare Steel
MAA VAHANVATI INC | 3129 HWY 36 W | JACKSON | Butts | 180042 | 4 |  |  | TRUE |  | TRUE | Removed from Ground | Used Oil | 550 | Bare Steel | 1997-06-10 | 1997-06-10 | Galvanized Steel
TEXACO FOODMART | 1314 BROOKWOOD AVE | JACKSON | Butts | 4180023 | 2 | Flapper Valve | 1998-07-03 | FALSE | 1998-07-03 | FALSE | Currently in Use | Gas (Historical Use) | 8000 | Steel-Impressed Current | 1981-04-28 |  | Steel (Impressed Current) | Pressurized
TEXACO FOODMART | 1314 BROOKWOOD AVE | JACKSON | Butts | 4180023 | 3 | Flapper Valve | 1998-07-03 | FALSE | 1998-07-03 | FALSE | Temporarily out of use | Empty | 8000 | Steel-Impressed Current | 1981-04-28 |  | Steel (Impressed Current) | Pressurized
ATLANTA SOUTH TRAVEL CENTER #268 | 122 TRUCK STOP WAY | JACKSON | Butts | 4180019 | 6 | Flapper Valve | 1984-04-14 | FALSE | 1984-04-14 | FALSE | Currently in Use | Diesel | 20000 | Fiberglass | 1984-04-14 |  | Fiberglass Reinforced Plastic | Pressurized
JP Valero | 2381 E HIGHWAY 36 | JACKSON | Butts | 4180032 | 5 | Flapper Valve | 1998-11-01 | FALSE | 1998-11-01 | FALSE | Currently in Use | Kerosene | 2000 | Galvanic (STIP-3) | 1985-05-08 |  | Fiberglass Reinforced Plastic | Suction (American)
JP Valero | 2381 E HIGHWAY 36 | JACKSON | Butts | 4180032 | 4 | Flapper Valve | 1998-11-01 | FALSE | 1998-11-01 | FALSE | Currently in Use | Diesel | 8000 | Galvanic (STIP-3) | 1985-05-08 |  | Fiberglass Reinforced Plastic | Pressurized
STARK ROAD SUPERETTE | 900 STARK RD | JACKSON | Butts | 4180033 | 3 | Flapper Valve | 1995-02-01 | FALSE | 1995-02-01 | FALSE | Closed in Ground | E-0 | 4000 | Steel-Impressed Current | 1978-05-08 |  | Fiberglass Reinforced Plastic | Pressurized
JACKSON RD BP | 2779 HWY 16 W | JACKSON | Butts | 4180037 | 8 | [5 empty] | Removed from Ground | Other | 280 | Bare Steel | 1970-03-31 | 1996-08-22 | Galvanized Steel | Suction (American)
WAITS SERVICE STATION | 885 GA HWY 42 S | JACKSON | Butts | 4180004 | 5 | Flapper Valve | 1997-10-04 | FALSE | 1997-10-04 | FALSE | Currently in Use | Gas (Historical Use) | 8000 | Composite | 1996-10-04 |  | Fiberglass Reinforced Plastic | Pressurized
WAITS SERVICE STATION | 885 GA HWY 42 S | JACKSON | Butts | 4180004 | 4 | Flapper Valve | 1997-10-04 | FALSE | 1997-10-04 | FALSE | Currently in Use | Gas (Historical Use) | 6000 | Composite | 1996-10-04 |  | Fiberglass Reinforced Plastic | Pressurized
VK90 LLC | 209 E 3rd ST | JACKSON | Butts | 4180026 | 1 | [5 empty] | Removed from Ground | Gas (Historical Use) | 2000 | Bare Steel | 1972-04-29 | 1987-04-01 | Galvanized Steel
VK90 LLC | 209 E 3rd ST | JACKSON | Butts | 4180026 | 7 | Ball Float | 1987-09-01 | FALSE | 1998-04-01 | FALSE | Currently in Use | Premium | 6000 | Galvanic (STIP-3) | 1987-09-01 |  | Fiberglass Reinforced Plastic | Pressurized
LOVES TRAVEL STOP #307 | 115 TRUCKSTOP WAY | JACKSON | Butts | 4180016 | 3 | [5 empty] | Removed from Ground | Gas (Historical Use) | 10000 | Cathodically Protected Steel | 1985-04-16 | 1999-01-05 | Galvanized Steel | Pressurized
LOVES TRAVEL STOP #307 | 115 TRUCKSTOP WAY | JACKSON | Butts | 4180016 | 2 | [5 empty] | Removed from Ground | Gas (Historical Use) | 10000 | Cathodically Protected Steel | 1985-04-16 | 1999-01-05 | Galvanized Steel | Pressurized
ATLANTA SOUTH TRAVEL CENTER #268 | 122 TRUCK STOP WAY | JACKSON | Butts | 4180019 | 7 |  | 1998-12-01 | TRUE | 1998-12-01 | TRUE | Currently in Use | Used Oil | 2500 | Fiberglass | 1997-01-01 |  | Fiberglass Reinforced Plastic | Gravity
CHEVRON STATION #0043701 | I-75 & GA HWY 36 | JACKSON | Butts | 4180014 | 1 |  | 1993-10-01 |  |  |  | Removed from Ground | Gas (Historical Use) | 10000 | Cathodically Protected Steel | 1968-03-19 | 1998-03-01 | Galvanized Steel | Pressurized
JACKSON BEST BUY | 112 PEACHTREE ST | JACKSON | Butts | 4180035 | 3 | [5 empty] | Removed from Ground | Gas (Historical Use) | 8000 | Bare Steel | 1978-05-08 | 1994-01-06 | Galvanized Steel
LOVES TRAVEL STOP #307 | 115 TRUCKSTOP WAY | JACKSON | Butts | 4180016 | 9 | Overfill Alarm | 1999-02-24 | FALSE | 1999-02-24 | FALSE | Currently in Use | Diesel | 20000 | Composite | 1999-02-10 |  | Fiberglass Reinforced Plastic | Pressurized
STARK ROAD SUPERETTE | 900 STARK RD | JACKSON | Butts | 4180033 | 6 | Flapper Valve | 2000-03-01 | FALSE | 2000-03-01 | FALSE | Currently in Use | Premium | 12000 | Epoxy | 2000-03-01 |  | Fiberglass Reinforced Plastic | Pressurized
LEMON TREE | US HWY 23/292 MACON AVE | JACKSON | Butts | 4180034 | 1 | [5 empty] | Removed from Ground | Diesel | 10000 | Bare Steel | 1978-05-08 | 1994-01-06 | Bare Steel
JACKSON RD BP | 2779 HWY 16 W | JACKSON | Butts | 4180037 | 6 |  |  | TRUE |  | TRUE | Removed from Ground | Used Oil | 532 | Bare Steel | 1970-03-31 | 1996-08-22 | Galvanized Steel | Gravity Fed
MADDOX GROCERY | GA HWY 36 @ LEE MADDOX RD | JACKSON | Butts | 4180005 | 1 | [5 empty] | Removed from Ground | Gas (Historical Use) | 550 | Bare Steel | 1951-03-14 | 2001-05-23 | Galvanized Steel
PARK AVE C STORE | 632 EAST THIRD ST | JACKSON | Butts | 4180008 | 4 | Flapper Valve | 1992-06-01 | FALSE | 1992-06-01 | FALSE | Currently in Use | Diesel | 3000 | Steel-Impressed Current | 1983-01-22 |  | Steel (Impressed Current) | Pressurized
FLYING J TRAVEL PLAZA #630 | 1125 BUCKSNORT RD | JACKSON | Butts | 9018011 | 2 | Flapper Valve | 1989-01-01 | FALSE | 1989-01-01 | FALSE | Currently in Use | Premium | 12000 | Fiberglass | 1989-01-01 |  | Fiberglass Reinforced Plastic | Pressurized
BROWNLEE GAS & GROCERY | 316 BROWNLEE RD | JACKSON | Butts | 9018004 | 4 | Flapper Valve | 1991-01-01 | FALSE | 1991-01-01 | FALSE | Currently in Use | Diesel | 2000 | Composite | 1991-01-01 |  | Fiberglass Reinforced Plastic | Pressurized
ATLANTA SOUTH TRAVEL CENTER #268 | 122 TRUCK STOP WAY | JACKSON | Butts | 4180019 | 3 | Overfill Alarm | 1984-04-14 | FALSE | 1984-04-14 | FALSE | Currently in Use | Regular | 12000 | Fiberglass | 1984-04-14 |  | Fiberglass Reinforced Plastic | Pressurized
JACKSON RD BP | 2779 HWY 16 W | JACKSON | Butts | 4180037 | 5 |  | 1995-09-28 |  | 1995-09-28 |  | Removed from Ground | Gas (Historical Use) | 6000 | Steel-Impressed Current | 1970-03-31 | 2015-06-16 | Fiberglass Reinforced Plastic | Pressurized
JACKSON RD BP | 2779 HWY 16 W | JACKSON | Butts | 4180037 | 4 |  | 1995-09-28 |  | 1995-09-28 |  | Removed from Ground | Gas (Historical Use) | 6000 | Steel-Impressed Current | 1970-03-31 | 2015-06-16 | Fiberglass Reinforced Plastic | Pressurized
Elan Convenience & Gas LLC | 412 W 3rd ST | JACKSON | Butts | 4180003 | 005PL |  | 1998-11-01 | FALSE | 1998-10-01 | FALSE | Temporarily out of use | Empty | 6000 | Steel-Impressed Current | 1987-02-17 |  | Fiberglass Reinforced Plastic | Pressurized
WAITS SERVICE STATION | 885 GA HWY 42 S | JACKSON | Butts | 4180004 | 1 | [5 empty] | Removed from Ground | Gas (Historical Use) | 6000 | Bare Steel | 1966-03-13 | 1996-10-02 | Galvanized Steel | Safe Suction (Euro)
MADDOX GROCERY | GA HWY 36 @ LEE MADDOX RD | JACKSON | Butts | 4180005 | 2 | [5 empty] | Removed from Ground | Gas (Historical Use) | 550 | Bare Steel | 1951-03-14 | 2001-05-23 | Galvanized Steel
MADDOX GROCERY | GA HWY 36 @ LEE MADDOX RD | JACKSON | Butts | 4180005 | 3 | [5 empty] | Removed from Ground | Gas (Historical Use) | 1000 | Bare Steel | 1961-03-13 | 2001-05-23 | Galvanized Steel
KERSEY BOAT SERVICE | 655 BARNETTS BRG RD | JACKSON | Butts | 4180013 | 1 | [5 empty] | Removed from Ground | Gas (Historical Use) | 2000 | Bare Steel | 1973-01-01 | 1998-12-01 | Galvanized Steel | Pressurized
FLYING J TRAVEL PLAZA #630 | 1125 BUCKSNORT RD | JACKSON | Butts | 9018011 | 1 | Flapper Valve | 1989-01-01 | FALSE | 1989-01-01 | FALSE | Currently in Use | Regular | 12000 | Fiberglass | 1989-01-01 |  | Fiberglass Reinforced Plastic | Pressurized
FLYING J TRAVEL PLAZA #630 | 1125 BUCKSNORT RD | JACKSON | Butts | 9018011 | 7 | Flapper Valve | 2014-06-01 | FALSE |  | FALSE | Currently in Use | Diesel | 20000 | Fiberglass Double Walled | 2014-06-01 |  | Double-Walled Fiberglass | Safe Suction (Euro)
JACKSON RD TEXACO | 2778 W HWY 16 | JACKSON | Butts | 9018002 | 4D |  | 1991-01-01 |  | 1991-01-01 |  | Removed from Ground | Kerosene | 3000 | Cathodically Protected Steel | 1987-01-01 | 2004-08-27 | Cathodically Protected | Suction (American)
VK90 LLC | 209 E 3rd ST | JACKSON | Butts | 4180026 | 6 | Ball Float | 1987-09-01 | FALSE | 1998-04-01 | FALSE | Currently in Use | Diesel | 4000 | Galvanic (STIP-3) | 1987-09-01 |  | Fiberglass Reinforced Plastic | Pressurized
STARK ROAD SUPERETTE | 900 STARK RD | JACKSON | Butts | 4180033 | 2 |  | 1995-02-01 | FALSE | 1995-02-01 | FALSE | Closed in Ground | Kerosene | 4000 | Steel-Impressed Current | 1978-05-08 | 2012-07-31 | Fiberglass Reinforced Plastic | Pressurized
JACKSON BEST BUY | 112 PEACHTREE ST | JACKSON | Butts | 4180035 | 1 | [5 empty] | Removed from Ground | Gas (Historical Use) | 10000 | Bare Steel | 1978-05-08 | 1994-01-06 | Galvanized Steel
CENTRAL GEORGIA EMC | 923 S MULBERRY ST | JACKSON | Butts | 4180001 | 1 |  | 1991-05-21 |  | 1991-05-21 |  | Removed from Ground | Diesel | 10000 | Steel-Impressed Current | 1981-02-11 | 2007-07-20 | Fiberglass Reinforced Plastic | Safe Suction (Euro)
AT&T JACKSON | STACK RD OR STARK RD | JACKSON | Butts | 4180028 | 1 | [5 empty] | Removed from Ground | Diesel | 4000 | Bare Steel | 1966-04-29 | 1899-12-31 | Not Marked
VK90 LLC | 209 E 3rd ST | JACKSON | Butts | 4180026 | 3 | [5 empty] | Removed from Ground | Gas (Historical Use) | 500 | Bare Steel | 1972-04-29 | 1987-04-01 | Galvanized Steel
LOVES TRAVEL STOP #307 | 115 TRUCKSTOP WAY | JACKSON | Butts | 4180016 | 12 |  | 2012-05-10 | FALSE | 2012-05-10 | FALSE | Currently in Use | Biodiesel | 20000 | Fiberglass Double Walled | 2012-05-10 |  | Double-Walled Fiberglass | Pressurized
BILES TIRE CENTER INC #374 | 676 E THIRD ST | JACKSON | Butts | 4180029 | 2 | Flapper Valve | 1998-06-19 | FALSE | 1998-06-19 | FALSE | Currently in Use | Gas (Historical Use) | 6000 | Steel-Impressed Current | 1977-02-12 |  | Steel (Impressed Current) | Pressurized
BROWNLEE GAS & GROCERY | 316 BROWNLEE RD | JACKSON | Butts | 9018004 | 3 | Flapper Valve | 1991-01-01 | FALSE | 1991-01-01 | FALSE | Currently in Use | Premium | 4000 | Composite | 1991-01-01 |  | Fiberglass Reinforced Plastic | Pressurized
HWY 16 BP | 2707 W HWY 16 | JACKSON | Butts | 9018008 | 1B | Flapper Valve | 1998-12-08 | FALSE | 1998-12-08 | FALSE | Removed from Ground | Gas (Historical Use) | 10000 | Steel-Impressed Current | 1969-01-01 | 2020-09-18 | Fiberglass Reinforced Plastic | Pressurized
JAMES' GULF/FORMERLY BIG GULF | THIRD & MIMOSA ST | JACKSON | Butts | 4180010 | 1 | [5 empty] | Removed from Ground | Gas (Historical Use) | 2000 | Bare Steel | 1956-02-11 | 1899-12-31 | Galvanized Steel
KERSEY BOAT SERVICE | 655 BARNETTS BRG RD | JACKSON | Butts | 4180013 | 2 | [5 empty] | Removed from Ground | Gas (Historical Use) | 1060 | Bare Steel | 1961-01-01 | 1994-01-01 | Galvanized Steel
KERSEY BOAT SERVICE | 655 BARNETTS BRG RD | JACKSON | Butts | 4180013 | 3 | [5 empty] | Removed from Ground | Gas (Historical Use) | 1060 | Bare Steel | 1961-01-01 | 1994-01-01 | Galvanized Steel
PEACHTREE STREET AMOCO | 347 W THIRD ST | JACKSON | Butts | 9018005 | 6 | Ball Float | 1990-02-01 | FALSE | 1990-02-01 | FALSE | Currently in Use | Regular | 10000 | Composite | 1990-01-01 |  | Fiberglass Reinforced Plastic | Pressurized
JP Travel Center | 2781 Hwy 16 W | Jackson | Butts | 9018026 | 5 | Flapper Valve | 2018-06-22 | FALSE | 2018-06-22 | FALSE | Currently in Use | Regular | 20000 | Composite Double Walled | 2018-06-22 |  | Double-Walled Fiberglass | Pressurized
PILOT TRAVEL CENTER #4560 | 2995 HWY 36 WEST | JACKSON | Butts | 9018032 | 8 | Flapper Valve | 2023-04-12 | FALSE | 2023-04-12 | FALSE | Currently in Use | Biodiesel B5 | 20000 | Fiberglass Double Walled | 2023-04-12 |  | Double-Walled Fiberglass | Suction (American)
PILOT TRAVEL CENTER #4560 | 2995 HWY 36 WEST | JACKSON | Butts | 9018032 | 2 | Ball Float | 1999-10-01 | FALSE | 1999-10-01 | FALSE | Removed from Ground | Premium | 10000 | Fiberglass Double Walled | 1999-10-01 |  | Fiberglass Reinforced Plastic | Pressurized
75/16 SHELL | 2679 HWY 16 WEST | JACKSON | Butts | 10002520 | 1 | Flapper Valve | 2012-04-01 | FALSE | 2012-04-01 | FALSE | Currently in Use | Gas (Historical Use) | 20000 | Fiberglass Double Walled | 2012-04-01 |  | Double-Walled Fiberglass | Pressurized
PEACHTREE STREET AMOCO | 347 W THIRD ST | JACKSON | Butts | 9018005 | 3 |  |  | TRUE |  | TRUE | Removed from Ground | Used Oil | 250 | Bare Steel | 1961-03-31 | 1989-01-01 | Unknown
FOOD PLAZA | 717 E THIRD ST | JACKSON | Butts | 9018006 | 9A | Flapper Valve | 2023-05-31 | FALSE | 2023-05-31 | FALSE | Currently in Use | Diesel | 8000 | Composite Double Walled | 2023-05-31 |  | Double-Walled Fiberglass | Pressurized
FOOD PLAZA | 717 E THIRD ST | JACKSON | Butts | 9018006 | 7 | Flapper Valve | 2023-05-31 | FALSE | 2023-05-31 | FALSE | Currently in Use | Regular | 20000 | Composite Double Walled | 2023-05-31 |  | Fiberglass Reinforced Plastic | Pressurized
FOOD PLAZA | 717 E THIRD ST | JACKSON | Butts | 9018006 | 5 | Ball Float | 1989-01-01 | FALSE | 1989-01-01 | FALSE | Removed from Ground | Kerosene | 8000 | Steel-Impressed Current | 1989-01-01 |  | Fiberglass Reinforced Plastic | Pressurized
ATLANTA SOUTH TRAVEL CENTER #268 | 122 TRUCK STOP WAY | JACKSON | Butts | 4180019 | 2 | Overfill Alarm | 1984-04-14 | FALSE | 1984-04-14 | FALSE | Currently in Use | Premium | 12000 | Fiberglass | 1984-04-14 |  | Fiberglass Reinforced Plastic | Pressurized
BUTTS COUNTY BD OF ED | 181 NORTH MULBERRY ST | JACKSON | Butts | 4180020 | 1 | [5 empty] | Removed from Ground | Diesel | 1000 | Marked Unknown | 1990-01-01 | 1990-01-01 | Unknown
LEMON TREE | US HWY 23/292 MACON AVE | JACKSON | Butts | 4180034 | 2 | [5 empty] | Removed from Ground | Gas (Historical Use) | 8000 | Bare Steel | 1978-05-08 | 1994-01-06 | Bare Steel
TEXACO FOODMART | 1314 BROOKWOOD AVE | JACKSON | Butts | 4180023 | 1 | Flapper Valve | 1998-07-03 | FALSE | 1998-07-03 | FALSE | Currently in Use | Gas (Historical Use) | 10000 | Steel-Impressed Current | 1981-04-28 |  | Steel (Impressed Current) | Pressurized
GA DOD/OMS #15 | 463 FRANKLIN ST | JACKSON | Butts | 4180025 | 2 | [5 empty] | Removed from Ground | Diesel | 1500 | Bare Steel | 1971-04-04 | 1996-01-30 | Galvanized Steel
JP Valero | 2381 E HIGHWAY 36 | JACKSON | Butts | 4180032 | 6 | Flapper Valve | 2018-03-19 | FALSE | 2018-02-13 | FALSE | Currently in Use | Diesel On Road | 8000 | Composite Double Walled | 2018-02-13 |  | Double-Walled Fiberglass | Pressurized
GA DOD/OMS #15 | 463 FRANKLIN ST | JACKSON | Butts | 4180025 | 1 | [5 empty] | Removed from Ground | Gas (Historical Use) | 1000 | Bare Steel | 1960-04-03 | 1996-01-30 | Galvanized Steel
T&S GROCERY | 465 E THIRD ST | JACKSON | Butts | 4180030 | 1 | [5 empty] | Removed from Ground | Gas (Historical Use) | 10000 | Bare Steel | 1978-01-01 | 1998-12-01 | Galvanized Steel | Pressurized
BP FOOD MART | I-75 @ GA HWY 16 | JACKSON | Butts | 4180011 | 6 |  |  | TRUE |  | TRUE | Removed from Ground | Used Oil | 550 | Bare Steel | 1968-02-11 | 1996-04-01 | Galvanized Steel | Gravity Fed
FOOD PLAZA | 717 E THIRD ST | JACKSON | Butts | 9018006 | 6 | Ball Float | 1989-01-01 | FALSE | 1989-01-01 | FALSE | Removed from Ground | E-0 | 2000 | Steel-Impressed Current | 1989-01-01 |  | Fiberglass Reinforced Plastic | Pressurized
FOOD PLAZA | 717 E THIRD ST | JACKSON | Butts | 9018006 | 8 | Flapper Valve | 2023-05-31 | FALSE | 2023-05-31 | FALSE | Currently in Use | Premium | 12000 | Composite Double Walled | 2023-05-31 |  | Fiberglass Reinforced Plastic | Pressurized
LEMON TREE | US HWY 23/292 MACON AVE | JACKSON | Butts | 4180034 | 3 | [5 empty] | Removed from Ground | Gas (Historical Use) | 8000 | Bare Steel | 1978-05-08 | 1994-01-06 | Bare Steel
Elan Convenience & Gas LLC | 412 W 3rd ST | JACKSON | Butts | 4180003 | 004UL | Flapper Valve | 1998-11-01 | FALSE | 1998-10-01 | FALSE | Currently in Use | Regular | 8000 | Steel-Impressed Current | 1987-02-17 |  | Fiberglass Reinforced Plastic | Pressurized
STARK ROAD SUPERETTE | 900 STARK RD | JACKSON | Butts | 4180033 | 1 |  | 1995-02-01 | FALSE | 1995-02-01 | FALSE | Closed in Ground | Diesel | 4000 | Steel-Impressed Current | 1978-05-08 | 2012-07-31 | Fiberglass Reinforced Plastic | Pressurized
JACKSON RD BP | 2779 HWY 16 W | JACKSON | Butts | 4180037 | 3 |  | 1995-09-28 |  | 1995-09-28 |  | Removed from Ground | Gas (Historical Use) | 6000 | Steel-Impressed Current | 1970-03-31 | 2015-06-16 | Fiberglass Reinforced Plastic | Pressurized
BST/JACKSON CO-R2124 | 140 E COLLEGE ST | JACKSON | Butts | 4180039 | 1 | [5 empty] | Removed from Ground | Other | 1000 | Bare Steel | 1970-07-17 | 1996-09-01 | Copper | Suction (American)
PARK AVE C STORE | 632 EAST THIRD ST | JACKSON | Butts | 4180008 | 3 | Flapper Valve | 1992-06-01 | FALSE | 1992-06-01 | FALSE | Currently in Use | Gas (Historical Use) | 6000 | Steel-Impressed Current | 1983-02-11 |  | Steel (Impressed Current) | Pressurized
PARK AVE C STORE | 632 EAST THIRD ST | JACKSON | Butts | 4180008 | 2 | Flapper Valve | 1992-06-01 | FALSE | 1992-06-01 | FALSE | Currently in Use | Gas (Historical Use) | 8000 | Steel-Impressed Current | 1983-02-11 |  | Steel (Impressed Current) | Pressurized
BP FOOD MART | 3128 HWY 36 W | JACKSON | Butts | 4180009 | 2 | Flapper Valve | 1997-12-12 | FALSE | 1997-12-12 | FALSE | Currently in Use | Gas (Historical Use) | 12000 | Fiberglass | 1997-12-12 |  | Double-Walled Flex | Pressurized
CHEVRON STATION #0043701 | I-75 & GA HWY 36 | JACKSON | Butts | 4180014 | 2 |  | 1993-10-01 |  |  |  | Removed from Ground | Gas (Historical Use) | 10000 | Cathodically Protected Steel | 1968-03-19 | 1998-03-01 | Galvanized Steel | Pressurized
FLYING J TRAVEL PLAZA #630 | 1125 BUCKSNORT RD | JACKSON | Butts | 9018011 | 3 | Flapper Valve | 2008-08-12 | FALSE | 1998-10-01 | FALSE | Currently in Use | Regular | 12000 | Fiberglass | 1989-01-01 |  | Fiberglass Reinforced Plastic | Pressurized
HWY 16 BP | 2707 W HWY 16 | JACKSON | Butts | 9018008 | 8A | Flapper Valve | 2021-12-14 | FALSE | 2021-12-14 | FALSE | Currently in Use | Premium | 7000 | Composite Double Walled | 2021-12-14 |  | Double-Walled Fiberglass | Pressurized
HWY 16 BP | 2707 W HWY 16 | JACKSON | Butts | 9018008 | 2 | Flapper Valve | 1998-12-08 | FALSE | 1998-12-08 | FALSE | Removed from Ground | Gas (Historical Use) | 10000 | Steel-Impressed Current | 1969-01-01 | 2020-09-18 | Fiberglass Reinforced Plastic | Pressurized
I-75 MOBILE HOME PARK | 218 GLADE RD | JACKSON | Butts | 9018024 | 2 | [5 empty] | Closed in Ground | Gas (Historical Use) | 4010 | Bare Steel | 1973-01-01 | 1899-12-31 | Galvanized Steel | Suction (American)
JACKSON RD TEXACO | 2778 W HWY 16 | JACKSON | Butts | 9018002 | 2P |  | 1991-01-01 |  | 1991-01-01 |  | Removed from Ground | Gas (Historical Use) | 6000 | Cathodically Protected Steel | 1969-05-10 | 2004-08-26 | Cathodically Protected | Pressurized
JACKSON RD TEXACO | 2778 W HWY 16 | JACKSON | Butts | 9018002 | 3S |  | 1991-01-01 |  | 1991-01-01 |  | Removed from Ground | Diesel | 6000 | Cathodically Protected Steel | 1969-05-10 | 2004-08-26 | Cathodically Protected | Pressurized
PILOT TRAVEL CENTER #4560 | 2995 HWY 36 WEST | JACKSON | Butts | 9018032 | 6B | Flapper Valve | 2023-09-22 | FALSE | 2023-09-22 | FALSE | Currently in Use | Diesel | 12000 | Fiberglass Double Walled | 2023-09-22 |  | Double-Walled Fiberglass | Pressurized
PILOT TRAVEL CENTER #4560 | 2995 HWY 36 WEST | JACKSON | Butts | 9018032 | 6A | Flapper Valve | 2023-04-12 | FALSE | 2023-04-12 | FALSE | Currently in Use | Premium | 18000 | Steel-Impressed Current | 2023-04-12 |  | Double-Walled Fiberglass | Pressurized
STARK ROAD CHEVRON | 780 COVINGTON ST | JACKSON | Butts | 9018033 | 5 | Ball Float | 1999-11-01 | FALSE | 1999-11-01 | FALSE | Currently in Use | Kerosene | 4000 | Epoxy | 1999-11-01 |  | Fiberglass Reinforced Plastic | Pressurized
STARK ROAD CHEVRON | 780 COVINGTON ST | JACKSON | Butts | 9018033 | 4 | Ball Float | 1999-11-01 | FALSE | 1999-11-01 | FALSE | Currently in Use | Diesel Off Road | 4000 | Epoxy | 1999-11-01 |  | Fiberglass Reinforced Plastic | Pressurized
BP | 4988 HIGH FALLS RD | JACKSON | Butts | 10002625 | 4 | Ball Float | 2016-03-28 | FALSE |  | FALSE | Currently in Use | Diesel | 4000 | Composite | 2016-03-28 |  | Double-Walled Fiberglass | Pressurized
BP 4 POINTS | 1200 HWY 36 EAST | JACKSON | Butts | 10001964 | 1 | Ball Float | 2010-12-01 | FALSE | 2010-12-01 | FALSE | Currently in Use | Regular | 12000 | Composite Double Walled | 2010-12-01 |  | Double-Walled Fiberglass | Pressurized
SYLVAN GROVE HOSPITAL | 1050 MCDONOUGH RD | JACKSON | Butts | 9018027 | 1 | [5 empty] | Removed from Ground | Gas (Historical Use) | 0 | Not Marked/Unknown |  | 1899-12-31 | Not Marked
BP | 4988 HIGH FALLS RD | JACKSON | Butts | 10002625 | 1 | Ball Float | 2016-03-28 | FALSE |  | FALSE | Currently in Use | Regular | 12000 | Composite | 2016-03-28 |  | Double-Walled Fiberglass | Pressurized
CENTRAL GEORGIA EMC | 1083 SOUTH MULBERRY ST | JACKSON | Butts | 10001406 | 2 |  |  | FALSE |  | FALSE | Currently in Use | Diesel | 1000 | Fiberglass Double Walled | 2006-01-12 |  | Double-Walled Fiberglass | Pressurized
DOT 10305/BUTTS CO MAINT HQ | 1002 BROWNLEE RD | JACKSON | Butts | 180040 | 305D1 | [5 empty] | Removed from Ground | Diesel | 2000 | Cathodically Protected Steel | 1987-01-01 | 2004-03-02 | Galvanized Steel | Suction (American)
GA DIAGNOSTIC & CLASSIFICATION C | GA HWY 36 WEST | JACKSON | Butts | 180045 | 2 | [5 empty] | Removed from Ground | Diesel | 30000 | Bare Steel | 1968-01-06 | 1997-10-10 | Bare Steel
MAA VAHANVATI INC | 3129 HWY 36 W | JACKSON | Butts | 180042 | 3 | Flapper Valve | 1998-01-01 | FALSE | 1998-01-01 | FALSE | Currently in Use | E-0 | 10000 | Galvanic (STIP-3) | 1987-01-01 |  | Fiberglass Reinforced Plastic | Pressurized
LOVES TRAVEL STOP #307 | 115 TRUCKSTOP WAY | JACKSON | Butts | 4180016 | 5 | [5 empty] | Removed from Ground | Diesel | 20000 | Cathodically Protected Steel | 1985-04-16 | 1999-01-05 | Galvanized Steel | Pressurized
LOVES TRAVEL STOP #307 | 115 TRUCKSTOP WAY | JACKSON | Butts | 4180016 | 4 | [5 empty] | Removed from Ground | Diesel | 20000 | Cathodically Protected Steel | 1985-04-16 | 1999-01-05 | Galvanized Steel | Pressurized
HYPONEX CORP | GA HWY 42 NORTH | JACKSON | Butts | 4180018 | 1 | [5 empty] | Removed from Ground | Gas (Historical Use) | 550 | Bare Steel | 1985-04-01 | 1899-12-31 | Unknown
BILES TIRE CENTER INC #374 | 676 E THIRD ST | JACKSON | Butts | 4180029 | 3 | Flapper Valve | 1998-06-19 | FALSE | 1998-06-19 | FALSE | Currently in Use | Gas (Historical Use) | 4000 | Steel-Impressed Current | 1977-02-12 |  | Steel (Impressed Current) | Pressurized
MAA VAHANVATI INC | 3129 HWY 36 W | JACKSON | Butts | 180042 | 2 | Flapper Valve | 1998-01-01 | FALSE | 1998-01-01 | FALSE | Currently in Use | Regular | 10000 | Galvanic (STIP-3) | 1987-01-01 |  | Fiberglass Reinforced Plastic | Pressurized
AT&T JACKSON | STACK RD OR STARK RD | JACKSON | Butts | 4180028 | 2 | [5 empty] | Removed from Ground | Diesel | 1000 | Not Marked/Unknown |  | 1899-12-31 | Not Marked
T&S GROCERY | 465 E THIRD ST | JACKSON | Butts | 4180030 | 3 | [5 empty] | Removed from Ground | Diesel | 3000 | Bare Steel | 1973-01-01 | 1998-12-01 | Galvanized Steel | Pressurized
PARK AVE C STORE | 632 EAST THIRD ST | JACKSON | Butts | 4180008 | 1 | Flapper Valve | 1992-06-01 | FALSE | 1992-06-01 | FALSE | Currently in Use | Gas (Historical Use) | 8000 | Steel-Impressed Current | 1983-02-11 |  | Steel (Impressed Current) | Pressurized
BP FOOD MART | 3128 HWY 36 W | JACKSON | Butts | 4180009 | 3 | Ball Float | 1997-12-12 | FALSE | 1997-12-12 | FALSE | Currently in Use | Diesel | 20000 | Fiberglass | 1997-12-12 |  | Double-Walled Flex | Pressurized
BP FOOD MART | 3128 HWY 36 W | JACKSON | Butts | 4180009 | 5 | [5 empty] | Removed from Ground | Diesel | 550 | Bare Steel | 1968-02-11 | 1996-06-01 | Galvanized Steel
CHEVRON STATION #0043701 | I-75 & GA HWY 36 | JACKSON | Butts | 4180014 | 3 |  | 1993-10-01 |  |  |  | Removed from Ground | Gas (Historical Use) | 5000 | Cathodically Protected Steel | 1968-03-19 | 1998-03-01 | Galvanized Steel | Pressurized
FLYING J TRAVEL PLAZA #630 | 1125 BUCKSNORT RD | JACKSON | Butts | 9018011 | 4 | Flapper Valve | 1989-01-01 | FALSE | 1989-01-01 | FALSE | Currently in Use | Diesel | 20000 | Fiberglass | 1989-01-01 |  | Fiberglass Reinforced Plastic | Pressurized
FLYING J TRAVEL PLAZA #630 | 1125 BUCKSNORT RD | JACKSON | Butts | 9018011 | 5 | Flapper Valve | 1989-01-01 | FALSE | 1989-01-01 | FALSE | Currently in Use | Diesel | 20000 | Fiberglass | 1989-01-01 |  | Fiberglass Reinforced Plastic | Pressurized
JACKSON BEST BUY | 112 PEACHTREE ST | JACKSON | Butts | 4180035 | 2 | [5 empty] | Removed from Ground | Gas (Historical Use) | 8000 | Bare Steel | 1978-05-08 | 1994-01-06 | Galvanized Steel
BROWNLEE GAS & GROCERY | 316 BROWNLEE RD | JACKSON | Butts | 9018004 | 1 | Flapper Valve | 1991-01-01 | FALSE | 1991-01-01 | FALSE | Currently in Use | Regular | 8000 | Composite | 1991-01-01 |  | Fiberglass Reinforced Plastic | Pressurized
HWY 16 BP | 2707 W HWY 16 | JACKSON | Butts | 9018008 | 1A | Flapper Valve | 1998-12-08 | FALSE | 1998-12-08 | FALSE | Removed from Ground | Gas (Historical Use) | 10000 | Steel-Impressed Current | 1969-01-01 | 2020-09-18 | Fiberglass Reinforced Plastic | Pressurized
JP Travel Center | 2781 Hwy 16 W | Jackson | Butts | 9018026 | 3 |  | 1997-04-01 | FALSE | 1997-04-01 | FALSE | Removed from Ground | Gas (Historical Use) | 8000 | Epoxy | 1997-04-01 | 2019-07-23 | Fiberglass Reinforced Plastic | Pressurized
THE FUEL ISLAND INC | 587 ALABAMA BLVD | JACKSON | Butts | 9018030 | P2 | Ball Float | 1997-12-01 | FALSE | 1997-12-01 | FALSE | Currently in Use | Diesel | 12000 | Composite | 1997-12-01 |  | Fiberglass Reinforced Plastic | Pressurized
THE FUEL ISLAND INC | 587 ALABAMA BLVD | JACKSON | Butts | 9018030 | P4 | Ball Float | 1997-12-01 | FALSE | 1997-12-01 | FALSE | Currently in Use | Gas (Historical Use) | 12000 | Composite | 1997-12-01 |  | Fiberglass Reinforced Plastic | Pressurized
BOWMAN TIRE EXCHANGE | 1327 BROOKWOOD AVE | JACKSON | Butts | 9018031 | 1 |  |  | TRUE |  | TRUE | Closed in Ground | Used Oil | 1000 | Bare Steel | 2001-08-29 | 2001-08-29 | Galvanized Steel | Gravity Fed
T&S GROCERY | 465 E THIRD ST | JACKSON | Butts | 4180030 | 2 | [5 empty] | Removed from Ground | Gas (Historical Use) | 3000 | Bare Steel | 1973-01-01 | 1998-12-01 | Galvanized Steel | Pressurized
JAMES' GULF/FORMERLY BIG GULF | THIRD & MIMOSA ST | JACKSON | Butts | 4180010 | 5 | [5 empty] | Removed from Ground | Diesel | 550 | Bare Steel | 1956-02-11 | 1899-12-31 | Galvanized Steel
KERSEY BOAT SERVICE | 655 BARNETTS BRG RD | JACKSON | Butts | 4180013 | 4 | [5 empty] | Removed from Ground | Gas (Historical Use) | 550 | Bare Steel | 1956-01-01 | 1998-12-01 | Galvanized Steel | Pressurized
CHAMPION INT CORP/JACKSON | P O BOX 390S | JACKSON | Butts | 9018003 | 1 | [5 empty] | Removed from Ground | Gas (Historical Use) | 1000 | Not Marked/Unknown | 1987-12-01 | 1987-12-01 | Galvanized Steel
BUTTS COUNTY Public Works | 1036 BROWNLEE RD | JACKSON | Butts | 9018015 | 2 | Flapper Valve | 1990-12-13 | FALSE | 1990-12-13 | FALSE | Currently in Use | Diesel | 10000 | Composite | 1990-12-13 |  | Fiberglass Reinforced Plastic | Safe Suction (Euro)
TRUCKS INC | 105 SHORT RD | JACKSON | Butts | 9018021 | 1 | Ball Float | 1995-10-01 | FALSE | 1995-10-01 | FALSE | Currently in Use | Diesel | 25000 | Fiberglass Double Walled | 1995-10-01 |  | Fiberglass Reinforced Plastic | Pressurized
THE FUEL ISLAND INC | 587 ALABAMA BLVD | JACKSON | Butts | 9018030 | P3 | Ball Float | 1997-12-01 | FALSE | 1997-12-01 | FALSE | Currently in Use | Gas (Historical Use) | 12000 | Composite | 1997-12-01 |  | Fiberglass Reinforced Plastic | Pressurized
PILOT TRAVEL CENTER #4560 | 2995 HWY 36 WEST | JACKSON | Butts | 9018032 | 4 | Ball Float | 1999-10-01 | FALSE | 1999-10-01 | FALSE | Removed from Ground | Diesel | 25000 | Fiberglass Double Walled | 1999-10-01 |  | Fiberglass Reinforced Plastic | Pressurized
PILOT TRAVEL CENTER #4560 | 2995 HWY 36 WEST | JACKSON | Butts | 9018032 | 1 | Ball Float | 1999-10-01 | FALSE | 1999-10-01 | FALSE | Removed from Ground | Regular | 20000 | Fiberglass Double Walled | 1999-10-01 |  | Fiberglass Reinforced Plastic | Pressurized
75/16 SHELL | 2679 HWY 16 WEST | JACKSON | Butts | 10002520 | 1B | Flapper Valve | 2012-04-01 | FALSE | 2012-04-01 | FALSE | Currently in Use | Premium | 8000 | Fiberglass Double Walled | 2012-04-01 |  | Double-Walled Fiberglass | Pressurized
1501 HALLS BRIDGE RD LLC | 1501 HALLS BRIDGE RD | JACKSON | Butts | 10000802 | 2 | Ball Float | 2004-07-19 | FALSE | 2004-07-19 | FALSE | Currently in Use | Premium | 5000 | Composite | 2004-07-19 |  | Fiberglass Reinforced Plastic | Pressurized
JP PEACHTREE | 423 W THIRD ST | JACKSON | Butts | 10002263 | 3 | Ball Float | 2013-08-01 | FALSE | 2013-08-01 | FALSE | Currently in Use | E-0 | 4000 | Epoxy Double-Walled | 2013-08-01 |  | Double-Walled Fiberglass | Pressurized
ADVANCED DISPOSAL -JACKSON TRANSFER & COLLECTION FACILITY | 120 RODEO DR | JACKSON | Butts | 10000269 | 1 | Ball Float | 2002-03-08 | FALSE | 2002-03-08 | FALSE | Currently in Use | Diesel | 12000 | Fiberglass | 2002-03-08 |  | Fiberglass Reinforced Plastic | Pressurized
1501 HALLS BRIDGE RD LLC | 1501 HALLS BRIDGE RD | JACKSON | Butts | 10000802 | 1 | Ball Float | 2004-07-19 | FALSE | 2004-07-19 | FALSE | Currently in Use | Regular | 10000 | Composite | 2004-07-19 |  | Fiberglass Reinforced Plastic | Pressurized
1501 HALLS BRIDGE RD LLC | 1501 HALLS BRIDGE RD | JACKSON | Butts | 10000802 | 3 | Ball Float | 2004-07-19 | FALSE | 2004-07-19 | FALSE | Currently in Use | Diesel | 6000 | Composite | 2004-07-19 |  | Fiberglass Reinforced Plastic | Pressurized
JP PEACHTREE | 423 W THIRD ST | JACKSON | Butts | 10002263 | 2 | Ball Float | 2013-08-01 | FALSE | 2013-08-01 | FALSE | Currently in Use | Premium | 8000 | Epoxy Double-Walled | 2013-08-01 |  | Double-Walled Fiberglass | Pressurized
ABANDONED SS | HIGH FALLS RD | JACKSON | Butts | 9018023 | DUMMY | [5 empty] | Currently in Use | Diesel | 0 | Not Marked/Unknown |  |  | Not Marked
JP Valero | 2381 E HIGHWAY 36 | JACKSON | Butts | 4180032 | 2 | Flapper Valve | 1998-11-01 | FALSE | 1998-11-01 | FALSE | Currently in Use | Gas (Historical Use) | 8000 | Galvanic (STIP-3) | 1985-05-08 |  | Fiberglass Reinforced Plastic | Pressurized
STARK ROAD SUPERETTE | 900 STARK RD | JACKSON | Butts | 4180033 | 7 | Ball Float | 2012-07-31 | FALSE | 2012-07-31 | FALSE | Currently in Use | Diesel | 6000 | Composite Double Walled | 2012-07-31 |  | Double-Walled Fiberglass | Pressurized
STARK ROAD SUPERETTE | 900 STARK RD | JACKSON | Butts | 4180033 | 5 | Flapper Valve | 1995-02-01 | FALSE | 1995-02-01 | FALSE | Currently in Use | E-0 | 8000 | Epoxy | 1995-02-01 |  | Fiberglass Reinforced Plastic | Pressurized
CENTRAL GEORGIA EMC | 923 S MULBERRY ST | JACKSON | Butts | 4180001 | 2 | [5 empty] | Removed from Ground | Diesel | 2000 | Not Marked/Unknown | 1970-02-11 | 1991-01-01 | Not Marked
HWY 16 BP | 2707 W HWY 16 | JACKSON | Butts | 9018008 | 3 | Flapper Valve | 1998-12-08 | FALSE | 1998-12-08 | FALSE | Removed from Ground | Diesel | 10000 | Steel-Impressed Current | 1969-01-01 | 2020-09-18 | Steel (Impressed Current) | Suction (American)
STARK ROAD CHEVRON | 780 COVINGTON ST | JACKSON | Butts | 9018033 | 3 | Ball Float | 1999-11-01 | FALSE | 1999-11-01 | FALSE | Currently in Use | Diesel On Road | 6000 | Epoxy | 1999-11-01 |  | Fiberglass Reinforced Plastic | Pressurized
BP FOOD MART | I-75 @ GA HWY 16 | JACKSON | Butts | 4180011 | 5 | [5 empty] | Removed from Ground | Diesel | 550 | Bare Steel | 1968-02-11 | 1996-04-01 | Galvanized Steel | Safe Suction (Euro)
BP FOOD MART | I-75 @ GA HWY 16 | JACKSON | Butts | 4180011 | 4 | [5 empty] | Removed from Ground | Diesel | 2000 | Bare Steel | 1985-02-10 | 1997-03-24 | Galvanized Steel | Suction (American)
FOOD PLAZA | 717 E THIRD ST | JACKSON | Butts | 9018006 | 1 | Ball Float | 1989-01-01 | FALSE | 1989-01-01 | FALSE | Removed from Ground | Regular | 8000 | Steel-Impressed Current | 1989-01-01 |  | Fiberglass Reinforced Plastic | Pressurized
BUTTS COUNTY Public Works | 1036 BROWNLEE RD | JACKSON | Butts | 9018015 | 1 | Flapper Valve | 1990-12-13 | FALSE | 1990-12-13 | FALSE | Currently in Use | Regular | 10000 | Composite | 1990-12-13 |  | Fiberglass Reinforced Plastic | Safe Suction (Euro)
STARK ROAD CHEVRON | 780 COVINGTON ST | JACKSON | Butts | 9018033 | 1 | Ball Float | 1999-11-01 | FALSE | 1999-11-01 | FALSE | Currently in Use | Regular | 12000 | Epoxy | 1999-11-01 |  | Fiberglass Reinforced Plastic | Pressurized
75/16 SHELL | 2679 HWY 16 WEST | JACKSON | Butts | 10002520 | 1C | Flapper Valve | 2012-04-01 | FALSE | 2012-04-01 | FALSE | Currently in Use | E-0 | 2000 | Fiberglass Double Walled | 2012-04-01 |  | Double-Walled Fiberglass | Pressurized
BP 4 POINTS | 1200 HWY 36 EAST | JACKSON | Butts | 10001964 | 2 | Ball Float | 2010-12-01 | FALSE | 2010-12-01 | FALSE | Currently in Use | Premium | 5000 | Composite Double Walled | 2010-12-01 |  | Double-Walled Fiberglass | Pressurized
JP PEACHTREE | 423 W THIRD ST | JACKSON | Butts | 10002263 | 1 | Ball Float | 2013-08-01 | FALSE | 2013-08-01 | FALSE | Currently in Use | Regular | 12000 | Epoxy Double-Walled | 2013-08-01 |  | Double-Walled Fiberglass | Pressurized
PILOT TRAVEL CENTER #4560 | 2995 HWY 36 WEST | JACKSON | Butts | 9018032 | 3 | Ball Float | 1999-10-01 | FALSE | 1999-10-01 | FALSE | Removed from Ground | Diesel | 25000 | Fiberglass Double Walled | 1999-10-01 |  | Fiberglass Reinforced Plastic | Pressurized
CENTRAL GEORGIA EMC | 1083 SOUTH MULBERRY ST | JACKSON | Butts | 10001406 | 1 |  |  | FALSE |  | FALSE | Currently in Use | Gas (Historical Use) | 10000 | Fiberglass Double Walled | 2006-01-12 |  | Double-Walled Fiberglass | Pressurized
FOOD PLAZA | 717 E THIRD ST | JACKSON | Butts | 9018006 | 4 | Ball Float | 1989-01-01 | FALSE | 1989-01-01 | FALSE | Removed from Ground | Diesel | 8000 | Steel-Impressed Current | 1989-01-01 |  | Fiberglass Reinforced Plastic | Pressurized
REBON MADDOX GROCERY | KEYSFERRY RD & REBON MADDOX RD | JACKSON | Butts | 9018019 | 1 | [5 empty] | Removed from Ground | Gas (Historical Use) | 1000 | Marked Unknown | 1995-08-16 | 1995-08-16 | Unknown
RACE EXPRESS | 906 HWY 42 S | JACKSON | Butts | 10001285 | 2 | Ball Float | 2006-12-01 | FALSE | 2006-12-01 | FALSE | Currently in Use | Premium | 8000 | Epoxy | 2006-11-01 |  | Fiberglass Reinforced Plastic | Pressurized
BP FOOD MART | 3128 HWY 36 W | JACKSON | Butts | 4180009 | 1 | Flapper Valve | 1997-12-12 | FALSE | 1997-12-12 | FALSE | Currently in Use | Gas (Historical Use) | 12000 | Fiberglass | 1997-12-12 |  | Double-Walled Flex | Pressurized
BP FOOD MART | 3128 HWY 36 W | JACKSON | Butts | 4180009 | 2 | [5 empty] | Removed from Ground | Gas (Historical Use) | 6000 | Bare Steel | 1968-02-11 | 1899-12-31 | Galvanized Steel | Pressurized
CHEVRON STATION #0043701 | I-75 & GA HWY 36 | JACKSON | Butts | 4180014 | 4 |  |  | TRUE |  | TRUE | Removed from Ground | Used Oil | 550 | Cathodically Protected Steel | 1968-03-19 | 1998-03-01 | Galvanized Steel
JP Travel Center | 2781 Hwy 16 W | Jackson | Butts | 9018026 | 8 | Flapper Valve | 2018-06-07 | FALSE | 2018-06-07 | FALSE | Currently in Use | E-0 | 10000 | Composite Double Walled | 2018-06-07 |  | Double-Walled Fiberglass | Pressurized
JP Travel Center | 2781 Hwy 16 W | Jackson | Butts | 9018026 | 2 |  | 1997-04-01 | FALSE | 1997-04-01 | FALSE | Removed from Ground | Diesel | 6000 | Epoxy | 1997-04-01 | 2019-07-23 | Fiberglass Reinforced Plastic | Pressurized
PILOT TRAVEL CENTER #4560 | 2995 HWY 36 WEST | JACKSON | Butts | 9018032 | 5 | Flapper Valve | 2023-04-12 | FALSE | 2023-04-12 | FALSE | Currently in Use | Regular | 20000 | Fiberglass Double Walled | 2023-04-12 |  | Double-Walled Fiberglass | Pressurized
HWY 16 BP | 2707 W HWY 16 | JACKSON | Butts | 9018008 | 5 | Flapper Valve | 2021-12-14 | FALSE | 2021-12-14 | FALSE | Currently in Use | Diesel | 20000 | Composite Double Walled | 2021-12-14 |  | Double-Walled Fiberglass | Pressurized
JP Travel Center | 2781 Hwy 16 W | Jackson | Butts | 9018026 | 10 | Flapper Valve | 2018-06-26 | FALSE | 2018-06-26 | FALSE | Currently in Use | Diesel On Road | 25000 | Composite Double Walled | 2018-06-26 |  | Double-Walled Fiberglass | Pressurized
CAWTHON BAIT SHOP | 774 36 HWY NORTH | JACKSON | Butts | 9018017 | 2 | [5 empty] | Removed from Ground | Gas (Historical Use) | 6000 | Bare Steel | 1966-01-01 | 2000-01-01 | Galvanized Steel | Safe Suction (Euro)
COLLINS TRUCKING CO INC | 527 ALABAMA BLVD | JACKSON | Butts | 9018018 | 1 | [5 empty] | Removed from Ground | Diesel | 12000 | Bare Steel | 1976-08-01 | 1999-04-27 | Galvanized Steel | Suction (American)
JP Travel Center | 2781 Hwy 16 W | Jackson | Butts | 9018026 | 6 | Flapper Valve | 2018-06-07 | FALSE | 2018-06-07 | FALSE | Currently in Use | Premium | 15000 | Composite Double Walled | 2018-06-07 |  | Double-Walled Fiberglass | Pressurized
JP Travel Center | 2781 Hwy 16 W | Jackson | Butts | 9018026 | 9 | Flapper Valve | 2018-06-26 | FALSE | 2018-06-26 | FALSE | Currently in Use | Diesel On Road | 25000 | Composite Double Walled | 2018-06-26 |  | Double-Walled Fiberglass | Pressurized
THE FUEL ISLAND INC | 587 ALABAMA BLVD | JACKSON | Butts | 9018030 | P1 | Ball Float | 1997-12-01 | FALSE | 1997-12-01 | FALSE | Currently in Use | Diesel | 12000 | Composite | 1997-12-01 |  | Fiberglass Reinforced Plastic | Pressurized
ATLANTA SOUTH/ TA TRUCKSTOP | 122 TRUCK STOP WAY | JACKSON | Butts | 9018034 | 1 | Flapper Valve | 1999-05-01 | TRUE | 1999-05-01 | FALSE | Currently in Use | New Oil | 10000 | Fiberglass | 1999-05-01 |  | Fiberglass Reinforced Plastic | Safe Suction (Euro)
BP | 4988 HIGH FALLS RD | JACKSON | Butts | 10002625 | 2 | Ball Float | 2016-03-28 | FALSE |  | FALSE | Currently in Use | Premium | 4000 | Composite | 2016-03-28 |  | Double-Walled Fiberglass | Pressurized
STARK ROAD SUPERETTE | 900 STARK RD | JACKSON | Butts | 4180033 | 4 | Flapper Valve | 1995-02-01 | FALSE | 1995-02-01 | FALSE | Currently in Use | Regular | 12000 | Steel-Impressed Current | 1995-02-01 |  | Fiberglass Reinforced Plastic | Pressurized
WAITS SERVICE STATION | 885 GA HWY 42 S | JACKSON | Butts | 4180004 | 3 | [5 empty] | Removed from Ground | Gas (Historical Use) | 2000 | Bare Steel | 1966-03-13 | 1996-10-02 | Galvanized Steel | Safe Suction (Euro)
WAITS SERVICE STATION | 885 GA HWY 42 S | JACKSON | Butts | 4180004 | 2 | [5 empty] | Removed from Ground | Gas (Historical Use) | 6000 | Bare Steel | 1966-03-13 | 1996-10-02 | Galvanized Steel | Safe Suction (Euro)
BP FOOD MART | 3128 HWY 36 W | JACKSON | Butts | 4180009 | 7 | [5 empty] | Removed from Ground | Kerosene | 550 | Bare Steel | 1968-02-11 | 1996-06-01 | Galvanized Steel
BP FOOD MART | I-75 @ GA HWY 16 | JACKSON | Butts | 4180011 | 3 |  | 1997-04-01 |  | 1997-04-01 |  | Removed from Ground | Gas (Historical Use) | 6000 | Steel-Impressed Current | 1968-02-11 | 2004-08-29 | Fiberglass Reinforced Plastic | Pressurized
BP FOOD MART | I-75 @ GA HWY 16 | JACKSON | Butts | 4180011 | 2 |  | 1997-04-01 |  | 1997-04-01 |  | Removed from Ground | Gas (Historical Use) | 6000 | Steel-Impressed Current | 1968-02-11 | 2004-08-29 | Fiberglass Reinforced Plastic | Pressurized
BROWNLEE GAS & GROCERY | 316 BROWNLEE RD | JACKSON | Butts | 9018004 | 2 | Flapper Valve | 1991-01-01 | FALSE | 1991-01-01 | FALSE | Temporarily out of use | E-0 | 4000 | Composite | 1991-01-01 |  | Fiberglass Reinforced Plastic | Pressurized
FOOD PLAZA | 717 E THIRD ST | JACKSON | Butts | 9018006 | 2 | Ball Float | 1989-01-01 | FALSE | 1989-01-01 | FALSE | Removed from Ground | Regular | 8000 | Steel-Impressed Current | 1989-01-01 |  | Fiberglass Reinforced Plastic | Pressurized
I-75 MOBILE HOME PARK | 218 GLADE RD | JACKSON | Butts | 9018024 | 1 | [5 empty] | Closed in Ground | Gas (Historical Use) | 6110 | Bare Steel | 1973-01-01 | 1899-12-31 | Galvanized Steel | Suction (American)
JP Travel Center | 2781 Hwy 16 W | Jackson | Butts | 9018026 | 4 | Flapper Valve | 2018-06-21 | FALSE | 2018-06-21 | FALSE | Currently in Use | Regular | 20000 | Composite Double Walled | 2018-06-21 |  | Double-Walled Fiberglass | Pressurized
CENTRAL GEORGIA EMC | 923 S MULBERRY ST | JACKSON | Butts | 4180001 | 3 |  | 1991-05-21 |  | 1991-05-21 |  | Removed from Ground | Gas (Historical Use) | 10000 | Steel-Impressed Current | 1982-02-11 | 2007-07-20 | Fiberglass Reinforced Plastic | Safe Suction (Euro)
Elan Convenience & Gas LLC | 412 W 3rd ST | JACKSON | Butts | 4180003 | 002K | Flapper Valve | 1998-11-01 | FALSE | 1998-10-01 | FALSE | Temporarily out of use | Empty | 3000 | Steel-Impressed Current | 1974-02-13 |  |  | Suction (American)
JAMES' GULF/FORMERLY BIG GULF | THIRD & MIMOSA ST | JACKSON | Butts | 4180010 | 4 |  |  | TRUE |  | TRUE | Removed from Ground | Used Oil | 550 | Bare Steel | 1956-02-11 | 1899-12-31 | Galvanized Steel
PEACHTREE STREET AMOCO | 347 W THIRD ST | JACKSON | Butts | 9018005 | 7 | Ball Float | 1990-02-01 | FALSE | 1990-02-01 | FALSE | Currently in Use | Premium | 10000 | Composite | 1990-01-01 |  | Fiberglass Reinforced Plastic | Pressurized
PEACHTREE STREET AMOCO | 347 W THIRD ST | JACKSON | Butts | 9018005 | 1 | [5 empty] | Removed from Ground | Gas (Historical Use) | 2000 | Bare Steel | 1961-03-31 | 1989-01-01 | Unknown
FOOD PLAZA | 717 E THIRD ST | JACKSON | Butts | 9018006 | 3 | Ball Float | 1989-01-01 | FALSE | 1989-01-01 | FALSE | Removed from Ground | Premium | 8000 | Steel-Impressed Current | 1989-01-01 |  | Fiberglass Reinforced Plastic | Pressurized
FOOD PLAZA | 717 E THIRD ST | JACKSON | Butts | 9018006 | 9B | Flapper Valve | 2023-05-31 | FALSE | 2023-05-31 | FALSE | Currently in Use | E-0 | 8000 | Composite Double Walled | 2023-05-31 |  | Double-Walled Fiberglass | Pressurized
142 ACRE SITE | 1044 HIGHWAY 16 ( WEST THIRD STREET) | JACKSON | Butts | 10001540 | 1 |  |  | FALSE |  | FALSE | Removed from Ground | Diesel | 550 | Bare Steel | 2008-03-05 | 2008-03-05
JAMES' GULF/FORMERLY BIG GULF | THIRD & MIMOSA ST | JACKSON | Butts | 4180010 | 3 | [5 empty] | Removed from Ground | Gas (Historical Use) | 2000 | Bare Steel | 1956-02-11 | 1899-12-31 | Galvanized Steel
JAMES' GULF/FORMERLY BIG GULF | THIRD & MIMOSA ST | JACKSON | Butts | 4180010 | 2 | [5 empty] | Removed from Ground | Gas (Historical Use) | 2000 | Bare Steel | 1956-02-11 | 1899-12-31 | Galvanized Steel
BP FOOD MART | I-75 @ GA HWY 16 | JACKSON | Butts | 4180011 | 1 |  | 1997-04-01 |  | 1997-04-01 |  | Removed from Ground | Gas (Historical Use) | 6000 | Steel-Impressed Current | 1968-02-11 | 2004-08-29 | Fiberglass Reinforced Plastic | Pressurized
JACKSON RD TEXACO | 2778 W HWY 16 | JACKSON | Butts | 9018002 | 1U |  | 1991-01-01 |  | 1991-01-01 |  | Removed from Ground | Gas (Historical Use) | 10000 | Cathodically Protected Steel | 1990-10-01 | 2004-08-26 | Cathodically Protected | Pressurized
STARK ROAD CHEVRON | 780 COVINGTON ST | JACKSON | Butts | 9018033 | 2 | Ball Float | 1999-11-01 | FALSE | 1999-11-01 | FALSE | Currently in Use | Premium | 10000 | Epoxy | 1999-11-01 |  | Fiberglass Reinforced Plastic | Pressurized
BP | 4988 HIGH FALLS RD | JACKSON | Butts | 10002625 | 3 | Ball Float | 2016-03-28 | FALSE |  | FALSE | Currently in Use | E-0 | 4000 | Composite | 2016-03-28 |  | Double-Walled Fiberglass | Pressurized
BP 4 POINTS | 1200 HWY 36 EAST | JACKSON | Butts | 10001964 | 3 | Ball Float | 2010-12-01 | FALSE | 2010-12-01 | FALSE | Currently in Use | Diesel | 10000 | Composite Double Walled | 2010-12-01 |  | Double-Walled Fiberglass | Pressurized
JP Travel Center | 2781 Hwy 16 W | Jackson | Butts | 9018026 | 1 |  | 1997-04-01 | FALSE | 1997-04-01 | FALSE | Removed from Ground | Gas (Historical Use) | 12000 | Epoxy | 1997-04-01 | 2019-07-23 | Fiberglass Reinforced Plastic | Pressurized
JP Travel Center | 2781 Hwy 16 W | Jackson | Butts | 9018026 | 7 | Flapper Valve | 2018-06-13 | FALSE | 2018-06-13 | FALSE | Currently in Use | Diesel On Road | 12000 | Composite Double Walled | 2018-06-13 |  | Double-Walled Fiberglass | Pressurized
IRENE JONES | HIGH FALLS RD | JACKSON | Butts | 780006 | 1 | [5 empty] | Removed from Ground | Empty | 550 | Bare Steel | 1964-04-26 | 1995-03-01 | Galvanized Steel
PEACHTREE STREET AMOCO | 347 W THIRD ST | JACKSON | Butts | 9018005 | 4 | [5 empty] | Removed from Ground | Kerosene | 550 | Bare Steel | 1961-03-31 | 1989-01-01 | Unknown
PEACHTREE STREET AMOCO | 347 W THIRD ST | JACKSON | Butts | 9018005 | 5 | Ball Float | 1990-02-01 | FALSE | 1990-02-01 | FALSE | Currently in Use | Diesel | 10000 | Composite | 1990-01-01 |  | Fiberglass Reinforced Plastic | Pressurized
HWY 16 BP | 2707 W HWY 16 | JACKSON | Butts | 9018008 | 8B | Flapper Valve | 2021-12-14 | FALSE | 2021-12-14 | FALSE | Currently in Use | Diesel | 8000 | Composite Double Walled | 2021-12-14 |  | Double-Walled Fiberglass | Pressurized
75/16 SHELL | 2679 HWY 16 WEST | JACKSON | Butts | 10002520 | 2 | Flapper Valve | 2012-04-01 | FALSE | 2012-04-01 | FALSE | Currently in Use | Diesel | 8000 | Fiberglass Double Walled | 2012-04-01 |  | Double-Walled Fiberglass | Pressurized
75/16 SHELL | 2679 HWY 16 WEST | JACKSON | Butts | 10002520 | 1A | Flapper Valve | 2012-04-01 | FALSE | 2012-04-01 | FALSE | Currently in Use | Regular | 10000 | Fiberglass Double Walled | 2012-04-01 |  | Double-Walled Fiberglass | Pressurized
RACE EXPRESS | 906 HWY 42 S | JACKSON | Butts | 10001285 | 1 | Ball Float | 2006-12-01 | FALSE | 2006-12-01 | FALSE | Currently in Use | Regular | 12000 | Epoxy | 2006-11-01 |  | Fiberglass Reinforced Plastic | Pressurized
PARK AVE C STORE | 632 EAST THIRD ST | JACKSON | Butts | 4180008 | 5 | Flapper Valve | 1995-01-01 | FALSE | 1995-01-01 | FALSE | Currently in Use | Kerosene | 2000 | Fiberglass | 1995-01-10 |  | Fiberglass Reinforced Plastic | Suction (American)
BP FOOD MART | 3128 HWY 36 W | JACKSON | Butts | 4180009 | 6 |  |  | TRUE |  | TRUE | Removed from Ground | Used Oil | 550 | Bare Steel | 1968-02-11 | 1996-06-01 | Galvanized Steel
BP FOOD MART | 3128 HWY 36 W | JACKSON | Butts | 4180009 | 1 | [5 empty] | Removed from Ground | Gas (Historical Use) | 6000 | Bare Steel | 1968-02-11 | 1899-12-31 | Galvanized Steel | Pressurized
FLYING J TRAVEL PLAZA #630 | 1125 BUCKSNORT RD | JACKSON | Butts | 9018011 | 6 | Flapper Valve | 1989-01-01 | FALSE | 1989-01-01 | FALSE | Currently in Use | Diesel | 20000 | Fiberglass | 1989-01-01 |  | Fiberglass Reinforced Plastic | Pressurized
HWY 16 BP | 2707 W HWY 16 | JACKSON | Butts | 9018008 | 7 | Flapper Valve | 2021-12-14 | FALSE | 2021-12-14 | FALSE | Currently in Use | Regular | 15000 | Composite Double Walled | 2021-12-14 |  | Double-Walled Fiberglass | Pressurized
HWY 16 BP | 2707 W HWY 16 | JACKSON | Butts | 9018008 | 4 | Flapper Valve | 1998-12-08 | FALSE | 1998-12-08 | FALSE | Removed from Ground | Diesel | 12000 | Steel-Impressed Current | 1975-01-01 | 2020-09-18 | Steel (Impressed Current) | Pressurized
CAWTHON BAIT SHOP | 774 36 HWY NORTH | JACKSON | Butts | 9018017 | 1 | [5 empty] | Removed from Ground | Gas (Historical Use) | 4000 | Bare Steel | 1966-01-01 | 2000-01-01 | Galvanized Steel | Safe Suction (Euro)
T&S GROCERY | 465 E THIRD ST | JACKSON | Butts | 4180030 | 4 | [5 empty] | Removed from Ground | Gas (Historical Use) | 3000 | Bare Steel | 1973-01-01 | 1998-12-01 | Galvanized Steel | Pressurized
JACKSON RD BP | 2779 HWY 16 W | JACKSON | Butts | 4180037 | 2 |  | 1995-09-28 |  | 1995-09-28 |  | Removed from Ground | Gas (Historical Use) | 6000 | Steel-Impressed Current | 1970-03-31 | 2015-06-16 | Fiberglass Reinforced Plastic | Pressurized
Elan Convenience & Gas LLC | 412 W 3rd ST | JACKSON | Butts | 4180003 | 3 | Flapper Valve | 1998-11-01 | FALSE | 1998-10-01 | FALSE | Temporarily out of use | Empty | 3000 | Steel-Impressed Current | 1974-02-13 |  |  | Suction (American)
Elan Convenience & Gas LLC | 412 W 3rd ST | JACKSON | Butts | 4180003 | 001DC | Flapper Valve | 1998-11-01 | FALSE | 1998-10-01 | FALSE | Temporarily out of use | Empty | 4000 | Steel-Impressed Current | 1974-02-13 |  |  | Suction (American)
BP FOOD MART | 3128 HWY 36 W | JACKSON | Butts | 4180009 | 4 | [5 empty] | Removed from Ground | Diesel | 3000 | Bare Steel | 1982-02-10 | 1899-12-31 | Galvanized Steel | Safe Suction (Euro)
PEACHTREE STREET AMOCO | 347 W THIRD ST | JACKSON | Butts | 9018005 | 2 | [5 empty] | Removed from Ground | Gas (Historical Use) | 2000 | Bare Steel | 1961-03-31 | 1989-01-01 | Unknown
HWY 16 BP | 2707 W HWY 16 | JACKSON | Butts | 9018008 | 6B | Flapper Valve | 2021-12-14 | FALSE | 2021-12-14 | FALSE | Currently in Use | Regular | 7000 | Composite Double Walled | 2021-12-14 |  | Double-Walled Fiberglass | Pressurized
HWY 16 BP | 2707 W HWY 16 | JACKSON | Butts | 9018008 | 6A | Flapper Valve | 2021-12-14 | FALSE | 2021-12-14 | FALSE | Currently in Use | Regular | 8000 | Composite Double Walled | 2021-12-14 |  | Double-Walled Fiberglass | Pressurized
PILOT TRAVEL CENTER #4560 | 2995 HWY 36 WEST | JACKSON | Butts | 9018032 | 9 | Flapper Valve | 2017-07-15 | FALSE |  | FALSE | Currently in Use | Diesel | 20000 | Fiberglass Double Walled | 2017-07-15 |  | Double-Walled Fiberglass | Safe Suction (Euro)
GDOC-DIAGNOSTIC & CLASSIFICATION-HIGH MAX | GA HWY 36 BARNSVILLE RD | JACKSON | Butts | 10001246 | 1 | Flapper Valve | 2003-04-04 | FALSE | 2003-04-04 | FALSE | Currently in Use | Diesel | 15000 | Fiberglass Double Walled | 2003-04-02 |  | Double-Walled Fiberglass | Safe Suction (Euro)
RACE EXPRESS | 906 HWY 42 S | JACKSON | Butts | 10001285 | 3 | Ball Float | 2006-12-01 | FALSE | 2006-12-01 | FALSE | Currently in Use | Diesel | 3500 | Epoxy | 2006-11-01 |  | Fiberglass Reinforced Plastic | Pressurized
JP PEACHTREE | 423 W THIRD ST | JACKSON | Butts | 10002263 | 4 | Ball Float | 2013-08-01 | FALSE | 2013-08-01 | FALSE | Currently in Use | Diesel | 4000 | Epoxy Double-Walled | 2013-08-01 |  | Double-Walled Fiberglass | Pressurized
SPEEDY STOP LLC, BEST BUY OF FLOVILLA | 282 GA HWY 87 | FLOVILLA | Butts | 4180031 | 2 | Ball Float | 1994-11-01 | FALSE | 1994-11-01 | FALSE | Currently in Use | Gas (Historical Use) | 8000 | Galvanic (STIP-3)/Sacrificial Anodes | 1994-11-01 |  | Fiberglass Reinforced Plastic | Pressurized
SIDNEY PRESTON/PRESTON TIRE CO | 2337 A HWY 42 NORTH | JENKINSBURG | Butts | 4180017 | 4 | [5 empty] | Removed from Ground | Gas (Historical Use) | 8000 | Bare Steel | 1971-04-25 | 1995-02-05 | Galvanized Steel | Suction (American)
SPEEDY STOP LLC, BEST BUY OF FLOVILLA | 282 GA HWY 87 | FLOVILLA | Butts | 4180031 | 1 | [5 empty] | Removed from Ground | Gas (Historical Use) | 8000 | Bare Steel | 1976-05-08 | 1899-12-31 | Galvanized Steel
ABANDONED STATION | SOUTHSIDE OF SR 42/APPROX 1000 F | JENKINSBURG | Butts | 9018012 | 1 | [5 empty] | Removed from Ground | Other | 500 | Not Marked/Unknown |  | 1899-12-31 | Not Marked
JENKINSBURG SUPERETTE | 2315 GA HWY 42 N | JENKINSBURG | Butts | 4180012 | 1 | Flapper Valve | 1998-05-01 | FALSE | 1998-05-01 | FALSE | Currently in Use | Regular | 6000 | Steel-Impressed Current | 1985-02-10 |  | Steel (Impressed Current) | Suction (American)
JONES GARAGE | HWY 87 | FLOVILLA | Butts | 9018014 | 1 | [5 empty] | Removed from Ground | Diesel | 0 | Bare Steel | 1975-01-01 | 1899-12-31 | Galvanized Steel
ABANDONED STATION | SOUTHSIDE OF SR 42/APPROX 1000 F | JENKINSBURG | Butts | 9018012 | 2 | [5 empty] | Removed from Ground | Other | 500 | Not Marked/Unknown |  | 1899-12-31 | Not Marked
JENKINSBURG SUPERETTE | 2315 GA HWY 42 N | JENKINSBURG | Butts | 4180012 | 2 | Flapper Valve | 1998-05-01 | FALSE | 1998-05-01 | FALSE | Currently in Use | Regular | 6000 | Steel-Impressed Current | 1985-02-10 |  | Steel (Impressed Current) | Suction (American)
SPEEDY STOP LLC, BEST BUY OF FLOVILLA | 282 GA HWY 87 | FLOVILLA | Butts | 4180031 | 3 |  | 1994-11-01 | FALSE | 1994-11-01 | FALSE | Currently in Use | Diesel | 6000 | Galvanic (STIP-3)/Sacrificial Anodes | 1994-11-01 |  | Fiberglass Reinforced Plastic | Pressurized
BIG CHIEF | 1834 HWY 42 SOUTH | FLOVILLA | Butts | 9018016 | 2 | Flapper Valve | 1998-10-02 | FALSE | 1998-10-02 | FALSE | Currently in Use | Regular | 6000 | Steel-Impressed Current | 1979-01-01 |  | Steel (Impressed Current) | Safe Suction (Euro)
JONES GARAGE | HWY 87 | FLOVILLA | Butts | 9018014 | 4 | [5 empty] | Closed in Ground | Diesel | 0 | Bare Steel | 1975-01-01 | 1899-12-31 | Galvanized Steel
GA DOT ROW | HWY 23 | JENKINSBURG | Butts | 9018013 | 2 | [5 empty] | Closed in Ground | Empty | 550 | Bare Steel | 1992-07-07 | 1992-07-07 | Galvanized Steel
JENKINSBURG QUICK SPOT | 2314 HWY 42 N | JENKINSBURG | Butts | 10000311 | 2 | Ball Float | 2003-02-28 | FALSE | 2003-02-28 | FALSE | Currently in Use | Gas (Historical Use) | 12000 | Epoxy | 2003-02-28 |  | Fiberglass Reinforced Plastic | Pressurized
JONES GARAGE | HWY 87 | FLOVILLA | Butts | 9018014 | 2 | [5 empty] | Removed from Ground | Diesel | 0 | Bare Steel | 1975-01-01 | 1899-12-31 | Galvanized Steel
SIDNEY PRESTON/PRESTON TIRE CO | 2337 A HWY 42 NORTH | JENKINSBURG | Butts | 4180017 | 3 | [5 empty] | Removed from Ground | Diesel | 4000 | Bare Steel | 1966-04-24 | 1995-02-01 | Galvanized Steel | Suction (American)
SIDNEY PRESTON/PRESTON TIRE CO | 2337 A HWY 42 NORTH | JENKINSBURG | Butts | 4180017 | 2 | [5 empty] | Removed from Ground | Gas (Historical Use) | 4000 | Bare Steel | 1966-04-24 | 1995-02-01 | Galvanized Steel | Suction (American)
JENKINSBURG QUICK SPOT | 2314 HWY 42 N | JENKINSBURG | Butts | 10000311 | 1 | Ball Float | 2003-02-28 | FALSE | 2003-02-28 | FALSE | Currently in Use | Gas (Historical Use) | 15000 | Epoxy | 2003-02-28 |  | Fiberglass Reinforced Plastic | Pressurized
JENKINSBURG QUICK SPOT | 2314 HWY 42 N | JENKINSBURG | Butts | 10000311 | 4B | Flapper Valve | 2021-09-06 | FALSE | 2003-02-28 | FALSE | Currently in Use | Kerosene | 4000 | Epoxy | 2003-02-28 |  | Fiberglass Reinforced Plastic | Pressurized
SIDNEY PRESTON/PRESTON TIRE CO | 2337 A HWY 42 NORTH | JENKINSBURG | Butts | 4180017 | 1 | [5 empty] | Removed from Ground | Diesel | 4000 | Bare Steel | 1966-04-24 | 1995-02-01 | Galvanized Steel | Suction (American)
JENKINSBURG QUICK SPOT | 2314 HWY 42 N | JENKINSBURG | Butts | 10000311 | 4A | Ball Float | 2003-02-28 | FALSE | 2003-02-28 | FALSE | Currently in Use | Diesel | 6000 | Epoxy | 2003-02-28 |  | Fiberglass Reinforced Plastic | Pressurized
SPEEDY STOP LLC, BEST BUY OF FLOVILLA | 282 GA HWY 87 | FLOVILLA | Butts | 4180031 | 1 | Ball Float | 1994-11-01 | FALSE | 1994-01-10 | FALSE | Currently in Use | Gas (Historical Use) | 8000 | Galvanic (STIP-3)/Sacrificial Anodes | 1994-11-01 |  | Fiberglass Reinforced Plastic | Pressurized
BIG CHIEF | 1834 HWY 42 SOUTH | FLOVILLA | Butts | 9018016 | 1 | Flapper Valve | 1998-10-02 | FALSE | 1998-10-02 | FALSE | Currently in Use | Regular | 6000 | Steel-Impressed Current | 1979-01-01 |  | Steel (Impressed Current) | Safe Suction (Euro)
JONES GARAGE | HWY 87 | FLOVILLA | Butts | 9018014 | 3 | [5 empty] | Closed in Ground | Diesel | 0 | Bare Steel | 1975-01-01 | 1899-12-31 | Galvanized Steel
GA DOT ROW | HWY 23 | JENKINSBURG | Butts | 9018013 | 1 | [5 empty] | Closed in Ground | Empty | 550 | Bare Steel | 1992-07-07 | 1992-07-07 | Galvanized Steel
JENKINSBURG QUICK SPOT | 2314 HWY 42 N | JENKINSBURG | Butts | 10000311 | 3 | Ball Float | 2003-02-28 | FALSE | 2003-02-28 | FALSE | Currently in Use | Diesel | 8000 | Epoxy | 2003-02-28 |  | Fiberglass Reinforced Plastic | Pressurized
INDIAN SPRINGS GROCERY | HWY 42 | INDIAN SPRINGS | Butts | 9018025 | 1 | [5 empty] | Closed in Ground | Gas (Historical Use) | 550 | Marked Unknown | 1996-09-19 | 1996-09-19 | Unknown
INDIAN SPRINGS GROCERY | HWY 42 | INDIAN SPRINGS | Butts | 9018025 | 2 | [5 empty] | Closed in Ground | Gas (Historical Use) | 550 | Marked Unknown | 1996-09-19 | 1996-09-19 | Unknown
JENKINSBURG SUPERETTE | 2315 GA HWY 42 N | JENKINSBURG | Butts | 4180012 | 3 | Flapper Valve | 1998-05-01 | FALSE | 1998-05-01 | FALSE | Currently in Use | Premium | 8000 | Steel-Impressed Current | 1984-02-10 |  | Steel (Impressed Current) | Suction (American)
GDC JAC | 2978 HWY 36 WEST PRISON BLVD | Jackson | Butts | UST-SLOC-9018028 | 2 |  | 1997-12-15 |  | 1997-12-15 |  | Currently in Use | Gas (Historical Use) | 6000 | Fiberglass | 1997-12-15 |  | Fiberglass Reinforced Plastic | Suction (American)
GDC JAC | 2978 HWY 36 WEST PRISON BLVD | Jackson | Butts | UST-SLOC-9018028 | 3 |  | 1997-12-15 |  | 1997-12-15 |  | Currently in Use | Diesel | 2000 | Fiberglass | 1997-12-15 |  | Fiberglass Reinforced Plastic | Suction (American)
GDC JAC | 2978 HWY 36 WEST PRISON BLVD | Jackson | Butts | UST-SLOC-9018028 | 1 | [5 empty] | Closed in Ground | Gas (Historical Use) | 6100 | Bare Steel | 1968-01-06 | 1997-12-11 | Galvanized Steel
GDC JAC | 2978 HWY 36 WEST PRISON BLVD | Jackson | Butts | UST-SLOC-9018029 | 1 | [5 empty] | Removed from Ground | Diesel | 1500 | Bare Steel | 1977-01-03 | 1997-10-31 | Bare Steel
GDC JAC | 2978 HWY 36 WEST PRISON BLVD | Jackson | Butts | UST-SLOC-9018029 | 2 |  | 1997-11-03 |  | 1997-11-03 |  | Currently in Use | Diesel | 2500 | Fiberglass Double Walled | 1997-11-03 |  | Fiberglass Reinforced Plastic | Safe Suction (Euro)
CALHOUN COUNTY BOARD OF EDUCATIO | 248 PARK ST SW | MORGAN | Calhoun | 4190023 | 4 |  | 1995-04-01 |  | 1995-04-01 |  | Removed from Ground | Gas (Historical Use) | 5000 | Galvanic (STIP-3) | 1995-04-26 | 1899-12-31 | Cathodically Protected | Safe Suction (Euro)
CALHOUN COUNTY BOARD OF EDUCATIO | 248 PARK ST SW | MORGAN | Calhoun | 4190023 | 1 | [5 empty] | Removed from Ground | Gas (Historical Use) | 5000 | Bare Steel | 1978-04-28 | 1993-06-01 | Galvanized Steel
BRAMANI CORPORATION | 17656 N Highland Ave | Arlington | Calhoun | 4190031 | 3 | Flapper Valve | 1998-06-01 | FALSE | 1998-05-01 | FALSE | Removed from Ground | Diesel | 4000 | Steel-Impressed Current | 1977-04-16 | 2019-04-09 | Fiberglass Reinforced Plastic | Pressurized
MCMURRIA AUTO PARTS | PIONEER RD NW | ARLINGTON | Calhoun | 4190009 | 2 | [5 empty] | Permanently Out of Use - historical purposes | Gas (Historical Use) | 10000 | Bare Steel | 1961-04-17 | 1899-12-31 | Galvanized Steel
MORGAN FOOD MART | 10960 DICKEY ST / GA HWY 37 | MORGAN | Calhoun | 4190012 | 4 | [5 empty] | Removed from Ground | Diesel | 2000 | Bare Steel | 1966-03-27 | 1994-03-01 | Galvanized Steel
GA DOT #10410 | 235 W MAIN ST | MORGAN | Calhoun | 4190014 | 410D1 | [5 empty] | Removed from Ground | Diesel | 530 | Cathodically Protected Steel | 1980-04-03 | 1997-01-20 | Galvanized Steel | Suction (American)
MORGAN FOOD MART | 10960 DICKEY ST / GA HWY 37 | MORGAN | Calhoun | 4190012 | 5B | Overfill Alarm | 1994-03-01 | FALSE | 1994-03-01 | FALSE | Temporarily out of use | Plus | 4000 | Composite Double Walled | 1994-03-01 |  | Double-Walled Flex | Pressurized
GA DOT #10410 | 235 W MAIN ST | MORGAN | Calhoun | 4190014 | 10410-1 | [5 empty] | Removed from Ground | Gas (Historical Use) | 1000 | Bare Steel | 1971-02-05 | 1899-12-31 | Galvanized Steel
GOLD KIST COMPLEX | GA HWY 62 W | ARLINGTON | Calhoun | 4190029 | 1 | [5 empty] | Removed from Ground | Gas (Historical Use) | 2000 | Bare Steel | 1968-05-01 | 1990-11-02 | Galvanized Steel
ARLINGTON CHEVRON | 17536 N Higland Ave. | ARLINGTON | Calhoun | 4190013 | 6a | Flapper Valve | 1997-01-01 | FALSE | 1997-01-01 | FALSE | Currently in Use | Regular | 4000 | Composite | 1997-01-01 |  | Double-Walled Flex | Pressurized
LOIS C THORNTON | 409 PIONEER RD | ARLINGTON | Calhoun | 9019009 | 3 | [5 empty] | Removed from Ground | Gas (Historical Use) | 3000 | Marked Unknown | 1995-11-17 | 1995-11-17 | Unknown
MOORES PHILLIP 66 | 114 EAST MAIN STREET | MORGAN | Calhoun | 9019023 | 1 |  |  | FALSE |  | FALSE | Removed from Ground | Gas (Historical Use) | 0 | Bare Steel | 1998-01-01 | 2020-04-17 | Bare Steel
QUICK BUYS | 28617 MAIN ST | MORGAN | Calhoun | 9019010 | 2 | Ball Float | 1995-01-28 | FALSE | 1995-01-28 | FALSE | Temporarily out of use | Premium | 8000 | Galvanic (STIP-3) | 1995-01-28 |  | Fiberglass Reinforced Plastic | Pressurized
ARLINGTON CHEVRON | 17536 N Higland Ave. | ARLINGTON | Calhoun | 4190013 | 3 | [5 empty] | Removed from Ground | Gas (Historical Use) | 2000 | Bare Steel |  | 1899-12-31 | Galvanized Steel | Suction (American)
FINCHER SVC STA | PIONEER RD & HIGHLAND AVE | ARLINGTON | Calhoun | 9019002 | 1 | [5 empty] | Removed from Ground | Gas (Historical Use) | 1060 | Bare Steel | 1972-01-01 | 1999-12-18 | Galvanized Steel | Suction (American)
CALHOUN COUNTY MAIN DEPT | HWY 45 SOUTH | MORGAN | Calhoun | 9019016 | 1 | [5 empty] | Removed from Ground | Gas (Historical Use) | 7000 | Not Marked/Unknown | 1997-08-20 | 1997-08-20 | Not Marked
MOORES PHILLIP 66 | 114 EAST MAIN STREET | MORGAN | Calhoun | 9019023 | 4 |  |  | FALSE |  | FALSE | Removed from Ground | Empty | 0 | Bare Steel | 1998-01-01 | 2020-04-17 | Bare Steel
C D TAYLOR FARM | GA HWY 45 S/RT 1 BOX 6 | MORGAN | Calhoun | 190039 | 1 | [5 empty] | Removed from Ground | Gas (Historical Use) | 4000 | Bare Steel | 1980-05-14 | 1899-12-31 | Galvanized Steel
CALHOUN COUNTY MAIN DEPT | HWY 45 SOUTH | MORGAN | Calhoun | 9019016 | 2 | [5 empty] | Removed from Ground | Diesel | 7000 | Not Marked/Unknown | 1997-08-20 | 1997-08-20 | Not Marked
QUICK BUYS | 28617 MAIN ST | MORGAN | Calhoun | 9019010 | 1 |  | 1995-01-28 | FALSE | 1995-01-28 | FALSE | Temporarily out of use | E-10 | 8000 | Galvanic (STIP-3) | 1995-01-28 |  | Fiberglass Reinforced Plastic | Pressurized
ARLINGTON CHEVRON | 17536 N Higland Ave. | ARLINGTON | Calhoun | 4190013 | 4 | [5 empty] | Removed from Ground | Gas (Historical Use) | 1000 | Bare Steel |  | 1899-12-31 | Galvanized Steel | Suction (American)
ARLINGTON CHEVRON | 17536 N Higland Ave. | ARLINGTON | Calhoun | 4190013 | 5 | [5 empty] | Removed from Ground | Diesel | 2000 | Bare Steel |  | 1899-12-31 | Galvanized Steel | Suction (American)
MORGAN FOOD MART | 10960 DICKEY ST / GA HWY 37 | MORGAN | Calhoun | 4190012 | 1 | [5 empty] | Removed from Ground | Gas (Historical Use) | 6000 | Bare Steel | 1981-03-27 | 1994-03-01 | Galvanized Steel
CALHOUN COUNTY ELEMENTARY SCHOOL | 18904 MORGAN RD | ARLINGTON | Calhoun | 4190024 | 2 | Flapper Valve | 1993-06-01 | FALSE | 1993-06-01 | FALSE | Currently in Use | Diesel | 5000 | Galvanic (STIP-3) | 1993-06-30 |  | Fiberglass Reinforced Plastic | Safe Suction (Euro)
LOIS C THORNTON | 409 PIONEER RD | ARLINGTON | Calhoun | 9019009 | 2 | [5 empty] | Removed from Ground | Gas (Historical Use) | 3000 | Marked Unknown | 1995-11-17 | 1995-11-17 | Unknown
GA DOT #10410 | 235 W MAIN ST | MORGAN | Calhoun | 4190014 | 410G1 |  | 1990-03-05 |  | 1990-03-05 |  | Removed from Ground | Gas (Historical Use) | 1030 | Cathodically Protected Steel | 1990-03-05 | 1997-01-20 | Galvanized Steel | Suction (American)
CALHOUN COUNTY BOARD OF EDUCATIO | 248 PARK ST SW | MORGAN | Calhoun | 4190023 | 2 | [5 empty] | Removed from Ground | Gas (Historical Use) | 6000 | Bare Steel | 1978-04-28 | 1993-06-01 | Galvanized Steel
FLAT TOP GROCERY & MARKET | 417 PIONEER RD | ARLINGTON | Calhoun | 4190028 | 3 | [5 empty] | Removed from Ground | Gas (Historical Use) | 3000 | Bare Steel | 1958-04-24 | 1899-12-31 | Galvanized Steel
MCMURRIA AUTO PARTS | PIONEER RD NW | ARLINGTON | Calhoun | 4190009 | 1 | [5 empty] | Permanently Out of Use - historical purposes | Gas (Historical Use) | 10000 | Bare Steel | 1961-04-17 | 1899-12-31 | Galvanized Steel
R & R FARMS-HILTON PLACE | 1 /4 MILE NORTH OF MORGAN GA | MORGAN | Calhoun | 9019014 | 1 | [5 empty] | Removed from Ground | Diesel | 8000 | Bare Steel | 1986-10-01 | 1997-09-25 | Galvanized Steel | Safe Suction (Euro)
MCLENDON ACRES INC | 420 COWARTS STORE RD | MORGAN | Calhoun | 4190020 | 1 | [5 empty] | Removed from Ground | Gas (Historical Use) | 8000 | Bare Steel | 1998-09-01 | 1998-09-01 | Galvanized Steel | Safe Suction (Euro)
ARLINGTON CHEVRON | 17536 N Higland Ave. | ARLINGTON | Calhoun | 4190013 | 1 | [5 empty] | Removed from Ground | Gas (Historical Use) | 4000 | Bare Steel | 1966-03-27 | 1899-12-31 | Galvanized Steel | Suction (American)
ZIP TRIP 1 | 17097 S HIGHLAND AVE | ARLINGTON | Calhoun | 190040 | 3 | Flapper Valve | 1998-12-01 | FALSE | 1998-12-01 | FALSE | Currently in Use | E-10 | 3000 | Steel-Impressed Current | 1971-05-12 |  | Steel (Impressed Current) | Safe Suction (Euro)
FLAT TOP GROCERY & MARKET | 417 PIONEER RD | ARLINGTON | Calhoun | 4190028 | 2 | [5 empty] | Removed from Ground | Gas (Historical Use) | 3000 | Bare Steel | 1958-04-24 | 1899-12-31 | Galvanized Steel
BRAMANI CORPORATION | 17656 N Highland Ave | Arlington | Calhoun | 4190031 | 2 | Flapper Valve | 1998-06-01 | FALSE | 1998-05-01 | FALSE | Removed from Ground | Gas (Historical Use) | 4000 | Steel-Impressed Current | 1977-04-16 | 2019-04-09 | Fiberglass Reinforced Plastic | Pressurized
MORGAN FOOD MART | 10960 DICKEY ST / GA HWY 37 | MORGAN | Calhoun | 4190012 | 5A | Overfill Alarm |  | FALSE |  | FALSE | Currently in Use | E-10 | 4000 |  |  |  | Double-Walled Flex | Pressurized
ZIP TRIP 1 | 17097 S HIGHLAND AVE | ARLINGTON | Calhoun | 190040 | 2 | Flapper Valve | 1998-12-01 | FALSE | 1998-12-01 | FALSE | Currently in Use | Premium | 5000 | Steel-Impressed Current | 1971-05-12 |  | Steel (Impressed Current) | Safe Suction (Euro)
ARLINGTON CHEVRON | 17536 N Higland Ave. | ARLINGTON | Calhoun | 4190013 | 2 | [5 empty] | Removed from Ground | Gas (Historical Use) | 2000 | Bare Steel |  | 1899-12-31 | Galvanized Steel | Suction (American)
ARLINGTON CHEVRON | 17536 N Higland Ave. | ARLINGTON | Calhoun | 4190013 | 7b | Flapper Valve | 1997-01-01 | FALSE | 1997-01-01 | FALSE | Currently in Use | Diesel | 3000 | Composite | 1997-01-01 |  | Double-Walled Flex | Pressurized
BRAMANI CORPORATION | 17656 N Highland Ave | Arlington | Calhoun | 4190031 | 4A | Overfill Alarm | 2019-11-10 | FALSE | 2019-11-10 | FALSE | Currently in Use | E-10 | 15000 | Composite Double Walled | 2019-11-15 |  | Double-Walled Fiberglass | Pressurized
MOORES PHILLIP 66 | 114 EAST MAIN STREET | MORGAN | Calhoun | 9019023 | 2 |  |  | FALSE |  | FALSE | Removed from Ground | Gas (Historical Use) | 0 | Bare Steel | 1998-01-01 | 2020-04-17 | Bare Steel
CALHOUN COUNTY BOARD OF EDUCATIO | 248 PARK ST SW | MORGAN | Calhoun | 4190023 | 5 |  | 1993-06-01 |  | 1993-06-01 |  | Removed from Ground | Diesel | 6000 | Galvanic (STIP-3) | 1993-06-01 | 1899-12-31 | Cathodically Protected | Safe Suction (Euro)
CORDRAY'S MILL GROCERY | GA HWY 234 | MORGAN | Calhoun | 190034 | 1 | [5 empty] | Removed from Ground | Empty | 2000 | Bare Steel | 1971-01-01 | 1983-05-01 | Galvanized Steel
ZIP TRIP 1 | 17097 S HIGHLAND AVE | ARLINGTON | Calhoun | 190040 | 1 | Flapper Valve | 1998-12-01 | FALSE | 1998-12-01 | FALSE | Currently in Use | E-10 | 5000 | Steel-Impressed Current | 1971-05-12 |  | Steel (Impressed Current) | Safe Suction (Euro)
MORGAN FOOD MART | 10960 DICKEY ST / GA HWY 37 | MORGAN | Calhoun | 4190012 | 6B | Ball Float | 1994-03-01 | FALSE | 1994-03-01 | FALSE | Currently in Use | Diesel | 3000 | Composite Double Walled | 1994-03-01 |  | Double-Walled Flex | Pressurized
MORGAN FOOD MART | 10960 DICKEY ST / GA HWY 37 | MORGAN | Calhoun | 4190012 | 2 | [5 empty] | Removed from Ground | Gas (Historical Use) | 5000 | Bare Steel | 1966-03-27 | 1994-03-01 | Galvanized Steel
MORGAN FOOD MART | 10960 DICKEY ST / GA HWY 37 | MORGAN | Calhoun | 4190012 | 6A | Ball Float | 1994-03-01 | FALSE | 1994-03-01 | FALSE | Currently in Use | Premium | 4000 | Composite Double Walled | 1994-03-01 |  | Double-Walled Flex | Pressurized
FLAT TOP GROCERY & MARKET | 417 PIONEER RD | ARLINGTON | Calhoun | 4190028 | 1 | [5 empty] | Removed from Ground | Gas (Historical Use) | 3000 | Bare Steel | 1958-04-24 | 1899-12-31 | Galvanized Steel
FARMERS MUTUAL EXCHANGE | GA HWY 62 | ARLINGTON | Calhoun | 4190018 | 1 | [5 empty] | Closed in Ground | Diesel | 2000 | Bare Steel | 1971-04-26 | 1989-01-01 | Galvanized Steel
ARLINGTON CHEVRON | 17536 N Higland Ave. | ARLINGTON | Calhoun | 4190013 | 7a | Flapper Valve | 1997-01-01 | FALSE | 1997-01-01 | FALSE | Temporarily out of use | Plus | 5000 | Composite | 1997-01-01 |  | Double-Walled Flex | Pressurized
FINCHER SVC STA | PIONEER RD & HIGHLAND AVE | ARLINGTON | Calhoun | 9019002 | 2 | [5 empty] | Removed from Ground | Gas (Historical Use) | 560 | Bare Steel | 1972-01-01 | 1999-12-18 | Galvanized Steel | Suction (American)
BRAMANI CORPORATION | 17656 N Highland Ave | Arlington | Calhoun | 4190031 | 4B | Overfill Alarm | 2019-11-10 | FALSE | 2019-11-10 | FALSE | Currently in Use | Diesel | 5000 | Composite Double Walled | 2019-11-15 |  | Double-Walled Fiberglass | Pressurized
LOIS C THORNTON | 409 PIONEER RD | ARLINGTON | Calhoun | 9019009 | 1 | [5 empty] | Removed from Ground | Gas (Historical Use) | 3000 | Marked Unknown | 1995-11-17 | 1995-11-17 | Unknown
GA DOT #10410 | 235 W MAIN ST | MORGAN | Calhoun | 4190014 | 10410-2 | [5 empty] | Removed from Ground | Gas (Historical Use) | 550 | Bare Steel | 1971-02-05 | 1990-10-01 | Galvanized Steel
CALHOUN COUNTY ELEMENTARY SCHOOL | 18904 MORGAN RD | ARLINGTON | Calhoun | 4190024 | 1 | [5 empty] | Removed from Ground | Gas (Historical Use) | 8000 | Bare Steel | 1978-04-28 | 1999-11-29 | Galvanized Steel
ARLINGTON OIL MILLS | MAXWELL ST SE | ARLINGTON | Calhoun | 4190017 | 1 | [5 empty] | Closed in Ground | Diesel | 2000 | Bare Steel | 1966-04-25 | 1989-01-01 | Galvanized Steel
MORGAN FOOD MART | 10960 DICKEY ST / GA HWY 37 | MORGAN | Calhoun | 4190012 | 3 | [5 empty] | Removed from Ground | Gas (Historical Use) | 4000 | Bare Steel | 1966-03-27 | 1994-03-01 | Galvanized Steel
MOORES PHILLIP 66 | 114 EAST MAIN STREET | MORGAN | Calhoun | 9019023 | 3 |  |  | FALSE |  | FALSE | Removed from Ground | Gas (Historical Use) | 0 | Bare Steel | 1998-01-01 | 2020-04-17 | Bare Steel
MCLENDON ACRES INC | 420 COWARTS STORE RD | MORGAN | Calhoun | 4190020 | 2 | Flapper Valve | 1994-09-10 |  | 1994-09-10 |  | Removed from Ground | Not Marked/Tank Removed | 20000 | Composite | 1994-09-10 | 2016-01-01 | Double Walled | Safe Suction (Euro)
ARLINGTON MFG CO |  | ARLINGTON | Calhoun | 4190016 | 1 | [5 empty] | Closed in Ground | Gas (Historical Use) | 2000 | Bare Steel | 1980-04-25 | 1899-12-31 | Galvanized Steel
ARLINGTON CHEVRON | 17536 N Higland Ave. | ARLINGTON | Calhoun | 4190013 | 6b | Flapper Valve | 1997-01-01 | FALSE | 1997-01-01 | FALSE | Currently in Use | Premium | 4000 | Composite | 1997-01-01 |  | Double-Walled Flex | Pressurized
BRAMANI CORPORATION | 17656 N Highland Ave | Arlington | Calhoun | 4190031 | 1 | Flapper Valve | 1998-06-01 | FALSE | 1998-05-01 | FALSE | Removed from Ground | Gas (Historical Use) | 8000 | Steel-Impressed Current | 1977-04-16 | 2019-04-09 | Fiberglass Reinforced Plastic | Pressurized
CALHOUN COUNTY MAIN DEPT | HWY 45 SOUTH | MORGAN | Calhoun | 9019016 | 3 | [5 empty] | Removed from Ground | Gas (Historical Use) | 1000 | Not Marked/Unknown | 1997-08-20 | 1997-08-20 | Not Marked
GREENFIELD PLANTATION | RT 1 BOX 122 | MORGAN | Calhoun | 9019003 | 1 | [5 empty] | Removed from Ground | Other | 10000 | Bare Steel | 1993-05-01 | 1993-05-01 | Not Marked
WILLIAMSBURG FARMS INC | HWY 62/WILLIAMSBURG RR CROSSING | LEARY | Calhoun | 9019006 | 3 | [5 empty] | Removed from Ground | Diesel | 7000 | Not Marked/Unknown | 1995-07-26 | 1995-07-26 | Not Marked
WILLIAMSBURG FARMS INC | HWY 62/WILLIAMSBURG RR CROSSING | LEARY | Calhoun | 9019006 | 2 | [5 empty] | Removed from Ground | Diesel | 7000 | Bare Steel | 1995-07-26 | 1995-07-26 | Galvanized Steel
SHRIJI CONVENIENCE | 4263 N DEPOT ST | LEARY | Calhoun | 4190011 | 6B | Overfill Alarm | 1995-04-01 | FALSE | 1995-04-01 | FALSE | Currently in Use | Diesel | 3000 | Composite | 1995-04-01 |  | Double-Walled Flex | Pressurized
SHRIJI CONVENIENCE | 4263 N DEPOT ST | LEARY | Calhoun | 4190011 | 6A | Overfill Alarm | 1995-04-01 | FALSE | 1995-04-01 | FALSE | Currently in Use | E-10 | 5000 | Composite | 1995-04-01 |  | Double-Walled Flex | Pressurized
DEER RUN PLANTATION (MAGNOLIA FARM) | 1225 CARLISLE RD | LEARY | Calhoun | 9019004 | D-1 | [5 empty] | Removed from Ground | Diesel | 15000 | Bare Steel | 1980-01-01 | 2005-03-14 | Galvanized Steel | Safe Suction (Euro)
CHICKASAWHATCHEE WEST TRACK | COUNTY RD 40 | LEARY | Calhoun | 9019022 | 2 | [5 empty] | Removed from Ground | Diesel | 1000 | Bare Steel | 1955-01-01 | 2000-11-30 | Bare Steel | Safe Suction (Euro)
WILDMEADE CORPORATION | OLD HWY 55 (COUNTY RD 136 | LEARY | Calhoun | 9019015 | 1 | [5 empty] | Removed from Ground | Diesel | 10000 | Epoxy | 1985-01-01 | 1998-07-01 | Galvanized Steel | Suction (American)
LEARY FOODMART | 39688 Albany Highway | LEARY | Calhoun | 4190030 | 3 | Flapper Valve | 1998-06-15 | FALSE | 1998-06-15 | FALSE | Temporarily out of use | Diesel | 4000 | Steel-Impressed Current | 1982-04-16 |  | Steel (Impressed Current) | Pressurized
JORDAN FARMS PARTNERSHIP | PO BOX 337 | LEARY | Calhoun | 4190026 | 2 | [5 empty] | Removed from Ground | Diesel | 5000 | Bare Steel | 1971-05-01 | 1994-10-15 | Bare Steel
JORDAN GROCERY | LEARY RD | LEARY | Calhoun | 4190007 | 1 | [5 empty] | Removed from Ground | Gas (Historical Use) | 2000 | Not Marked/Unknown | 1971-02-20 | 1998-10-01 | Galvanized Steel
SHRIJI CONVENIENCE | 4263 N DEPOT ST | LEARY | Calhoun | 4190011 | 5B | Overfill Alarm |  | FALSE |  | FALSE | Currently in Use | Premium | 4000 | Composite | 1995-04-01 |  | Double-Walled Flex | Pressurized
SHRIJI CONVENIENCE | 4263 N DEPOT ST | LEARY | Calhoun | 4190011 | 3 | [5 empty] | Removed from Ground | Gas (Historical Use) | 2000 | Bare Steel | 1966-03-27 | 1994-06-01 | Galvanized Steel
DEER RUN PLANTATION | OLD MILFORD RD BOX 300 | LEARY | Calhoun | 4190032 | 6 | [5 empty] | Removed from Ground | Diesel | 4000 | Bare Steel | 1979-05-07 | 1899-12-31 | Galvanized Steel
D CONNER COLLINS FARM | COUNTRY RD 26 | EDISON | Calhoun | 4190021 | 2 | [5 empty] | Removed from Ground | Diesel | 2000 | Bare Steel | 1981-04-22 | 1998-05-01 | Galvanized Steel
TIMS TRADING POST | 264 EAST HARTFORD | EDISON | Calhoun | 9019018 | 1 | Flapper Valve | 1998-11-01 | FALSE | 1998-11-01 | FALSE | Currently in Use | E-10 | 6000 | Steel-Impressed Current | 1998-11-01 |  | Steel (Impressed Current) | Safe Suction (Euro)
CHICKASAWHATCHEE WEST TRACK | COUNTY RD 40 | LEARY | Calhoun | 9019022 | 1 | [5 empty] | Removed from Ground | Diesel | 1000 | Bare Steel | 1955-01-01 | 2000-11-30 | Bare Steel | Safe Suction (Euro)
WILLIAM H JORDAN JR | HWY 62 E | LEARY | Calhoun | 9019013 | 1 | [5 empty] | Removed from Ground | Gas (Historical Use) | 2000 | Bare Steel | 1969-01-01 | 1899-12-31 | Galvanized Steel | Suction (American)
JORDAN GROCERY | LEARY RD | LEARY | Calhoun | 4190007 | 2 | [5 empty] | Removed from Ground | Diesel | 2000 | Not Marked/Unknown | 1971-02-20 | 1998-10-01 | Galvanized Steel
SHRIJI CONVENIENCE | 4263 N DEPOT ST | LEARY | Calhoun | 4190011 | 1 | [5 empty] | Removed from Ground | Gas (Historical Use) | 2000 | Bare Steel | 1966-03-27 | 1994-06-01 | Galvanized Steel
SHRIJI CONVENIENCE | 4263 N DEPOT ST | LEARY | Calhoun | 4190011 | 7 | Overfill Alarm | 1995-04-01 | FALSE | 1995-04-01 | FALSE | Currently in Use | Diesel Off Road | 1000 | Composite | 1995-04-01 |  | Double-Walled Flex | Pressurized
SHRIJI CONVENIENCE | 4263 N DEPOT ST | LEARY | Calhoun | 4190011 | 5A | Overfill Alarm | 1995-04-01 | FALSE | 1995-04-01 | FALSE | Currently in Use | Plus | 4000 | Composite | 1995-04-01 |  | Double-Walled Flex | Pressurized
SHRIJI CONVENIENCE | 4263 N DEPOT ST | LEARY | Calhoun | 4190011 | 4 | [5 empty] | Removed from Ground | Diesel | 1 | Bare Steel | 1966-03-27 | 1994-06-01 | Galvanized Steel
DEER RUN PLANTATION | OLD MILFORD RD BOX 300 | LEARY | Calhoun | 4190032 | 4 | [5 empty] | Removed from Ground | Diesel | 4000 | Bare Steel | 1979-05-07 | 1899-12-31 | Galvanized Steel
DEER RUN PLANTATION | OLD MILFORD RD BOX 300 | LEARY | Calhoun | 4190032 | 5 | [5 empty] | Removed from Ground | Diesel | 2000 | Bare Steel | 1979-05-07 | 1899-12-31 | Galvanized Steel
PETROLEUM | 50 HOTEL ST | LEARY | Calhoun | 4190022 | 1 | [5 empty] | Removed from Ground | Gas (Historical Use) | 8000 | Bare Steel | 1975-04-23 | 1995-04-06 | Galvanized Steel
D CONNER COLLINS FARM | COUNTRY RD 26 | EDISON | Calhoun | 4190021 | 1 | [5 empty] | Removed from Ground | Diesel | 2000 | Bare Steel | 1981-04-22 | 1998-05-01 | Galvanized Steel
DEER RUN PLANTATION | OLD MILFORD RD BOX 300 | LEARY | Calhoun | 4190032 | 2 | [5 empty] | Removed from Ground | Diesel | 4000 | Bare Steel | 1979-05-07 | 1899-12-31 | Galvanized Steel
CALHOUN CO HIGH SCHOOL | MANRY ST | EDISON | Calhoun | 4190025 | 2 | [5 empty] | Removed from Ground | Diesel | 6000 | Bare Steel | 1972-01-29 | 2000-06-05 | Galvanized Steel
PETROLEUM | 50 HOTEL ST | LEARY | Calhoun | 4190022 | 10 |  | 1990-09-11 | FALSE | 1990-09-11 | FALSE | Temporarily out of use | Gas (Historical Use) | 10000 | Fiberglass Double Walled | 1990-09-11 |  | Fiberglass Reinforced Plastic | Pressurized
D CONNER COLLINS FARM | COUNTRY RD 26 | EDISON | Calhoun | 4190021 | 5 | Flapper Valve | 1998-05-01 |  | 1998-05-01 |  | Removed from Ground | Diesel | 12000 | Composite | 1998-05-01 | 2013-05-06 | Double Walled | Safe Suction (Euro)
D CONNER COLLINS FARM | COUNTRY RD 26 | EDISON | Calhoun | 4190021 | 4 | [5 empty] | Removed from Ground | Diesel | 8000 | Bare Steel | 1985-04-22 | 1998-05-01 | Galvanized Steel
DEER RUN PLANTATION | OLD MILFORD RD BOX 300 | LEARY | Calhoun | 4190032 | 1 | [5 empty] | Removed from Ground | Gas (Historical Use) | 4000 | Bare Steel | 1979-05-07 | 1899-12-31 | Galvanized Steel
LEARY FOODMART | 39688 Albany Highway | LEARY | Calhoun | 4190030 | 1 | Flapper Valve | 1998-06-15 | FALSE | 1998-06-15 | FALSE | Temporarily out of use | Regular | 8000 | Steel-Impressed Current | 1982-04-16 |  | Steel (Impressed Current) | Pressurized
PETROLEUM | 50 HOTEL ST | LEARY | Calhoun | 4190022 | 7 | [5 empty] | Removed from Ground | Gas (Historical Use) | 12000 | Bare Steel | 1976-04-22 | 1995-04-06 | Galvanized Steel
PETROLEUM | 50 HOTEL ST | LEARY | Calhoun | 4190022 | 5 | [5 empty] | Removed from Ground | Diesel | 6000 | Bare Steel | 1971-04-23 | 1995-04-06 | Galvanized Steel
PETROLEUM | 50 HOTEL ST | LEARY | Calhoun | 4190022 | 4 | [5 empty] | Removed from Ground | Gas (Historical Use) | 5000 | Bare Steel | 1974-04-22 | 1995-04-06 | Galvanized Steel
CITY OF EDISON | 104 E HARTFORD ST | EDISON | Calhoun | 9019021 | 3 | [5 empty] | Removed from Ground | Gas (Historical Use) | 500 | Marked Unknown |  | 1899-12-31 | Not Marked
CROSSROADS GROCERY | RT 1 BOX 39 | LEARY | Calhoun | 9019012 | 2 | [5 empty] | Removed from Ground | Gas (Historical Use) | 4000 | Cathodically Protected Steel | 1985-01-01 | 2002-12-11 | Galvanized Steel | Suction (American)
WILLIAM H JORDAN JR | HWY 62 E | LEARY | Calhoun | 9019013 | 2 | [5 empty] | Removed from Ground | Diesel | 6000 | Bare Steel | 1975-01-01 | 1899-12-31 | Galvanized Steel | Suction (American)
SHRIJI CONVENIENCE | 4263 N DEPOT ST | LEARY | Calhoun | 4190011 | 2 | [5 empty] | Removed from Ground | Gas (Historical Use) | 2000 | Bare Steel | 1966-03-27 | 1994-06-01 | Galvanized Steel
CROSSROADS GROCERY | RT 1 BOX 39 | LEARY | Calhoun | 9019012 | 3 | [5 empty] | Removed from Ground | Diesel | 2000 | Cathodically Protected Steel | 1985-01-01 | 2002-12-11 | Galvanized Steel | Suction (American)
CHICKASAWHATCHEE WEST TRACK | COUNTY RD 40 | LEARY | Calhoun | 9019022 | 3 | [5 empty] | Removed from Ground | Gas (Historical Use) | 1000 | Bare Steel | 1955-01-01 | 2000-11-30 | Bare Steel | Safe Suction (Euro)
PETROLEUM | 50 HOTEL ST | LEARY | Calhoun | 4190022 | 3 | [5 empty] | Removed from Ground | Gas (Historical Use) | 5000 | Bare Steel | 1974-04-22 | 1995-04-06 | Galvanized Steel
D CONNER COLLINS FARM | COUNTRY RD 26 | EDISON | Calhoun | 4190021 | 3 | [5 empty] | Removed from Ground | Diesel | 5000 | Bare Steel | 1983-04-23 | 1998-05-01 | Galvanized Steel
GEORGIA FORESTRY COMMISSION/CALH | RT 1 GA HWY 37 E OF EDISON CITY | EDISON | Calhoun | 4190010 | 202156 |  | 1992-04-23 |  | 1992-04-23 |  | Removed from Ground | Diesel | 1000 | Galvanic (STIP-3) | 1992-04-23 | 2008-04-10 | Cathodically Protected | Safe Suction (Euro)
CITY OF EDISON | 104 E HARTFORD ST | EDISON | Calhoun | 9019021 | 1 | [5 empty] | Removed from Ground | Gas (Historical Use) | 500 | Bare Steel |  | 1899-12-31 | Galvanized Steel | Safe Suction (Euro)
FREDDIE GLEATON | HARTFORD ST | EDISON | Calhoun | 9019020 | 3 | [5 empty] | Removed from Ground | Gas (Historical Use) | 5000 | Bare Steel | 1999-06-14 | 1999-06-14 | Bare Steel
CALHOUN CO HIGH SCHOOL | MANRY ST | EDISON | Calhoun | 4190025 | 1 | [5 empty] | Removed from Ground | Gas (Historical Use) | 5000 | Bare Steel | 1972-01-29 | 2000-06-05 | Galvanized Steel
PETROLEUM | 50 HOTEL ST | LEARY | Calhoun | 4190022 | 11 |  | 1990-09-11 | FALSE | 1990-09-11 | FALSE | Temporarily out of use | Gas (Historical Use) | 10000 | Fiberglass Double Walled | 1990-09-11 |  | Fiberglass Reinforced Plastic | Pressurized
WILLIAMSBURG FARMS INC | HWY 62/WILLIAMSBURG RR CROSSING | LEARY | Calhoun | 9019006 | 1 | [5 empty] | Removed from Ground | Gas (Historical Use) | 2000 | Bare Steel | 1982-05-09 | 1995-07-26 | Galvanized Steel
CITY OF EDISON | 104 E HARTFORD ST | EDISON | Calhoun | 9019021 | 2 | [5 empty] | Removed from Ground | Gas (Historical Use) | 500 | Marked Unknown |  | 1899-12-31 | Not Marked
EDISON CONVENIENCE STORE | 324 W HARTFORD ST | EDISON | Calhoun | 9019011 | 2SUL | Flapper Valve | 1990-06-28 | FALSE | 1990-06-28 | FALSE | Currently in Use | Premium | 4000 | Galvanic (STIP-3) | 1990-06-01 |  | Steel/Sacrificial Anodes | Safe Suction (Euro)
JORDAN GROCERY | LEARY RD | LEARY | Calhoun | 4190007 | 3 | [5 empty] | Removed from Ground | Gas (Historical Use) | 2000 | Not Marked/Unknown | 1971-02-20 | 1998-10-01 | Galvanized Steel
DEER RUN PLANTATION | OLD MILFORD RD BOX 300 | LEARY | Calhoun | 4190032 | 3 | [5 empty] | Removed from Ground | Diesel | 4000 | Bare Steel | 1979-05-07 | 1899-12-31 | Galvanized Steel
TIMS TRADING POST | 264 EAST HARTFORD | EDISON | Calhoun | 9019018 | 2 | Flapper Valve | 1998-11-01 | FALSE | 1998-11-01 | FALSE | Currently in Use | Diesel | 6000 | Steel-Impressed Current | 1998-11-01 |  | Steel (Impressed Current) | Safe Suction (Euro)
PETROLEUM | 50 HOTEL ST | LEARY | Calhoun | 4190022 | 9 |  | 1990-09-11 | FALSE | 1990-09-11 | FALSE | Temporarily out of use | Gas (Historical Use) | 10000 | Fiberglass Double Walled | 1990-09-11 |  | Fiberglass Reinforced Plastic | Pressurized
PETROLEUM | 50 HOTEL ST | LEARY | Calhoun | 4190022 | 2 | [5 empty] | Removed from Ground | Gas (Historical Use) | 1000 | Bare Steel | 1974-04-22 | 1995-04-06 | Galvanized Steel
PETROLEUM | 50 HOTEL ST | LEARY | Calhoun | 4190022 | 8 |  | 1990-09-11 | FALSE | 1990-09-11 | FALSE | Temporarily out of use | Diesel | 10000 | Fiberglass Double Walled | 1990-09-11 |  | Fiberglass Reinforced Plastic | Pressurized
PETROLEUM | 50 HOTEL ST | LEARY | Calhoun | 4190022 | 12 |  | 1990-09-11 | FALSE | 1990-09-11 | FALSE | Currently in Use | Diesel | 10000 | Fiberglass Double Walled | 1990-09-11 |  | Fiberglass Reinforced Plastic | Pressurized
DEER RUN PLANTATION (MAGNOLIA FARM) | 1225 CARLISLE RD | LEARY | Calhoun | 9019004 | 2 | [5 empty] | Removed from Ground | Gas (Historical Use) | 1000 | Not Marked/Unknown | 1994-03-14 | 1994-03-14 | Not Marked
WHATLEY CONVENIENCE STORE | 120 WEST HARTFORD STREET | EDISON | Calhoun | 9019019 | 1 | Flapper Valve | 1998-12-10 | FALSE | 1998-12-10 | FALSE | Currently in Use | E-10 | 4000 | Steel-Impressed Current | 1978-06-01 |  | Steel (Impressed Current) | Safe Suction (Euro)
FREDDIE GLEATON | HARTFORD ST | EDISON | Calhoun | 9019020 | 1 | [5 empty] | Removed from Ground | Gas (Historical Use) | 1000 | Bare Steel | 1999-06-14 | 1999-06-14 | Bare Steel
GEORGIA FORESTRY COMMISSION/CALH | RT 1 GA HWY 37 E OF EDISON CITY | EDISON | Calhoun | 4190010 | 1 | [5 empty] | Removed from Ground | Gas (Historical Use) | 560 | Bare Steel | 1984-12-10 | 1992-04-23 | Galvanized Steel | Suction (American)
CHICKASAWATCHEE WMA | 5048 CHICKASAWHATCHEE RD | LEARY | Calhoun | 10001395 | 1 | Flapper Valve | 2007-02-01 | FALSE | 2007-02-01 | FALSE | Currently in Use | Diesel | 2500 | Fiberglass Double Walled | 2007-02-01 |  | Double-Walled Fiberglass | Safe Suction (Euro)
CROSSROADS GROCERY | RT 1 BOX 39 | LEARY | Calhoun | 9019012 | 1 | [5 empty] | Removed from Ground | Gas (Historical Use) | 2000 | Cathodically Protected Steel | 1985-01-01 | 2002-12-11 | Galvanized Steel | Suction (American)
FREDDIE GLEATON | HARTFORD ST | EDISON | Calhoun | 9019020 | 2 | [5 empty] | Removed from Ground | Gas (Historical Use) | 5000 | Bare Steel | 1999-06-14 | 1999-06-14 | Bare Steel
DEER RUN PLANTATION (MAGNOLIA FARM) | 1225 CARLISLE RD | LEARY | Calhoun | 9019004 | 3A | Ball Float | 1994-04-01 | FALSE | 1994-04-01 | FALSE | Removed from Ground | Gas (Historical Use) | 3000 | Galvanic (STIP-3) | 1994-04-01 | 2013-08-26 | Fiberglass Reinforced Plastic | Safe Suction (Euro)
GEORGIA FORESTRY COMMISSION/CALH | RT 1 GA HWY 37 E OF EDISON CITY | EDISON | Calhoun | 4190010 | 202155 |  | 1992-04-23 |  | 1992-04-23 |  | Removed from Ground | Gas (Historical Use) | 1000 | Galvanic (STIP-3) | 1992-04-23 | 2008-04-10 | Cathodically Protected | Safe Suction (Euro)
WHATLEY CONVENIENCE STORE | 120 WEST HARTFORD STREET | EDISON | Calhoun | 9019019 | 2 | Flapper Valve | 1998-12-10 | FALSE | 1998-12-10 | FALSE | Currently in Use | Premium | 1000 | Steel-Impressed Current | 1978-06-01 |  | Steel (Impressed Current) | Safe Suction (Euro)
CITY OF EDISON | 104 E HARTFORD ST | EDISON | Calhoun | 9019021 | 4 | [5 empty] | Removed from Ground | Gas (Historical Use) | 500 | Marked Unknown |  | 1899-12-31 | Not Marked
EDISON CONVENIENCE STORE | 324 W HARTFORD ST | EDISON | Calhoun | 9019011 | 3PLUS | Flapper Valve | 1990-06-28 | FALSE | 1990-06-28 | FALSE | Currently in Use | Diesel | 4000 | Galvanic (STIP-3) | 1990-06-01 |  | Steel/Sacrificial Anodes | Safe Suction (Euro)
LEARY FOODMART | 39688 Albany Highway | LEARY | Calhoun | 4190030 | 2 | Flapper Valve | 1998-06-15 | FALSE | 1998-06-19 | FALSE | Temporarily out of use | Premium | 4000 | Steel-Impressed Current | 1982-04-16 |  | Steel (Impressed Current) | Pressurized
JORDAN FARMS PARTNERSHIP | PO BOX 337 | LEARY | Calhoun | 4190026 | 1 | [5 empty] | Removed from Ground | Diesel | 15000 | Bare Steel | 1981-04-30 | 1994-10-15 | Bare Steel
PETROLEUM | 50 HOTEL ST | LEARY | Calhoun | 4190022 | 6 | [5 empty] | Removed from Ground | Diesel | 6000 | Bare Steel | 1971-04-23 | 1995-04-06 | Galvanized Steel
DEER RUN PLANTATION (MAGNOLIA FARM) | 1225 CARLISLE RD | LEARY | Calhoun | 9019004 | 3B | Ball Float | 1991-04-01 | FALSE | 1994-04-01 | FALSE | Removed from Ground | Diesel | 9000 | Galvanic (STIP-3) | 1994-04-01 | 2013-08-26 | Fiberglass Reinforced Plastic | Safe Suction (Euro)
GEORGIA FORESTRY COMMISSION/CALH | RT 1 GA HWY 37 E OF EDISON CITY | EDISON | Calhoun | 4190010 | 2 | [5 empty] | Removed from Ground | Diesel | 560 | Bare Steel | 1959-12-11 | 1992-04-23 | Galvanized Steel | Suction (American)
EDISON CONVENIENCE STORE | 324 W HARTFORD ST | EDISON | Calhoun | 9019011 | 1RUL | Flapper Valve | 1990-06-28 | FALSE | 1990-06-28 | FALSE | Currently in Use | E-10 | 6000 | Galvanic (STIP-3) | 1990-06-01 |  | Steel/Sacrificial Anodes | Safe Suction (Euro)
GDC MORGAN | 27823 MAIN ST | Morgan | Calhoun | UST-SLOC-9019007 | 1 | Flapper Valve | 1993-11-01 | FALSE | 1993-11-01 | FALSE | Currently in Use | Diesel | 2500 | Fiberglass Double Walled | 1993-11-01 |  | Double-Walled Fiberglass | Pressurized
GDC MORGAN | 27823 MAIN ST | Morgan | Calhoun | UST-SLOC-9019017 | 1 | [5 empty] | Removed from Ground | Diesel | 10000 | Bare Steel | 1996-11-06 | 1996-11-06 | Bare Steel
GDC MORGAN | 27823 MAIN ST | Morgan | Calhoun | UST-SLOC-9019017 | 2 |  | 1996-11-01 |  | 1996-11-01 |  | Removed from Ground | Other | 2500 | Double Walled | 1996-11-01 | 2007-03-28 | Fiberglass Reinforced Plastic | Suction (American)
GDC MORGAN | 27823 MAIN ST | Morgan | Calhoun | UST-SLOC-9019007 | 2 | Flapper Valve | 1993-11-01 | FALSE | 1993-11-01 | FALSE | Currently in Use | Regular | 10000 | Fiberglass Double Walled | 1993-11-01 |  | Double-Walled Fiberglass | Pressurized
Circle K 2745029 | 490 S LEE ST | KINGSLAND | Camden | 4200017 | 3 | [5 empty] | Removed from Ground | Gas (Historical Use) | 6000 | Bare Steel | 1980-04-28 | 1991-03-01 | Galvanized Steel
CHEVRON FOOD MART | 1330 BOONE AVE | KINGSLAND | Camden | 9020089 | 1 |  | 1982-01-01 |  | 1982-01-01 |  | Removed from Ground | Gas (Historical Use) | 8000 | Steel-Impressed Current | 1982-01-01 | 2004-05-01 | Cathodically Protected | Pressurized
EDENFIELD PRPTY/GA HWY 40 | 101 EASY ST | KINGSLAND | Camden | 9020021 | 4 | [5 empty] | Removed from Ground | Diesel | 6000 | Bare Steel | 1983-01-01 | 1993-08-04 | Galvanized Steel | Pressurized
EDENFIELD PRPTY/GA HWY 40 | 101 EASY ST | KINGSLAND | Camden | 9020021 | 5 | [5 empty] | Removed from Ground | Diesel | 3000 | Bare Steel | 1983-01-01 | 1993-08-04 | Galvanized Steel | Pressurized
PETRO STOPPING CENTER #44- KINGSLAND | 1105 EAST KING AVE | KINGSLAND | Camden | 9020129 | 7 | Flapper Valve | 2006-02-01 | FALSE | 2006-02-01 | FALSE | Currently in Use | New Oil | 10000 | Fiberglass Double Walled | 2006-02-01 |  | Double-Walled Fiberglass | Safe Suction (Euro)
PETRO STOPPING CENTER #44- KINGSLAND | 1105 EAST KING AVE | KINGSLAND | Camden | 9020129 | 5 | Overfill Alarm | 1999-02-11 | FALSE | 1999-02-11 | FALSE | Currently in Use | Regular | 20000 | Fiberglass Double Walled | 1999-02-11 |  | Double-Walled Flex | Pressurized
PETRO STOPPING CENTER #44- KINGSLAND | 1105 EAST KING AVE | KINGSLAND | Camden | 9020129 | 4 | Flapper Valve | 1999-02-11 | FALSE | 1999-02-11 | FALSE | Currently in Use | Regular | 20000 | Fiberglass Double Walled | 1999-02-11 |  | Double-Walled Flex | Pressurized
K GRACE OIL CO SHELL | 1355 E King Avenue | KINGSLAND | Camden | 9020102 | PLUS | Flapper Valve | 1991-03-01 | FALSE | 1991-03-01 | TRUE | Currently in Use | Premium | 10000 | Steel-Impressed Current | 1991-03-01 |  |  | Pressurized
Gill Foodz Inc. | 5369 LAUREL ISLAND PKWY | KINGSLAND | Camden | 9020108 | 2 |  | 1994-12-01 | FALSE | 1994-12-01 | FALSE | Currently in Use | Gas (Historical Use) | 10000 | Fiberglass | 1994-12-01 |  | Fiberglass Reinforced Plastic | Pressurized
ST MARYS NEW PUBLIC WORKS | 819 POINT PETER RD | SAINT MARYS | Camden | 4200009 | 5 | [5 empty] | Removed from Ground | Diesel | 8000 | Bare Steel | 1995-02-20 | 1995-02-20 | Galvanized Steel | Pressurized
ST MARYS NEW PUBLIC WORKS | 819 POINT PETER RD | SAINT MARYS | Camden | 4200009 | 5 | [5 empty] | Removed from Ground | Diesel | 8000 | Bare Steel | 1995-02-20 | 1995-02-20 | Galvanized Steel | Pressurized
ST MARYS NEW PUBLIC WORKS | 819 POINT PETER RD | SAINT MARYS | Camden | 4200009 | 5 | [5 empty] | Removed from Ground | Diesel | 8000 | Bare Steel | 1995-02-20 | 1995-02-20 | Galvanized Steel | Pressurized
ST MARYS NEW PUBLIC WORKS | 819 POINT PETER RD | SAINT MARYS | Camden | 4200009 | 4 | [5 empty] | Removed from Ground | Gas (Historical Use) | 1000 | Bare Steel | 1995-02-20 | 1995-02-20 | Galvanized Steel | Pressurized
ST MARYS NEW PUBLIC WORKS | 819 POINT PETER RD | SAINT MARYS | Camden | 4200009 | 4 | [5 empty] | Removed from Ground | Gas (Historical Use) | 1000 | Bare Steel | 1995-02-20 | 1995-02-20 | Galvanized Steel | Pressurized
ST MARYS NEW PUBLIC WORKS | 819 POINT PETER RD | SAINT MARYS | Camden | 4200009 | 4 | [5 empty] | Removed from Ground | Gas (Historical Use) | 1000 | Bare Steel | 1995-02-20 | 1995-02-20 | Galvanized Steel | Pressurized
Circle K 2745038 | 2500 OSBORNE RD | SAINT MARYS | Camden | 4200019 | 4 | [5 empty] | Removed from Ground | Diesel | 8000 | Bare Steel | 1982-04-28 | 1995-06-19 | Galvanized Steel | Pressurized
SUZIE'S ORIENTAL FOOD MART | HWY 40 & HWY 17 | KINGSLAND | Camden | 9020090 | 4 |  | 1990-01-01 | FALSE | 1990-01-01 | FALSE | Removed from Ground | Diesel | 8000 | Galvanic (STIP-3) | 1990-01-01 | 2019-09-23 |  | Pressurized
CHEVRON FOOD MART | 1330 BOONE AVE | KINGSLAND | Camden | 9020089 | 3 |  | 1982-01-01 |  | 1982-01-01 |  | Removed from Ground | Gas (Historical Use) | 8000 | Galvanic (STIP-3) | 1982-01-01 | 2004-05-01 | Cathodically Protected | Pressurized
EDENFIELD PRPTY/GA HWY 40 | 101 EASY ST | KINGSLAND | Camden | 9020021 | 2 | [5 empty] | Removed from Ground | Diesel | 12000 | Bare Steel | 1983-01-01 | 1993-08-04 | Galvanized Steel | Pressurized
Gill Foodz Inc. | 5369 LAUREL ISLAND PKWY | KINGSLAND | Camden | 9020108 | 5 |  | 1994-12-01 | FALSE | 1994-12-01 | FALSE | Currently in Use | Diesel | 20000 | Fiberglass | 1994-12-01 |  | Fiberglass Reinforced Plastic | Pressurized
Gill Foodz Inc. | 5369 LAUREL ISLAND PKWY | KINGSLAND | Camden | 9020108 | 4 |  | 1994-12-01 | FALSE | 1994-12-01 | FALSE | Currently in Use | Diesel | 20000 | Fiberglass | 1994-12-01 |  | Fiberglass Reinforced Plastic | Pressurized
NEWFIELD PROPERTY | 231 LEE STREET | KINGSLAND | Camden | 9020124 | 2 | [5 empty] | Permanently Out of Use - historical purposes | Diesel | 4000 | Bare Steel |  | 1899-12-31 | Bare Steel | Safe Suction (Euro)
GAS2GO #3 (ATLANTA TRAVEL CENTER) | 1098 CONE BLVD | KINGSLAND | Camden | 9020120 | 1 | Ball Float | 1996-12-01 | FALSE | 1996-12-01 | FALSE | Currently in Use | Diesel On Road | 10000 | Epoxy Double-Walled | 1996-12-01 |  | Double-Walled Flex | Pressurized
Gill Foodz Inc. | 5369 LAUREL ISLAND PKWY | KINGSLAND | Camden | 9020108 | 6 |  | 1994-12-01 | FALSE | 1994-12-01 | FALSE | Currently in Use | Diesel | 20000 | Fiberglass | 1994-12-04 |  | Fiberglass Reinforced Plastic | Pressurized
Circle K 2745038 | 2500 OSBORNE RD | SAINT MARYS | Camden | 4200019 | 7 | Flapper Valve | 1995-07-19 | FALSE | 1995-07-19 | FALSE | Currently in Use | Diesel | 6000 | Composite | 1995-07-19 |  | Cathodically Protected | Pressurized
Circle K 2745038 | 2500 OSBORNE RD | SAINT MARYS | Camden | 4200019 | 5 | Flapper Valve | 1995-07-19 | FALSE | 1995-07-19 | FALSE | Currently in Use | Premium | 10000 | Composite | 1995-07-19 |  | Cathodically Protected | Pressurized
MOM & POP STORE #5 | 3791 CHARLIE SMITH SR HWY | SAINT MARYS | Camden | 9020009 | 2 | Overfill Alarm | 1990-01-27 | FALSE | 1990-01-27 | FALSE | Currently in Use | E-10 | 8000 | Composite | 1990-01-27 |  | Double-Walled Flex | Pressurized
PICK-KWICK CONVENIENCE STORE | HWY 40 | SAINT MARYS | Camden | 9020001 | 3 |  |  | FALSE |  | FALSE | Removed from Ground | Gas (Historical Use) | 1000
Quick Corner 01 | 1629 OSBORNE ST | SAINT MARYS | Camden | 9020109 | 3 | [5 empty] | Removed from Ground | Gas (Historical Use) | 4000 | Steel-Impressed Current | 1980-01-01 | 1899-12-31 | Cathodically Protected | Suction (American)
OSPREY COVE GOLF COURSE MAINT | 303 ASTER PLACE | SAINT MARYS | Camden | 9020134 | 2 | Flapper Valve | 1990-05-24 | FALSE | 1990-05-24 | FALSE | Currently in Use | Diesel | 1000 | Fiberglass | 1990-05-01 |  | Fiberglass Reinforced Plastic | Suction (American)
NO FACILITY NAME GIVEN | 195 EAST KING ST | KINGSLAND | Camden | 4200036 | 2 | [5 empty] | Removed from Ground | Gas (Historical Use) | 2000 | Bare Steel | 1976-10-03 | 1996-12-12 | Galvanized Steel
DINKENS SVC CTR | 302 SOUTH LEE ST | KINGSLAND | Camden | 9020017 | T1 | [5 empty] | Removed from Ground | Kerosene | 1000 | Bare Steel | 1959-01-01 | 1992-10-12 | Bare Steel | Safe Suction (Euro)
DINKENS SVC CTR | 302 SOUTH LEE ST | KINGSLAND | Camden | 9020017 | T4 | [5 empty] | Removed from Ground | Gas (Historical Use) | 3000 | Bare Steel | 1959-01-01 | 1992-10-12 | Bare Steel | Safe Suction (Euro)
SP FOOD MART INC | 301 NORTH LEE ST | KINGSLAND | Camden | 9020011 | 4 | Overfill Alarm | 1989-06-19 | FALSE | 1989-06-19 | FALSE | Currently in Use | Diesel | 4000 | Composite | 1989-05-01 |  | Fiberglass Reinforced Plastic | Pressurized
Circle K 2745035 | 790 E King Ave. | KINGSLAND | Camden | 4200018 | 4 | [5 empty] | Removed from Ground | Diesel | 6000 | Bare Steel | 1982-04-28 | 1995-10-26 | Galvanized Steel | Safe Suction (Euro)
Circle K 2745035 | 790 E King Ave. | KINGSLAND | Camden | 4200018 | 5 | Flapper Valve | 1995-10-23 | FALSE | 1995-10-23 | FALSE | Currently in Use | Regular | 10000 | Composite | 1995-10-23 |  | Fiberglass Reinforced Plastic | Pressurized
Circle K 2745029 | 490 S LEE ST | KINGSLAND | Camden | 4200017 | 6 | Flapper Valve | 1991-03-21 | FALSE | 1991-03-21 | FALSE | Currently in Use | Gas (Historical Use) | 8000 | Composite | 1991-03-21 |  | Flex | Pressurized
TRAVEL SHOP | 1870 HARRIET BLUFF RD | KINGSLAND | Camden | 9020091 | 1-UL | Flapper Valve | 1996-06-21 | FALSE | 1996-06-21 | FALSE | Currently in Use | Regular | 6000 | Steel-Impressed Current | 1983-01-01 |  |  | Pressurized
SUZIE'S ORIENTAL FOOD MART | HWY 40 & HWY 17 | KINGSLAND | Camden | 9020090 | 2 |  | 1990-01-01 | FALSE | 1990-01-01 | FALSE | Removed from Ground | Gas (Historical Use) | 1000 | Galvanic (STIP-3) | 1990-01-01 | 2019-09-23 |  | Pressurized
EDENFIELD PRPTY/GA HWY 40 | 101 EASY ST | KINGSLAND | Camden | 9020021 | 1 | [5 empty] | Removed from Ground | Gas (Historical Use) | 12000 | Bare Steel | 1983-01-01 | 1993-08-04 | Galvanized Steel | Pressurized
CITY OF KINGSLAND | 687 NORTH US 17 AND LEE STREET | KINGSLAND | Camden | 9020126 | 1 | Flapper Valve | 1998-11-25 | FALSE | 1998-11-25 | FALSE | Currently in Use | Regular | 10000 | Composite | 1998-11-11 |  | Fiberglass Reinforced Plastic | Pressurized
MOM & POP STORE #6 | 1160 CLARKS BLUFF RD | KINGSLAND | Camden | 9020013 | 2 | Overfill Alarm | 1992-05-04 | FALSE | 1992-05-04 | FALSE | Currently in Use | E-10 | 8000 | Composite | 1990-09-22 |  | Double-Walled Flex | Pressurized
Snappy Express | 5480 US Hwy 17 | Kingsland | Camden | 4200016 | 4B | Flapper Valve |  | FALSE |  | FALSE | Currently in Use | Diesel | 4000 | Composite Double Walled | 2021-11-09 |  | Double-Walled Flex | Pressurized
CHOO CHOO BUILD-IT MART | 1441 GA HWY 40 EAST | KINGSLAND | Camden | 4200013 | 2 | [5 empty] | Removed from Ground | Gas (Historical Use) | 1000 | Bare Steel | 1981-04-08 | 1995-05-22 | Galvanized Steel
CHEVRON SVC STA 43232 | RT 1 SCRUBBY BLUFF RD I-95 | KINGSLAND | Camden | 4200014 | 1 | [5 empty] | Removed from Ground | Gas (Historical Use) | 10000 | Cathodically Protected Steel | 1973-03-24 | 1990-03-15 | Bare Steel
PEEPLES TEXACO/HELOISE B PEEPLES | 101 NORTH LEE ST | KINGSLAND | Camden | 4200003 | 4 | [5 empty] | Removed from Ground | Gas (Historical Use) | 3000 | Bare Steel | 1986-01-01 | 1986-01-01 | Galvanized Steel
SUZIE'S ORIENTAL FOOD MART | HWY 40 & HWY 17 | KINGSLAND | Camden | 9020090 | 3 |  | 1990-01-01 | FALSE | 1990-01-01 | FALSE | Removed from Ground | Gas (Historical Use) | 8000 | Galvanic (STIP-3) | 1990-01-01 | 2019-09-23 |  | Pressurized
PILOT TRAVEL CENTER #575 | 491 ST MARY'S RD EXT 1 I-95 | KINGSLAND | Camden | 9020137 | 6 | Flapper Valve | 2000-04-01 | FALSE | 2000-04-01 | FALSE | Currently in Use | Regular | 15000 | Fiberglass Double Walled | 2000-06-01 |  | Double-Walled Flex | Pressurized
K GRACE OIL CO SHELL | 1355 E King Avenue | KINGSLAND | Camden | 9020102 | NOLEAD | Flapper Valve | 1991-03-01 | FALSE | 1991-03-01 | TRUE | Currently in Use | Regular | 10000 | Steel-Impressed Current | 1991-03-01 |  |  | Pressurized
Gill Foodz Inc. | 5369 LAUREL ISLAND PKWY | KINGSLAND | Camden | 9020108 | 3 |  | 1994-12-01 | FALSE | 1994-12-01 | FALSE | Currently in Use | Gas (Historical Use) | 12000 | Fiberglass | 1994-12-01 |  | Fiberglass Reinforced Plastic | Pressurized
PILOT TRAVEL CENTER #575 | 491 ST MARY'S RD EXT 1 I-95 | KINGSLAND | Camden | 9020137 | 1 |  | 2000-04-01 |  | 2000-04-01 |  | Currently in Use | Diesel | 20000 | Fiberglass Double Walled | 2000-06-01 |  | Double-Walled Flex | Pressurized
GAS2GO #3 (ATLANTA TRAVEL CENTER) | 1098 CONE BLVD | KINGSLAND | Camden | 9020120 | 2 | Ball Float | 1996-12-01 | FALSE | 1996-12-01 | FALSE | Currently in Use | Diesel On Road | 10000 | Epoxy Double-Walled | 1996-12-01 |  | Double-Walled Flex | Pressurized
RaceWay #983 - Kingsland | 1155 E KING AVE | KINGSLAND | Camden | 9020121 | 1 | Ball Float | 1997-09-01 | FALSE | 1997-09-04 | FALSE | Currently in Use | Regular | 15000 | Composite Double Walled | 1997-09-04 |  | Double-Walled Fiberglass | Pressurized
PEEPLES TEXACO/HELOISE B PEEPLES | 101 NORTH LEE ST | KINGSLAND | Camden | 4200003 | 1 | [5 empty] | Removed from Ground | Gas (Historical Use) | 3000 | Composite | 1986-01-01 | 1986-01-01 | Galvanized Steel
GAS 2 GO | 7550 LAUREL ISLAND PKWY | KINGSLAND | Camden | 9020131 | 1A | Flapper Valve | 1998-02-04 | FALSE | 1998-02-04 | FALSE | Currently in Use | Regular | 20000 |  | 1998-02-04 |  | Double Walled | Pressurized
CITY OF KINGSLAND | 687 NORTH US 17 AND LEE STREET | KINGSLAND | Camden | 9020126 | 2 |  | 1998-11-25 |  | 1998-11-25 |  | Currently in Use | Diesel | 10000 | Composite | 1998-11-11 |  | Fiberglass Reinforced Plastic | Pressurized
PILOT #4562 | 2607 SCRUBBY BLUFF RD | KINGSLAND | Camden | 9020128 | E |  |  | FALSE |  | FALSE | Removed from Ground | Diesel | 10000 | Unknown | 1994-07-01 | 1899-12-31
PILOT TRAVEL CENTER #575 | 491 ST MARY'S RD EXT 1 I-95 | KINGSLAND | Camden | 9020137 | 2 |  | 2000-04-01 |  | 2000-04-01 |  | Currently in Use | Diesel | 20000 | Fiberglass Double Walled | 2000-06-01 |  | Double-Walled Flex | Pressurized
MOM & POP STORE #9 | 1371 HWY 40 EAST | KINGSLAND | Camden | 9020123 | 1 | Ball Float | 1998-01-03 | FALSE | 1998-01-01 | FALSE | Currently in Use | E-10 | 10000 | Composite | 1998-01-03 |  | Double-Walled Flex | Pressurized
NEWFIELD PROPERTY | 231 LEE STREET | KINGSLAND | Camden | 9020124 | 3 | [5 empty] | Permanently Out of Use - historical purposes | Diesel | 4000 | Bare Steel |  | 1899-12-31 | Bare Steel | Safe Suction (Euro)
Circle K 2745029 | 490 S LEE ST | KINGSLAND | Camden | 4200017 | 2 | [5 empty] | Removed from Ground | Gas (Historical Use) | 6000 | Bare Steel | 1980-04-28 | 1991-03-01 | Galvanized Steel
CHEVRON FOOD MART | 1330 BOONE AVE | KINGSLAND | Camden | 9020089 | 2 |  | 1982-01-01 |  | 1982-01-01 |  | Removed from Ground | Gas (Historical Use) | 8000 | Steel-Impressed Current | 1982-01-01 | 2004-05-01 | Cathodically Protected | Pressurized
PETRO STOPPING CENTER #44- KINGSLAND | 1105 EAST KING AVE | KINGSLAND | Camden | 9020129 | 6 | Overfill Alarm | 1999-02-11 | FALSE | 1999-02-11 | FALSE | Currently in Use | Premium | 20000 | Fiberglass Double Walled | 1999-02-11 |  | Double-Walled Flex | Pressurized
PETRO STOPPING CENTER #44- KINGSLAND | 1105 EAST KING AVE | KINGSLAND | Camden | 9020129 | 2 | Overfill Alarm | 1999-02-11 | FALSE | 1999-02-11 | FALSE | Currently in Use | Diesel | 20000 | Fiberglass Double Walled | 1999-02-11 |  | Double-Walled Flex | Pressurized
PETRO STOPPING CENTER #44- KINGSLAND | 1105 EAST KING AVE | KINGSLAND | Camden | 9020129 | 8 | Flapper Valve | 2006-02-01 | FALSE | 2006-02-01 | FALSE | Currently in Use | New Oil | 8000 | Fiberglass Double Walled | 2006-02-01 |  | Double-Walled Fiberglass | Safe Suction (Euro)
PETRO STOPPING CENTER #44- KINGSLAND | 1105 EAST KING AVE | KINGSLAND | Camden | 9020129 | 9 | Flapper Valve | 2006-02-01 | FALSE | 2006-02-01 | FALSE | Currently in Use | Used Oil | 8000 | Fiberglass Double Walled | 2006-02-01 |  | Steel/FG Secondary containment | Safe Suction (Euro)
PILOT #4562 | 2607 SCRUBBY BLUFF RD | KINGSLAND | Camden | 9020128 | A |  |  | FALSE |  | FALSE | Removed from Ground | Gas (Historical Use) | 10000 | Steel-Impressed Current | 1972-01-25 | 1899-12-31
PILOT #4562 | 2607 SCRUBBY BLUFF RD | KINGSLAND | Camden | 9020128 | 3 | Ball Float | 1999-05-01 | FALSE | 1999-05-01 | FALSE | Currently in Use | Diesel | 25000 | Composite Double Walled | 1999-05-01 |  | Double-Walled Fiberglass | Pressurized
B & D TIRE | 101 KINGS BAY DR | KINGSLAND | Camden | 9020110 | 3 |  | 1998-11-05 |  | 1989-01-11 |  | Removed from Ground | Gas (Historical Use) | 8000 | Steel-Impressed Current | 1989-01-11 | 2001-05-31 | Fiberglass Reinforced Plastic | Pressurized
MOM & POP STORE #3 | 915 DILWORTH ST | SAINT MARYS | Camden | 202000 | 1 | Overfill Alarm | 1997-04-28 | FALSE | 1997-07-28 | FALSE | Currently in Use | E-10 | 8000 | Composite | 1988-04-01 |  | Double-Walled Flex | Pressurized
MOM & POP STORE #8 | 11999 COLERAIN RD | SAINT MARYS | Camden | 9020103 | 4 | Overfill Alarm | 1995-05-29 | FALSE | 1995-05-29 | FALSE | Currently in Use | Diesel | 4000 | Composite | 1995-05-29 |  | Fiberglass Reinforced Plastic | Pressurized
ST MARYS RAILROAD | 1000 OSBORNE ST | SAINT MARYS | Camden | 9020117 | 3 | [5 empty] | Removed from Ground | Gas (Historical Use) | 500 | Bare Steel | 1993-08-30 | 1993-08-30 | Galvanized Steel | Safe Suction (Euro)
Quick Corner 01 | 1629 OSBORNE ST | SAINT MARYS | Camden | 9020109 | 1 | [5 empty] | Removed from Ground | Diesel | 2000 | Bare Steel | 1980-01-01 | 1997-08-19 | Galvanized Steel | Suction (American)
MOM & POP STORE #10 | 1973 HADDOCK RD | SAINT MARYS | Camden | 10000915 | 2 | Flapper Valve | 2004-03-20 | FALSE | 2004-03-20 | FALSE | Currently in Use | E-10 | 10000 | Composite Double Walled | 2004-03-20 |  | Double-Walled Flex | Pressurized
GILMAN PAPER CO | 1000 OSBORNE ST | SAINT MARYS | Camden | 4200037 | 3 | [5 empty] | Removed from Ground | Diesel | 10000 | Bare Steel | 1998-11-24 | 1998-11-24 | Bare Steel | Pressurized
PLUM ORCHARD MANSION | CUMBRELAND ISLAND | SAINT MARYS | Camden | 10001388 | 1 |  |  | FALSE |  | FALSE | Removed from Ground | Gas (Historical Use) | 80 | Unknown | 2007-05-01 | 2007-05-01 | Unknown
CABIN BLUFF LODGE | HARRIETT'S BLUFF RD | KINGSLAND | Camden | 4200024 | 2 | [5 empty] | Removed from Ground | Gas (Historical Use) | 1000 | Bare Steel | 1976-04-07 | 1996-03-01 | Bare Steel
KINGSLAND ACE HARDWARE/RUSTY'S | GA HWY 40 E | KINGSLAND | Camden | 4200034 | 3 | [5 empty] | Removed from Ground | Empty | 4000 | Bare Steel | 1976-05-05 | 1899-12-31 | Galvanized Steel
ST MARYS CITGO DBA SHELL | 100 MAY CREEK DRIVE & BOONE AVE | KINGSLAND | Camden | 9020132 | 2 | Ball Float | 2000-03-01 | FALSE | 2000-03-01 | FALSE | Currently in Use | Premium | 12000 | Composite Double Walled | 2000-03-01 |  | Double-Walled Flex | Pressurized
NASSAU UTILITIES CONST CO | 1871 EAST KING AVE | KINGSLAND | Camden | 9020016 | T1 | [5 empty] | Removed from Ground | Diesel | 10000 | Cathodically Protected Steel | 1986-01-01 | 1992-07-29 | Galvanized Steel | Pressurized
ADENS MINIT MART #80 | 495 W KING ST | KINGSLAND | Camden | 9020014 | SR | Flapper Valve | 1992-01-01 | FALSE | 1992-01-01 | FALSE | Currently in Use | Premium | 6000 | Steel-Impressed Current | 1986-01-01 |  |  | Pressurized
SP FOOD MART INC | 301 NORTH LEE ST | KINGSLAND | Camden | 9020011 | 2 | Overfill Alarm | 1989-06-19 | FALSE | 1989-06-19 | FALSE | Currently in Use | Premium | 8000 | Composite | 1989-05-01 |  | Fiberglass Reinforced Plastic | Pressurized
Circle K 2745035 | 790 E King Ave. | KINGSLAND | Camden | 4200018 | 2 | [5 empty] | Removed from Ground | Gas (Historical Use) | 6000 | Bare Steel | 1982-04-28 | 1995-10-26 | Galvanized Steel | Safe Suction (Euro)
Snappy Express | 5480 US Hwy 17 | Kingsland | Camden | 4200016 | 1 | Flapper Valve | 1997-06-10 | FALSE | 1997-06-10 | FALSE | Closed in Ground | Gas (Historical Use) | 4000 | Steel-Impressed Current | 1981-04-28 |  | Steel (Impressed Current) | Safe Suction (Euro)
PILOT #4562 | 2607 SCRUBBY BLUFF RD | KINGSLAND | Camden | 9020128 | D |  |  | FALSE |  | FALSE | Removed from Ground | Diesel | 3000 | Bare Steel | 1993-10-01 | 1899-12-31
MOM & POP STORE #9 | 1371 HWY 40 EAST | KINGSLAND | Camden | 9020123 | 2 | Ball Float | 1998-01-03 | FALSE | 1998-01-03 | FALSE | Currently in Use | Plus | 10000 | Composite | 1998-01-03 |  | Double-Walled Flex | Pressurized
RaceWay #983 - Kingsland | 1155 E KING AVE | KINGSLAND | Camden | 9020121 | 3 |  | 1997-09-01 | FALSE | 1997-09-04 | FALSE | Currently in Use | Gas (Historical Use) | 12000 | Composite Double Walled | 1997-09-04 |  | Fiberglass Reinforced Plastic | Pressurized
BOOMER'S | 1005 BOONE ST | KINGSLAND | Camden | 9020099 | 1 |  | 1998-12-21 |  | 1998-12-21 |  | Removed from Ground | Gas (Historical Use) | 10000 | Steel-Impressed Current | 1988-01-01 | 2003-04-01 | Cathodically Protected | Pressurized
FLASH FOODS #188 | 1321 HWY 40 E | KINGSLAND | Camden | 9020098 | 1 | [5 empty] | Removed from Ground | Gas (Historical Use) | 10000 | Bare Steel | 1976-03-10 | 1997-01-03 | Galvanized Steel | Pressurized
Circle K 2745061 | 1211 E KING AVE | KINGSLAND | Camden | 200044 | 3 | Flapper Valve | 1987-01-01 | FALSE | 1987-01-01 | FALSE | Currently in Use | Regular | 8000 | Composite | 1987-01-01 |  | Cathodically Protected | Pressurized
TOBACCO & BEVERAGE MART | 800 E KING Ave | KINGSLAND | Camden | 200040 | 4 | Flapper Valve | 1995-01-24 | FALSE | 1995-01-24 | FALSE | Currently in Use | Regular | 10000 | Composite | 1995-01-27 |  | Fiberglass Reinforced Plastic | Pressurized
SP FOOD MART #1 | 2700 OSBORNE RD | SAINT MARYS | Camden | 200001 | 3 |  | 1990-01-01 |  | 1990-01-01 |  | Removed from Ground | Gas (Historical Use) | 10000 | Composite | 1990-01-01 | 2010-01-05 | Fiberglass Reinforced Plastic | Pressurized
Circle K 2745038 | 2500 OSBORNE RD | SAINT MARYS | Camden | 4200019 | 6 | Flapper Valve | 1995-07-19 | FALSE | 1995-07-19 | FALSE | Currently in Use | Regular | 10000 | Composite | 1995-07-19 |  | Cathodically Protected | Pressurized
ST MARYS NEW PUBLIC WORKS | 819 POINT PETER RD | SAINT MARYS | Camden | 4200009 | 8 | Ball Float | 1993-01-01 | FALSE | 1993-01-01 | FALSE | Currently in Use | Diesel | 4000 |  | 1993-01-01 |  | Fiberglass Reinforced Plastic | Safe Suction (Euro)
ST MARYS NEW PUBLIC WORKS | 819 POINT PETER RD | SAINT MARYS | Camden | 4200009 | 8 | Ball Float | 1993-01-01 | FALSE | 1993-01-01 | FALSE | Currently in Use | Diesel | 4000 |  | 1993-01-01 |  | Fiberglass Reinforced Plastic | Safe Suction (Euro)
ST MARYS NEW PUBLIC WORKS | 819 POINT PETER RD | SAINT MARYS | Camden | 4200009 | 8 | Ball Float | 1993-01-01 | FALSE | 1993-01-01 | FALSE | Currently in Use | Diesel | 4000 |  | 1993-01-01 |  | Fiberglass Reinforced Plastic | Safe Suction (Euro)
Quick Corner 01 | 1629 OSBORNE ST | SAINT MARYS | Camden | 9020109 | 2 | [5 empty] | Removed from Ground | Gas (Historical Use) | 2000 | Steel-Impressed Current | 1980-01-01 | 1899-12-31 | Cathodically Protected | Suction (American)
OZZIES #15 | 1320 B HWY 40 | SAINT MARYS | Camden | 9020112 | 4 |  | 1998-02-06 |  | 1998-02-06 |  | Removed from Ground | Gas (Historical Use) | 4000 | Steel-Impressed Current | 1981-01-01 | 2002-11-04 | Cathodically Protected | Pressurized
Murphy USA #6634 | 6438 Highway 40 E | Saint Maryâ€™s | Camden | 9020136 | 2 | Flapper Valve | 2000-12-16 | FALSE | 2000-12-16 | FALSE | Removed from Ground | Regular | 12000 | Fiberglass Double Walled | 2000-12-12 |  | Double-Walled Flex | Pressurized
JAMES L KING | 3768 HWY 40 | SAINT MARYS | Camden | 10000965 | 4 |  |  | FALSE |  | FALSE | Removed from Ground |  | 2000 | Unknown | 1986-01-01 | 2005-08-24
JAMES L KING | 3768 HWY 40 | SAINT MARYS | Camden | 10000965 | 1 |  |  | FALSE |  | FALSE | Removed from Ground | Gas (Historical Use) | 6000 | Unknown | 1986-01-01 | 2005-08-24 | Galvanized Steel | Safe Suction (Euro)
PLUM ORCHARD MANSION | CUMBRELAND ISLAND | SAINT MARYS | Camden | 10001388 | 2 |  |  | FALSE |  | FALSE | Removed from Ground | Gas (Historical Use) | 55 | Unknown | 2007-05-01 | 2007-05-01 | Unknown
FAA/QN8RMLR/SEALS | US HWY 17/5-6 MI N OF KINGSLAND | KINGSLAND | Camden | 4200026 | 1 | [5 empty] | Removed from Ground | Gas (Historical Use) | 515 | Bare Steel | 1959-04-18 | 1991-07-11 | Copper | Safe Suction (Euro)
MOM & POP STORE #6 | 1160 CLARKS BLUFF RD | KINGSLAND | Camden | 9020013 | 1 | Overfill Alarm | 1992-05-04 | FALSE | 1992-05-04 | FALSE | Temporarily out of use | Plus | 6000 | Composite | 1990-09-22 |  | Double-Walled Flex | Pressurized
MOM & POP STORE #6 | 1160 CLARKS BLUFF RD | KINGSLAND | Camden | 9020013 | 4 | Overfill Alarm | 1992-05-04 | FALSE | 1992-05-04 | FALSE | Currently in Use | Diesel | 4000 | Composite | 1990-09-22 |  | Double-Walled Flex | Pressurized
Circle K 2745035 | 790 E King Ave. | KINGSLAND | Camden | 4200018 | 3 | [5 empty] | Removed from Ground | Gas (Historical Use) | 6000 | Bare Steel | 1982-04-28 | 1995-10-26 | Galvanized Steel | Safe Suction (Euro)
Snappy Express | 5480 US Hwy 17 | Kingsland | Camden | 4200016 | 4C | Flapper Valve | 2021-11-09 | FALSE | 2021-11-09 | FALSE | Currently in Use | Regular | 12000 | Composite Double Walled | 2021-11-09 |  | Double-Walled Flex | Pressurized
Snappy Express | 5480 US Hwy 17 | Kingsland | Camden | 4200016 | 4A | Flapper Valve | 2021-11-09 | FALSE | 2021-11-09 | FALSE | Currently in Use | Premium | 4000 | Composite Double Walled | 2021-11-09 |  | Double-Walled Flex | Pressurized
Snappy Express | 5480 US Hwy 17 | Kingsland | Camden | 4200016 | 3 | Flapper Valve | 1997-06-10 | FALSE | 1997-06-10 | FALSE | Closed in Ground | Gas (Historical Use) | 4000 | Steel-Impressed Current | 1981-04-28 |  | Steel (Impressed Current) | Safe Suction (Euro)
CHEVRON SVC STA 43232 | RT 1 SCRUBBY BLUFF RD I-95 | KINGSLAND | Camden | 4200014 | 2 | [5 empty] | Removed from Ground | Gas (Historical Use) | 5000 | Cathodically Protected Steel | 1973-03-24 | 1990-03-15 | Bare Steel
MOM & POP STORE #3 | 915 DILWORTH ST | SAINT MARYS | Camden | 202000 | 4 | Overfill Alarm | 1997-04-28 | FALSE | 1997-04-28 | FALSE | Currently in Use | Diesel | 4000 | Composite | 1988-04-01 |  | Double-Walled Flex | Pressurized
SP FOOD MART #1 | 2700 OSBORNE RD | SAINT MARYS | Camden | 200001 | 2 |  | 1990-01-01 |  | 1990-01-01 |  | Removed from Ground | Gas (Historical Use) | 10000 | Composite | 1990-01-01 | 2010-01-05 | Fiberglass Reinforced Plastic | Pressurized
CROOKED RIVER STATE PARK | 3092 SPUR 40 | SAINT MARYS | Camden | 4200005 | 1 | [5 empty] | Removed from Ground | Gas (Historical Use) | 1000 | Bare Steel | 1973-01-01 | 2001-11-10 | Galvanized Steel | Suction (American)
ST MARYS MIDDLE SCHOOL | 2600 OSBORNE RD | SAINT MARYS | Camden | 4200004 | 1 | [5 empty] | Permanently Out of Use - historical purposes | Diesel | 2000 | Bare Steel | 1971-01-01 | 1899-12-31 | Galvanized Steel
MOM & POP STORE #2 | 1570 POINT PETER RD | SAINT MARYS | Camden | 200046 | 4 | Overfill Alarm | 1998-06-16 | FALSE | 1998-06-16 | FALSE | Currently in Use | Diesel | 4000 | Composite | 1986-01-01 |  |  | Pressurized
US NATIONAL PARK SERVICE/ST MARY | CUMBERLAND ISLAND NAT SEASHORE | SAINT MARYS | Camden | 9000139 | DUMMY | [5 empty] | Removed from Ground | Other | 0 | Not Marked/Unknown | 1999-04-27 | 1999-04-27 | Not Marked
MOM & POP POP STORES #7 | 100 ALEX DR | SAINT MARYS | Camden | 9020092 | 4 | Ball Float | 1992-10-16 | FALSE | 1992-10-16 | FALSE | Currently in Use | Premium | 8000 | Composite | 1992-10-16 |  | Fiberglass Reinforced Plastic | Pressurized
MOM & POP STORE #2 | 1570 POINT PETER RD | SAINT MARYS | Camden | 200046 | 1 |  | 1998-06-16 |  | 1998-06-16 |  | Currently in Use | Gas (Historical Use) | 8000 | Composite | 1986-01-01 |  |  | Pressurized
TOBACCO DISCOUNT | DOUGLAS ST & 564 SPUR GA HWY | SAINT MARYS | Camden | 4190005 | 2 | Flapper Valve | 1995-10-01 | FALSE | 1995-10-01 | FALSE | Currently in Use | Gas (Historical Use) | 5000 | Steel-Impressed Current | 1981-03-07 |  | Fiberglass Reinforced Plastic | Pressurized
MOM & POP STORE #5 | 3791 CHARLIE SMITH SR HWY | SAINT MARYS | Camden | 9020009 | 4 | Overfill Alarm | 1990-01-27 | FALSE | 1990-01-27 | FALSE | Currently in Use | Diesel | 4000 | Composite | 1990-01-27 |  | Double-Walled Flex | Pressurized
ST MARYS PLUMBING CO | GA HWY 40 (OSBORNE ST) @ JULIA S | SAINT MARYS | Camden | 9020018 | 1 | [5 empty] | Removed from Ground | Gas (Historical Use) | 0 | Marked Unknown | 1992-11-16 | 1992-11-16 | Unknown
ST MARYS WASTEWATER TREATMENT PL | WEED STREET @ NORTH STREET | SAINT MARYS | Camden | 9020122 | 1 | [5 empty] | Removed from Ground | Diesel | 500 | Bare Steel | 1985-09-01 | 1998-09-08 | Galvanized Steel
SUWANNEE SWIFTY STORE #152 | 2000 /1420 OSBORNE RD | SAINT MARYS | Camden | 200041 | 3 | [5 empty] | Removed from Ground | Gas (Historical Use) | 8000 | Bare Steel | 1976-05-18 | 1899-12-31 | Galvanized Steel | Suction (American)
ST MARYS NEW PUBLIC WORKS | 819 POINT PETER RD | SAINT MARYS | Camden | 4200009 | 3 | [5 empty] | Removed from Ground | Gas (Historical Use) | 1000 | Bare Steel | 1995-02-20 | 1995-02-20 | Galvanized Steel | Pressurized
ST MARYS NEW PUBLIC WORKS | 819 POINT PETER RD | SAINT MARYS | Camden | 4200009 | 3 | [5 empty] | Removed from Ground | Gas (Historical Use) | 1000 | Bare Steel | 1995-02-20 | 1995-02-20 | Galvanized Steel | Pressurized
ST MARYS NEW PUBLIC WORKS | 819 POINT PETER RD | SAINT MARYS | Camden | 4200009 | 3 | [5 empty] | Removed from Ground | Gas (Historical Use) | 1000 | Bare Steel | 1995-02-20 | 1995-02-20 | Galvanized Steel | Pressurized
MOM & POP STORE #5 | 3791 CHARLIE SMITH SR HWY | SAINT MARYS | Camden | 9020009 | 1 | Overfill Alarm | 1990-01-27 | FALSE | 1990-01-27 | FALSE | Currently in Use | Plus | 6000 | Composite | 1990-01-27 |  | Double-Walled Flex | Pressurized
PICK-KWICK CONVENIENCE STORE | HWY 40 | SAINT MARYS | Camden | 9020001 | 2 |  |  | FALSE |  | FALSE | Removed from Ground | Gas (Historical Use) | 1000
ST MARYS NEW PUBLIC WORKS | 819 POINT PETER RD | SAINT MARYS | Camden | 4200009 | 6 | Ball Float | 1993-01-01 | FALSE | 1993-01-01 | FALSE | Currently in Use | Regular | 4000 | Galvanic (STIP-3) | 1993-01-01 |  | Fiberglass Reinforced Plastic | Safe Suction (Euro)
ST MARYS NEW PUBLIC WORKS | 819 POINT PETER RD | SAINT MARYS | Camden | 4200009 | 6 | Ball Float | 1993-01-01 | FALSE | 1993-01-01 | FALSE | Currently in Use | Regular | 4000 | Galvanic (STIP-3) | 1993-01-01 |  | Fiberglass Reinforced Plastic | Safe Suction (Euro)
ST MARYS NEW PUBLIC WORKS | 819 POINT PETER RD | SAINT MARYS | Camden | 4200009 | 6 | Ball Float | 1993-01-01 | FALSE | 1993-01-01 | FALSE | Currently in Use | Regular | 4000 | Galvanic (STIP-3) | 1993-01-01 |  | Fiberglass Reinforced Plastic | Safe Suction (Euro)
PICK-KWICK CONVENIENCE STORE | HWY 40 | SAINT MARYS | Camden | 9020001 | 1 |  |  | FALSE |  | FALSE | Removed from Ground | Gas (Historical Use) | 1000
MOM & POP POP STORES #7 | 100 ALEX DR | SAINT MARYS | Camden | 9020092 | 2 | Ball Float | 1992-10-16 | FALSE | 1992-10-16 | FALSE | Currently in Use | Empty | 6000 | Composite | 1992-10-16 |  | Fiberglass Reinforced Plastic | Pressurized
CAMDEN COUNTY SHERIFF DEPT SUB S | 6350 HWY 40 EAST | SAINT MARYS | Camden | 9020130 | 2 | Flapper Valve | 1999-11-09 | FALSE | 1999-11-09 | FALSE | Currently in Use | Premium | 5000 | Composite | 1999-11-02 |  |  | Pressurized
INTERSTATE NATIONALEASE INC - ST | 700 POINT PETER RD | SAINT MARYS | Camden | 4200023 | 1 | [5 empty] | Removed from Ground | Other | 3000 | Bare Steel | 1983-04-29 | 1998-01-02 | Bare Steel | Suction (American)
HUNTLEY JIFFY STORE #334 | 1715 OSBORNE ST | SAINT MARYS | Camden | 4200038 | 3 | [5 empty] | Removed from Ground | Gas (Historical Use) | 6000 | Bare Steel | 1979-02-18 | 1993-09-29 | Galvanized Steel
HUNTLEY JIFFY STORE #352 | 89105 SPUR 40 | SAINT MARYS | Camden | 4200039 | 1 | [5 empty] | Removed from Ground | Gas (Historical Use) | 8000 | Bare Steel | 1982-02-17 | 1993-09-16 | Galvanized Steel | Safe Suction (Euro)
CABIN BLUFF LODGE | HARRIETT'S BLUFF RD | KINGSLAND | Camden | 4200024 | 3 | [5 empty] | Removed from Ground | Gas (Historical Use) | 1000 | Bare Steel | 1976-04-07 | 1996-03-01 | Bare Steel
NO FACILITY NAME GIVEN | 195 EAST KING ST | KINGSLAND | Camden | 4200036 | 1 | [5 empty] | Currently in Use | Propane | 250 | Bare Steel | 1965-10-03 |  | Galvanized Steel
CHEVRON FOOD MART | 1330 BOONE AVE | KINGSLAND | Camden | 9020089 | 5A | Ball Float | 2004-05-01 | FALSE | 2004-05-01 | FALSE | Currently in Use | Gas (Historical Use) | 12000 | Fiberglass Double Walled | 2004-05-01 |  | Double-Walled Flex | Pressurized
ST MARYS WATER TREATMENT PLANT # | DANDY STREET @ SPENCE STREET | SAINT MARYS | Camden | 9089121 | 1 | [5 empty] | Removed from Ground | Diesel | 500 | Bare Steel | 1985-09-01 | 1998-09-08 | Galvanized Steel
CAMDEN COUNTY TELEPHONE CO | 103 MARTHA DR | SAINT MARYS | Camden | 4200035 | 4 |  |  | TRUE |  | TRUE | Removed from Ground | Used Oil | 550 | Bare Steel | 1978-10-03 | 1998-02-28 | Galvanized Steel
HUNTLEY JIFFY STORE #334 | 1715 OSBORNE ST | SAINT MARYS | Camden | 4200038 | 2 | [5 empty] | Removed from Ground | Gas (Historical Use) | 6000 | Bare Steel | 1979-02-18 | 1993-09-29 | Galvanized Steel
ROBINSON'S STANDARD SERVICE | US HWY 17 | KINGSLAND | Camden | 4200029 | 3 | [5 empty] | Removed from Ground | Empty | 5000 | Bare Steel | 1966-05-05 | 1987-01-01 | Galvanized Steel
ADENS MINIT MART #80 | 495 W KING ST | KINGSLAND | Camden | 9020014 | RU | Flapper Valve | 1992-01-01 | FALSE | 1992-01-01 | FALSE | Currently in Use | Regular | 6000 | Steel-Impressed Current | 1986-01-01 |  |  | Pressurized
Shreeraj108inc. DBA: BBA FOODS | 113 SCRUBBY BLUFF RD | KINGSLAND | Camden | 9020087 | 2 | Flapper Valve | 1996-05-01 | FALSE | 1996-05-01 | FALSE | Currently in Use | Premium | 6000 | Steel-Impressed Current | 1982-01-01 |  |  | Pressurized
Circle K 2745029 | 490 S LEE ST | KINGSLAND | Camden | 4200017 | 1 | [5 empty] | Removed from Ground | Gas (Historical Use) | 6000 | Bare Steel | 1980-04-28 | 1991-03-01 | Galvanized Steel
SUZIE'S ORIENTAL FOOD MART | HWY 40 & HWY 17 | KINGSLAND | Camden | 9020090 | 1 |  | 1990-01-01 | FALSE | 1990-01-01 | FALSE | Removed from Ground | Diesel | 8000 | Galvanic (STIP-3) | 1990-01-01 | 2019-09-23 |  | Pressurized
DINKENS SVC CTR | 302 SOUTH LEE ST | KINGSLAND | Camden | 9020017 | T5 | [5 empty] | Removed from Ground | Gas (Historical Use) | 3000 | Bare Steel | 1959-01-01 | 1992-10-12 | Bare Steel | Safe Suction (Euro)
DINKENS SVC CTR | 302 SOUTH LEE ST | KINGSLAND | Camden | 9020017 | T2 | [5 empty] | Removed from Ground | Diesel | 4000 | Bare Steel | 1959-01-01 | 1992-10-12 | Bare Steel | Safe Suction (Euro)
CAMDEN COUNTY BOARD OF EDUCATION | 520 N LEE ST | KINGSLAND | Camden | 9020012 | 1 | [5 empty] | Removed from Ground | Gas (Historical Use) | 1000 | Bare Steel | 1971-01-01 | 1899-12-31 | Galvanized Steel
SP FOOD MART INC | 301 NORTH LEE ST | KINGSLAND | Camden | 9020011 | 3 | Overfill Alarm | 1989-06-19 | FALSE | 1989-06-19 | FALSE | Currently in Use | Plus | 6000 | Composite | 1989-05-01 |  | Fiberglass Reinforced Plastic | Pressurized
PEEPLES TEXACO/HELOISE B PEEPLES | 101 NORTH LEE ST | KINGSLAND | Camden | 4200003 | 3 | [5 empty] | Removed from Ground | Gas (Historical Use) | 3000 | Bare Steel | 1986-01-01 | 1986-01-01 | Galvanized Steel
PILOT #4562 | 2607 SCRUBBY BLUFF RD | KINGSLAND | Camden | 9020128 | 1 | Ball Float | 1999-05-01 | FALSE | 1999-05-01 | FALSE | Currently in Use | Gas (Historical Use) | 20000 | Composite Double Walled | 1999-05-01 |  | Double-Walled Fiberglass | Pressurized
PILOT #4562 | 2607 SCRUBBY BLUFF RD | KINGSLAND | Camden | 9020128 | 4 | Ball Float | 1999-05-01 | FALSE | 1999-05-01 | FALSE | Currently in Use | Diesel | 25000 | Composite Double Walled | 1999-05-01 |  | Double-Walled Fiberglass | Pressurized
PILOT TRAVEL CENTER #575 | 491 ST MARY'S RD EXT 1 I-95 | KINGSLAND | Camden | 9020137 | 5 | Flapper Valve | 2000-04-01 | FALSE | 2000-04-01 | FALSE | Currently in Use | Premium | 15000 | Fiberglass Double Walled | 2000-06-01 |  | Double-Walled Flex | Pressurized
PILOT TRAVEL CENTER #575 | 491 ST MARY'S RD EXT 1 I-95 | KINGSLAND | Camden | 9020137 | 4 |  | 2000-04-01 |  | 2000-04-01 |  | Currently in Use | Diesel | 20000 | Fiberglass Double Walled | 2000-06-01 |  | Double-Walled Flex | Pressurized
SUWANNEE SWIFTY STORE #152 | 2000 /1420 OSBORNE RD | SAINT MARYS | Camden | 200041 | 1 | [5 empty] | Removed from Ground | Gas (Historical Use) | 8000 | Bare Steel | 1976-05-18 | 1899-12-31 | Galvanized Steel | Suction (American)
ST MARYS CITY HALL | 418 OSBORNES ST | SAINT MARYS | Camden | 9020019 | 1 | [5 empty] | Removed from Ground | Gas (Historical Use) | 500 | Bare Steel | 1962-01-01 | 1993-01-05 | Bare Steel | Safe Suction (Euro)
ST MARYS NEW PUBLIC WORKS | 819 POINT PETER RD | SAINT MARYS | Camden | 4200009 | 7 | Ball Float | 1993-01-01 | FALSE | 1993-01-01 | FALSE | Currently in Use | Regular | 4000 | Galvanic (STIP-3) | 1993-01-01 |  | Fiberglass Reinforced Plastic | Safe Suction (Euro)
ST MARYS NEW PUBLIC WORKS | 819 POINT PETER RD | SAINT MARYS | Camden | 4200009 | 7 | Ball Float | 1993-01-01 | FALSE | 1993-01-01 | FALSE | Currently in Use | Regular | 4000 | Galvanic (STIP-3) | 1993-01-01 |  | Fiberglass Reinforced Plastic | Safe Suction (Euro)
ST MARYS NEW PUBLIC WORKS | 819 POINT PETER RD | SAINT MARYS | Camden | 4200009 | 7 | Ball Float | 1993-01-01 | FALSE | 1993-01-01 | FALSE | Currently in Use | Regular | 4000 | Galvanic (STIP-3) | 1993-01-01 |  | Fiberglass Reinforced Plastic | Safe Suction (Euro)
MOM & POP POP STORES #7 | 100 ALEX DR | SAINT MARYS | Camden | 9020092 | 3 | Ball Float | 1992-10-16 | FALSE | 1992-10-16 | FALSE | Currently in Use | Regular | 8000 | Composite | 1992-10-16 |  | Fiberglass Reinforced Plastic | Pressurized
ST MARYS RAILROAD CO | 1100 OSBURN ST | SAINT MARYS | Camden | 9020022 | 1 | [5 empty] | Removed from Ground | Diesel | 500 | Not Marked/Unknown | 1993-09-01 | 1993-09-01 | Not Marked
ST MARYS PLUMBING CO | GA HWY 40 (OSBORNE ST) @ JULIA S | SAINT MARYS | Camden | 9020018 | 3 | [5 empty] | Removed from Ground | Gas (Historical Use) | 0 | Marked Unknown | 1992-11-16 | 1992-11-16 | Unknown
OZZIES #15 | 1320 B HWY 40 | SAINT MARYS | Camden | 9020112 | 2 |  | 1998-02-06 |  | 1998-02-06 |  | Removed from Ground | Gas (Historical Use) | 4000 | Steel-Impressed Current | 1981-01-01 | 2002-11-04 | Cathodically Protected | Pressurized
CAMDEN COUNTY TELEPHONE CO | 103 MARTHA DR | SAINT MARYS | Camden | 4200035 | 2 | [5 empty] | Removed from Ground | Gas (Historical Use) | 4000 | Bare Steel | 1978-10-03 | 1998-02-28 | Galvanized Steel
Circle K 2745035 | 790 E King Ave. | KINGSLAND | Camden | 4200018 | 1 | [5 empty] | Removed from Ground | Gas (Historical Use) | 6000 | Bare Steel | 1982-04-28 | 1995-10-26 | Galvanized Steel | Safe Suction (Euro)
MOM & POP STORE #8 | 11999 COLERAIN RD | SAINT MARYS | Camden | 9020103 | 2 | Overfill Alarm | 1995-05-29 | FALSE | 1995-05-29 | FALSE | Currently in Use | Premium | 8000 | Composite | 1995-05-29 |  | Fiberglass Reinforced Plastic | Pressurized
Quick Corner 01 | 1629 OSBORNE ST | SAINT MARYS | Camden | 9020109 | 5 | Flapper Valve |  | FALSE |  | FALSE | Currently in Use | E-0 | 8000 | Fiberglass | 1980-01-01 |  | Flex | Pressurized
MOM & POP STORE #5 | 3791 CHARLIE SMITH SR HWY | SAINT MARYS | Camden | 9020009 | 3 | Overfill Alarm | 1990-01-27 | FALSE | 1990-01-27 | FALSE | Currently in Use | Premium | 8000 | Composite | 1990-01-27 |  | Double-Walled Flex | Pressurized
MOM & POP STORE #10 | 1973 HADDOCK RD | SAINT MARYS | Camden | 10000915 | 3 | Flapper Valve | 2004-03-20 | FALSE | 2004-03-20 | FALSE | Currently in Use | Premium | 10000 | Composite Double Walled | 2004-03-20 |  | Double-Walled Flex | Pressurized
GILMAN PAPER CO | 1000 OSBORNE ST | SAINT MARYS | Camden | 4200037 | 2 | [5 empty] | Closed in Ground | Other | 15000 | Bare Steel | 1960-04-21 | 1981-08-01 | Bare Steel
CAMDEN COUNTY TELEPHONE CO | 103 MARTHA DR | SAINT MARYS | Camden | 4200035 | 3 | [5 empty] | Removed from Ground | Gas (Historical Use) | 4000 | Bare Steel | 1978-10-03 | 1998-02-28 | Galvanized Steel
Murphy USA #6634 | 6438 Highway 40 E | Saint Maryâ€™s | Camden | 9020136 | 3A | Flapper Valve | 2000-12-16 | FALSE | 2000-12-16 | FALSE | Removed from Ground | Premium | 6000 | Fiberglass Double Walled | 2000-12-12 |  | Double-Walled Flex | Pressurized
CAMDEN COUNTY TELEPHONE CO | 103 MARTHA DR | SAINT MARYS | Camden | 4200035 | 1 | [5 empty] | Removed from Ground | Diesel | 1500 | Bare Steel | 1978-10-03 | 1998-02-28 | Galvanized Steel
INTERSTATE NATIONALEASE INC - ST | 700 POINT PETER RD | SAINT MARYS | Camden | 4200023 | 2 |  |  | TRUE |  | TRUE | Removed from Ground | Used Oil | 1000 | Bare Steel | 1983-04-29 | 1998-10-29 | Bare Steel | Gravity Fed
CHEVRON SVC STA 43232 | RT 1 SCRUBBY BLUFF RD I-95 | KINGSLAND | Camden | 4200014 | 3 | [5 empty] | Removed from Ground | Gas (Historical Use) | 10000 | Cathodically Protected Steel | 1973-03-24 | 1990-03-15 | Bare Steel
PEEPLES TEXACO/HELOISE B PEEPLES | 101 NORTH LEE ST | KINGSLAND | Camden | 4200003 | 2 | [5 empty] | Removed from Ground | Gas (Historical Use) | 3000 | Composite | 1986-01-01 | 1986-01-01 | Galvanized Steel
Circle K 2745029 | 490 S LEE ST | KINGSLAND | Camden | 4200017 | 4 | Ball Float | 1991-03-21 | FALSE | 1991-03-21 | FALSE | Currently in Use | Gas (Historical Use) | 8000 | Composite | 1991-03-21 |  | Flex | Pressurized
TOBACCO DISCOUNT | DOUGLAS ST & 564 SPUR GA HWY | SAINT MARYS | Camden | 4190005 | 3 | Flapper Valve | 1995-10-01 | FALSE | 1995-10-01 | FALSE | Currently in Use | Gas (Historical Use) | 8000 | Steel-Impressed Current | 1981-03-07 |  | Fiberglass Reinforced Plastic | Pressurized
ST MARYS CITY HALL | 418 OSBORNES ST | SAINT MARYS | Camden | 9020019 | 2 | [5 empty] | Removed from Ground | Gas (Historical Use) | 1000 | Bare Steel | 1962-01-01 | 1993-01-05 | Bare Steel | Safe Suction (Euro)
Quick Corner 01 | 1629 OSBORNE ST | SAINT MARYS | Camden | 9020109 | 6 |  | 1997-08-19 | FALSE | 1997-08-19 | FALSE | Currently in Use | Gas (Historical Use) | 8000 | Composite | 1997-08-19 |  | Flex | Pressurized
MOM & POP STORE #10 | 1973 HADDOCK RD | SAINT MARYS | Camden | 10000915 | 1 | Flapper Valve | 2004-03-20 | FALSE | 2004-03-20 | FALSE | Currently in Use | Diesel | 8000 | Composite Double Walled | 2004-03-20 |  | Double-Walled Flex | Pressurized
KINGSLAND ACE HARDWARE/RUSTY'S | GA HWY 40 E | KINGSLAND | Camden | 4200034 | 2 | [5 empty] | Removed from Ground | Gas (Historical Use) | 4000 | Bare Steel | 1976-05-05 | 1899-12-31 | Unknown
ST MARYS CITGO DBA SHELL | 100 MAY CREEK DRIVE & BOONE AVE | KINGSLAND | Camden | 9020132 | 3 |  | 2000-03-01 | FALSE | 2000-03-01 | FALSE | Currently in Use | Diesel | 8000 | Composite Double Walled | 2000-03-01 |  | Double-Walled Flex | Pressurized
Shreeraj108inc. DBA: BBA FOODS | 113 SCRUBBY BLUFF RD | KINGSLAND | Camden | 9020087 | 3 | Flapper Valve | 1996-05-01 | FALSE | 1996-05-01 | FALSE | Currently in Use | Gas (Historical Use) | 6000 | Steel-Impressed Current | 1982-01-01 |  |  | Pressurized
DINKENS SVC CTR | 302 SOUTH LEE ST | KINGSLAND | Camden | 9020017 | T6 | [5 empty] | Removed from Ground | Gas (Historical Use) | 3000 | Bare Steel | 1959-01-01 | 1992-10-12 | Bare Steel | Safe Suction (Euro)
DINKENS SVC CTR | 302 SOUTH LEE ST | KINGSLAND | Camden | 9020017 | T3 | [5 empty] | Removed from Ground | Diesel | 4000 | Bare Steel | 1959-01-01 | 1992-10-12 | Bare Steel | Safe Suction (Euro)
NASSAU UTILITIES CONST CO | 1871 EAST KING AVE | KINGSLAND | Camden | 9020016 | T2 | [5 empty] | Removed from Ground | Diesel | 3600 | Cathodically Protected Steel | 1986-01-01 | 1992-07-29 | Galvanized Steel | Pressurized
CHEVRON FOOD MART | 1330 BOONE AVE | KINGSLAND | Camden | 9020089 | 5B | Ball Float | 2004-05-01 | FALSE | 2004-05-01 | FALSE | Currently in Use | Gas (Historical Use) | 8000 | Fiberglass Double Walled | 2004-05-01 |  | Double-Walled Flex | Pressurized
PETRO STOPPING CENTER #44- KINGSLAND | 1105 EAST KING AVE | KINGSLAND | Camden | 9020129 | 1 | Overfill Alarm | 1999-02-11 | FALSE | 1999-02-11 | FALSE | Currently in Use | Diesel | 20000 | Fiberglass Double Walled | 1999-02-11 |  | Double-Walled Flex | Pressurized
PILOT #4562 | 2607 SCRUBBY BLUFF RD | KINGSLAND | Camden | 9020128 | 2 | Ball Float | 1999-05-01 | FALSE | 1999-05-01 | FALSE | Currently in Use | Gas (Historical Use) | 10000 | Composite Double Walled | 1999-05-01 |  | Double-Walled Fiberglass | Pressurized
B & D TIRE | 101 KINGS BAY DR | KINGSLAND | Camden | 9020110 | 2 |  | 1998-11-05 |  | 1989-01-11 |  | Removed from Ground | Gas (Historical Use) | 8000 | Steel-Impressed Current | 1989-01-11 | 2001-05-31 | Fiberglass Reinforced Plastic | Pressurized
CHEVRON SVC STA 43232 | RT 1 SCRUBBY BLUFF RD I-95 | KINGSLAND | Camden | 4200014 | 4 |  |  | TRUE |  | TRUE | Removed from Ground | Used Oil | 550 | Cathodically Protected Steel | 1973-03-24 | 1990-03-15 | Bare Steel
TRAVEL SHOP | 1870 HARRIET BLUFF RD | KINGSLAND | Camden | 9020091 | 3-MG | Flapper Valve | 1996-06-21 | FALSE | 1996-06-21 | FALSE | Temporarily out of use | E-0 | 6000 | Steel-Impressed Current | 1983-01-01 |  |  | Pressurized
TRAVEL SHOP | 1870 HARRIET BLUFF RD | KINGSLAND | Camden | 9020091 | 4-PREM | Flapper Valve | 1996-06-21 | FALSE | 1996-06-21 | FALSE | Currently in Use | Premium | 6000 | Steel-Impressed Current | 1983-01-01 |  |  | Pressurized
PILOT #4562 | 2607 SCRUBBY BLUFF RD | KINGSLAND | Camden | 9020128 | 5 | Flapper Valve | 2017-02-23 | FALSE | 2017-02-23 | FALSE | Currently in Use | Diesel | 20000 | Fiberglass Double Walled | 2017-02-01 |  | Double-Walled Fiberglass | Suction (American)
PILOT #4562 | 2607 SCRUBBY BLUFF RD | KINGSLAND | Camden | 9020128 | B |  |  | FALSE |  | FALSE | Removed from Ground | Gas (Historical Use) | 10000 | Steel-Impressed Current | 1972-01-25 | 1899-12-31
MOM & POP STORE #9 | 1371 HWY 40 EAST | KINGSLAND | Camden | 9020123 | 3 | Ball Float | 1998-01-03 | FALSE | 1998-01-03 | FALSE | Currently in Use | Diesel | 8000 | Composite | 1998-01-03 |  | Double-Walled Flex | Pressurized
RaceWay #983 - Kingsland | 1155 E KING AVE | KINGSLAND | Camden | 9020121 | 2 | Ball Float | 1997-09-01 | FALSE | 1997-09-04 | FALSE | Currently in Use | Diesel | 12000 | Composite Double Walled | 1997-09-04 |  | Fiberglass Reinforced Plastic | Pressurized
MOM & POP STORE #3 | 915 DILWORTH ST | SAINT MARYS | Camden | 202000 | 3 | Overfill Alarm | 1997-04-28 | FALSE | 1997-04-28 | FALSE | Currently in Use | Plus | 6000 | Composite | 1988-04-01 |  | Double-Walled Flex | Pressurized
MOM & POP STORE #2 | 1570 POINT PETER RD | SAINT MARYS | Camden | 200046 | 3 | Overfill Alarm | 1998-06-16 | FALSE | 1998-06-16 | FALSE | Currently in Use | Plus | 6000 | Fiberglass | 1986-01-01 |  |  | Pressurized
MOM & POP POP STORES #7 | 100 ALEX DR | SAINT MARYS | Camden | 9020092 | 1 | Ball Float | 1992-10-16 | FALSE | 1992-10-16 | FALSE | Currently in Use | Diesel | 4000 | Composite | 1992-10-16 |  | Fiberglass Reinforced Plastic | Pressurized
ST MARYS PLUMBING CO | GA HWY 40 (OSBORNE ST) @ JULIA S | SAINT MARYS | Camden | 9020018 | 4 | [5 empty] | Removed from Ground | Diesel | 0 | Marked Unknown | 1992-11-16 | 1992-11-16 | Unknown
ST MARYS PLUMBING CO | GA HWY 40 (OSBORNE ST) @ JULIA S | SAINT MARYS | Camden | 9020018 | 5 | [5 empty] | Removed from Ground | Gas (Historical Use) | 0 | Marked Unknown | 1992-11-16 | 1992-11-16 | Unknown
OZZIES #15 | 1320 B HWY 40 | SAINT MARYS | Camden | 9020112 | 1 |  | 1998-02-06 |  | 1998-02-06 |  | Removed from Ground | Gas (Historical Use) | 4000 | Steel-Impressed Current | 1981-01-01 | 2002-11-04 | Cathodically Protected | Pressurized
CAMDEN COUNTY SHERIFF DEPT SUB S | 6350 HWY 40 EAST | SAINT MARYS | Camden | 9020130 | 1 | Flapper Valve | 1999-11-09 | FALSE | 1999-11-09 | FALSE | Currently in Use | Diesel | 1000 | Composite | 1999-11-02 |  |  | Safe Suction (Euro)
Circle K 2745029 | 490 S LEE ST | KINGSLAND | Camden | 4200017 | 5 | Flapper Valve | 1991-03-21 | FALSE | 1991-03-21 | FALSE | Currently in Use | Gas (Historical Use) | 8000 | Composite | 1991-03-21 |  | Flex | Pressurized
EDENFIELD PRPTY/GA HWY 40 | 101 EASY ST | KINGSLAND | Camden | 9020021 | 6 | [5 empty] | Removed from Ground | Gas (Historical Use) | 3000 | Cathodically Protected Steel | 1983-01-01 | 1993-08-04 | Galvanized Steel | Suction (American)
PETRO STOPPING CENTER #44- KINGSLAND | 1105 EAST KING AVE | KINGSLAND | Camden | 9020129 | 3 | Overfill Alarm | 1999-02-11 | FALSE | 1999-02-11 | FALSE | Currently in Use | Diesel | 20000 | Fiberglass Double Walled | 1999-02-11 |  | Double-Walled Flex | Pressurized
NEWFIELD PROPERTY | 231 LEE STREET | KINGSLAND | Camden | 9020124 | 1 | [5 empty] | Permanently Out of Use - historical purposes | Diesel | 4000 | Bare Steel |  | 1899-12-31 | Bare Steel | Safe Suction (Euro)
GAS2GO #3 (ATLANTA TRAVEL CENTER) | 1098 CONE BLVD | KINGSLAND | Camden | 9020120 | 3 | Ball Float | 1996-12-01 | FALSE | 1996-12-01 | FALSE | Currently in Use | Premium | 10000 | Epoxy Double-Walled | 1996-12-01 |  | Double-Walled Flex | Pressurized
Gill Foodz Inc. | 5369 LAUREL ISLAND PKWY | KINGSLAND | Camden | 9020108 | 1 |  | 1994-12-01 | FALSE | 1994-12-01 | FALSE | Currently in Use | Gas (Historical Use) | 10000 | Fiberglass | 1994-12-04 |  | Fiberglass Reinforced Plastic | Pressurized
JAMES L KING | 3768 HWY 40 | SAINT MARYS | Camden | 10000965 | 3 |  |  | FALSE |  | FALSE | Removed from Ground | Gas (Historical Use) | 6000 | Unknown | 1986-01-01 | 2005-08-24 | Galvanized Steel | Safe Suction (Euro)
KINGSLAND ACE HARDWARE/RUSTY'S | GA HWY 40 E | KINGSLAND | Camden | 4200034 | 1 | [5 empty] | Removed from Ground | Gas (Historical Use) | 4000 | Bare Steel | 1976-05-05 | 1899-12-31 | Unknown
MOM & POP STORE #6 | 1160 CLARKS BLUFF RD | KINGSLAND | Camden | 9020013 | 3 | Overfill Alarm | 1992-05-04 | FALSE | 1992-05-04 | FALSE | Currently in Use | Premium | 8000 | Composite | 1990-09-22 |  | Double-Walled Flex | Pressurized
CHOO CHOO BUILD-IT MART | 1441 GA HWY 40 EAST | KINGSLAND | Camden | 4200013 | 1 | [5 empty] | Removed from Ground | Diesel | 1000 | Bare Steel | 1981-04-08 | 1995-05-22 | Galvanized Steel
Circle K 2745038 | 2500 OSBORNE RD | SAINT MARYS | Camden | 4200019 | 3 | [5 empty] | Removed from Ground | Gas (Historical Use) | 8000 | Bare Steel | 1982-04-28 | 1995-06-19 | Galvanized Steel | Pressurized
MOM & POP STORE #8 | 11999 COLERAIN RD | SAINT MARYS | Camden | 9020103 | 1 | Overfill Alarm | 1995-05-29 | FALSE | 1995-05-29 | FALSE | Currently in Use | E-10 | 8000 | Composite | 1995-05-29 |  | Double-Walled Flex | Pressurized
OZZIES #15 | 1320 B HWY 40 | SAINT MARYS | Camden | 9020112 | 3 |  | 1998-02-06 |  | 1998-02-06 |  | Removed from Ground | Gas (Historical Use) | 4000 | Steel-Impressed Current | 1981-01-01 | 2002-11-04 | Cathodically Protected | Pressurized
Murphy USA #6634 | 6438 Highway 40 E | Saint Maryâ€™s | Camden | 9020136 | 1 | Flapper Valve | 2000-12-16 | FALSE | 2000-12-16 | FALSE | Removed from Ground | Gas (Historical Use) | 12000 | Fiberglass Double Walled | 2000-12-12 |  | Double-Walled Flex | Pressurized
Circle K 2745035 | 790 E King Ave. | KINGSLAND | Camden | 4200018 | 6 | Flapper Valve | 1995-10-23 | FALSE | 1995-10-23 | FALSE | Currently in Use | Premium | 10000 | Composite | 1995-10-23 |  | Fiberglass Reinforced Plastic | Pressurized
TRAVEL SHOP | 1870 HARRIET BLUFF RD | KINGSLAND | Camden | 9020091 | 5-PREM |  | 1996-06-21 | FALSE | 1996-06-21 | FALSE | Temporarily out of use | Premium | 6000 | Steel-Impressed Current | 1983-01-01 |  |  | Pressurized
TRAVEL SHOP | 1870 HARRIET BLUFF RD | KINGSLAND | Camden | 9020091 | 2-UL | Flapper Valve | 1996-06-21 | FALSE | 1996-06-21 | FALSE | Currently in Use | Regular | 6000 | Steel-Impressed Current | 1983-01-01 |  |  | Pressurized
GAS 2 GO | 7550 LAUREL ISLAND PKWY | KINGSLAND | Camden | 9020131 | 1B | Flapper Valve | 1998-02-04 | FALSE | 1998-02-04 | FALSE | Currently in Use | Premium | 8000 |  | 1998-02-04 |  | Double Walled | Pressurized
PILOT #4562 | 2607 SCRUBBY BLUFF RD | KINGSLAND | Camden | 9020128 | C |  |  | FALSE |  | FALSE | Removed from Ground | Gas (Historical Use) | 10000 | Steel-Impressed Current | 1972-01-25 | 1899-12-31
PILOT TRAVEL CENTER #575 | 491 ST MARY'S RD EXT 1 I-95 | KINGSLAND | Camden | 9020137 | 3 |  | 2000-04-01 |  | 2000-04-01 |  | Currently in Use | Diesel | 20000 | Fiberglass Double Walled | 2000-06-01 |  | Double-Walled Flex | Pressurized
SP FOOD MART #1 | 2700 OSBORNE RD | SAINT MARYS | Camden | 200001 | 1 |  | 1990-01-01 |  | 1990-01-01 |  | Removed from Ground | Gas (Historical Use) | 10000 | Composite | 1990-01-01 | 2010-01-05 | Fiberglass Reinforced Plastic | Pressurized
MOM & POP STORE #2 | 1570 POINT PETER RD | SAINT MARYS | Camden | 200046 | 2 | Overfill Alarm | 1998-06-16 | FALSE | 1998-06-16 | FALSE | Currently in Use | Premium | 8000 | Composite | 1986-01-01 |  |  | Pressurized
TOBACCO DISCOUNT | DOUGLAS ST & 564 SPUR GA HWY | SAINT MARYS | Camden | 4190005 | 1 |  | 1995-10-01 | FALSE | 1995-10-01 | FALSE | Currently in Use | Gas (Historical Use) | 8000 | Steel-Impressed Current | 1981-03-07 |  | Fiberglass Reinforced Plastic | Pressurized
JAMES L KING | 3768 HWY 40 | SAINT MARYS | Camden | 10000965 | 2 |  |  | FALSE |  | FALSE | Removed from Ground | Gas (Historical Use) | 6000 | Unknown | 1986-01-01 | 2005-08-24 | Galvanized Steel | Safe Suction (Euro)
HUNTLEY JIFFY STORE #352 | 89105 SPUR 40 | SAINT MARYS | Camden | 4200039 | 2 | [5 empty] | Removed from Ground | Gas (Historical Use) | 8000 | Bare Steel | 1982-02-17 | 1993-09-16 | Galvanized Steel | Safe Suction (Euro)
ST MARYS CITGO DBA SHELL | 100 MAY CREEK DRIVE & BOONE AVE | KINGSLAND | Camden | 9020132 | 1 |  | 2000-03-01 | FALSE | 2000-03-01 | FALSE | Currently in Use | Regular | 20000 | Composite Double Walled | 2000-03-01 |  | Double-Walled Flex | Pressurized
ADENS MINIT MART #80 | 495 W KING ST | KINGSLAND | Camden | 9020014 | SU | Flapper Valve | 1992-01-01 | FALSE | 1992-01-01 | FALSE | Currently in Use | Plus | 6000 | Steel-Impressed Current | 1986-01-01 |  |  | Pressurized
Shreeraj108inc. DBA: BBA FOODS | 113 SCRUBBY BLUFF RD | KINGSLAND | Camden | 9020087 | 1 | Flapper Valve | 1996-05-01 | FALSE | 1996-05-01 | FALSE | Currently in Use | Regular | 6000 | Steel-Impressed Current | 1982-01-01 |  |  | Pressurized
SUWANNEE SWIFTY STORE #152 | 2000 /1420 OSBORNE RD | SAINT MARYS | Camden | 200041 | 2 | [5 empty] | Removed from Ground | Gas (Historical Use) | 8000 | Bare Steel | 1976-05-18 | 1899-12-31 | Galvanized Steel | Suction (American)
ST MARYS NEW PUBLIC WORKS | 819 POINT PETER RD | SAINT MARYS | Camden | 4200009 | 2 | [5 empty] | Removed from Ground | Gas (Historical Use) | 1000 | Bare Steel | 1995-02-20 | 1995-02-20 | Galvanized Steel | Pressurized
ST MARYS NEW PUBLIC WORKS | 819 POINT PETER RD | SAINT MARYS | Camden | 4200009 | 2 | [5 empty] | Removed from Ground | Gas (Historical Use) | 1000 | Bare Steel | 1995-02-20 | 1995-02-20 | Galvanized Steel | Pressurized
ST MARYS NEW PUBLIC WORKS | 819 POINT PETER RD | SAINT MARYS | Camden | 4200009 | 2 | [5 empty] | Removed from Ground | Gas (Historical Use) | 1000 | Bare Steel | 1995-02-20 | 1995-02-20 | Galvanized Steel | Pressurized
Circle K 2745038 | 2500 OSBORNE RD | SAINT MARYS | Camden | 4200019 | 2 | [5 empty] | Removed from Ground | Gas (Historical Use) | 8000 | Bare Steel | 1982-04-28 | 1995-06-19 | Galvanized Steel | Pressurized
ST MARYS PLUMBING CO | GA HWY 40 (OSBORNE ST) @ JULIA S | SAINT MARYS | Camden | 9020018 | 2 | [5 empty] | Removed from Ground | Gas (Historical Use) | 0 | Marked Unknown | 1992-11-16 | 1992-11-16 | Unknown
HUNTLEY JIFFY STORE #334 | 1715 OSBORNE ST | SAINT MARYS | Camden | 4200038 | 1 | [5 empty] | Removed from Ground | Gas (Historical Use) | 6000 | Bare Steel | 1979-02-18 | 1993-09-29 | Galvanized Steel
HUNTLEY JIFFY STORE #352 | 89105 SPUR 40 | SAINT MARYS | Camden | 4200039 | 3 | [5 empty] | Removed from Ground | Gas (Historical Use) | 8000 | Bare Steel | 1982-02-17 | 1993-09-16 | Galvanized Steel | Safe Suction (Euro)
Snappy Express | 5480 US Hwy 17 | Kingsland | Camden | 4200016 | 4D | Flapper Valve | 2021-11-09 | FALSE | 2021-11-09 | FALSE | Currently in Use | E-0 | 4000 | Composite Double Walled | 2021-11-09 |  | Double-Walled Flex | Pressurized
MOM & POP STORE #3 | 915 DILWORTH ST | SAINT MARYS | Camden | 202000 | 2 | Overfill Alarm | 1997-04-28 | FALSE | 1997-04-28 | FALSE | Currently in Use | Premium | 8000 | Composite | 1988-04-01 |  | Double-Walled Flex | Pressurized
SP FOOD MART #1 | 2700 OSBORNE RD | SAINT MARYS | Camden | 200001 | 4 |  | 1990-01-01 |  | 1990-01-01 |  | Removed from Ground | Gas (Historical Use) | 6000 | Composite | 1990-01-01 | 2010-01-05 | Fiberglass Reinforced Plastic | Pressurized
Circle K 2745038 | 2500 OSBORNE RD | SAINT MARYS | Camden | 4200019 | 1 | [5 empty] | Closed in Ground | Gas (Historical Use) | 8000 | Bare Steel | 1982-04-28 | 1995-06-19 | Galvanized Steel | Pressurized
MOM & POP STORE #8 | 11999 COLERAIN RD | SAINT MARYS | Camden | 9020103 | 3 | Overfill Alarm | 1995-05-29 | FALSE | 1995-05-29 | FALSE | Temporarily out of use | E-85 | 6000 | Composite | 1995-05-29 |  | Fiberglass Reinforced Plastic | Pressurized
GILMAN PAPER CO | 1000 OSBORNE ST | SAINT MARYS | Camden | 4200037 | 1 | [5 empty] | Removed from Ground | Gas (Historical Use) | 15100 | Bare Steel | 1960-04-21 | 1998-11-24 | Bare Steel | Pressurized
CABIN BLUFF LODGE | HARRIETT'S BLUFF RD | KINGSLAND | Camden | 4200024 | 1 | [5 empty] | Removed from Ground | Gas (Historical Use) | 1000 | Bare Steel | 1976-04-07 | 1996-03-01 | Bare Steel
ROBINSON'S STANDARD SERVICE | US HWY 17 | KINGSLAND | Camden | 4200029 | 2 | [5 empty] | Removed from Ground | Empty | 10000 | Bare Steel | 1966-05-05 | 1987-01-01 | Galvanized Steel
CISCO BROS FORD-MERCURY INC | 2030 GA HWY 40 EAST | KINGSLAND | Camden | 9020010 | 1 |  |  | TRUE |  | TRUE | Removed from Ground | Used Oil | 1 | Concrete | 1986-01-01 | 1990-03-01 | Fiberglass Reinforced Plastic
SP FOOD MART INC | 301 NORTH LEE ST | KINGSLAND | Camden | 9020011 | 1 | Overfill Alarm | 1989-06-19 | FALSE | 1989-06-19 | FALSE | Currently in Use | Regular | 8000 | Composite | 1989-05-01 |  | Fiberglass Reinforced Plastic | Pressurized
Snappy Express | 5480 US Hwy 17 | Kingsland | Camden | 4200016 | 2 | Flapper Valve | 1997-06-10 | FALSE | 1997-06-10 | FALSE | Closed in Ground | Gas (Historical Use) | 4000 | Steel-Impressed Current | 1981-04-28 |  | Steel (Impressed Current) | Safe Suction (Euro)
Quick Corner 01 | 1629 OSBORNE ST | SAINT MARYS | Camden | 9020109 | 4 |  | 1997-08-19 |  | 1997-08-19 |  | Removed from Ground | Gas (Historical Use) | 8000 | Fiberglass | 1980-01-01 | 1899-12-31 | Cathodically Protected | Suction (American)
OSPREY COVE GOLF COURSE MAINT | 303 ASTER PLACE | SAINT MARYS | Camden | 9020134 | 1 | Flapper Valve | 1990-05-24 | FALSE | 1990-05-24 | FALSE | Currently in Use | Regular | 1000 | Fiberglass | 1990-05-01 |  | Fiberglass Reinforced Plastic | Suction (American)
Murphy USA #6634 | 6438 Highway 40 E | Saint Maryâ€™s | Camden | 9020136 | 3B | Flapper Valve | 2000-12-16 | FALSE | 2000-12-16 | FALSE | Removed from Ground | Diesel | 6000 | Fiberglass Double Walled | 2000-12-12 |  | Double-Walled Flex | Pressurized
ROBINSON'S STANDARD SERVICE | US HWY 17 | KINGSLAND | Camden | 4200029 | 1 | [5 empty] | Removed from Ground | Empty | 10000 | Bare Steel | 1966-05-05 | 1987-01-01 | Galvanized Steel
CHEVRON FOOD MART | 1330 BOONE AVE | KINGSLAND | Camden | 9020089 | 4 |  | 1982-01-01 |  | 1982-01-01 |  | Removed from Ground | Gas (Historical Use) | 8000 | Galvanic (STIP-3) | 1982-01-01 | 2004-05-01 | Cathodically Protected | Pressurized
EDENFIELD PRPTY/GA HWY 40 | 101 EASY ST | KINGSLAND | Camden | 9020021 | 3 | [5 empty] | Removed from Ground | Diesel | 12000 | Bare Steel | 1983-01-01 | 1993-08-04 | Galvanized Steel | Pressurized
GAS2GO #3 (ATLANTA TRAVEL CENTER) | 1098 CONE BLVD | KINGSLAND | Camden | 9020120 | 4 | Ball Float | 1996-12-01 | FALSE | 1996-12-01 | FALSE | Currently in Use | Regular | 20000 | Epoxy Double-Walled | 1996-12-01 |  | Double-Walled Flex | Pressurized
GAS2GO #3 (ATLANTA TRAVEL CENTER) | 1098 CONE BLVD | KINGSLAND | Camden | 9020120 | 5 | Ball Float | 1996-12-01 | FALSE | 1996-12-01 | FALSE | Currently in Use | Regular | 20000 | Epoxy Double-Walled | 1996-12-01 |  | Double-Walled Flex | Pressurized
B & D TIRE | 101 KINGS BAY DR | KINGSLAND | Camden | 9020110 | 1 |  | 1998-11-05 |  | 1989-01-11 |  | Removed from Ground | Gas (Historical Use) | 8000 | Steel-Impressed Current | 1989-01-11 | 2001-05-31 | Fiberglass Reinforced Plastic | Pressurized
Friendly Express #86 | 1310 BOONE ST | KINGSLAND | Camden | 9020096 | 3PRE |  |  |  | 1991-11-07 |  | Removed from Ground | Gas (Historical Use) | 8000 | Bare Steel | 1970-02-15 | 1995-06-01 | Bare Steel | Pressurized
FLASH FOODS #188 | 1321 HWY 40 E | KINGSLAND | Camden | 9020098 | 6 | Flapper Valve | 1997-12-15 |  | 1997-12-15 |  | Removed from Ground | Gas (Historical Use) | 15000 | Composite Double Walled | 1997-12-15 | 2016-12-06 | Double-Walled Flex | Pressurized
Circle K 2745061 | 1211 E KING AVE | KINGSLAND | Camden | 200044 | 4 | Flapper Valve | 1987-01-01 | FALSE | 1987-01-01 | FALSE | Currently in Use | E-0 | 8000 | Composite | 1987-01-01 |  | Cathodically Protected | Pressurized
Circle K 2745061 | 1211 E KING AVE | KINGSLAND | Camden | 200044 | 5 | Flapper Valve | 1987-01-01 | FALSE | 1987-01-01 | FALSE | Currently in Use | Premium | 8000 | Composite | 1987-01-01 |  | Cathodically Protected | Pressurized
MOM & POP STORE #1 | 17640 Hwy 40 W | KINGSLAND | Camden | 200045 | 2 | [5 empty] | Removed from Ground | Gas (Historical Use) | 8000 | Bare Steel | 1985-01-01 | 1994-06-20 | Galvanized Steel
GA POWER/KINGSLAND OPER HQ | 135 GROSS RD | KINGSLAND | Camden | 4200027 | KG-1 | [5 empty] | Removed from Ground | Gas (Historical Use) | 10000 | Bare Steel | 1982-01-01 | 1993-04-28 | Bare Steel | Gravity Fed
BOOMER'S | 1005 BOONE ST | KINGSLAND | Camden | 9020099 | 2 |  | 1998-12-21 |  | 1998-12-21 |  | Removed from Ground | Gas (Historical Use) | 10000 | Steel-Impressed Current | 1988-01-01 | 2003-04-01 | Cathodically Protected | Pressurized
Circle K 2745061 | 1211 E KING AVE | KINGSLAND | Camden | 200044 | 2 |  | 1987-01-01 |  | 1987-01-01 |  | Currently in Use | Diesel | 6000 | Composite | 1987-01-01 |  | Cathodically Protected | Pressurized
MOM & POP STORE #1 | 17640 Hwy 40 W | KINGSLAND | Camden | 200045 | 4 | [5 empty] | Removed from Ground | Diesel | 4000 | Bare Steel | 1985-01-01 | 1994-06-20 | Galvanized Steel
MOM & POP STORE #1 | 17640 Hwy 40 W | KINGSLAND | Camden | 200045 | 5 | Flapper Valve | 1994-07-20 | FALSE | 1994-07-20 | FALSE | Currently in Use | E-10 | 8000 | Composite | 1994-07-20 |  | Fiberglass Reinforced Plastic | Pressurized
TOBACCO & BEVERAGE MART | 800 E KING Ave | KINGSLAND | Camden | 200040 | 3 | [5 empty] | Removed from Ground | Gas (Historical Use) | 8000 | Bare Steel | 1976-05-18 | 1995-01-22 | Bare Steel | Safe Suction (Euro)
KINGSLAND GROCERY | 500 S LEE ST | KINGSLAND | Camden | 9033352 | 2 | Flapper Valve | 1996-08-26 | FALSE | 1996-08-26 | FALSE | Currently in Use | Premium | 8000 | Steel-Impressed Current | 1987-03-01 |  | Steel (Impressed Current) | Pressurized
GA POWER/KINGSLAND OPER HQ | 135 GROSS RD | KINGSLAND | Camden | 4200027 | 338049 |  | 1992-12-10 |  | 1992-12-10 |  | Removed from Ground | Diesel | 6000 | Composite | 1992-12-10 | 2004-11-18 | Fiberglass Reinforced Plastic | Pressurized
EXIT 1 BP | 2574 SCRUBBY BLUFF RD | KINGSLAND | Camden | 10000442 | 2 | Flapper Valve | 1999-11-01 | FALSE | 1999-11-01 | FALSE | Currently in Use | Premium | 8000 | Composite | 1999-11-01 |  | Double-Walled Fiberglass | Pressurized
MCRAWLS INC | I-95 & SPUR GA HWY 25 | WOODBINE | Camden | 4200030 | 3 | [5 empty] | Removed from Ground | Gas (Historical Use) | 5000 | Bare Steel | 1975-05-06 | 1991-01-01 | Galvanized Steel
SUNSHINE TRAVEL | 2040 E 10TH ST | WOODBINE | Camden | 9020105 | 6 | Ball Float | 1993-03-05 | FALSE | 1993-03-05 | FALSE | Temporarily out of use | Diesel | 20000 | Composite | 1993-02-01 |  | Fiberglass Reinforced Plastic | Pressurized
MOM & POP STORE #1 | 17640 Hwy 40 W | KINGSLAND | Camden | 200045 | 1 | [5 empty] | Removed from Ground | Gas (Historical Use) | 8000 | Bare Steel | 1985-01-01 | 1994-06-20 | Galvanized Steel
MOM & POP STORE #1 | 17640 Hwy 40 W | KINGSLAND | Camden | 200045 | 7 | Flapper Valve | 1994-07-20 | FALSE | 1994-07-20 | FALSE | Currently in Use | Plus | 6000 | Composite | 1994-07-20 |  | Fiberglass Reinforced Plastic | Pressurized
TOBACCO & BEVERAGE MART | 800 E KING Ave | KINGSLAND | Camden | 200040 | 2 | [5 empty] | Removed from Ground | Gas (Historical Use) | 8000 | Bare Steel | 1976-05-18 | 1995-01-22 | Bare Steel | Safe Suction (Euro)
NIMI ENTERPRISES INC | 1315 HWY 40 EAST | KINGSLAND | Camden | 200042 | 3 | Flapper Valve | 1986-01-01 | FALSE | 1986-01-01 | FALSE | Currently in Use | Regular | 12000 | Galvanic (STIP-3) | 1986-01-01 |  | Fiberglass Reinforced Plastic | Pressurized
FLASH FOODS #188 | 1321 HWY 40 E | KINGSLAND | Camden | 9020098 | 3 | [5 empty] | Removed from Ground | Gas (Historical Use) | 10000 | Bare Steel | 1976-03-10 | 1997-01-03 | Galvanized Steel | Pressurized
TOBACCO & BEVERAGE MART | 800 E KING Ave | KINGSLAND | Camden | 200040 | 5B | Flapper Valve | 1995-01-24 | FALSE | 1995-01-24 | FALSE | Currently in Use | Plus | 5000 | Composite | 1995-01-27 |  | Fiberglass Reinforced Plastic | Pressurized
KINGSLAND GROCERY | 500 S LEE ST | KINGSLAND | Camden | 9033352 | 3 | Flapper Valve | 1996-08-26 | FALSE | 1996-08-26 | FALSE | Currently in Use | E-0 | 8000 | Steel-Impressed Current | 1987-03-01 |  | Steel (Impressed Current) | Pressurized
FORMER GAS STATION-NAME UNKNOWN | 5991 US 17 N | KINGSLAND | Camden | 10001760 | 1 |  |  | FALSE |  | FALSE | Removed from Ground | Gas (Historical Use) | 1000 | Bare Steel | 2006-12-01 | 2006-12-01 | Bare Steel | Safe Suction (Euro)
CAMDEN COUNTY ROAD DEPT | 1004 OLD BEDELL PLANTATION RD | WOODBINE | Camden | 10001548 | 2 |  | 2008-08-01 | FALSE | 2008-08-01 | FALSE | Currently in Use | Diesel | 8200 | Composite | 1993-06-19 |  | Fiberglass Reinforced Plastic | Safe Suction (Euro)
WOODBINE WATER/WATER TREATMENT F | SPUR 25 & I-95 | WOODBINE | Camden | 9020093 | 4 | [5 empty] | Removed from Ground | Diesel | 500 | Not Marked/Unknown |  | 1899-12-31 | Not Marked
Circle K 2745100 | 1877 HARRIETS BLUFF RD | WOODBINE | Camden | 9020015 | 6 |  | 1993-07-01 | FALSE | 1993-07-01 | FALSE | Removed from Ground | Diesel | 30000 | Composite | 1993-07-01 |  | Fiberglass Reinforced Plastic | Pressurized
Circle K 2745100 | 1877 HARRIETS BLUFF RD | WOODBINE | Camden | 9020015 | 9B | Flapper Valve | 2018-11-13 | FALSE | 2018-11-13 | FALSE | Currently in Use | E-0 | 8000 | Tank Jacket Double Walled | 2018-11-13 |  | Double-Walled Fiberglass | Pressurized
Circle K 2745100 | 1877 HARRIETS BLUFF RD | WOODBINE | Camden | 9020015 | 8 | Flapper Valve | 2018-11-13 | FALSE | 2018-11-13 | FALSE | Currently in Use | Regular | 20000 | Tank Jacket Double Walled | 2018-11-13 |  | Double-Walled Fiberglass | Pressurized
WOODBINE LAUNDRY MAT | 313 VEDELL AVE | WOODBINE | Camden | 9020086 | 2 | [5 empty] | Removed from Ground | Gas (Historical Use) | 500 | Bare Steel | 1953-01-01 | 1980-01-01 | Galvanized Steel | Suction (American)
PUMP N PANTRY | SATILLA BLUFF RD | WOODBINE | Camden | 4190004 | 2 |  | 1998-10-12 |  | 1998-10-12 |  | Removed from Ground | Gas (Historical Use) | 4000 | Cathodically Protected Steel | 1980-03-10 | 2011-08-30 | Cathodically Protected | Suction (American)
Friendly Express #86 | 1310 BOONE ST | KINGSLAND | Camden | 9020096 | 4UL | Flapper Valve | 1995-09-01 | FALSE | 1995-09-01 | FALSE | Currently in Use | Regular | 12000 | Composite | 1995-09-01 |  | Fiberglass Reinforced Plastic | Pressurized
TOBACCO & BEVERAGE MART | 800 E KING Ave | KINGSLAND | Camden | 200040 | 1 | [5 empty] | Removed from Ground | Gas (Historical Use) | 8000 | Bare Steel | 1976-05-18 | 1995-01-22 | Bare Steel | Safe Suction (Euro)
Friendly Express #86 | 1310 BOONE ST | KINGSLAND | Camden | 9020096 | 1REG |  |  |  | 1991-11-07 |  | Removed from Ground | Gas (Historical Use) | 8000 | Bare Steel | 1970-02-15 | 1995-06-01 | Bare Steel | Pressurized
BOOMER'S | 1005 BOONE ST | KINGSLAND | Camden | 9020099 | 3 |  | 1998-12-21 |  | 1998-12-21 |  | Removed from Ground | Gas (Historical Use) | 10000 | Steel-Impressed Current | 1988-01-01 | 2003-04-01 | Cathodically Protected | Pressurized
FLASH FOODS #188 | 1321 HWY 40 E | KINGSLAND | Camden | 9020098 | 2 | [5 empty] | Removed from Ground | Gas (Historical Use) | 10000 | Bare Steel | 1976-03-10 | 1997-01-03 | Galvanized Steel | Pressurized
MOM & POP STORE #1 | 17640 Hwy 40 W | KINGSLAND | Camden | 200045 | 3 | [5 empty] | Removed from Ground | Gas (Historical Use) | 6000 | Bare Steel | 1985-01-01 | 1994-06-20 | Galvanized Steel
NIMI ENTERPRISES INC | 1315 HWY 40 EAST | KINGSLAND | Camden | 200042 | 5 | Flapper Valve | 1986-01-01 | FALSE | 1986-01-01 | FALSE | Currently in Use | Premium | 12000 | Galvanic (STIP-3) | 1986-01-01 |  | Fiberglass Reinforced Plastic | Pressurized
CAMDEN COUNTY ROAD DEPT | 1004 OLD BEDELL PLANTATION RD | WOODBINE | Camden | 10001548 | 1 |  | 2008-08-01 | FALSE | 2008-08-01 | FALSE | Currently in Use | Gas (Historical Use) | 8200 | Composite | 1993-06-19 |  | Fiberglass Reinforced Plastic | Pressurized
CLARKS PARTS & SVC | US HWY 17 & THIRD ST | WOODBINE | Camden | 4200031 | 2 | [5 empty] | Removed from Ground | Gas (Historical Use) | 1000 | Bare Steel | 1966-05-05 | 1995-04-19 | Galvanized Steel
GTRAC XPRESS INC | 5289 LAUREL ISLAND PKWY | KINGSLAND | Camden | 10000419 | 2 |  | 2001-06-01 | FALSE | 2001-06-01 | FALSE | Currently in Use | Premium | 20000 | STIP-3/Double walled | 2001-06-01 |  | Double-Walled Flex
Circle K 2745094 | 1351 GA HWY 40 E | KINGSLAND | Camden | 10002481 | 2B | Flapper Valve | 2015-09-29 | FALSE | 2015-09-29 | FALSE | Currently in Use | E-0 | 5000 | Composite Double Walled | 2015-09-29 |  | Double-Walled Flex | Pressurized
Friendly Express #86 | 1310 BOONE ST | KINGSLAND | Camden | 9020096 | 2REG |  |  |  | 1991-11-07 |  | Removed from Ground | Gas (Historical Use) | 8000 | Bare Steel | 1970-02-15 | 1995-06-01 | Bare Steel | Pressurized
Friendly Express #86 | 1310 BOONE ST | KINGSLAND | Camden | 9020096 | AMID | Flapper Valve | 1995-09-01 | FALSE | 1995-09-01 | FALSE | Currently in Use | Premium | 6000 | Composite | 1995-09-01 |  | Fiberglass Reinforced Plastic | Pressurized
FLASH FOODS #188 | 1321 HWY 40 E | KINGSLAND | Camden | 9020098 | 5 | [5 empty] | Removed from Ground | Other | 280 | Bare Steel | 1976-03-10 | 1997-01-03 | Galvanized Steel | Safe Suction (Euro)
FLASH FOODS #188 | 1321 HWY 40 E | KINGSLAND | Camden | 9020098 | 7 |  | 1997-12-15 |  | 1997-12-15 |  | Removed from Ground | Gas (Historical Use) | 12000 | Composite Double Walled | 1997-12-15 | 2016-12-06 | Double-Walled Flex | Pressurized
FLASH FOODS #188 | 1321 HWY 40 E | KINGSLAND | Camden | 9020098 | 4 | [5 empty] | Removed from Ground | Diesel | 10000 | Bare Steel | 1976-03-10 | 1997-01-03 | Galvanized Steel | Pressurized
GA POWER/KINGSLAND OPER HQ | 135 GROSS RD | KINGSLAND | Camden | 4200027 | 338050 |  | 1992-12-10 | FALSE | 1992-12-10 | FALSE | Removed from Ground | Diesel | 6000 | Composite | 1992-12-10 | 2018-08-20 | Double-Walled Flex | Pressurized
EXIT 1 BP | 2574 SCRUBBY BLUFF RD | KINGSLAND | Camden | 10000442 | 1 | Flapper Valve | 1999-11-01 | FALSE | 1999-11-01 | FALSE | Currently in Use | Diesel | 8000 | Composite | 1999-11-01 |  | Double-Walled Fiberglass | Pressurized
WOODBINE WATER/WATER TREATMENT F | SPUR 25 & I-95 | WOODBINE | Camden | 9020093 | 2 | [5 empty] | Removed from Ground | Diesel | 1000 | Not Marked/Unknown |  | 1899-12-31 | Not Marked
KING TRAVEL XPRESS | 1409 A HARRIETS BLUFF RD | WOODBINE | Camden | 9020135 | 2B |  | 2000-11-01 | FALSE | 2000-11-01 | FALSE | Currently in Use | Diesel | 4000 | Composite | 2000-11-01 |  |  | Pressurized
Circle K 2745100 | 1877 HARRIETS BLUFF RD | WOODBINE | Camden | 9020015 | 9A | Flapper Valve | 2018-11-13 | FALSE | 2018-11-13 | FALSE | Currently in Use | Premium | 12000 | Tank Jacket Double Walled |  |  | Double-Walled Fiberglass | Pressurized
PUMP N PANTRY | SATILLA BLUFF RD | WOODBINE | Camden | 4190004 | 6 |  | 1998-10-12 |  | 1998-10-12 |  | Removed from Ground | Gas (Historical Use) | 4000 | Cathodically Protected Steel | 1980-03-10 | 2011-08-30 | Cathodically Protected | Suction (American)
GTRAC XPRESS INC | 5289 LAUREL ISLAND PKWY | KINGSLAND | Camden | 10000419 | 3 |  | 2001-06-01 | FALSE | 2001-06-01 | FALSE | Currently in Use | Diesel | 20000 | STIP-3/Double walled | 2001-06-01 |  | Double-Walled Flex
CAMDEN COUNTY MAINTANANCE COMPLEX | 75 PAW PRINT TRL | KINGSLAND | Camden | 10001688 | 1 | Ball Float | 2002-02-01 | FALSE | 2002-02-01 | FALSE | Currently in Use | Diesel | 12000 | Composite | 2002-03-01 |  | Fiberglass Reinforced Plastic | Pressurized
CITY OF WOODBINE | 1100 BEDWELL AVENUE | WOODBINE | Camden | 10001069 | 4 |  |  | FALSE |  | FALSE | Removed from Ground | Kerosene | 300 | Unknown | 2016-10-19 | 2016-10-19
F B BUCHANAN GEN MERCHANDISE | RFD 1 BOX 65 | WOODBINE | Camden | 4200032 | 3 | [5 empty] | Removed from Ground | Empty | 1000 | Bare Steel | 1966-05-05 | 1899-12-31 | Galvanized Steel
EXIT 1 BP | 2574 SCRUBBY BLUFF RD | KINGSLAND | Camden | 10000442 | 3 | Flapper Valve | 1999-11-01 | FALSE | 1999-11-01 | FALSE | Currently in Use | Regular | 12000 | Composite | 1999-11-01 |  | Double-Walled Fiberglass | Pressurized
Circle K 2745094 | 1351 GA HWY 40 E | KINGSLAND | Camden | 10002481 | 2A | Flapper Valve | 2015-09-29 | FALSE | 2015-09-29 | FALSE | Currently in Use | Premium | 10000 | Composite Double Walled | 2015-09-29 |  | Double-Walled Fiberglass | Pressurized
CITY OF WOODBINE | 1100 BEDWELL AVENUE | WOODBINE | Camden | 10001069 | 1 |  |  | FALSE |  | FALSE | Removed from Ground | Kerosene | 0 | Unknown | 2004-01-01 | 2004-01-01 | Unknown
MCRAWLS INC | I-95 & SPUR GA HWY 25 | WOODBINE | Camden | 4200030 | 5 | [5 empty] | Removed from Ground | Empty | 10000 | Bare Steel | 1975-05-06 | 1991-01-01 | Galvanized Steel
SUNSHINE TRAVEL | 2040 E 10TH ST | WOODBINE | Camden | 9020105 | 1 |  | 1993-03-05 |  | 1993-03-05 |  | Temporarily out of use | Kerosene | 4000 | Composite | 1993-02-01 |  | Fiberglass Reinforced Plastic | Pressurized
RAWLS COUNTRY MALL | 807 BEDELL AVE | WOODBINE | Camden | 9020127 | 3 | [5 empty] | Removed from Ground | Gas (Historical Use) | 2000 | Bare Steel | 1999-03-25 | 1999-03-25 | Bare Steel
Circle K 2745061 | 1211 E KING AVE | KINGSLAND | Camden | 200044 | 1 |  | 1987-01-01 |  | 1987-01-01 |  | Removed from Ground | Kerosene | 3000 | Composite | 1987-01-01 | 2000-08-24 | Fiberglass Reinforced Plastic | Pressurized
JAMIE ULMER | 8005 US HWY 17 | WOODBINE | Camden | 10002376 | 1 |  |  | FALSE |  | FALSE | Removed from Ground | Not Marked/Tank Removed | 0 | Unknown |  | 1899-12-31 | Unknown
RHONE-POULENC AG CO | PO BOX 428 | WOODBINE | Camden | 202001 | GAS-3 | [5 empty] | Removed from Ground | Gas (Historical Use) | 3000 | Bare Steel | 1973-11-07 | 1987-01-18 | Galvanized Steel
Circle K 2745100 | 1877 HARRIETS BLUFF RD | WOODBINE | Camden | 9020015 | 1 |  | 1989-02-01 | FALSE | 1989-02-01 | FALSE | Removed from Ground | Gas (Historical Use) | 8200 | Composite | 1989-02-01 |  | Fiberglass Reinforced Plastic | Pressurized
TOBACCO & BEVERAGE MART | 800 E KING Ave | KINGSLAND | Camden | 200040 | 5A | Flapper Valve | 1995-01-24 | FALSE | 1995-01-24 | FALSE | Currently in Use | Premium | 5000 | Composite | 1995-01-27 |  | Fiberglass Reinforced Plastic | Pressurized
KINGSLAND SHELL | 2600 SCRUBBY BLUFF ROAD | KINGSLAND | Camden | 10000052 | 2A | Ball Float | 2000-01-01 | FALSE | 2000-01-01 | FALSE | Currently in Use | Regular | 8000 | Composite | 2000-01-01 |  | Double-Walled Fiberglass | Pressurized
JAMIE ULMER | 8005 US HWY 17 | WOODBINE | Camden | 10002376 | 2 |  |  | FALSE |  | FALSE | Removed from Ground |  | 0 | Unknown |  | 1899-12-31 | Unknown
KINGSLAND SHELL | 2600 SCRUBBY BLUFF ROAD | KINGSLAND | Camden | 10000052 | 2B | Ball Float | 2000-01-01 | FALSE | 2000-01-01 | FALSE | Currently in Use | Diesel | 4000 | Composite | 2000-01-01 |  | Double-Walled Fiberglass | Pressurized
NIMI ENTERPRISES INC | 1315 HWY 40 EAST | KINGSLAND | Camden | 200042 | 4 | Flapper Valve | 1986-01-01 | FALSE | 1986-01-01 | FALSE | Currently in Use | Regular | 12000 | Galvanic (STIP-3) | 1986-01-01 |  | Fiberglass Reinforced Plastic | Pressurized
NIMI ENTERPRISES INC | 1315 HWY 40 EAST | KINGSLAND | Camden | 200042 | 1 |  | 1986-01-01 |  | 1986-01-01 |  | Temporarily out of use | Diesel | 20000 | Galvanic (STIP-3) | 1986-01-01 |  | Fiberglass Reinforced Plastic | Pressurized
FORMER GAS STATION-NAME UNKNOWN | 5991 US 17 N | KINGSLAND | Camden | 10001760 | 3 |  |  | FALSE |  | FALSE | Removed from Ground | Gas (Historical Use) | 500 | Bare Steel | 2006-12-01 | 2006-12-01 | Bare Steel | Safe Suction (Euro)
CLARKS PARTS & SVC | US HWY 17 & THIRD ST | WOODBINE | Camden | 4200031 | 1 | [5 empty] | Removed from Ground | Gas (Historical Use) | 4000 | Bare Steel | 1979-05-06 | 1995-04-19 | Galvanized Steel
CORY'S CORNER INC | 10 TH & CAMDEN | WOODBINE | Camden | 9020097 | UL-1 | [5 empty] | Removed from Ground | Gas (Historical Use) | 4000 | Marked Unknown | 1982-01-01 | 1995-07-25 | Not Marked | Safe Suction (Euro)
WOODBINE WATER/WATER TREATMENT F | SPUR 25 & I-95 | WOODBINE | Camden | 9020093 | 1 | [5 empty] | Removed from Ground | Gas (Historical Use) | 1000 | Not Marked/Unknown |  | 1899-12-31 | Not Marked
Circle K 2745100 | 1877 HARRIETS BLUFF RD | WOODBINE | Camden | 9020015 | 2 |  | 1989-02-01 | FALSE | 1989-02-01 | FALSE | Removed from Ground | Gas (Historical Use) | 8200 | Composite | 1989-02-01 |  | Fiberglass Reinforced Plastic | Pressurized
GA FC/CAMDEN CO UNIT | 4350 HWY 17/S 3MI S OF WOODBINE | WOODBINE | Camden | 4200012 | 1 | [5 empty] | Removed from Ground | Gas (Historical Use) | 560 | Bare Steel | 1961-01-23 | 1995-05-01 | Galvanized Steel | Safe Suction (Euro)
F B BUCHANAN GEN MERCHANDISE | RFD 1 BOX 65 | WOODBINE | Camden | 4200032 | 2 | [5 empty] | Removed from Ground | Gas (Historical Use) | 1000 | Bare Steel | 1966-05-05 | 1899-12-31 | Galvanized Steel
RAWLS COUNTRY MALL | 807 BEDELL AVE | WOODBINE | Camden | 9020127 | 2 | [5 empty] | Removed from Ground | Gas (Historical Use) | 2000 | Bare Steel | 1999-03-25 | 1999-03-25 | Bare Steel
Circle K 2745100 | 1877 HARRIETS BLUFF RD | WOODBINE | Camden | 9020015 | 7 |  | 2008-02-14 | FALSE | 2008-02-14 | FALSE | Removed from Ground | Diesel | 30000 | Composite Double Walled | 2008-02-14 |  | Steel/FG Secondary containment | Pressurized
Circle K 2745100 | 1877 HARRIETS BLUFF RD | WOODBINE | Camden | 9020015 | 5 |  | 1989-02-01 | FALSE | 1989-02-01 | FALSE | Removed from Ground | Diesel | 30000 | Composite | 1989-02-01 |  | Fiberglass Reinforced Plastic | Pressurized
Circle K 2745100 | 1877 HARRIETS BLUFF RD | WOODBINE | Camden | 9020015 | 4 |  | 1989-02-01 | FALSE | 1989-02-01 | FALSE | Removed from Ground | Diesel | 15000 | Composite | 1989-02-01 |  | Fiberglass Reinforced Plastic | Pressurized
SNAPPY FOODS | 608 BEDELL AVE | WOODBINE | Camden | 9000450 | 2 | Flapper Valve | 1995-01-01 | FALSE | 1995-01-01 | FALSE | Currently in Use | Premium | 6000 | Steel-Impressed Current | 1977-02-26 |  | Fiberglass Reinforced Plastic | Suction (American)
NIMI ENTERPRISES INC | 1315 HWY 40 EAST | KINGSLAND | Camden | 200042 | 2 |  | 1986-01-01 |  | 1986-01-01 |  | Currently in Use | Diesel | 20000 | Galvanic (STIP-3) | 1986-01-01 |  | Fiberglass Reinforced Plastic | Pressurized
KINGSLAND SHELL | 2600 SCRUBBY BLUFF ROAD | KINGSLAND | Camden | 10000052 | 1 | Ball Float | 2000-01-01 | FALSE | 2000-01-01 | FALSE | Currently in Use | Gas (Historical Use) | 12000 | Composite | 2000-01-01 |  | Double-Walled Fiberglass | Pressurized
FORMER GAS STATION-NAME UNKNOWN | 5991 US 17 N | KINGSLAND | Camden | 10001760 | 2 |  |  | FALSE |  | FALSE | Removed from Ground | Gas (Historical Use) | 500 | Bare Steel | 2006-12-01 | 2006-12-01 | Bare Steel | Safe Suction (Euro)
Circle K 2745094 | 1351 GA HWY 40 E | KINGSLAND | Camden | 10002481 | 3 | Flapper Valve | 2015-09-29 | FALSE | 2015-09-29 | FALSE | Currently in Use | Diesel | 10000 | Composite Double Walled | 2015-09-29 |  | Double-Walled Flex | Pressurized
CITY OF WOODBINE | 1100 BEDWELL AVENUE | WOODBINE | Camden | 10001069 | 3 |  |  | FALSE |  | FALSE | Removed from Ground | Gas (Historical Use) | 0 | Unknown | 2004-01-01 | 2004-01-01 | Unknown
MCRAWLS INC | I-95 & SPUR GA HWY 25 | WOODBINE | Camden | 4200030 | 2 | [5 empty] | Removed from Ground | Gas (Historical Use) | 10000 | Bare Steel | 1975-05-06 | 1991-01-01 | Galvanized Steel
RHONE-POULENC AG CO | PO BOX 428 | WOODBINE | Camden | 202001 | FO-7 | [5 empty] | Removed from Ground | Kerosene | 4284 | Bare Steel | 1966-11-09 | 1987-01-11 | Galvanized Steel
GA POWER/KINGSLAND OPER HQ | 135 GROSS RD | KINGSLAND | Camden | 4200027 | KG-2 | [5 empty] | Closed in Ground | Diesel | 6000 | Fiberglass | 1985-01-01 | 1993-04-28 | Bare Steel | Gravity Fed
GTRAC XPRESS INC | 5289 LAUREL ISLAND PKWY | KINGSLAND | Camden | 10000419 | 1 |  | 2001-06-01 | FALSE | 2001-06-01 | FALSE | Currently in Use | Regular | 20000 | STIP-3/Double walled | 2001-06-01 |  | Double-Walled Flex
CITY OF WOODBINE | 1100 BEDWELL AVENUE | WOODBINE | Camden | 10001069 | 2 |  |  | FALSE |  | FALSE | Removed from Ground | Gas (Historical Use) | 0 | Unknown | 2004-01-01 | 2004-01-01 | Unknown
CLARKS PARTS & SVC | US HWY 17 & THIRD ST | WOODBINE | Camden | 4200031 | 5 | [5 empty] | Removed from Ground | Kerosene | 560 | Bare Steel | 1973-05-05 | 1899-12-31 | Galvanized Steel
CLARKS PARTS & SVC | US HWY 17 & THIRD ST | WOODBINE | Camden | 4200031 | 4 | [5 empty] | Removed from Ground | Diesel | 1000 | Bare Steel | 1966-05-05 | 1995-04-19 | Galvanized Steel
RAWLS COUNTRY MALL | 807 BEDELL AVE | WOODBINE | Camden | 9020127 | 6 |  | 1998-01-07 |  | 1998-01-07 |  | Temporarily out of use | Gas (Historical Use) | 2000 | Composite | 1998-12-30 |  | Fiberglass Reinforced Plastic | Safe Suction (Euro)
Circle K 2745100 | 1877 HARRIETS BLUFF RD | WOODBINE | Camden | 9020015 | 11 | Flapper Valve | 2018-11-13 | FALSE | 2018-11-13 | FALSE | Currently in Use | Diesel | 20000 | Tank Jacket Double Walled | 2018-11-13 |  | Double-Walled Fiberglass | Pressurized
RHONE-POULENC AG CO | PO BOX 428 | WOODBINE | Camden | 202001 | GAS-1OLD | [5 empty] | Removed from Ground | Gas (Historical Use) | 3000 | Bare Steel | 1969-01-01 | 1988-12-14 | Galvanized Steel
RAWLS COUNTRY MALL | 807 BEDELL AVE | WOODBINE | Camden | 9020127 | 1 | [5 empty] | Removed from Ground | Gas (Historical Use) | 2000 | Bare Steel | 1999-03-25 | 1999-03-25 | Bare Steel
Circle K 2745094 | 1351 GA HWY 40 E | KINGSLAND | Camden | 10002481 | 1 | Flapper Valve | 2015-09-29 | FALSE | 2015-09-29 | FALSE | Currently in Use | Regular | 15000 | Composite Double Walled | 2015-09-29 |  | Double-Walled Flex | Pressurized
MCRAWLS INC | I-95 & SPUR GA HWY 25 | WOODBINE | Camden | 4200030 | 1 | [5 empty] | Removed from Ground | Gas (Historical Use) | 10000 | Bare Steel | 1975-05-06 | 1991-01-01 | Galvanized Steel
MCRAWLS INC | I-95 & SPUR GA HWY 25 | WOODBINE | Camden | 4200030 | 4 | [5 empty] | Removed from Ground | Diesel | 3000 | Bare Steel | 1975-05-06 | 1991-01-01 | Galvanized Steel
SUNSHINE TRAVEL | 2040 E 10TH ST | WOODBINE | Camden | 9020105 | 3 | Ball Float | 1993-03-05 | FALSE | 1993-03-05 | FALSE | Currently in Use | Regular | 10000 | Composite | 1993-02-01 |  | Fiberglass Reinforced Plastic | Pressurized
SUNSHINE TRAVEL | 2040 E 10TH ST | WOODBINE | Camden | 9020105 | 5 | Ball Float | 1993-03-05 | FALSE | 1993-03-05 | FALSE | Currently in Use | Diesel | 20000 | Composite | 1993-02-01 |  | Fiberglass Reinforced Plastic | Pressurized
SUNSHINE TRAVEL | 2040 E 10TH ST | WOODBINE | Camden | 9020105 | 4 | Ball Float | 1993-03-05 | FALSE | 1993-03-05 | FALSE | Currently in Use | Premium | 10000 | Composite | 1993-02-01 |  | Fiberglass Reinforced Plastic | Pressurized
CLARKS PARTS & SVC | US HWY 17 & THIRD ST | WOODBINE | Camden | 4200031 | 3 | [5 empty] | Removed from Ground | Gas (Historical Use) | 1000 | Bare Steel | 1966-05-05 | 1995-04-19 | Galvanized Steel
RHONE-POULENC AG CO | PO BOX 428 | WOODBINE | Camden | 202001 | GAS-1 | [5 empty] | Removed from Ground | Gas (Historical Use) | 3000 | Bare Steel | 1970-11-08 | 1989-12-01 | Galvanized Steel
WOODBINE WATER/WATER TREATMENT F | SPUR 25 & I-95 | WOODBINE | Camden | 9020093 | 3 | [5 empty] | Removed from Ground | Gas (Historical Use) | 150 | Not Marked/Unknown |  | 1899-12-31 | Not Marked
KING TRAVEL XPRESS | 1409 A HARRIETS BLUFF RD | WOODBINE | Camden | 9020135 | 1 |  | 2000-11-01 | FALSE | 2000-11-01 | FALSE | Currently in Use | Gas (Historical Use) | 10000 | Composite | 2000-11-01 |  |  | Pressurized
Circle K 2745100 | 1877 HARRIETS BLUFF RD | WOODBINE | Camden | 9020015 | 10 | Flapper Valve | 2018-11-13 | FALSE | 2018-11-13 | FALSE | Currently in Use | Diesel | 20000 | Tank Jacket Double Walled | 2018-11-13 |  | Double-Walled Fiberglass | Pressurized
WOODBINE LAUNDRY MAT | 313 VEDELL AVE | WOODBINE | Camden | 9020086 | 1 | [5 empty] | Removed from Ground | Gas (Historical Use) | 500 | Bare Steel | 1953-01-01 | 1980-01-01 | Galvanized Steel | Suction (American)
GA DOT 10548/CAMDEN CO MAINT HQ | 5676 BIDELLS ROAD | WOODBINE | Camden | 4200015 | 548G1 | [5 empty] | Removed from Ground | Gas (Historical Use) | 1000 | Bare Steel | 1998-12-22 | 2005-05-11 | Galvanized Steel | Suction (American)
PUMP N PANTRY | SATILLA BLUFF RD | WOODBINE | Camden | 4190004 | 4 |  | 1998-10-12 |  | 1998-10-12 |  | Removed from Ground | Gas (Historical Use) | 8000 | Cathodically Protected Steel | 1980-03-10 | 2011-08-30 | Cathodically Protected | Suction (American)
PUMP N PANTRY | SATILLA BLUFF RD | WOODBINE | Camden | 4190004 | 1 |  | 1998-10-12 |  | 1998-10-12 |  | Removed from Ground | Gas (Historical Use) | 4000 | Steel-Impressed Current | 1980-03-10 | 2011-08-30 | Cathodically Protected | Suction (American)
GA FC/CAMDEN CO UNIT | 4350 HWY 17/S 3MI S OF WOODBINE | WOODBINE | Camden | 4200012 | 2 | [5 empty] | Removed from Ground | Diesel | 560 | Bare Steel | 1961-01-23 | 1995-05-09 | Galvanized Steel
PUMP N PANTRY | SATILLA BLUFF RD | WOODBINE | Camden | 4190004 | 3 |  | 1998-10-12 |  | 1998-10-12 |  | Removed from Ground | Gas (Historical Use) | 8000 | Cathodically Protected Steel | 1980-03-10 | 2011-08-30 | Cathodically Protected | Suction (American)
KING TRAVEL XPRESS | 1409 A HARRIETS BLUFF RD | WOODBINE | Camden | 9020135 | 2A |  | 2000-11-01 | FALSE | 2000-11-01 | FALSE | Currently in Use | Gas (Historical Use) | 6000 | Composite | 2000-11-01 |  |  | Pressurized
PUMP N PANTRY | SATILLA BLUFF RD | WOODBINE | Camden | 4190004 | 5 |  | 1998-10-12 |  | 1998-10-12 |  | Removed from Ground | Gas (Historical Use) | 4000 | Cathodically Protected Steel | 1980-03-10 | 2011-08-30 | Cathodically Protected | Suction (American)
Friendly Express #86 | 1310 BOONE ST | KINGSLAND | Camden | 9020096 | BPREM | Flapper Valve | 1995-09-01 | FALSE | 1995-09-01 | FALSE | Currently in Use | Diesel | 6000 | Composite | 1995-09-01 |  | Fiberglass Reinforced Plastic | Pressurized
MOM & POP STORE #1 | 17640 Hwy 40 W | KINGSLAND | Camden | 200045 | 6 | Flapper Valve | 1994-07-20 | FALSE | 1994-07-20 | FALSE | Currently in Use | Premium | 8000 | Composite | 1994-07-20 |  | Fiberglass Reinforced Plastic | Pressurized
CAMDEN COUNTY SHERIFF | 209 E 4TH STREET | WOODBINE | Camden | 9020115 | 1 | Flapper Valve | 1998-09-30 | FALSE | 1998-09-30 | FALSE | Currently in Use | Regular | 10000 |  | 1998-09-30 |  | Fiberglass Reinforced Plastic | Pressurized
KING TRAVEL XPRESS | 1409 A HARRIETS BLUFF RD | WOODBINE | Camden | 9020135 | 3 |  | 2000-11-01 | FALSE | 2000-11-01 | FALSE | Currently in Use | Gas (Historical Use) | 8000 | Composite | 2000-11-01 |  |  | Pressurized
RAWLS COUNTRY MALL | 807 BEDELL AVE | WOODBINE | Camden | 9020127 | 5 |  | 1998-01-07 |  | 1998-01-07 |  | Temporarily out of use | Gas (Historical Use) | 2000 | Composite | 1998-12-30 |  | Fiberglass Reinforced Plastic | Safe Suction (Euro)
RAWLS COUNTRY MALL | 807 BEDELL AVE | WOODBINE | Camden | 9020127 | 4 |  | 1998-01-07 |  | 1998-01-07 |  | Temporarily out of use | Gas (Historical Use) | 2000 | Composite | 1998-12-30 |  | Fiberglass Reinforced Plastic | Safe Suction (Euro)
MOM & POP STORE #1 | 17640 Hwy 40 W | KINGSLAND | Camden | 200045 | 8 | Flapper Valve | 1994-07-20 | FALSE | 1994-07-20 | FALSE | Currently in Use | Diesel | 4000 | Composite | 1994-07-20 |  | Fiberglass Reinforced Plastic | Pressurized
NIMI ENTERPRISES INC | 1315 HWY 40 EAST | KINGSLAND | Camden | 200042 | 6 |  | 1986-01-01 |  | 1986-01-01 |  | Temporarily out of use | Gas (Historical Use) | 12000 | Galvanic (STIP-3) | 1986-01-01 |  | Fiberglass Reinforced Plastic | Pressurized
KINGSLAND GROCERY | 500 S LEE ST | KINGSLAND | Camden | 9033352 | 1 | Flapper Valve | 1996-08-26 | FALSE | 1996-08-26 | FALSE | Currently in Use | Regular | 8000 | Steel-Impressed Current | 1987-03-01 |  | Steel (Impressed Current) | Pressurized
JAMIE ULMER | 8005 US HWY 17 | WOODBINE | Camden | 10002376 | 3 |  |  | FALSE |  | FALSE | Removed from Ground |  | 0 | Unknown |  | 1899-12-31 | Unknown
F B BUCHANAN GEN MERCHANDISE | RFD 1 BOX 65 | WOODBINE | Camden | 4200032 | 1 | [5 empty] | Removed from Ground | Gas (Historical Use) | 1000 | Bare Steel | 1966-05-05 | 1899-12-31 | Galvanized Steel
SUNSHINE TRAVEL | 2040 E 10TH ST | WOODBINE | Camden | 9020105 | 2 | Ball Float | 1993-03-05 | FALSE | 1993-03-05 | FALSE | Currently in Use | Regular | 10000 | Composite | 1993-02-01 |  | Fiberglass Reinforced Plastic | Pressurized
CAMDEN COUNTY SHERIFF | 209 E 4TH STREET | WOODBINE | Camden | 9020115 | 2 | Flapper Valve | 1998-09-30 | FALSE | 1998-09-30 | FALSE | Temporarily out of use | Diesel | 4000 |  | 1998-09-30 |  | Double-Walled Flex | Safe Suction (Euro)
Circle K 2745100 | 1877 HARRIETS BLUFF RD | WOODBINE | Camden | 9020015 | 3 |  | 1989-02-01 | FALSE | 1989-02-01 | FALSE | Removed from Ground | Gas (Historical Use) | 8200 | Composite | 1989-02-01 |  | Fiberglass Reinforced Plastic | Pressurized
SNAPPY FOODS | 608 BEDELL AVE | WOODBINE | Camden | 9000450 | 1 | Flapper Valve | 1995-01-01 | FALSE | 1995-01-01 | FALSE | Currently in Use | Regular | 8000 | Steel-Impressed Current | 1977-02-26
FRIENDLY EXPRESS #78 | 2052 Dover Bluff Rd. | WAVERLY | Camden | 9020088 | 3 | Flapper Valve | 1996-06-11 | FALSE | 1996-06-11 | FALSE | Currently in Use | Premium | 6000 | Steel-Impressed Current | 1978-01-01 |  | Fiberglass Reinforced Plastic | Pressurized
FORMER RAWL GASOLINE STATION | HWY 17 & MOSSY OAK TRAIL | WAVERLY | Camden | 10002611 | 1 |  |  | FALSE |  | FALSE | Removed from Ground |  | 0 |  | 2017-03-17 | 2017-04-19
REEDS GROCERY | 4426 BURNT FORT RD HWY 252 | WHITE OAK | Camden | 9020100 | 3B |  | 1999-10-12 | FALSE | 1999-10-12 | FALSE | Temporarily out of use | Premium | 1000 | Composite | 1999-09-17 |  | Fiberglass Reinforced Plastic | Safe Suction (Euro)
OM FOOD MART | 24295 US-17 #1905 | WAVERLY | Camden | 4200022 | 4A | Flapper Valve | 1998-04-22 | FALSE | 1998-04-22 | FALSE | Currently in Use | Regular | 10000 | Composite | 1998-04-22 |  | Fiberglass Reinforced Plastic | Pressurized
OM FOOD MART | 24295 US-17 #1905 | WAVERLY | Camden | 4200022 | 4B | Flapper Valve | 1998-04-22 | FALSE | 1998-04-22 | FALSE | Currently in Use | Plus | 3000 | Composite | 1998-04-22 |  | Fiberglass Reinforced Plastic | Pressurized
GREGORY & BARRY REED DBA REED BR | 7020 US HWY 17 | WAVERLY | Camden | 9020106 | 2 | [5 empty] | Removed from Ground | Gas (Historical Use) | 3500 | Bare Steel | 1998-08-07 | 1998-08-07 | Bare Steel | Suction (American)
FRIENDLY EXPRESS #78 | 2052 Dover Bluff Rd. | WAVERLY | Camden | 9020088 | 2 | Flapper Valve | 1996-06-11 | FALSE | 1996-06-11 | FALSE | Currently in Use | Regular | 8000 | Steel-Impressed Current | 1978-01-01 |  | Fiberglass Reinforced Plastic | Pressurized
FRIENDLY EXPRESS #78 | 2052 Dover Bluff Rd. | WAVERLY | Camden | 9020088 | 4 | Flapper Valve | 1996-06-11 | FALSE | 1996-06-11 | FALSE | Currently in Use | Diesel | 4000 | Steel-Impressed Current | 1982-01-01 |  | Fiberglass Reinforced Plastic | Pressurized
OM FOOD MART | 24295 US-17 #1905 | WAVERLY | Camden | 4200022 | 2 | [5 empty] | Removed from Ground | Gas (Historical Use) | 4000 | Bare Steel | 1986-01-01 | 1998-04-21 | Galvanized Steel | Pressurized
TARBORO MERCANTILE | RFD BOX 26 | WHITE OAK | Camden | 4200028 | 2 | [5 empty] | Permanently Out of Use - historical purposes | Gas (Historical Use) | 1000 | Bare Steel | 1983-05-06 | 1899-12-31 | Galvanized Steel
OM FOOD MART | 24295 US-17 #1905 | WAVERLY | Camden | 4200022 | 3 | [5 empty] | Removed from Ground | Diesel | 4000 | Bare Steel | 1986-01-01 | 1998-04-21 | Galvanized Steel | Pressurized
NAVSUB KINGSBAY | 1063 USS Tennessee Avenue | Kings Bay | Camden | UST-SLOC-9000603 | 3030-02 |  | 1998-11-15 |  | 1987-01-01 |  | Currently in Use | Diesel | 15000 | Fiberglass | 1987-01-01 |  | Cathodically Protected | Pressurized
GREYFIELD MARINE CORP | 250 GRAND AVE | CUMBERLAND ISLAND | Camden | 9020133 | 1 | Flapper Valve | 2000-05-24 | FALSE | 2000-05-24 | FALSE | Currently in Use | Regular | 2000 | Composite | 2000-05-23 |  | Double-Walled Flex | Safe Suction (Euro)
NAVSUB KINGSBAY | 1063 USS Tennessee Avenue | Kings Bay | Camden | UST-SLOC-4200021 | 3020-05 |  |  | TRUE |  | TRUE | Removed from Ground | Used Oil | 550 | Fiberglass | 1986-01-01 | 1998-03-19 | Galvanized Steel | Gravity Fed
NAVSUB KINGSBAY | 1063 USS Tennessee Avenue | Kings Bay | Camden | UST-SLOC-9020071 | 2996-02 |  |  | FALSE |  | FALSE | Removed from Ground | Diesel | 500 | Bare Steel | 1980-01-01 | 1997-01-22 | Double Walled | Suction (American)
NAVSUB KINGSBAY | 1063 USS Tennessee Avenue | Kings Bay | Camden | UST-SLOC-4200021 | 3020-07 |  | 1999-07-16 | TRUE |  | TRUE | Currently in Use | Used Oil | 600 | Fiberglass Double Walled | 1998-02-15 |  | Double Walled | Gravity Fed
NAVSUB KINGSBAY | 1063 USS Tennessee Avenue | Kings Bay | Camden | UST-SLOC-9020062 | 994-01 | [5 empty] | Removed from Ground | Diesel | 500 | Bare Steel | 1983-01-01 | 1996-12-11 | Galvanized Steel | Suction (American)
NAVSUB KINGSBAY | 1063 USS Tennessee Avenue | Kings Bay | Camden | 10002598 | 5199C | Ball Float | 2015-01-01 | FALSE | 2015-01-01 | FALSE | Currently in Use | Used Oil | 1000 | Fiberglass Double Walled | 2015-07-10 |  | Steel/FG Secondary containment | Gravity
NAVSUB KINGSBAY | 1063 USS Tennessee Avenue | Kings Bay | Camden | 10002598 | 5199B |  |  | FALSE |  | FALSE | Currently in Use | Diesel | 12000 | Galvanic (STIP-3) | 2015-07-10 |  | Steel/FG Secondary containment | Pressurized
NAVSUB KINGSBAY | 1063 USS Tennessee Avenue | Kings Bay | Camden | UST-SLOC-9020065 | 1024-05 |  | 1995-10-15 | FALSE | 1995-10-15 | FALSE | Removed from Ground | Gas (Historical Use) | 550 |  | 1995-10-15 |  | Double Walled | Safe Suction (Euro)
NAVSUB KINGSBAY | 1063 USS Tennessee Avenue | Kings Bay | Camden | UST-SLOC-9020058 | 5037-01 | [5 empty] | Removed from Ground | Diesel | 550 | Bare Steel | 1983-05-10 | 1997-11-10 | Not Marked | Safe Suction (Euro)
NAVSUB KINGSBAY | 1063 USS Tennessee Avenue | Kings Bay | Camden | UST-SLOC-9020024 | 5052-05 |  |  | TRUE |  | TRUE | Removed from Ground | Used Oil | 1000 | Bare Steel | 1984-01-01 | 1989-01-01 | Galvanized Steel | Gravity Fed
GREYFIELD MARINE CORP | 250 GRAND AVE | CUMBERLAND ISLAND | Camden | 9020133 | 2 |  |  | FALSE |  | FALSE | Removed from Ground | Gas (Historical Use) | 1000 | Unknown |  | 1899-12-31
NAVSUB KINGSBAY | 1063 USS Tennessee Avenue | Kings Bay | Camden | UST-SLOC-9000603 | 3030-03 |  | 1998-11-15 |  | 1987-01-01 |  | Currently in Use | Diesel | 15000 | Fiberglass | 1987-01-01 |  | Cathodically Protected | Pressurized
NAVSUB KINGSBAY | 1063 USS Tennessee Avenue | Kings Bay | Camden | UST-SLOC-9020062 | 994-02 |  | 1997-01-18 |  | 1997-01-18 |  | Currently in Use | Diesel | 650 | Double Walled | 1997-01-18 |  | Double Walled | Safe Suction (Euro)
DISCOUNT AUTO (OLD GULF STATION) | 815 OSBOURNE ST | SAINT MARYS | Camden | 9020094 | 6 | [5 empty] | Removed from Ground | Diesel | 4000 | Not Marked/Unknown |  | 1899-12-31 | Not Marked
LITTLE CUMBERLAND ISLAND HOME OW | LITTLE CUMBERLAND ISLAND | JEKYLL ISLAND | Camden | 9020003 | 1 | [5 empty] | Permanently Out of Use - historical purposes | Gas (Historical Use) | 1000 | Bare Steel | 1971-01-01 | 1899-12-31 | Galvanized Steel
DISCOUNT AUTO (OLD GULF STATION) | 815 OSBOURNE ST | SAINT MARYS | Camden | 9020094 | 8 | [5 empty] | Removed from Ground | Gas (Historical Use) | 1000 | Not Marked/Unknown |  | 1899-12-31 | Not Marked
DISCOUNT AUTO (OLD GULF STATION) | 815 OSBOURNE ST | SAINT MARYS | Camden | 9020094 | 2 | [5 empty] | Removed from Ground | Other | 4000 | Not Marked/Unknown |  | 1899-12-31 | Not Marked
LITTLE CUMBERLAND ISLAND HOME OW | LITTLE CUMBERLAND ISLAND | JEKYLL ISLAND | Camden | 9020003 | 2 | [5 empty] | Permanently Out of Use - historical purposes | Gas (Historical Use) | 1000 | Bare Steel | 1971-01-01 | 1899-12-31 | Galvanized Steel
CITY OF KINGSLAND | 595 S GROVE BLVD | KINGSLAND | Camden | 9020125 | 3 | [5 empty] | Removed from Ground | Gas (Historical Use) | 2000 | Bare Steel |  | 1899-12-31 | Bare Steel
DISCOUNT AUTO (OLD GULF STATION) | 815 OSBOURNE ST | SAINT MARYS | Camden | 9020094 | 9 | [5 empty] | Removed from Ground | Gas (Historical Use) | 1000 | Not Marked/Unknown |  | 1899-12-31 | Not Marked
CITY OF KINGSLAND | 595 S GROVE BLVD | KINGSLAND | Camden | 9020125 | 2 | [5 empty] | Removed from Ground | Gas (Historical Use) | 2000 | Bare Steel |  | 1899-12-31 | Bare Steel
DISCOUNT AUTO (OLD GULF STATION) | 815 OSBOURNE ST | SAINT MARYS | Camden | 9020094 | 1 | [5 empty] | Removed from Ground | Other | 4000 | Not Marked/Unknown |  | 1899-12-31 | Not Marked
OM FOOD MART | 24295 US-17 #1905 | WAVERLY | Camden | 4200022 | 4C | Flapper Valve | 1998-04-22 | FALSE | 1998-04-22 | FALSE | Currently in Use | Diesel On Road | 3000 | Composite | 1998-04-22 |  | Fiberglass Reinforced Plastic | Pressurized
GREGORY & BARRY REED DBA REED BR | 7020 US HWY 17 | WAVERLY | Camden | 9020106 | 1 | [5 empty] | Removed from Ground | Gas (Historical Use) | 3500 | Cathodically Protected Steel | 1998-08-07 | 1998-08-07 | Bare Steel | Suction (American)
REEDS GROCERY | 4426 BURNT FORT RD HWY 252 | WHITE OAK | Camden | 9020100 | 2 | [5 empty] | Removed from Ground | Gas (Historical Use) | 2000 | Bare Steel | 1998-12-22 | 1998-12-22 | Galvanized Steel | Safe Suction (Euro)
FRIENDLY EXPRESS #78 | 2052 Dover Bluff Rd. | WAVERLY | Camden | 9020088 | 1 | Flapper Valve | 1996-06-11 | FALSE | 1996-06-11 | FALSE | Currently in Use | Regular | 8000 | Steel-Impressed Current | 1978-01-01 |  | Fiberglass Reinforced Plastic | Pressurized
GREGORY & BARRY REED DBA REED BR | 7020 US HWY 17 | WAVERLY | Camden | 9020106 | 3 | [5 empty] | Removed from Ground | Gas (Historical Use) | 3500 | Cathodically Protected Steel | 1998-08-07 | 1998-08-07 | Bare Steel | Suction (American)
REEDS GROCERY | 4426 BURNT FORT RD HWY 252 | WHITE OAK | Camden | 9020100 | 1 | [5 empty] | Removed from Ground | Gas (Historical Use) | 2000 | Bare Steel | 1998-12-22 | 1998-12-22 | Galvanized Steel | Suction (American)
TARBORO MERCANTILE | RFD BOX 26 | WHITE OAK | Camden | 4200028 | 1 | [5 empty] | Permanently Out of Use - historical purposes | Gas (Historical Use) | 560 | Bare Steel | 1966-05-05 | 1899-12-31 | Galvanized Steel
DISCOUNT AUTO (OLD GULF STATION) | 815 OSBOURNE ST | SAINT MARYS | Camden | 9020094 | 3 | [5 empty] | Removed from Ground | Other | 4000 | Not Marked/Unknown |  | 1899-12-31 | Not Marked
CITY OF KINGSLAND | 595 S GROVE BLVD | KINGSLAND | Camden | 9020125 | 1 | [5 empty] | Removed from Ground | Gas (Historical Use) | 2000 | Bare Steel |  | 1899-12-31 | Bare Steel
NAVSUB KINGSBAY | 1063 USS Tennessee Avenue | Kings Bay | Camden | UST-SLOC-9020052 | 2006-1 | [5 empty] | Currently in Use | Diesel | 550 | Bare Steel | 1980-01-01 |  | Not Marked | Safe Suction (Euro)
NAVSUB KINGSBAY | 1063 USS Tennessee Avenue | Kings Bay | Camden | UST-SLOC-9020061 | 5931-01 | [5 empty] | Currently in Use | Diesel | 48000 | Bare Steel | 1988-05-09 |  | Bare Steel | Gravity Fed
NAVSUB KINGSBAY | 1063 USS Tennessee Avenue | Kings Bay | Camden | UST-SLOC-9020049 | 2012-01 | [5 empty] | Removed from Ground | Diesel | 2000 | Bare Steel | 1981-05-09 | 1986-06-01 | Bare Steel
NAVSUB KINGSBAY | 1063 USS Tennessee Avenue | Kings Bay | Camden | UST-SLOC-9020065 | 1024-06 |  | 1995-10-15 | FALSE | 1995-10-15 | FALSE | Removed from Ground | Used Oil | 600 | Fiberglass Double Walled | 1997-01-01 | 2018-09-24 | Double-Walled Fiberglass | Pressurized
NAVSUB KINGSBAY | 1063 USS Tennessee Avenue | Kings Bay | Camden | UST-SLOC-4200021 | 3020-02 |  | 1998-01-28 |  | 1995-02-02 |  | Removed from Ground | Gas (Historical Use) | 10000 | Fiberglass | 1986-01-01 | 1899-12-31 | Fiberglass Reinforced Plastic | Suction (American)
NAVSUB KINGSBAY | 1063 USS Tennessee Avenue | Kings Bay | Camden | UST-SLOC-9020060 | 5043-01 |  | 1998-01-12 | FALSE | 1996-02-06 | FALSE | Temporarily out of use | Diesel | 15000 | Fiberglass | 1985-01-01 |  | Galvanized Steel | Pressurized
NAVSUB KINGSBAY | 1063 USS Tennessee Avenue | Kings Bay | Camden | UST-SLOC-9000667 | 2007-11 |  | 1997-05-12 | FALSE | 1997-05-12 | FALSE | Currently in Use | Gas (Historical Use) | 4000 | Fiberglass Double Walled | 1997-05-01 |  | Double-Walled Fiberglass | Pressurized
NAVSUB KINGSBAY | 1063 USS Tennessee Avenue | Kings Bay | Camden | UST-SLOC-9020032 | 1031-01 | [5 empty] | Removed from Ground | Diesel | 1500 | Fiberglass | 1983-05-10 | 1986-06-01 | Unknown | Suction (American)
NAVSUB KINGSBAY | 1063 USS Tennessee Avenue | Kings Bay | Camden | UST-SLOC-9020035 | 1040-01 | [5 empty] | Removed from Ground | Diesel | 6000 | Bare Steel | 1983-05-10 | 1986-06-01 | Bare Steel | Suction (American)
NAVSUB KINGSBAY | 1063 USS Tennessee Avenue | Kings Bay | Camden | UST-SLOC-9000667 | 2007-06 |  | 1997-11-18 |  | 1985-01-01 |  | Currently in Use | Diesel | 6000 | Fiberglass | 1985-01-01 |  | Fiberglass Reinforced Plastic | Pressurized
NAVSUB KINGSBAY | 1063 USS Tennessee Avenue | Kings Bay | Camden | UST-SLOC-9020005 | 5017-01 | [5 empty] | Removed from Ground | Diesel | 48000 | Fiberglass | 1979-01-01 | 1991-08-01 | Bare Steel
NAVSUB KINGSBAY | 1063 USS Tennessee Avenue | Kings Bay | Camden | UST-SLOC-9020005 | 5017-02 | [5 empty] | Removed from Ground | Diesel | 48000 | Fiberglass | 1979-01-01 | 1991-08-01 | Bare Steel
NAVSUB KINGSBAY | 1063 USS Tennessee Avenue | Kings Bay | Camden | UST-SLOC-9000667 | 2007-03 | [5 empty] | Removed from Ground | Gas (Historical Use) | 4000 | Bare Steel | 1981-05-09 | 1997-03-26 | Bare Steel | Pressurized
OM FOOD MART | 24295 US-17 #1905 | WAVERLY | Camden | 4200022 | 1 | [5 empty] | Removed from Ground | Gas (Historical Use) | 6000 | Bare Steel | 1986-01-01 | 1998-04-21 | Galvanized Steel | Pressurized
REEDS GROCERY | 4426 BURNT FORT RD HWY 252 | WHITE OAK | Camden | 9020100 | 3A | Flapper Valve | 1999-10-12 | FALSE | 1999-10-12 | FALSE | Currently in Use | Regular | 1000 | Composite | 1999-09-17 |  | Fiberglass Reinforced Plastic | Safe Suction (Euro)
TARBORO MERCANTILE | RFD BOX 26 | WHITE OAK | Camden | 4200028 | 3 | [5 empty] | Permanently Out of Use - historical purposes | Empty | 1000 | Bare Steel | 1966-05-05 | 1899-12-31 | Galvanized Steel
NAVSUB KINGSBAY | 1063 USS Tennessee Avenue | Kings Bay | Camden | UST-SLOC-9020024 | 5052-06 |  | 1999-03-05 | TRUE | 1999-03-05 | TRUE | Currently in Use | Used Oil | 1000 | Galvanic (STIP-3) | 1989-01-01 |  | Not Marked | Gravity Fed
NAVSUB KINGSBAY | 1063 USS Tennessee Avenue | Kings Bay | Camden | UST-SLOC-4200021 | 3020-06 |  | 1999-07-16 | TRUE |  | TRUE | Currently in Use | Used Oil | 1000 | Fiberglass Double Walled | 1998-02-15 |  | Double Walled | Gravity Fed
NAVSUB KINGSBAY | 1063 USS Tennessee Avenue | Kings Bay | Camden | UST-SLOC-9020039 | 1028-1 | [5 empty] | Removed from Ground | Diesel | 10000 | Bare Steel | 1983-05-10 | 1999-08-11 | Bare Steel | Suction (American)
NAVSUB KINGSBAY | 1063 USS Tennessee Avenue | Kings Bay | Camden | UST-SLOC-9000667 | 2007-04 |  | 1997-11-18 |  | 1985-01-01 |  | Currently in Use | Gas (Historical Use) | 6000 | Fiberglass | 1985-01-01 |  | Fiberglass Reinforced Plastic | Pressurized
NAVSUB KINGSBAY | 1063 USS Tennessee Avenue | Kings Bay | Camden | UST-SLOC-9020065 | 1024-04 |  |  | TRUE |  | TRUE | Currently in Use | Premium | 10000 | Fiberglass Double Walled | 1985-01-01 | 1997-11-30 | Not Marked | Gravity Fed
NAVSUB KINGSBAY | 1063 USS Tennessee Avenue | Kings Bay | Camden | 10002598 | 5199-A |  |  | FALSE |  | FALSE | Currently in Use | Diesel | 12000 | Galvanic (STIP-3) | 2015-07-10 |  | Steel/FG Secondary containment | Pressurized
NAVSUB KINGSBAY | 1063 USS Tennessee Avenue | Kings Bay | Camden | UST-SLOC-9020064 | 999-02 |  | 1997-02-07 | FALSE | 1997-02-07 | FALSE | Currently in Use | Diesel | 300 | Fiberglass Double Walled | 1998-02-07 |  | Fiberglass Reinforced Plastic | Safe Suction (Euro)
NAVSUB KINGSBAY | 1063 USS Tennessee Avenue | Kings Bay | Camden | UST-SLOC-9020039 | 1028-2 |  | 1998-07-20 | FALSE | 1998-07-20 | FALSE | Removed from Ground | Diesel | 2500 |  | 1998-06-26 | 2019-11-18 |  | Suction (American)
NAVSUB KINGSBAY | 1063 USS Tennessee Avenue | Kings Bay | Camden | UST-SLOC-9020061 | 5931-03 | [5 empty] | Currently in Use | Diesel | 48000 | Bare Steel | 1988-05-09 |  | Bare Steel | Gravity Fed
NAVSUB KINGSBAY | 1063 USS Tennessee Avenue | Kings Bay | Camden | UST-SLOC-9020037 | 1033-01 | [5 empty] | Removed from Ground | Diesel | 6000 | Bare Steel | 1983-05-10 | 1988-12-01 | Bare Steel
NAVSUB KINGSBAY | 1063 USS Tennessee Avenue | Kings Bay | Camden | UST-SLOC-9020078 | 6998-02 |  | 1997-02-12 | FALSE | 1997-02-12 | FALSE | Currently in Use | Diesel | 300 | Fiberglass Double Walled | 1997-02-12 |  | Fiberglass Reinforced Plastic | Safe Suction (Euro)
NAVSUB KINGSBAY | 1063 USS Tennessee Avenue | Kings Bay | Camden | UST-SLOC-9020007 | 2022-01 | [5 empty] | Removed from Ground | Diesel | 4000 | Bare Steel | 1984-05-09 | 1986-02-28 | Bare Steel | Suction (American)
NAVSUB KINGSBAY | 1063 USS Tennessee Avenue | Kings Bay | Camden | UST-SLOC-4200021 | 3020-01 |  | 1998-01-28 |  | 1995-02-02 |  | Removed from Ground | Gas (Historical Use) | 10000 | Fiberglass | 1986-01-01 | 1899-12-31 | Fiberglass Reinforced Plastic | Suction (American)
NAVSUB KINGSBAY | 1063 USS Tennessee Avenue | Kings Bay | Camden | UST-SLOC-9020063 | 995-01 | [5 empty] | Removed from Ground | Other | 550 | Bare Steel | 1983-01-01 | 1996-12-20 | Galvanized Steel | Safe Suction (Euro)
NAVSUB KINGSBAY | 1063 USS Tennessee Avenue | Kings Bay | Camden | UST-SLOC-4200021 | 3020-04 |  |  | TRUE |  | TRUE | Removed from Ground | Used Oil | 1000 | Bare Steel | 1986-01-01 | 1998-02-13 | Fiberglass Reinforced Plastic | Gravity Fed
NAVSUB KINGSBAY | 1063 USS Tennessee Avenue | Kings Bay | Camden | UST-SLOC-9020067 | 1065-C | [5 empty] | Removed from Ground | Diesel | 2000 | Bare Steel | 1985-01-01 | 1988-11-01 | Bare Steel | Suction (American)
NAVSUB KINGSBAY | 1063 USS Tennessee Avenue | Kings Bay | Camden | UST-SLOC-9020029 | 99-01 | [5 empty] | Removed from Ground | Diesel | 2650 | Bare Steel | 1982-05-09 | 1995-11-02 | Not Marked | Safe Suction (Euro)
NAVSUB KINGSBAY | 1063 USS Tennessee Avenue | Kings Bay | Camden | UST-SLOC-9020004 | 5027-01 | [5 empty] | Removed from Ground | Diesel | 560 | Bare Steel | 1980-05-09 | 1992-07-01 | Bare Steel | Suction (American)
NAVSUB KINGSBAY | 1063 USS Tennessee Avenue | Kings Bay | Camden | UST-SLOC-9020060 | 5043-02 |  | 1998-01-13 | FALSE | 1996-02-06 | FALSE | Temporarily out of use | Diesel | 15000 | Fiberglass | 1985-01-01 |  | Galvanized Steel | Pressurized
NAVSUB KINGSBAY | 1063 USS Tennessee Avenue | Kings Bay | Camden | UST-SLOC-9020067 | 1065-03 |  | 1999-02-05 | TRUE | 1999-02-05 | TRUE | Removed from Ground | Used Oil | 550 | Fiberglass | 1985-06-30 | 2019-01-21 | Secondary Containment | Gravity Fed
NAVSUB KINGSBAY | 1063 USS Tennessee Avenue | Kings Bay | Camden | UST-SLOC-9020063 | 995-02 |  | 1996-12-27 |  | 1996-12-27 |  | Currently in Use | Diesel | 650 | Double Walled | 1996-12-27 |  | Double Walled | Suction (American)
NAVSUB KINGSBAY | 1063 USS Tennessee Avenue | Kings Bay | Camden | UST-SLOC-9000668 | 1063-01 | [5 empty] | Removed from Ground | Diesel | 1000 | Fiberglass | 1984-06-01 | 1990-08-17 | Galvanized Steel | Safe Suction (Euro)
NAVSUB KINGSBAY | 1063 USS Tennessee Avenue | Kings Bay | Camden | UST-SLOC-9020036 | 5101-01 | [5 empty] | Permanently Out of Use - historical purposes | Other | 550 | Bare Steel | 1988-05-09 | 1899-12-31 | Bare Steel
NAVSUB KINGSBAY | 1063 USS Tennessee Avenue | Kings Bay | Camden | UST-SLOC-9000603 | 3030-01 |  | 1998-11-15 |  | 1987-01-01 |  | Currently in Use | Diesel | 15000 | Fiberglass | 1987-01-01 |  | Double Walled | Pressurized
NAVSUB KINGSBAY | 1063 USS Tennessee Avenue | Kings Bay | Camden | UST-SLOC-9000603 | 3030-04 |  | 1999-01-29 | TRUE | 1999-01-29 | TRUE | Currently in Use | Used Oil | 1000 | Fiberglass | 1987-01-01 |  | Cathodically Protected | Gravity Fed
NAVSUB KINGSBAY | 1063 USS Tennessee Avenue | Kings Bay | Camden | UST-SLOC-9020026 | 86-01 | [5 empty] | Removed from Ground | Diesel | 2500 | Bare Steel | 1982-05-09 | 1995-11-03 | Not Marked | Safe Suction (Euro)
NAVSUB KINGSBAY | 1063 USS Tennessee Avenue | Kings Bay | Camden | UST-SLOC-9020027 | 90-01 | [5 empty] | Removed from Ground | Diesel | 2060 | Bare Steel | 1982-05-09 | 1995-11-03 | Not Marked | Safe Suction (Euro)
NAVSUB KINGSBAY | 1063 USS Tennessee Avenue | Kings Bay | Camden | UST-SLOC-9020067 | 1065-B |  |  | TRUE |  | TRUE | Removed from Ground | Used Oil | 500 | Bare Steel | 1985-01-01 | 1988-11-01 | Bare Steel | Gravity Fed
NAVSUB KINGSBAY | 1063 USS Tennessee Avenue | Kings Bay | Camden | UST-SLOC-9020024 | 5052-02 |  | 1998-11-12 |  | 1984-01-01 |  | Currently in Use | Diesel | 20000 | Fiberglass | 1984-01-01 |  | Cathodically Protected | Pressurized
NAVSUB KINGSBAY | 1063 USS Tennessee Avenue | Kings Bay | Camden | UST-SLOC-9000667 | 2007-08 |  |  | TRUE |  | TRUE | Removed from Ground | Used Oil | 100 | Bare Steel | 1981-05-09 | 1997-05-14 | Bare Steel | Gravity Fed
NAVSUB KINGSBAY | 1063 USS Tennessee Avenue | Kings Bay | Camden | UST-SLOC-9020071 | 2996-01 |  | 1997-02-26 | FALSE | 1997-02-26 | FALSE | Currently in Use | Diesel | 650 | Fiberglass Double Walled | 1997-02-26 |  | Galvanized Steel | Safe Suction (Euro)
NAVSUB KINGSBAY | 1063 USS Tennessee Avenue | Kings Bay | Camden | UST-SLOC-9020064 | 999-01 | [5 empty] | Removed from Ground | Other | 300 | Bare Steel | 1980-01-01 | 1997-01-24 | Galvanized Steel | Pressurized
NAVSUB KINGSBAY | 1063 USS Tennessee Avenue | Kings Bay | Camden | UST-SLOC-9020070 | 2900-02 |  | 1997-04-20 | FALSE | 1997-04-20 | FALSE | Removed from Ground | Diesel | 650 |  | 1997-04-18 | 1997-04-04 | Double Walled | Safe Suction (Euro)
NAVSUB KINGSBAY | 1063 USS Tennessee Avenue | Kings Bay | Camden | UST-SLOC-9020077 | 5088-02 |  | 1997-12-15 | FALSE | 1997-12-15 | FALSE | Removed from Ground | Diesel | 650 |  | 1997-12-15 | 2018-09-26 |  | Suction (American)
NAVSUB KINGSBAY | 1063 USS Tennessee Avenue | Kings Bay | Camden | UST-SLOC-9020065 | 1024-02 |  | 1995-10-15 |  | 1995-10-15 |  | Currently in Use | Diesel | 10000 | Fiberglass | 1985-01-01 |  | Double Walled | Pressurized
NAVSUB KINGSBAY | 1063 USS Tennessee Avenue | Kings Bay | Camden | UST-SLOC-9020059 | 5042-02 |  | 1998-05-11 |  | 1998-05-11 |  | Removed from Ground | Gas (Historical Use) | 650 | Double Walled | 1998-05-11 | 2002-12-26 | Fiberglass Reinforced Plastic
NAVSUB KINGSBAY | 1063 USS Tennessee Avenue | Kings Bay | Camden | UST-SLOC-9020028 | 95-01 | [5 empty] | Removed from Ground | Diesel | 2060 | Bare Steel | 1982-05-09 | 1995-11-03 | Not Marked | Safe Suction (Euro)
NAVSUB KINGSBAY | 1063 USS Tennessee Avenue | Kings Bay | Camden | UST-SLOC-9000667 | 2007-05 |  | 1997-11-18 |  | 1985-01-01 |  | Currently in Use | Diesel | 6000 | Fiberglass | 1985-01-01 |  | Fiberglass Reinforced Plastic | Pressurized
NAVSUB KINGSBAY | 1063 USS Tennessee Avenue | Kings Bay | Camden | UST-SLOC-9020024 | 5052-01 |  | 1998-11-12 |  | 1984-01-01 |  | Currently in Use | Diesel | 20000 | Fiberglass | 1984-01-01 |  | Cathodically Protected | Pressurized
NAVSUB KINGSBAY | 1063 USS Tennessee Avenue | Kings Bay | Camden | UST-SLOC-9020024 | 5052-04 |  | 1998-11-12 | FALSE | 1984-01-01 | FALSE | Currently in Use | Used Oil | 20000 | Fiberglass | 1989-05-09 |  | Cathodically Protected | Pressurized
NAVSUB KINGSBAY | 1063 USS Tennessee Avenue | Kings Bay | Camden | UST-SLOC-4200021 | 3020-03 |  | 1998-01-28 |  | 1995-02-02 |  | Removed from Ground | Diesel | 10000 | Fiberglass | 1986-01-01 | 1899-12-31 | Fiberglass Reinforced Plastic | Suction (American)
NAVSUB KINGSBAY | 1063 USS Tennessee Avenue | Kings Bay | Camden | UST-SLOC-9020024 | 5052-03 |  | 1998-11-12 | FALSE | 1984-01-01 | FALSE | Currently in Use | Diesel | 20000 | Fiberglass | 1984-01-01 |  | Cathodically Protected | Pressurized
NAVSUB KINGSBAY | 1063 USS Tennessee Avenue | Kings Bay | Camden | UST-SLOC-9020067 | 1065-A | [5 empty] | Removed from Ground | Other | 500 | Bare Steel | 1985-01-01 | 1988-11-01 | Bare Steel
NAVSUB KINGSBAY | 1063 USS Tennessee Avenue | Kings Bay | Camden | UST-SLOC-9000667 | 2007-13 |  | 1997-05-12 | FALSE | 1997-05-12 | FALSE | Temporarily out of use | Gas (Historical Use) | 4000 | Fiberglass Double Walled | 1997-05-01 |  | Double-Walled Fiberglass | Pressurized
NAVSUB KINGSBAY | 1063 USS Tennessee Avenue | Kings Bay | Camden | UST-SLOC-9020067 | 1065-01 |  | 1998-11-10 |  | 1985-06-30 |  | Removed from Ground | Diesel | 1000 | Fiberglass | 1985-06-30 | 2009-02-12 | Secondary Containment | Safe Suction (Euro)
NAVSUB KINGSBAY | 1063 USS Tennessee Avenue | Kings Bay | Camden | UST-SLOC-9020048 | 2015-01 | [5 empty] | Removed from Ground | Diesel | 2000 | Bare Steel | 1984-05-09 | 1986-06-01 | Bare Steel
NAVSUB KINGSBAY | 1063 USS Tennessee Avenue | Kings Bay | Camden | UST-SLOC-9020066 | 1029-01 |  | 1998-01-15 | FALSE | 1998-01-15 | FALSE | Closed in Ground | Empty | 10000 | Fiberglass | 1982-01-01 |  | Double Walled | Safe Suction (Euro)
NAVSUB KINGSBAY | 1063 USS Tennessee Avenue | Kings Bay | Camden | UST-SLOC-9020040 | 1021-04 |  | 1997-01-02 | FALSE | 1997-01-02 | FALSE | Currently in Use | Premium | 650 | Fiberglass Double Walled | 1997-01-02 |  | Double Walled | Gravity Fed
NAVSUB KINGSBAY | 1063 USS Tennessee Avenue | Kings Bay | Camden | UST-SLOC-9020040 | 1021-01 |  |  | TRUE |  | TRUE | Removed from Ground | Used Oil | 550 | Bare Steel | 1981-05-09 | 1996-12-31 | Galvanized Steel | Gravity Fed
NAVSUB KINGSBAY | 1063 USS Tennessee Avenue | Kings Bay | Camden | UST-SLOC-9000667 | 2007-09 |  | 1997-11-18 | TRUE | 1988-01-01 | TRUE | Currently in Use | Used Oil | 2000 | Fiberglass Double Walled | 1988-01-01 |  | Double-Walled Fiberglass | Gravity Fed
NAVSUB KINGSBAY | 1063 USS Tennessee Avenue | Kings Bay | Camden | UST-SLOC-9020065 | 1024-0 |  | 1995-10-15 |  | 1995-10-15 |  | Currently in Use | Gas (Historical Use) | 10000 | Fiberglass | 1985-01-01 |  | Double Walled | Pressurized
NAVSUB KINGSBAY | 1063 USS Tennessee Avenue | Kings Bay | Camden | UST-SLOC-9020005 | 5017-03 | [5 empty] | Removed from Ground | Diesel | 48000 | Fiberglass | 1979-01-01 | 1991-08-01 | Bare Steel
NAVSUB KINGSBAY | 1063 USS Tennessee Avenue | Kings Bay | Camden | UST-SLOC-9020006 | 5014-01 | [5 empty] | Removed from Ground | Diesel | 0 | Bare Steel | 1957-06-01 | 1986-04-01 | Bare Steel
NAVSUB KINGSBAY | 1063 USS Tennessee Avenue | Kings Bay | Camden | UST-SLOC-9020031 | 1003-01 | [5 empty] | Removed from Ground | Diesel | 550 | Bare Steel | 1964-05-10 | 1993-12-01 | Bare Steel
NAVSUB KINGSBAY | 1063 USS Tennessee Avenue | Kings Bay | Camden | UST-SLOC-9000667 | 2007-12 |  | 1997-05-12 | FALSE | 1997-05-12 | FALSE | Temporarily out of use | Gas (Historical Use) | 4000 | Fiberglass Double Walled | 1997-05-01 |  | Double-Walled Fiberglass | Safe Suction (Euro)
NAVSUB KINGSBAY | 1063 USS Tennessee Avenue | Kings Bay | Camden | UST-SLOC-9020025 | 996-01 | [5 empty] | Removed from Ground | Diesel | 1000 | Bare Steel | 1985-01-09 | 1996-12-13 | Galvanized Steel | Safe Suction (Euro)
NAVSUB KINGSBAY | 1063 USS Tennessee Avenue | Kings Bay | Camden | UST-SLOC-9020025 | 996-02 |  | 1996-12-17 |  | 1996-12-17 |  | Currently in Use | Diesel | 1000 | Double Walled | 1996-12-17 |  | Secondary Containment | Safe Suction (Euro)
NAVSUB KINGSBAY | 1063 USS Tennessee Avenue | Kings Bay | Camden | UST-SLOC-4200021 | 3020-09 |  | 1999-07-16 |  | 1999-07-16 |  | Currently in Use | Gas (Historical Use) | 10000 | Double Walled | 1999-07-16 |  | Double Walled | Pressurized
NAVSUB KINGSBAY | 1063 USS Tennessee Avenue | Kings Bay | Camden | UST-SLOC-9020072 | 3019-02 |  |  | TRUE |  | TRUE | Removed from Ground | Used Oil | 550 | Fiberglass | 1986-01-01 | 1998-01-30 | Galvanized Steel | Gravity Fed
NAVSUB KINGSBAY | 1063 USS Tennessee Avenue | Kings Bay | Camden | UST-SLOC-9020040 | 1021-03 |  | 1997-06-25 | TRUE | 1997-01-02 | TRUE | Currently in Use | Diesel | 650 | Double Walled | 1997-01-02 |  | Double Walled | Gravity Fed
NAVSUB KINGSBAY | 1063 USS Tennessee Avenue | Kings Bay | Camden | UST-SLOC-9020079 | 1969-02 |  | 1997-03-22 | FALSE | 1997-03-22 | FALSE | Currently in Use | Diesel | 300 | Fiberglass Double Walled | 1997-03-22 |  | Fiberglass Reinforced Plastic | Safe Suction (Euro)
NAVSUB KINGSBAY | 1063 USS Tennessee Avenue | Kings Bay | Camden | UST-SLOC-9020033 | 1034-01 | [5 empty] | Currently in Use | Diesel | 6000 | Fiberglass | 1983-05-10 |  | Bare Steel | Safe Suction (Euro)
NAVSUB KINGSBAY | 1063 USS Tennessee Avenue | Kings Bay | Camden | UST-SLOC-9020072 | 3019-01 |  |  | TRUE |  | TRUE | Removed from Ground | Used Oil | 550 | Fiberglass | 1986-01-01 | 1998-02-09 | Galvanized Steel | Gravity Fed
NAVSUB KINGSBAY | 1063 USS Tennessee Avenue | Kings Bay | Camden | UST-SLOC-4200021 | 3020-10 |  | 1999-07-16 |  | 1999-07-16 |  | Currently in Use | Diesel | 10000 | Double Walled | 1999-07-16 |  | Double Walled | Pressurized
NAVSUB KINGSBAY | 1063 USS Tennessee Avenue | Kings Bay | Camden | UST-SLOC-9020040 | 1021-02 | [5 empty] | Removed from Ground | Diesel | 550 | Fiberglass | 1981-05-09 | 1996-12-31 | Bare Steel | Safe Suction (Euro)
NAVSUB KINGSBAY | 1063 USS Tennessee Avenue | Kings Bay | Camden | UST-SLOC-9020034 | 1039-01 | [5 empty] | Permanently Out of Use - historical purposes | Diesel | 15000 | Bare Steel | 1983-05-10 | 1899-12-31 | Bare Steel | Pressurized
DISCOUNT AUTO (OLD GULF STATION) | 815 OSBOURNE ST | SAINT MARYS | Camden | 9020094 | 7 | [5 empty] | Removed from Ground | Gas (Historical Use) | 4000 | Not Marked/Unknown |  | 1899-12-31 | Not Marked
DISCOUNT AUTO (OLD GULF STATION) | 815 OSBOURNE ST | SAINT MARYS | Camden | 9020094 | 4 | [5 empty] | Removed from Ground | Other | 4000 | Not Marked/Unknown |  | 1899-12-31 | Not Marked
DISCOUNT AUTO (OLD GULF STATION) | 815 OSBOURNE ST | SAINT MARYS | Camden | 9020094 | 5 | [5 empty] | Removed from Ground | Diesel | 4000 | Not Marked/Unknown |  | 1899-12-31 | Not Marked
NAVSUB KINGSBAY | 1063 USS Tennessee Avenue | Kings Bay | Camden | UST-SLOC-9020065 | 1024-03 |  | 1995-10-15 |  | 1995-10-15 |  | Currently in Use | Gas (Historical Use) | 10000 | Fiberglass | 1985-01-01 |  | Double Walled | Pressurized
NAVSUB KINGSBAY | 1063 USS Tennessee Avenue | Kings Bay | Camden | UST-SLOC-9020067 | 1065-02 |  | 1998-11-10 |  | 1998-06-30 |  | Removed from Ground | Other | 550 | Fiberglass | 1985-06-30 | 2000-08-08 | Secondary Containment | Pressurized
NAVSUB KINGSBAY | 1063 USS Tennessee Avenue | Kings Bay | Camden | UST-SLOC-9020076 | 5064-01 |  | 1998-02-20 |  | 1998-02-20 |  | Removed from Ground | Diesel | 500 | Double Walled | 1987-02-06 | 2009-05-15 | Double Walled | Safe Suction (Euro)
NAVSUB KINGSBAY | 1063 USS Tennessee Avenue | Kings Bay | Camden | UST-SLOC-9020081 | 2034-02 |  | 1990-07-26 | TRUE | 1989-01-01 | TRUE | Removed from Ground | Used Oil | 1000 |  | 1989-01-01 |  | Fiberglass Reinforced Plastic
NAVSUB KINGSBAY | 1063 USS Tennessee Avenue | Kings Bay | Camden | UST-SLOC-9000667 | 2007-10 |  | 1997-11-18 | TRUE | 1988-01-01 | TRUE | Currently in Use | Used Oil | 2000 | Fiberglass Double Walled | 1988-01-01 |  | Double-Walled Fiberglass | Gravity Fed
NAVSUB KINGSBAY | 1063 USS Tennessee Avenue | Kings Bay | Camden | UST-SLOC-10001627 | 2038-1 |  | 2016-08-19 | TRUE | 2012-08-21 | TRUE | Currently in Use | Used Oil | 500 | Fiberglass Double Walled | 2008-06-27 |  | Double-Walled Fiberglass | Gravity Fed
NAVSUB KINGSBAY | 1063 USS Tennessee Avenue | Kings Bay | Camden | UST-SLOC-9000667 | 2007-02 | [5 empty] | Removed from Ground | Gas (Historical Use) | 4000 | Bare Steel | 1981-05-09 | 1997-03-26 | Bare Steel | Pressurized
NAVSUB KINGSBAY | 1063 USS Tennessee Avenue | Kings Bay | Camden | UST-SLOC-9020042 | 2010-01 | [5 empty] | Removed from Ground | Other | 3000 | Bare Steel | 1981-05-09 | 1994-12-15 | Galvanized Steel | Suction (American)
NAVSUB KINGSBAY | 1063 USS Tennessee Avenue | Kings Bay | Camden | UST-SLOC-9020043 | 2017-01 | [5 empty] | Removed from Ground | Diesel | 560 | Fiberglass | 1985-05-09 | 1997-01-30 | Fiberglass Reinforced Plastic | Safe Suction (Euro)
NAVSUB KINGSBAY | 1063 USS Tennessee Avenue | Kings Bay | Camden | UST-SLOC-9020068 | 1965-01 |  |  | FALSE |  | FALSE | Removed from Ground | Diesel | 600 | Fiberglass Double Walled | 1983-01-01 | 1997-03-05 | Bare Steel | Safe Suction (Euro)
NAVSUB KINGSBAY | 1063 USS Tennessee Avenue | Kings Bay | Camden | UST-SLOC-9020023 | 3022-03 |  | 1998-03-13 |  | 1984-01-01 |  | Currently in Use | Diesel | 15000 | Fiberglass | 1984-01-01 |  | Cathodically Protected | Pressurized
NAVSUB KINGSBAY | 1063 USS Tennessee Avenue | Kings Bay | Camden | UST-SLOC-9000668 | 1063-02 |  | 1998-01-13 |  | 1998-01-13 |  | Currently in Use | Diesel | 8000 | Double Walled | 1990-08-08 |  | Secondary Containment | Safe Suction (Euro)
NAVSUB KINGSBAY | 1063 USS Tennessee Avenue | Kings Bay | Camden | UST-SLOC-9020061 | 5931-02 | [5 empty] | Currently in Use | Diesel | 48000 | Bare Steel | 1988-05-09 |  | Bare Steel | Gravity Fed
NAVSUB KINGSBAY | 1063 USS Tennessee Avenue | Kings Bay | Camden | UST-SLOC-9020043 | 2017-02 |  |  | FALSE |  | FALSE | Removed from Ground |  |  |  |  | 2018-09-27
NAVSUB KINGSBAY | 1063 USS Tennessee Avenue | Kings Bay | Camden | UST-SLOC-9020030 | 199-01 | [5 empty] | Removed from Ground | Diesel | 940 | Bare Steel | 1982-05-09 | 1995-11-02 | Not Marked | Safe Suction (Euro)
NAVSUB KINGSBAY | 1063 USS Tennessee Avenue | Kings Bay | Camden | UST-SLOC-9020023 | 3022-01 |  | 1998-03-13 |  | 1984-01-01 |  | Currently in Use | Diesel | 15000 | Fiberglass | 1984-01-01 |  | Cathodically Protected | Pressurized
PARKER'S KITCHEN #120 | 1215 E KING AVE | KINGSLAND | Camden | 10003482 | 4 | Flapper Valve | 2024-07-02 | FALSE | 2024-07-02 | FALSE | Currently in Use | Diesel | 20000 | Fiberglass Double Walled | 2023-12-12 |  | Double-Walled Flex | Pressurized
ST MARYS NEW PUBLIC WORKS | 819 POINT PETER RD | SAINT MARYS | Camden | 4200009 | 3 | [5 empty] | Removed from Ground | Gas (Historical Use) | 1000 | Bare Steel | 1995-02-20 | 1995-02-20 | Galvanized Steel | Pressurized
ST MARYS NEW PUBLIC WORKS | 819 POINT PETER RD | SAINT MARYS | Camden | 4200009 | 6 | Ball Float | 1993-01-01 | FALSE | 1993-01-01 | FALSE | Currently in Use | Regular | 4000 | Galvanic (STIP-3) | 1993-01-01 |  | Fiberglass Reinforced Plastic | Safe Suction (Euro)
ST MARYS NEW PUBLIC WORKS | 819 POINT PETER RD | SAINT MARYS | Camden | 4200009 | 6 | Ball Float | 1993-01-01 | FALSE | 1993-01-01 | FALSE | Currently in Use | Regular | 4000 | Galvanic (STIP-3) | 1993-01-01 |  | Fiberglass Reinforced Plastic | Safe Suction (Euro)
ST MARYS NEW PUBLIC WORKS | 819 POINT PETER RD | SAINT MARYS | Camden | 4200009 | 6 | Ball Float | 1993-01-01 | FALSE | 1993-01-01 | FALSE | Currently in Use | Regular | 4000 | Galvanic (STIP-3) | 1993-01-01 |  | Fiberglass Reinforced Plastic | Safe Suction (Euro)
ST MARYS NEW PUBLIC WORKS | 819 POINT PETER RD | SAINT MARYS | Camden | 4200009 | 8 | Ball Float | 1993-01-01 | FALSE | 1993-01-01 | FALSE | Currently in Use | Diesel | 4000 |  | 1993-01-01 |  | Fiberglass Reinforced Plastic | Safe Suction (Euro)
ST MARYS NEW PUBLIC WORKS | 819 POINT PETER RD | SAINT MARYS | Camden | 4200009 | 8 | Ball Float | 1993-01-01 | FALSE | 1993-01-01 | FALSE | Currently in Use | Diesel | 4000 |  | 1993-01-01 |  | Fiberglass Reinforced Plastic | Safe Suction (Euro)
ST MARYS NEW PUBLIC WORKS | 819 POINT PETER RD | SAINT MARYS | Camden | 4200009 | 8 | Ball Float | 1993-01-01 | FALSE | 1993-01-01 | FALSE | Currently in Use | Diesel | 4000 |  | 1993-01-01 |  | Fiberglass Reinforced Plastic | Safe Suction (Euro)
ST MARYS NEW PUBLIC WORKS | 819 POINT PETER RD | SAINT MARYS | Camden | 4200009 | 8 | Ball Float | 1993-01-01 | FALSE | 1993-01-01 | FALSE | Currently in Use | Diesel | 4000 |  | 1993-01-01 |  | Fiberglass Reinforced Plastic | Safe Suction (Euro)
ST MARYS NEW PUBLIC WORKS | 819 POINT PETER RD | SAINT MARYS | Camden | 4200009 | 8 | Ball Float | 1993-01-01 | FALSE | 1993-01-01 | FALSE | Currently in Use | Diesel | 4000 |  | 1993-01-01 |  | Fiberglass Reinforced Plastic | Safe Suction (Euro)
ST MARYS NEW PUBLIC WORKS | 819 POINT PETER RD | SAINT MARYS | Camden | 4200009 | 8 | Ball Float | 1993-01-01 | FALSE | 1993-01-01 | FALSE | Currently in Use | Diesel | 4000 |  | 1993-01-01 |  | Fiberglass Reinforced Plastic | Safe Suction (Euro)
ST MARYS NEW PUBLIC WORKS | 819 POINT PETER RD | SAINT MARYS | Camden | 4200009 | 6 | Ball Float | 1993-01-01 | FALSE | 1993-01-01 | FALSE | Currently in Use | Regular | 4000 | Galvanic (STIP-3) | 1993-01-01 |  | Fiberglass Reinforced Plastic | Safe Suction (Euro)
ST MARYS NEW PUBLIC WORKS | 819 POINT PETER RD | SAINT MARYS | Camden | 4200009 | 6 | Ball Float | 1993-01-01 | FALSE | 1993-01-01 | FALSE | Currently in Use | Regular | 4000 | Galvanic (STIP-3) | 1993-01-01 |  | Fiberglass Reinforced Plastic | Safe Suction (Euro)
ST MARYS NEW PUBLIC WORKS | 819 POINT PETER RD | SAINT MARYS | Camden | 4200009 | 6 | Ball Float | 1993-01-01 | FALSE | 1993-01-01 | FALSE | Currently in Use | Regular | 4000 | Galvanic (STIP-3) | 1993-01-01 |  | Fiberglass Reinforced Plastic | Safe Suction (Euro)
ST MARYS NEW PUBLIC WORKS | 819 POINT PETER RD | SAINT MARYS | Camden | 4200009 | 7 | Ball Float | 1993-01-01 | FALSE | 1993-01-01 | FALSE | Currently in Use | Regular | 4000 | Galvanic (STIP-3) | 1993-01-01 |  | Fiberglass Reinforced Plastic | Safe Suction (Euro)
ST MARYS NEW PUBLIC WORKS | 819 POINT PETER RD | SAINT MARYS | Camden | 4200009 | 7 | Ball Float | 1993-01-01 | FALSE | 1993-01-01 | FALSE | Currently in Use | Regular | 4000 | Galvanic (STIP-3) | 1993-01-01 |  | Fiberglass Reinforced Plastic | Safe Suction (Euro)
ST MARYS NEW PUBLIC WORKS | 819 POINT PETER RD | SAINT MARYS | Camden | 4200009 | 7 | Ball Float | 1993-01-01 | FALSE | 1993-01-01 | FALSE | Currently in Use | Regular | 4000 | Galvanic (STIP-3) | 1993-01-01 |  | Fiberglass Reinforced Plastic | Safe Suction (Euro)
ST MARYS NEW PUBLIC WORKS | 819 POINT PETER RD | SAINT MARYS | Camden | 4200009 | 7 | Ball Float | 1993-01-01 | FALSE | 1993-01-01 | FALSE | Currently in Use | Regular | 4000 | Galvanic (STIP-3) | 1993-01-01 |  | Fiberglass Reinforced Plastic | Safe Suction (Euro)
ST MARYS NEW PUBLIC WORKS | 819 POINT PETER RD | SAINT MARYS | Camden | 4200009 | 7 | Ball Float | 1993-01-01 | FALSE | 1993-01-01 | FALSE | Currently in Use | Regular | 4000 | Galvanic (STIP-3) | 1993-01-01 |  | Fiberglass Reinforced Plastic | Safe Suction (Euro)
ST MARYS NEW PUBLIC WORKS | 819 POINT PETER RD | SAINT MARYS | Camden | 4200009 | 7 | Ball Float | 1993-01-01 | FALSE | 1993-01-01 | FALSE | Currently in Use | Regular | 4000 | Galvanic (STIP-3) | 1993-01-01 |  | Fiberglass Reinforced Plastic | Safe Suction (Euro)
ST MARYS NEW PUBLIC WORKS | 819 POINT PETER RD | SAINT MARYS | Camden | 4200009 | 2 | [5 empty] | Removed from Ground | Gas (Historical Use) | 1000 | Bare Steel | 1995-02-20 | 1995-02-20 | Galvanized Steel | Pressurized
ST MARYS NEW PUBLIC WORKS | 819 POINT PETER RD | SAINT MARYS | Camden | 4200009 | 2 | [5 empty] | Removed from Ground | Gas (Historical Use) | 1000 | Bare Steel | 1995-02-20 | 1995-02-20 | Galvanized Steel | Pressurized
ST MARYS NEW PUBLIC WORKS | 819 POINT PETER RD | SAINT MARYS | Camden | 4200009 | 2 | [5 empty] | Removed from Ground | Gas (Historical Use) | 1000 | Bare Steel | 1995-02-20 | 1995-02-20 | Galvanized Steel | Pressurized
ST MARYS NEW PUBLIC WORKS | 819 POINT PETER RD | SAINT MARYS | Camden | 4200009 | 2 | [5 empty] | Removed from Ground | Gas (Historical Use) | 1000 | Bare Steel | 1995-02-20 | 1995-02-20 | Galvanized Steel | Pressurized
ST MARYS NEW PUBLIC WORKS | 819 POINT PETER RD | SAINT MARYS | Camden | 4200009 | 2 | [5 empty] | Removed from Ground | Gas (Historical Use) | 1000 | Bare Steel | 1995-02-20 | 1995-02-20 | Galvanized Steel | Pressurized
ST MARYS NEW PUBLIC WORKS | 819 POINT PETER RD | SAINT MARYS | Camden | 4200009 | 2 | [5 empty] | Removed from Ground | Gas (Historical Use) | 1000 | Bare Steel | 1995-02-20 | 1995-02-20 | Galvanized Steel | Pressurized
ST MARYS NEW PUBLIC WORKS | 819 POINT PETER RD | SAINT MARYS | Camden | 4200009 | 3 | [5 empty] | Removed from Ground | Gas (Historical Use) | 1000 | Bare Steel | 1995-02-20 | 1995-02-20 | Galvanized Steel | Pressurized
ST MARYS NEW PUBLIC WORKS | 819 POINT PETER RD | SAINT MARYS | Camden | 4200009 | 3 | [5 empty] | Removed from Ground | Gas (Historical Use) | 1000 | Bare Steel | 1995-02-20 | 1995-02-20 | Galvanized Steel | Pressurized
ST MARYS NEW PUBLIC WORKS | 819 POINT PETER RD | SAINT MARYS | Camden | 4200009 | 3 | [5 empty] | Removed from Ground | Gas (Historical Use) | 1000 | Bare Steel | 1995-02-20 | 1995-02-20 | Galvanized Steel | Pressurized
ST MARYS NEW PUBLIC WORKS | 819 POINT PETER RD | SAINT MARYS | Camden | 4200009 | 3 | [5 empty] | Removed from Ground | Gas (Historical Use) | 1000 | Bare Steel | 1995-02-20 | 1995-02-20 | Galvanized Steel | Pressurized
ST MARYS NEW PUBLIC WORKS | 819 POINT PETER RD | SAINT MARYS | Camden | 4200009 | 3 | [5 empty] | Removed from Ground | Gas (Historical Use) | 1000 | Bare Steel | 1995-02-20 | 1995-02-20 | Galvanized Steel | Pressurized
ST MARYS NEW PUBLIC WORKS | 819 POINT PETER RD | SAINT MARYS | Camden | 4200009 | 5 | [5 empty] | Removed from Ground | Diesel | 8000 | Bare Steel | 1995-02-20 | 1995-02-20 | Galvanized Steel | Pressurized
ST MARYS NEW PUBLIC WORKS | 819 POINT PETER RD | SAINT MARYS | Camden | 4200009 | 5 | [5 empty] | Removed from Ground | Diesel | 8000 | Bare Steel | 1995-02-20 | 1995-02-20 | Galvanized Steel | Pressurized
ST MARYS NEW PUBLIC WORKS | 819 POINT PETER RD | SAINT MARYS | Camden | 4200009 | 5 | [5 empty] | Removed from Ground | Diesel | 8000 | Bare Steel | 1995-02-20 | 1995-02-20 | Galvanized Steel | Pressurized
ST MARYS NEW PUBLIC WORKS | 819 POINT PETER RD | SAINT MARYS | Camden | 4200009 | 4 | [5 empty] | Removed from Ground | Gas (Historical Use) | 1000 | Bare Steel | 1995-02-20 | 1995-02-20 | Galvanized Steel | Pressurized
ST MARYS NEW PUBLIC WORKS | 819 POINT PETER RD | SAINT MARYS | Camden | 4200009 | 4 | [5 empty] | Removed from Ground | Gas (Historical Use) | 1000 | Bare Steel | 1995-02-20 | 1995-02-20 | Galvanized Steel | Pressurized
ST MARYS NEW PUBLIC WORKS | 819 POINT PETER RD | SAINT MARYS | Camden | 4200009 | 4 | [5 empty] | Removed from Ground | Gas (Historical Use) | 1000 | Bare Steel | 1995-02-20 | 1995-02-20 | Galvanized Steel | Pressurized
ST MARYS NEW PUBLIC WORKS | 819 POINT PETER RD | SAINT MARYS | Camden | 4200009 | 4 | [5 empty] | Removed from Ground | Gas (Historical Use) | 1000 | Bare Steel | 1995-02-20 | 1995-02-20 | Galvanized Steel | Pressurized
ST MARYS NEW PUBLIC WORKS | 819 POINT PETER RD | SAINT MARYS | Camden | 4200009 | 4 | [5 empty] | Removed from Ground | Gas (Historical Use) | 1000 | Bare Steel | 1995-02-20 | 1995-02-20 | Galvanized Steel | Pressurized
ST MARYS NEW PUBLIC WORKS | 819 POINT PETER RD | SAINT MARYS | Camden | 4200009 | 4 | [5 empty] | Removed from Ground | Gas (Historical Use) | 1000 | Bare Steel | 1995-02-20 | 1995-02-20 | Galvanized Steel | Pressurized
ST MARYS NEW PUBLIC WORKS | 819 POINT PETER RD | SAINT MARYS | Camden | 4200009 | 5 | [5 empty] | Removed from Ground | Diesel | 8000 | Bare Steel | 1995-02-20 | 1995-02-20 | Galvanized Steel | Pressurized
ST MARYS NEW PUBLIC WORKS | 819 POINT PETER RD | SAINT MARYS | Camden | 4200009 | 5 | [5 empty] | Removed from Ground | Diesel | 8000 | Bare Steel | 1995-02-20 | 1995-02-20 | Galvanized Steel | Pressurized
ST MARYS NEW PUBLIC WORKS | 819 POINT PETER RD | SAINT MARYS | Camden | 4200009 | 5 | [5 empty] | Removed from Ground | Diesel | 8000 | Bare Steel | 1995-02-20 | 1995-02-20 | Galvanized Steel | Pressurized
NAVSUB KINGSBAY | 1063 USS Tennessee Avenue | Kings Bay | Camden | UST-SLOC-9020023 | 3022-04 |  | 1998-03-16 | TRUE | 1998-03-16 | TRUE | Currently in Use | Used Oil | 1000 | Bare Steel | 1989-01-01 |  | Steel (Impressed Current) | Gravity
NAVSUB KINGSBAY | 1063 USS Tennessee Avenue | Kings Bay | Camden | UST-SLOC-4200021 | 3020-08 |  | 1999-07-16 |  | 1999-07-16 |  | Currently in Use | Gas (Historical Use) | 10000 | Double Walled | 1999-07-16 |  | Double Walled | Pressurized
NAVSUB KINGSBAY | 1063 USS Tennessee Avenue | Kings Bay | Camden | UST-SLOC-9020081 | 2034-01 |  | 1990-07-26 | TRUE | 1989-01-01 | TRUE | Removed from Ground | Used Oil | 1000 |  | 1989-01-01 |  | Fiberglass Reinforced Plastic
NAVSUB KINGSBAY | 1063 USS Tennessee Avenue | Kings Bay | Camden | UST-SLOC-9020077 | 5088-01 | [5 empty] | Removed from Ground | Diesel | 550 | Bare Steel | 1986-01-01 | 1997-11-17 | Galvanized Steel | Safe Suction (Euro)
NAVSUB KINGSBAY | 1063 USS Tennessee Avenue | Kings Bay | Camden | UST-SLOC-9000667 | 2007-01 | [5 empty] | Removed from Ground | Gas (Historical Use) | 4000 | Bare Steel | 1981-05-09 | 1997-03-26 | Bare Steel | Pressurized
NAVSUB KINGSBAY | 1063 USS Tennessee Avenue | Kings Bay | Camden | UST-SLOC-9020046 | 2004-01 |  | 1998-08-25 | FALSE | 1998-08-25 | FALSE | Removed from Ground |  | 2000 | Fiberglass | 1981-05-09 | 2018-10-01 |  | Suction (American)
NAVSUB KINGSBAY | 1063 USS Tennessee Avenue | Kings Bay | Camden | UST-SLOC-9020079 | 1969-01 | [5 empty] | Removed from Ground | Other | 300 | Bare Steel | 1981-01-01 | 1997-02-12 | Not Marked | Pressurized
NAVSUB KINGSBAY | 1063 USS Tennessee Avenue | Kings Bay | Camden | UST-SLOC-9020082 | 5073-01 |  | 1997-10-01 | TRUE | 1989-01-01 | TRUE | Removed from Ground | Used Oil | 1000 | Fiberglass Double Walled | 1989-01-01 |  | Fiberglass Reinforced Plastic
NAVSUB KINGSBAY | 1063 USS Tennessee Avenue | Kings Bay | Camden | UST-SLOC-9020023 | 3022-02 |  | 1998-03-13 |  | 1984-01-01 |  | Currently in Use | Diesel | 15000 | Fiberglass | 1984-01-01 |  | Cathodically Protected | Pressurized
NAVSUB KINGSBAY | 1063 USS Tennessee Avenue | Kings Bay | Camden | UST-SLOC-9020068 | 1965-02 |  | 1997-04-17 | FALSE | 1997-04-17 | FALSE | Currently in Use | Diesel | 600 |  | 1997-04-17 |  | Double Walled | Safe Suction (Euro)
NAVSUB KINGSBAY | 1063 USS Tennessee Avenue | Kings Bay | Camden | UST-SLOC-9020070 | 2900-01 |  |  | FALSE |  | FALSE | Currently in Use | Diesel | 550 | Fiberglass Double Walled | 1983-01-01 |  | Galvanized Steel | Safe Suction (Euro)
NAVSUB KINGSBAY | 1063 USS Tennessee Avenue | Kings Bay | Camden | UST-SLOC-9020059 | 5042-01 | [5 empty] | Removed from Ground | Gas (Historical Use) | 550 | Fiberglass | 1985-05-09 | 1998-05-05 | Fiberglass Reinforced Plastic | Pressurized
NAVSUB KINGSBAY | 1063 USS Tennessee Avenue | Kings Bay | Camden | UST-SLOC-9020023 | 3022-05 |  |  | TRUE |  | TRUE | Removed from Ground | Used Oil | 1000 | Bare Steel | 1984-01-01 | 1989-01-01 | Bare Steel | Gravity
NAVSUB KINGSBAY | 1063 USS Tennessee Avenue | Kings Bay | Camden | UST-SLOC-9000667 | 2007-07 |  | 1997-11-18 |  | 1985-01-01 |  | Currently in Use | Gas (Historical Use) | 8000 | Fiberglass | 1985-01-01 |  | Fiberglass Reinforced Plastic | Pressurized
NAVSUB KINGSBAY | 1063 USS Tennessee Avenue | Kings Bay | Camden | UST-SLOC-9020078 | 6998-01 | [5 empty] | Removed from Ground | Other | 285 | Bare Steel | 1985-01-01 | 1997-01-31 | Galvanized Steel | Safe Suction (Euro)
NAVSUB KINGSBAY | 1063 USS Tennessee Avenue | Kings Bay | Camden | UST-SLOC-9020002 | 1041-01 | [5 empty] | Currently in Use | Diesel | 6000 | Bare Steel | 1983-01-01 |  | Bare Steel | Pressurized
PARKER'S KITCHEN #120 | 1215 E KING AVE | KINGSLAND | Camden | 10003482 | 1 | Flapper Valve | 2024-07-02 | FALSE | 2024-07-02 | FALSE | Currently in Use | Regular | 20000 | Fiberglass Double Walled | 2023-12-12 |  | Double-Walled Flex | Pressurized
RaceTrac #2534 | 168 Kings Bay Rd | Kingsland | Camden | 10002923 | 2B | Overfill Alarm | 2019-02-20 | FALSE | 2019-02-20 | FALSE | Currently in Use | Diesel | 10000 | Fiberglass Double Walled | 2019-02-20 |  | Double-Walled Fiberglass | Pressurized
RaceTrac #2534 | 168 Kings Bay Rd | Kingsland | Camden | 10002923 | 3B | Overfill Alarm | 2019-02-20 | FALSE | 2019-02-20 | FALSE | Currently in Use | E-85 | 10000 | Fiberglass Double Walled | 2019-02-20 |  | Double-Walled Fiberglass | Pressurized
RaceTrac #2534 | 168 Kings Bay Rd | Kingsland | Camden | 10002923 | 2A | Overfill Alarm | 2019-02-20 | FALSE | 2019-02-20 | FALSE | Currently in Use | Diesel | 10000 | Fiberglass Double Walled | 2019-02-20 |  | Double-Walled Fiberglass | Pressurized
RaceTrac #2534 | 168 Kings Bay Rd | Kingsland | Camden | 10002923 | 3A | Flapper Valve | 2019-02-20 | FALSE | 2019-02-20 | FALSE | Currently in Use | Premium | 10000 | Fiberglass Double Walled | 2019-02-20 |  | Double-Walled Fiberglass | Pressurized
RaceTrac #2534 | 168 Kings Bay Rd | Kingsland | Camden | 10002923 | 1 | Overfill Alarm | 2019-02-20 | FALSE | 2019-02-20 | FALSE | Currently in Use | Regular | 20000 | Fiberglass Double Walled | 2019-02-20 |  | Double-Walled Fiberglass | Pressurized
Navsub Kingsbay 2023 | USS Tecumseh Rd | St. Mary's | Camden | 10003074 | 2 | Flapper Valve | 1985-01-01 | FALSE | 1985-01-01 | FALSE | Currently in Use | Diesel | 25000 | Fiberglass | 1985-01-01 |  | Galvanized Steel | Pressurized
Navsub Kingsbay 2023 | USS Tecumseh Rd | St. Mary's | Camden | 10003074 | 1 | Flapper Valve | 1985-01-01 | FALSE | 1985-01-01 | FALSE | Currently in Use | Diesel | 25000 | Fiberglass | 1985-01-01 |  | Galvanized Steel | Pressurized
CLIFTON INC | 1205 S. Lewis St. | METTER | Candler | 9021004 | 1 | Flapper Valve | 1989-07-01 | FALSE | 1989-07-01 | FALSE | Currently in Use | Regular | 6000 | Steel-Impressed Current | 1984-08-15 |  | Steel (Impressed Current) | Pressurized
TIME SAVER #89/METTER CAR WASH | 502 S BROAD ST EAST | METTER | Candler | 9021009 | 2 | [5 empty] | Removed from Ground | Gas (Historical Use) | 4000 | Bare Steel | 1974-01-01 | 1998-05-01 | Galvanized Steel | Suction (American)
M-S TIRE & SVC CTR/WILLIFORD | 400 SOUTH EAST BROAD ST | METTER | Candler | 9021005 | 3A |  | 1992-08-24 |  | 1992-08-24 |  | Removed from Ground | Gas (Historical Use) | 6000 | Cathodically Protected Steel | 1992-08-24 | 2013-05-22 | Cathodically Protected | Safe Suction (Euro)
TIME SAVER #89/METTER CAR WASH | 502 S BROAD ST EAST | METTER | Candler | 9021009 | 5 | Flapper Valve | 1998-05-01 | FALSE | 1998-05-01 | FALSE | Removed from Ground | Regular | 6000 | Galvanic (STIP-3) | 1998-05-01 |  | Fiberglass Reinforced Plastic | Pressurized
METTER QUICK SHOP | 55 MLK BLVD | METTER | Candler | 9021012 | 2 | Ball Float | 2008-01-30 | FALSE | 2008-01-30 | FALSE | Currently in Use | Premium | 6000 | Fiberglass | 1991-11-01 |  | Fiberglass Reinforced Plastic | Pressurized
JAY'S TRUCK STOP | 1095 S LEWIS ST | METTER | Candler | 9021003 | 3 | Ball Float | 1990-05-01 | FALSE | 1990-05-01 | FALSE | Currently in Use | Regular | 10000 | Steel-Impressed Current | 1980-01-01 |  | Fiberglass Reinforced Plastic | Pressurized
M-S TIRE & SVC CTR/WILLIFORD | 400 SOUTH EAST BROAD ST | METTER | Candler | 9021005 | 3B |  | 1992-08-24 |  | 1992-08-24 |  | Removed from Ground | Gas (Historical Use) | 4000 | Cathodically Protected Steel | 1992-08-24 | 2013-05-22 | Cathodically Protected | Safe Suction (Euro)
M-S TIRE & SVC CTR/WILLIFORD | 400 SOUTH EAST BROAD ST | METTER | Candler | 9021005 | 1 | [5 empty] | Removed from Ground | Gas (Historical Use) | 4000 | Bare Steel | 1992-08-16 | 1992-08-16 | Galvanized Steel | Safe Suction (Euro)
CANDLER CO BD OF EDUC | NO FACILITY LOCATION GIVEN | METTER | Candler | 9021008 | 2 | [5 empty] | Removed from Ground | Gas (Historical Use) | 4000 | Bare Steel | 1995-06-11 | 1995-06-11 | Galvanized Steel | Suction (American)
TIME SAVER #89/METTER CAR WASH | 502 S BROAD ST EAST | METTER | Candler | 9021009 | 1 | [5 empty] | Removed from Ground | Gas (Historical Use) | 4000 | Bare Steel | 1974-01-01 | 1998-05-01 | Galvanized Steel | Suction (American)
RAVI FOOD MART | 32438 Hwy 21 South | METTER | Candler | 9021014 | 3 | Flapper Valve | 1997-09-01 | FALSE | 1997-09-01 | FALSE | Currently in Use | Diesel | 4000 | Steel-Impressed Current | 1984-03-15 |  | Steel (Impressed Current) | Pressurized
PINELAND TELEPHONE CO-OP INC | 610 W LEE ST | METTER | Candler | 210026 | 3 | [5 empty] | Closed in Ground | Empty | 1000 | Bare Steel | 1977-01-03 | 1989-12-01 | Galvanized Steel
BRAD'S GULF SVC | 210 LEWIS ST | METTER | Candler | 4210024 | 4 | [5 empty] | Removed from Ground | Diesel | 1000 | Bare Steel | 1974-05-03 | 1993-11-22 | Galvanized Steel
PRINCE GROCERY | RT 3 BOX 426 | METTER | Candler | 9021010 | 1 | [5 empty] | Temporarily out of use | Gas (Historical Use) | 1000 | Bare Steel | 1998-01-01 |  | Galvanized Steel | Suction (American)
RANDYS SERVICE CTR | 800 S LEWIS ST | METTER | Candler | 9021011 | 3 | Flapper Valve | 1991-04-01 | FALSE | 1991-04-01 | FALSE | Temporarily out of use | Plus | 4000 | Steel-Impressed Current | 1991-04-01 |  | Steel (Impressed Current) | Pressurized
JET #35 | 309 SW Broad St. | METTER | Candler | 9021013 | 3 | Flapper Valve | 1997-05-01 | FALSE | 1997-05-01 | FALSE | Currently in Use | Premium | 6000 | Steel-Impressed Current | 1997-05-01 |  | Steel (Impressed Current) | Pressurized
COUNTRY JUNCTION | HWY 46 | METTER | Candler | 9021094 | 1 | [5 empty] | Removed from Ground | Gas (Historical Use) | 1000 | Bare Steel | 1999-09-21 | 1999-09-21 | Galvanized Steel | Suction (American)
OAK TREE EXPRESS INC | 100 OAK TREE RD | METTER | Candler | 9021096 | 1 | Ball Float | 2000-10-01 | FALSE | 2000-10-01 | FALSE | Currently in Use | Regular | 12000 | Composite | 2000-10-01 |  | Fiberglass Reinforced Plastic | Pressurized
MINIT MART #2 | 55622 Hwy 46 East | METTER | Candler | 9021097 | 1A | Ball Float | 2000-11-01 | FALSE | 2000-11-01 | FALSE | Currently in Use | Regular | 6000 | Composite | 2000-11-01 |  | Fiberglass Reinforced Plastic | Pressurized
JAY'S TRUCK STOP | 1095 S LEWIS ST | METTER | Candler | 9021003 | 1 | Ball Float | 1990-05-01 | FALSE | 1990-05-01 | FALSE | Currently in Use | Diesel | 10000 | Steel-Impressed Current | 1980-01-01 |  | Fiberglass Reinforced Plastic | Pressurized
CLIFTON INC | 1205 S. Lewis St. | METTER | Candler | 9021004 | 3 | Flapper Valve | 1989-07-01 | FALSE | 1989-07-01 | FALSE | Currently in Use | Premium | 10000 | Steel-Impressed Current | 1984-08-15 |  | Steel (Impressed Current) | Pressurized
PRINCE GROCERY | RT 3 BOX 426 | METTER | Candler | 9021010 | 2 | [5 empty] | Temporarily out of use | Empty | 1000 | Bare Steel | 1998-09-01 |  | Galvanized Steel | Suction (American)
METTER BP | 25890 HWY 57 S | METTER | Candler | 9021015 | 2 | Ball Float | 1991-12-01 | FALSE | 1991-12-01 | FALSE | Currently in Use | Premium | 8000 | Galvanic (STIP-3) | 1991-12-01 |  | Fiberglass Reinforced Plastic | Pressurized
EXCELSIOR ELECTRIC MEMBER CO-OP | HWY 46 EAST OF METTER GEORGIA | METTER | Candler | 9021090 | 2 | [5 empty] | Removed from Ground | Diesel | 6000 | Not Marked/Unknown | 1996-11-14 | 1996-11-14 | Not Marked
CANDLER CO SHOP | BRANNEN RD | METTER | Candler | 9021006 | 1 | [5 empty] | Removed from Ground | Diesel | 4000 | Bare Steel | 1994-11-25 | 1994-11-25 | Bare Steel
CANDLER CO BD OF EDUC | NO FACILITY LOCATION GIVEN | METTER | Candler | 9021008 | 1 | [5 empty] | Removed from Ground | Gas (Historical Use) | 4000 | Bare Steel | 1995-06-11 | 1995-06-11 | Galvanized Steel | Suction (American)
CLYDES MARKET #77 | 316 SE Broad St | METTER | Candler | 9150008 | 3 | Flapper Valve | 1997-12-01 | FALSE | 1997-12-01 | FALSE | Currently in Use | Premium | 4000 | Steel-Impressed Current | 1987-01-01 |  | Fiberglass Reinforced Plastic | Pressurized
PINELAND TELEPHONE CO-OP INC | 610 W LEE ST | METTER | Candler | 210026 | 7 |  | 1990-01-19 | FALSE | 1990-01-19 | FALSE | Temporarily out of use | Diesel | 4000 | Composite | 1996-12-02 |  | Fiberglass Reinforced Plastic | Safe Suction (Euro)
PINELAND TELEPHONE CO-OP INC | 610 W LEE ST | METTER | Candler | 210026 | 5 | [5 empty] | Removed from Ground | Empty | 4000 | Bare Steel | 1972-01-01 | 1989-12-01 | Galvanized Steel
PINELAND TELEPHONE CO-OP INC | 610 W LEE ST | METTER | Candler | 210026 | 4 | [5 empty] | Removed from Ground | Empty | 4000 | Bare Steel | 1972-01-01 | 1989-12-01 | Galvanized Steel
BRAD'S GULF SVC | 210 LEWIS ST | METTER | Candler | 4210024 | 2 | [5 empty] | Removed from Ground | Gas (Historical Use) | 3000 | Bare Steel | 1958-05-03 | 1899-12-31 | Galvanized Steel
METTER BP | 25890 HWY 57 S | METTER | Candler | 9021015 | 3 | Ball Float | 1991-12-01 | FALSE | 1991-12-01 | FALSE | Currently in Use | Plus | 8000 | Galvanic (STIP-3) | 1991-12-01 |  | Fiberglass Reinforced Plastic | Pressurized
METTER CANDLER COUNTY AIRPORT AU | 2456 AIRPORT ROAD | METTER | Candler | 9021018 | 1-REG | [5 empty] | Removed from Ground | Gas (Historical Use) | 2000 | Bare Steel | 1970-01-01 | 1987-01-01 | Galvanized Steel
EXCELSIOR ELECTRIC MEMBER CO-OP | HWY 46 EAST OF METTER GEORGIA | METTER | Candler | 9021090 | 3 | [5 empty] | Removed from Ground | Gas (Historical Use) | 1000 | Not Marked/Unknown | 1996-11-14 | 1996-11-14 | Not Marked
WIREGRASS JUNCTION | 26127 GA HWY 57 S | METTER | Candler | 9021093 | 2 |  | 1996-06-01 | FALSE | 1996-06-01 | FALSE | Currently in Use | Regular | 10000 | Composite | 1996-06-01 |  | Fiberglass Reinforced Plastic | Pressurized
RANDYS SERVICE CTR | 800 S LEWIS ST | METTER | Candler | 9021011 | 4 | Flapper Valve | 1991-04-01 | FALSE | 1991-04-01 | FALSE | Currently in Use | E-0 | 4000 | Steel-Impressed Current | 1991-04-01 |  | Steel (Impressed Current) | Pressurized
PINELAND TELEPHONE CO-OP INC | 610 W LEE ST | METTER | Candler | 210026 | 6 | Ball Float | 1990-01-19 | FALSE | 1990-01-19 | FALSE | Currently in Use | Regular | 10000 |  | 1990-01-01 |  | Fiberglass Reinforced Plastic | Pressurized
FULMER BROS AMOCO/FULMERS AMOCO | 395 WEST BROAD | METTER | Candler | 210027 | 2 | [5 empty] | Removed from Ground | Diesel | 4000 | Bare Steel | 1978-05-10 | 1994-12-05 | Galvanized Steel
BRAD'S GULF SVC | 210 LEWIS ST | METTER | Candler | 4210024 | 1U | [5 empty] | Removed from Ground | Gas (Historical Use) | 6000 | Bare Steel | 1986-01-01 | 1993-11-22 | Bare Steel
METTER CONCRETE PRODS | EAST LILLIAN ST | METTER | Candler | 4210021 | 2 |  |  | FALSE |  | FALSE | Permanently Out of Use - historical purposes | Gas (Historical Use) | 270 | Bare Steel | 1971-05-07 |  | Galvanized Steel
CITY OF METTER | 76 SOUTH ROUNDTREE ST | METTER | Candler | 4210015 | 1 | [5 empty] | Permanently Out of Use - historical purposes | Diesel | 500 | Bare Steel | 1971-05-08 | 1899-12-31 | Galvanized Steel | Suction (American)
FULMER BROS AMOCO/FULMERS AMOCO | 395 WEST BROAD | METTER | Candler | 210027 | 1 | [5 empty] | Removed from Ground | Gas (Historical Use) | 4000 | Bare Steel | 1978-05-10 | 1994-12-05 | Galvanized Steel
EXCELSIOR dba Grady's Truck Stop | 23190 Excelsior Church Rd. | METTER | Candler | 210028 | 2 | Flapper Valve | 1999-07-29 | FALSE | 1996-01-01 | FALSE | Currently in Use | Diesel | 10000 | Steel-Impressed Current | 1983-05-09 |  | Steel (Impressed Current) | Pressurized
BRAD'S GULF SVC | 210 LEWIS ST | METTER | Candler | 4210024 | 2R | [5 empty] | Removed from Ground | Gas (Historical Use) | 3000 | Bare Steel | 1976-01-01 | 1993-11-22 | Bare Steel
CITY OF METTER | 76 SOUTH ROUNDTREE ST | METTER | Candler | 4210015 | 2 | [5 empty] | Permanently Out of Use - historical purposes | Gas (Historical Use) | 2000 | Bare Steel | 1976-05-07 | 1899-12-31 | Galvanized Steel | Suction (American)
H & S SVC STA | 239 W BROAD ST | METTER | Candler | 4210018 | 5 | Flapper Valve | 1991-08-01 | FALSE | 1991-08-01 | FALSE | Currently in Use | Premium | 6000 | Galvanic (STIP-3) | 1991-08-01 |  | Fiberglass Reinforced Plastic | Safe Suction (Euro)
H & S SVC STA | 239 W BROAD ST | METTER | Candler | 4210018 | 4 | Flapper Valve | 1991-08-01 | FALSE | 1991-08-01 | FALSE | Currently in Use | Regular | 6000 | Galvanic (STIP-3) | 1991-08-01 |  | Fiberglass Reinforced Plastic | Safe Suction (Euro)
PARKERS 49 | 1118 SOUTH LEWIS STREET | METTER | Candler | 10000053 | 1 | Ball Float | 2000-11-01 | FALSE | 2000-11-01 | TRUE | Currently in Use | E-10 | 12000 | Composite | 2000-11-01 |  | Double-Walled Flex | Pressurized
METTER CONCRETE PRODS | EAST LILLIAN ST | METTER | Candler | 4210021 | 1 | [5 empty] | Permanently Out of Use - historical purposes | Diesel | 1065 | Bare Steel | 1971-05-07 | 1899-12-31 | Galvanized Steel
KENNEDY MORGAN FUNERAL HOME | 441 SOUTH BROAD ST | METTER | Candler | 9021007 | 1 | [5 empty] | Removed from Ground | Gas (Historical Use) | 3000 | Bare Steel | 1968-01-01 | 1995-01-11 | Galvanized Steel
METTER CANDLER COUNTY AIRPORT AU | 2456 AIRPORT ROAD | METTER | Candler | 9021018 | 3-JETA | Flapper Valve |  | FALSE |  | FALSE | Removed from Ground | Aviaion gas/AV Gas | 4000 | Galvanic (STIP-3) | 1988-01-01 |  | Fiberglass Reinforced Plastic | Safe Suction (Euro)
MALL GAME ROOM | 10 NORTH REGISTER ST | METTER | Candler | 9021089 | 2 | [5 empty] | Removed from Ground | Diesel | 4000 | Not Marked/Unknown | 1996-10-03 | 1996-10-03 | Not Marked
FULMER BROS AMOCO/FULMERS AMOCO | 395 WEST BROAD | METTER | Candler | 210027 | 3 | [5 empty] | Removed from Ground | Gas (Historical Use) | 4000 | Bare Steel | 1978-05-10 | 1994-12-05 | Galvanized Steel
BRAD'S GULF SVC | 210 LEWIS ST | METTER | Candler | 4210024 | 4D | [5 empty] | Removed from Ground | Diesel | 1000 | Bare Steel | 1971-01-01 | 1993-11-22 | Bare Steel
FORMERLY CITY SVC STA | BROAD @ NORTH ROUNTREE ST | METTER | Candler | 4210016 | 1 | [5 empty] | Removed from Ground | Empty | 1000 | Bare Steel | 1968-05-07 | 1899-12-31 | Galvanized Steel
CLIFTON INC | 1205 S. Lewis St. | METTER | Candler | 9021004 | 2 | Flapper Valve | 1989-07-01 | FALSE | 1989-07-01 | FALSE | Currently in Use | Regular | 10000 | Steel-Impressed Current | 1984-08-15 |  | Steel (Impressed Current) | Pressurized
TIME SAVER #89/METTER CAR WASH | 502 S BROAD ST EAST | METTER | Candler | 9021009 | 7 | Flapper Valve | 2003-10-01 | FALSE | 2003-10-01 | FALSE | Removed from Ground | Diesel Off Road | 12000 | Composite | 2003-10-01 |  | Fiberglass Reinforced Plastic | Pressurized
TIME SAVER #89/METTER CAR WASH | 502 S BROAD ST EAST | METTER | Candler | 9021009 | 4 | Flapper Valve | 1998-05-01 | FALSE | 1998-05-01 | FALSE | Removed from Ground | Diesel On Road | 8000 | Galvanic (STIP-3) | 1992-01-01 |  | Fiberglass Reinforced Plastic | Pressurized
TIME SAVER #89/METTER CAR WASH | 502 S BROAD ST EAST | METTER | Candler | 9021009 | 3 | Flapper Valve | 1998-05-01 | FALSE | 1998-05-01 | FALSE | Removed from Ground | Premium | 4000 | Galvanic (STIP-3) | 1992-01-01 |  | Fiberglass Reinforced Plastic | Pressurized
RAVI FOOD MART | 32438 Hwy 21 South | METTER | Candler | 9021014 | 1 | Flapper Valve | 1997-09-01 | FALSE | 1997-09-01 | FALSE | Currently in Use | Premium | 10000 | Steel-Impressed Current | 1984-03-15 |  | Steel (Impressed Current) | Pressurized
WIREGRASS JUNCTION | 26127 GA HWY 57 S | METTER | Candler | 9021093 | 1B |  | 1996-06-01 |  | 1996-06-01 |  | Currently in Use | Diesel | 4000 | Composite | 1996-06-01 |  | Fiberglass Reinforced Plastic | Pressurized
H & S SVC STA | 239 W BROAD ST | METTER | Candler | 4210018 | 1 | [5 empty] | Removed from Ground | Gas (Historical Use) | 1080 | Bare Steel | 1970-05-07 | 1991-08-10 | Galvanized Steel
CLIFTON INC | 1205 S. Lewis St. | METTER | Candler | 9021004 | 4 | Flapper Valve | 1989-07-01 | FALSE | 1989-07-01 | FALSE | Currently in Use | Diesel | 10000 | Steel-Impressed Current | 1984-08-15 |  | Steel (Impressed Current) | Pressurized
CLIFTON INC | 1205 S. Lewis St. | METTER | Candler | 9021004 | 5 | Flapper Valve | 2022-07-26 | FALSE | 2022-05-21 | FALSE | Currently in Use | Diesel | 14000 | Composite | 2022-02-03 |  | Double-Walled Fiberglass | Pressurized
M-S TIRE & SVC CTR/WILLIFORD | 400 SOUTH EAST BROAD ST | METTER | Candler | 9021005 | 2 | [5 empty] | Removed from Ground | Gas (Historical Use) | 4000 | Bare Steel | 1992-08-16 | 1992-08-16 | Galvanized Steel | Safe Suction (Euro)
METTER QUICK SHOP | 55 MLK BLVD | METTER | Candler | 9021012 | 1 | Ball Float | 2008-01-30 | FALSE | 2008-01-30 | FALSE | Currently in Use | Regular | 8000 | Fiberglass | 1991-11-01 |  | Fiberglass Reinforced Plastic | Pressurized
AMBEMA 2 INC | 260 CEDAR ST | METTER | Candler | 4210017 | 2 | [5 empty] | Permanently Out of Use - historical purposes | Gas (Historical Use) | 2000 | Bare Steel | 1974-05-07 | 1899-12-31 | Galvanized Steel
PINELAND TELEPHONE CO-OP INC | 30 S ROUNDTREE STREET | METTER | Candler | 9021091 | 1 | [5 empty] | Removed from Ground | Diesel | 500 | Bare Steel | 1999-12-01 | 1999-12-01 | Bare Steel
ENK749 | 1125 S LEWIS ST | METTER | Candler | 9021092 | 1B | Ball Float | 1997-06-01 | FALSE | 1997-06-01 | FALSE | Currently in Use | Premium | 8000 | Composite | 1997-06-01 |  | Double-Walled Flex | Pressurized
MINIT MART #2 | 55622 Hwy 46 East | METTER | Candler | 9021097 | 1B | Ball Float | 2000-11-01 | FALSE | 2000-11-01 | FALSE | Currently in Use | Regular | 4000 | Composite | 2000-11-01 |  | Fiberglass Reinforced Plastic | Pressurized
AMBEMA 2 INC | 260 CEDAR ST | METTER | Candler | 4210017 | 1 | [5 empty] | Permanently Out of Use - historical purposes | Gas (Historical Use) | 2000 | Bare Steel | 1974-05-07 | 1899-12-31 | Galvanized Steel
OLD CANDLER SVC STA/FAMILY DOLLA | 248 EAST BROAD ST | METTER | Candler | 4210020 | 1 | [5 empty] | Removed from Ground | Gas (Historical Use) | 1065 | Bare Steel | 1970-05-07 | 1994-10-05 | Galvanized Steel | Safe Suction (Euro)
JIMMY FRANKLIN CHEV-OLDS INC | HWY 121 S | METTER | Candler | 4210012 | 1 | [5 empty] | Removed from Ground | Other | 1 | Unknown | 1970-04-24 | 1991-01-01 | Not Marked
CANDLER CO HOSP AUTHORITY | CEDAR RD | METTER | Candler | 4210013 | 3 | [5 empty] | Removed from Ground | Propane | 250 | Bare Steel | 1961-04-01 | 1995-06-12 | Not Marked
GA FC/CANDLER CO UNIT | GA HWY 46 E/RT 1 BOX 296 X | METTER | Candler | 4210007 | 3 |  | 1990-01-01 |  | 1990-01-01 |  | Removed from Ground | Diesel | 550 | Galvanic (STIP-3) | 1990-01-01 | 2008-05-14 | Cathodically Protected | Safe Suction (Euro)
THE PARKER CO #44 | 300 S W BROAD ST | METTER | Candler | 10002270 | 2C | Flapper Valve | 2013-11-01 | FALSE | 2013-11-01 | FALSE | Currently in Use | E-0 | 4000 | Composite Double Walled | 2013-10-01 |  | Double-Walled Fiberglass | Pressurized
RAVI FOOD MART | 32438 Hwy 21 South | METTER | Candler | 9021014 | 4 |  | 1997-09-01 |  | 1997-09-01 |  | Currently in Use | Diesel | 6000 | Steel-Impressed Current | 1984-03-15 |  | Fiberglass Reinforced Plastic | Pressurized
OAK TREE EXPRESS INC | 100 OAK TREE RD | METTER | Candler | 9021096 | 2A | Ball Float | 2000-10-01 | FALSE | 2000-10-01 | FALSE | Currently in Use | Premium | 6000 | Composite | 2000-10-01 |  | Fiberglass Reinforced Plastic | Pressurized
EXCELSIOR dba Grady's Truck Stop | 23190 Excelsior Church Rd. | METTER | Candler | 210028 | 1 | Flapper Valve | 1999-07-29 | FALSE | 1996-01-01 | FALSE | Currently in Use | Regular | 10000 | Steel-Impressed Current | 1983-05-09 |  | Steel (Impressed Current) | Pressurized
Lo-Bucks Properties | 204 S.E. Broad St | METTER | Candler | 4210022 | 2 | [5 empty] | Closed in Ground | Gas (Historical Use) | 1000 | Bare Steel | 1976-05-06 | 1899-12-31 | Galvanized Steel
Lo-Bucks Properties | 204 S.E. Broad St | METTER | Candler | 4210022 | 5A |  | 1995-02-01 |  | 1995-02-01 |  | Temporarily out of use | Gas (Historical Use) | 5000 | Epoxy | 1995-02-01 |  | Fiberglass Reinforced Plastic | Suction (American)
AMBEMA 2 INC | 260 CEDAR ST | METTER | Candler | 4210017 | 3 | Flapper Valve | 1991-07-01 | FALSE | 1991-07-01 | FALSE | Temporarily out of use | Regular | 6000 | Fiberglass | 1991-01-01 |  | Fiberglass Reinforced Plastic | Safe Suction (Euro)
H & S SVC STA | 239 W BROAD ST | METTER | Candler | 4210018 | 6 | Flapper Valve | 1991-08-01 | FALSE | 1991-08-01 | FALSE | Currently in Use | Plus | 4000 | Galvanic (STIP-3) | 1991-08-01 |  | Fiberglass Reinforced Plastic | Safe Suction (Euro)
JIMMY FRANKLIN CHEV-OLDS INC | HWY 121 S | METTER | Candler | 4210012 | 2 | [5 empty] | Removed from Ground | Other | 1 | Unknown | 1970-04-24 | 1991-01-01 | Galvanized Steel
AMIT FOOD MART #3 | 285 N. LEWIS ST | METTER | Candler | 4210010 | 2 | Ball Float | 1997-05-01 | FALSE | 1997-05-01 | FALSE | Currently in Use | Premium | 9500 | Steel-Impressed Current | 1976-04-16 |  | Fiberglass Reinforced Plastic | Pressurized
MCCORKLE CRICKET FARM | PO BOX 285 | METTER | Candler | 4210001 | 1 | [5 empty] | Removed from Ground | Gas (Historical Use) | 560 | Bare Steel | 1978-05-08 | 1990-06-01 | Galvanized Steel
JAY'S TRUCK STOP | 1095 S LEWIS ST | METTER | Candler | 9021003 | 2 | Ball Float | 1990-05-01 | FALSE | 1990-05-01 | FALSE | Currently in Use | Diesel | 10000 | Steel-Impressed Current | 1980-01-01 |  | Fiberglass Reinforced Plastic | Pressurized
TIME SAVER #89/METTER CAR WASH | 502 S BROAD ST EAST | METTER | Candler | 9021009 | 6 | Flapper Valve | 1998-05-01 | FALSE | 1998-05-01 | FALSE | Removed from Ground | Regular | 6000 | Galvanic (STIP-3) | 1998-05-01 |  | Fiberglass Reinforced Plastic | Pressurized
JET #35 | 309 SW Broad St. | METTER | Candler | 9021013 | 4 | Flapper Valve | 1997-05-01 | FALSE | 1997-05-01 | FALSE | Currently in Use | Diesel | 2000 | Steel-Impressed Current | 1997-05-01 |  | Steel (Impressed Current) | Pressurized
J R'S GROCERY | 288 NORTH TRAPNELL ST | METTER | Candler | 9021017 | 1 | [5 empty] | Removed from Ground | Empty | 1000 | Cathodically Protected Steel | 1988-01-01 | 1999-10-19 | Galvanized Steel | Safe Suction (Euro)
METTER CANDLER COUNTY AIRPORT AU | 2456 AIRPORT ROAD | METTER | Candler | 9021018 | 2-100LL | [5 empty] | Removed from Ground | Gas (Historical Use) | 2000 | Bare Steel | 1970-01-01 | 1997-01-01 | Galvanized Steel
WIREGRASS JUNCTION | 26127 GA HWY 57 S | METTER | Candler | 9021093 | 1A |  | 1996-06-01 | FALSE | 1996-06-01 | FALSE | Currently in Use | Premium | 8000 | Composite | 1996-06-01 |  | Fiberglass Reinforced Plastic | Pressurized
BRAD'S GULF SVC | 210 LEWIS ST | METTER | Candler | 4210024 | 3S | [5 empty] | Removed from Ground | Gas (Historical Use) | 3000 | Bare Steel | 1971-01-01 | 1993-11-22 | Bare Steel
GA FC/CANDLER CO UNIT | GA HWY 46 E/RT 1 BOX 296 X | METTER | Candler | 4210007 | 1 | [5 empty] | Removed from Ground | Diesel | 560 | Bare Steel | 1958-12-12 | 1990-11-01 | Galvanized Steel
BRAD'S GULF SVC | 210 LEWIS ST | METTER | Candler | 4210024 | 1 | [5 empty] | Removed from Ground | Gas (Historical Use) | 3000 | Bare Steel | 1958-05-03 | 1993-11-22 | Galvanized Steel
METTER BP | 25890 HWY 57 S | METTER | Candler | 9021015 | 1 | Ball Float | 1991-12-01 | FALSE | 1991-12-01 | FALSE | Currently in Use | Regular | 10000 | Galvanic (STIP-3) | 1991-12-01 |  | Fiberglass Reinforced Plastic | Pressurized
METTER BP | 25890 HWY 57 S | METTER | Candler | 9021015 | 4 |  | 1991-12-01 |  | 1991-12-01 |  | Currently in Use | Diesel | 12000 | Galvanic (STIP-3) | 1991-12-01 |  | Fiberglass Reinforced Plastic | Pressurized
J R'S GROCERY | 288 NORTH TRAPNELL ST | METTER | Candler | 9021017 | 2 | [5 empty] | Removed from Ground | Empty | 1000 | Cathodically Protected Steel | 1988-01-01 | 1999-10-19 | Galvanized Steel | Safe Suction (Euro)
MINIT MART #2 | 55622 Hwy 46 East | METTER | Candler | 9021097 | 2 | Ball Float | 2000-11-01 | FALSE | 2000-11-01 | FALSE | Currently in Use | Premium | 6000 | Composite | 2000-11-01 |  | Fiberglass Reinforced Plastic | Pressurized
H & S SVC STA | 239 W BROAD ST | METTER | Candler | 4210018 | 2 | [5 empty] | Removed from Ground | Gas (Historical Use) | 1080 | Bare Steel | 1970-05-07 | 1991-08-10 | Galvanized Steel
GREENE GROCERY COMPANY | 409 S BROAD STREET | METTER | Candler | 4210011 | 1 | [5 empty] | Removed from Ground | Diesel | 2000 | Bare Steel | 1966-04-16 | 1999-08-12 | Galvanized Steel | Safe Suction (Euro)
RANDYS SERVICE CTR | 800 S LEWIS ST | METTER | Candler | 9021011 | 2 | Flapper Valve | 1991-04-01 | FALSE | 1991-04-01 | FALSE | Currently in Use | Diesel | 4000 | Steel-Impressed Current | 1991-04-01 |  | Steel (Impressed Current) | Pressurized
RAVI FOOD MART | 32438 Hwy 21 South | METTER | Candler | 9021014 | 2 | Flapper Valve | 1997-09-01 | FALSE | 1997-09-01 | FALSE | Currently in Use | Regular | 10000 | Steel-Impressed Current | 1984-03-15 |  | Steel (Impressed Current) | Pressurized
FORMERLY CITY SVC STA | BROAD @ NORTH ROUNTREE ST | METTER | Candler | 4210016 | 2 | [5 empty] | Removed from Ground | Empty | 3000 | Bare Steel | 1968-05-07 | 1899-12-31 | Galvanized Steel
OLD CANDLER SVC STA/FAMILY DOLLA | 248 EAST BROAD ST | METTER | Candler | 4210020 | 2 | [5 empty] | Removed from Ground | Gas (Historical Use) | 4000 | Bare Steel | 1974-05-07 | 1994-10-05 | Galvanized Steel | Safe Suction (Euro)
JET #35 | 309 SW Broad St. | METTER | Candler | 9021013 | 1 | Flapper Valve | 1997-05-01 | FALSE | 1997-05-01 | FALSE | Currently in Use | Regular | 6000 | Steel-Impressed Current | 1997-05-01 |  | Steel (Impressed Current) | Pressurized
LINDAS | HWY 57 | METTER | Candler | 9021016 | 1 | [5 empty] | Permanently Out Of Use | Gas (Historical Use) | 1 | Bare Steel | 2004-10-28 | 2004-10-28 | Galvanized Steel | Suction (American)
MALL GAME ROOM | 10 NORTH REGISTER ST | METTER | Candler | 9021089 | 1 | [5 empty] | Removed from Ground | Gas (Historical Use) | 6000 | Not Marked/Unknown | 1996-10-03 | 1996-10-03 | Not Marked
OAK TREE EXPRESS INC | 100 OAK TREE RD | METTER | Candler | 9021096 | 2B | Ball Float | 2000-10-01 | FALSE | 2000-10-01 | FALSE | Currently in Use | Diesel | 4000 | Composite | 2000-10-01 |  | Fiberglass Reinforced Plastic | Pressurized
CLYDES MARKET #77 | 316 SE Broad St | METTER | Candler | 9150008 | 2 | Flapper Valve | 1997-12-01 | FALSE | 1997-12-01 | FALSE | Currently in Use | E-10 | 8000 | Steel-Impressed Current | 1976-01-01 |  | Fiberglass Reinforced Plastic | Pressurized
AMBEMA 2 INC | 260 CEDAR ST | METTER | Candler | 4210017 | 4 | Flapper Valve | 1991-07-01 | FALSE | 1991-07-01 | FALSE | Temporarily out of use | Diesel | 6000 | Fiberglass | 1991-01-01 |  | Fiberglass Reinforced Plastic | Safe Suction (Euro)
CANDLER CO HOSP AUTHORITY | CEDAR RD | METTER | Candler | 4210013 | 1 | [5 empty] | Removed from Ground | Diesel | 6000 | Bare Steel | 1961-04-01 | 1995-06-12 | Galvanized Steel
AMIT FOOD MART #3 | 285 N. LEWIS ST | METTER | Candler | 4210010 | 1 | Ball Float | 1997-05-01 | FALSE | 1997-05-01 | FALSE | Currently in Use | Regular | 9500 | Steel-Impressed Current | 1976-04-16 |  | Fiberglass Reinforced Plastic | Pressurized
COUNTRY JUNCTION | HWY 46 | METTER | Candler | 9021094 | 2 | [5 empty] | Removed from Ground | Gas (Historical Use) | 1000 | Bare Steel | 1999-09-21 | 1999-09-21 | Galvanized Steel | Suction (American)
CLYDES MARKET #77 | 316 SE Broad St | METTER | Candler | 9150008 | 1 | Flapper Valve | 1997-12-01 | FALSE | 1997-12-01 | FALSE | Currently in Use | E-10 | 8000 | Steel-Impressed Current | 1976-01-01 |  | Fiberglass Reinforced Plastic | Pressurized
PINELAND TELEPHONE CO-OP INC | 610 W LEE ST | METTER | Candler | 210026 | 2 |  | 1990-01-19 |  | 1990-01-19 |  | Removed from Ground | Diesel | 4000 | Cathodically Protected Steel | 1977-01-01 | 1996-12-01 | Galvanized Steel | Suction (American)
EXCELSIOR dba Grady's Truck Stop | 23190 Excelsior Church Rd. | METTER | Candler | 210028 | 3 | Flapper Valve | 1999-07-29 | FALSE | 1996-01-01 | FALSE | Currently in Use | Premium | 10000 | Steel-Impressed Current | 1983-05-09 |  | Steel (Impressed Current) | Pressurized
Lo-Bucks Properties | 204 S.E. Broad St | METTER | Candler | 4210022 | 4 | [5 empty] | Closed in Ground | Gas (Historical Use) | 560 | Bare Steel | 1977-05-06 | 1899-12-31 | Galvanized Steel
CANDLER CO HOSP AUTHORITY | CEDAR RD | METTER | Candler | 4210013 | 2 | [5 empty] | Removed from Ground | Gas (Historical Use) | 1000 | Bare Steel | 1974-04-01 | 1995-06-12 | Bare Steel
GA DNR METTER LAW ENFORCEMENT DI | 360 CEDAR ST | METTER | Candler | 4210009 | 1 | [5 empty] | Removed from Ground | Gas (Historical Use) | 1000 | Bare Steel | 2007-12-14 | 2008-05-14 | Galvanized Steel
EXCELSIOR EMC | 986 SE BROAD ST | METTER | Candler | 10002408 | 2 | Ball Float | 1997-01-01 | FALSE | 1997-01-01 | FALSE | Currently in Use | Regular | 10000 | Tank Jacket | 1997-01-01 |  | Double-Walled Flex | Pressurized
THE PARKER CO #44 | 300 S W BROAD ST | METTER | Candler | 10002270 | 1 | Flapper Valve | 2013-11-01 | FALSE | 2013-11-01 | FALSE | Currently in Use | Regular | 15000 | Composite Double Walled | 2013-10-01 |  | Double-Walled Fiberglass | Pressurized
FORMERLY CITY SVC STA | BROAD @ NORTH ROUNTREE ST | METTER | Candler | 4210016 | 3 | [5 empty] | Removed from Ground | Empty | 3000 | Bare Steel | 1968-05-07 | 1899-12-31 | Galvanized Steel
GA FC/CANDLER CO UNIT | GA HWY 46 E/RT 1 BOX 296 X | METTER | Candler | 4210007 | 2 | [5 empty] | Removed from Ground | Diesel | 560 | Bare Steel | 1958-12-12 | 1990-11-01 | Galvanized Steel
EXCELSIOR EMC | 986 SE BROAD ST | METTER | Candler | 10002408 | 1 | Ball Float | 1997-01-01 | FALSE | 1997-01-01 | FALSE | Currently in Use | Diesel | 10000 | Tank Jacket | 1997-01-01 |  | Double-Walled Flex | Pressurized
Lo-Bucks Properties | 204 S.E. Broad St | METTER | Candler | 4210022 | 3 | [5 empty] | Closed in Ground | Gas (Historical Use) | 1000 | Bare Steel | 1976-05-06 | 1899-12-31 | Galvanized Steel
OLD CANDLER SVC STA/FAMILY DOLLA | 248 EAST BROAD ST | METTER | Candler | 4210020 | 3 | [5 empty] | Removed from Ground | Gas (Historical Use) | 4000 | Bare Steel | 1974-05-07 | 1994-10-05 | Galvanized Steel | Safe Suction (Euro)
GA FC/CANDLER CO UNIT | GA HWY 46 E/RT 1 BOX 296 X | METTER | Candler | 4210007 | 4 |  | 1990-01-01 |  | 1990-01-01 |  | Removed from Ground | Gas (Historical Use) | 1000 | Galvanic (STIP-3) | 1990-01-01 | 2008-05-14 | Cathodically Protected | Safe Suction (Euro)
GA DOT 10529 CANDLER CO MAINT HQ | 0 .2 MI S OF THE INT OF SR 46 ON | METTER | Candler | 4210008 | 529G1 | [5 empty] | Removed from Ground | Gas (Historical Use) | 1000 | Bare Steel | 1965-01-08 | 2002-02-01 | Galvanized Steel | Safe Suction (Euro)
JAY'S TRUCK STOP | 1095 S LEWIS ST | METTER | Candler | 9021003 | 5 | Ball Float | 1990-05-01 | FALSE | 1990-05-01 | FALSE | Currently in Use | Premium | 6000 | Steel-Impressed Current | 1990-05-01 |  | Fiberglass Reinforced Plastic | Pressurized
JAY'S TRUCK STOP | 1095 S LEWIS ST | METTER | Candler | 9021003 | 4 | Ball Float | 1990-05-01 | FALSE | 1990-05-01 | FALSE | Currently in Use | E-0 | 10000 | Steel-Impressed Current | 1980-01-01 |  | Fiberglass Reinforced Plastic | Pressurized
CANDLER CO SHOP | BRANNEN RD | METTER | Candler | 9021006 | 2 | [5 empty] | Removed from Ground | Gas (Historical Use) | 6000 | Bare Steel | 1994-11-25 | 1994-11-25 | Galvanized Steel | Safe Suction (Euro)
RANDYS SERVICE CTR | 800 S LEWIS ST | METTER | Candler | 9021011 | 1 | Flapper Valve | 1991-04-01 | FALSE | 1991-04-01 | FALSE | Currently in Use | Regular | 10000 | Steel-Impressed Current | 1991-04-01 |  | Steel (Impressed Current) | Pressurized
JET #35 | 309 SW Broad St. | METTER | Candler | 9021013 | 2 | Flapper Valve | 1997-05-01 | FALSE | 1997-05-01 | FALSE | Currently in Use | Regular | 6000 | Steel-Impressed Current | 1997-05-01 |  | Steel (Impressed Current) | Pressurized
Lo-Bucks Properties | 204 S.E. Broad St | METTER | Candler | 4210022 | 1 | [5 empty] | Removed from Ground | Gas (Historical Use) | 3000 | Bare Steel | 1977-05-06 | 1995-05-01 | Galvanized Steel
H & S SVC STA | 239 W BROAD ST | METTER | Candler | 4210018 | 3 | [5 empty] | Removed from Ground | Gas (Historical Use) | 4000 | Bare Steel | 1974-05-07 | 1991-08-10 | Galvanized Steel
PARKERS 49 | 1118 SOUTH LEWIS STREET | METTER | Candler | 10000053 | 2 | Ball Float | 2000-11-01 | FALSE | 2000-11-01 | TRUE | Currently in Use | Premium | 8000 | Composite | 2000-11-01 |  | Double-Walled Flex | Pressurized
THE PARKER CO #44 | 300 S W BROAD ST | METTER | Candler | 10002270 | 2A | Flapper Valve | 2013-11-01 | FALSE | 2013-11-01 | FALSE | Currently in Use | Premium | 4000 | Composite Double Walled | 2013-10-01 |  | Double-Walled Fiberglass | Pressurized
LINDAS | HWY 57 | METTER | Candler | 9021016 | 2 | [5 empty] | Permanently Out Of Use | Gas (Historical Use) | 1 | Bare Steel | 2004-10-28 | 2004-10-28 | Galvanized Steel | Suction (American)
EXCELSIOR ELECTRIC MEMBER CO-OP | HWY 46 EAST OF METTER GEORGIA | METTER | Candler | 9021090 | 1 | [5 empty] | Removed from Ground | Gas (Historical Use) | 6000 | Not Marked/Unknown | 1996-11-14 | 1996-11-14 | Not Marked
BRAD'S GULF SVC | 210 LEWIS ST | METTER | Candler | 4210024 | 3 | [5 empty] | Removed from Ground | Gas (Historical Use) | 3000 | Bare Steel | 1958-05-03 | 1993-11-22 | Galvanized Steel
Lo-Bucks Properties | 204 S.E. Broad St | METTER | Candler | 4210022 | 5B |  | 1995-02-01 |  | 1995-02-01 |  | Temporarily out of use | Gas (Historical Use) | 3000 | Epoxy | 1995-02-01 |  | Fiberglass Reinforced Plastic | Suction (American)
GOLD KIST STORE | NORTH TERREL ST | METTER | Candler | 4210014 | 1AST | [5 empty] | Removed from Ground | Diesel | 1000 | Bare Steel | 1976-05-01 | 1899-12-31 | Galvanized Steel
PARKERS 49 | 1118 SOUTH LEWIS STREET | METTER | Candler | 10000053 | 3 | Ball Float | 2000-11-01 | FALSE | 2000-11-01 | TRUE | Currently in Use | Diesel | 2000 | Composite | 2000-11-01 |  | Double-Walled Fiberglass | Pressurized
THE PARKER CO #44 | 300 S W BROAD ST | METTER | Candler | 10002270 | 2B | Ball Float | 2013-11-01 | FALSE | 2013-11-01 | FALSE | Currently in Use | Diesel On Road | 4000 | Composite Double Walled | 2013-11-01 |  | Double-Walled Fiberglass | Pressurized
OLD GAS STATION | 180 SOUTH MAIN STREET | PULASKI | Candler | 10002189 | 1 |  |  | FALSE |  | FALSE | Removed from Ground | Gas (Historical Use) | 500 | Unknown | 2012-12-01 | 2012-12-01 | Unknown
ZIP N FOOD #7 | 9989 EAST PULASKI HWY | PULASKI | Candler | 9021095 | 1A | Flapper Valve | 1999-07-01 | FALSE | 1999-07-01 | FALSE | Currently in Use | Regular | 12000 | Composite | 1999-07-01 |  | Fiberglass Reinforced Plastic | Pressurized
PULASKI GROCERY MARKET | GA HWY 46 | PULASKI | Candler | 4210019 | 1 | [5 empty] | Removed from Ground | Diesel | 1000 | Bare Steel | 1970-04-23 | 2003-11-01 | Galvanized Steel
PULASKI GROCERY MARKET | GA HWY 46 | PULASKI | Candler | 4210019 | 3 | [5 empty] | Removed from Ground | Gas (Historical Use) | 2000 | Cathodically Protected Steel | 1972-04-23 | 2003-11-07 | Cathodically Protected
ZIP N FOOD #7 | 9989 EAST PULASKI HWY | PULASKI | Candler | 9021095 | 1B | Flapper Valve | 1999-07-01 | FALSE | 1999-07-01 | FALSE | Currently in Use | Diesel | 4000 | Composite | 1999-07-01 |  | Fiberglass Reinforced Plastic | Pressurized
PULASKI GROCERY MARKET | GA HWY 46 | PULASKI | Candler | 4210019 | 2 | [5 empty] | Removed from Ground | Gas (Historical Use) | 2000 | Cathodically Protected Steel | 1972-04-23 | 2003-11-07 | Cathodically Protected
OLD GAS STATION | 180 SOUTH MAIN STREET | PULASKI | Candler | 10002189 | 2 |  |  | FALSE |  | FALSE | Removed from Ground | Gas (Historical Use) | 1000 | Unknown | 2012-12-01 | 2012-12-01 | Bare Steel
JONESVILLE SHELL | 1182 E HIGHWAY 166 | BOWDON | Carroll | 9022106 | 3 | Flapper Valve | 2001-04-01 | FALSE | 2001-04-01 | FALSE | Currently in Use | Diesel | 6000 | Composite | 2000-04-01 |  | Double-Walled Flex | Safe Suction (Euro)
PATEL FOOD MART | 619 TYUS RD | BOWDON | Carroll | 4220224 | 1 | Flapper Valve | 1998-11-17 | FALSE | 1998-11-17 | FALSE | Currently in Use | Regular | 10000 | Steel-Impressed Current | 1979-05-07 |  | Steel (Impressed Current) | Pressurized
CITY OF BOWDON | 136 CITY HALL AVE | BOWDON | Carroll | 4222360 | 1 | [5 empty] | Closed in Ground | Gas (Historical Use) | 3000 | Bare Steel | 1976-05-02 | 2000-01-19 | Galvanized Steel | Safe Suction (Euro)
SUNSET HILLS GOLF COURSE | CLUB DR/MAINT SHOP | CARROLLTON | Carroll | 7022001 | 1 | [5 empty] | Removed from Ground | Gas (Historical Use) | 500 | Bare Steel | 1993-03-15 | 1993-03-15 | Bare Steel | Suction (American)
BST/CRTNGABR R3906/BELL SOUTH MA | 320 COLUMBIA DR | CARROLLTON | Carroll | 4220249 | 2 |  |  | TRUE |  | TRUE | Removed from Ground | Used Oil | 500 | Bare Steel | 1985-07-08 | 1990-12-11 | Unknown | Gravity Fed
CARROLLTON GROCERY CORP | 2280 LOVVORN RD | CARROLLTON | Carroll | 4220136 | 2 |  | 1996-05-08 | FALSE | 1996-05-08 | FALSE | Orphan- Contamination | Gas (Historical Use) | 4000 | Steel-Impressed Current | 1982-04-08 |  | Cathodically Protected | Pressurized
BANKHEAD SHOPPETTE #108 | 1337 BANKHEAD HWY | CARROLLTON | Carroll | 4220128 | 2 | Flapper Valve | 1997-09-18 | FALSE | 1997-09-18 | FALSE | Currently in Use | Plus | 8000 | Steel-Impressed Current | 1976-04-29 |  | Steel (Impressed Current) | Pressurized
WEST GEORGIA REGIONAL AIRPORT | 635 REGIONAL AIRPORT RD | CARROLLTON | Carroll | 4220117 | 5 | Ball Float | 1999-11-01 | FALSE | 1999-11-01 | FALSE | Currently in Use | Jet fuel | 12000 | Composite Double Walled | 1999-11-01 |  | Aboveground
BUFFALO ROCK CO | 1 BORDERS ST | CARROLLTON | Carroll | 4220110 | 1 | [5 empty] | Removed from Ground | Gas (Historical Use) | 1000 | Bare Steel | 1979-04-16 | 1989-07-01 | Galvanized Steel
BOWDON RD SHOPPETTE | 3611 GA HWY 166 W | CARROLLTON | Carroll | 4220114 | 5 | [5 empty] | Removed from Ground | Diesel | 1000 | Bare Steel | 1983-04-05 | 1997-10-01 | Galvanized Steel | Suction (American)
BOWDON RD SHOPPETTE | 3611 GA HWY 166 W | CARROLLTON | Carroll | 4220114 | 4 | [5 empty] | Removed from Ground | Gas (Historical Use) | 4000 | Bare Steel | 1984-04-04 | 1997-10-01 | Galvanized Steel | Suction (American)
JONESVILLE SHELL | 1182 E HIGHWAY 166 | BOWDON | Carroll | 9022106 | 1 | Ball Float | 2001-04-01 | FALSE | 2001-04-01 | FALSE | Currently in Use | Regular | 12000 | Composite | 2000-04-01 |  | Double-Walled Flex | Pressurized
JONESVILLE SHELL | 1182 E HIGHWAY 166 | BOWDON | Carroll | 9022106 | 4 | Ball Float | 2001-04-01 | FALSE | 2001-04-01 | FALSE | Currently in Use | Diesel | 6000 | Composite | 2000-04-01 |  | Flex | Pressurized
BREMEN-BOWDON INVESTMENT CO | 141 COMMERCE ST | BOWDON | Carroll | 220260 | 1 | [5 empty] | Currently in Use | Diesel | 6000 | Bare Steel | 1982-05-17 |  | Galvanized Steel
WAYNE KELLY | 1751 SOUTH GA HWY 100 | BOWDON | Carroll | 4220206 | 2 | [5 empty] | Removed from Ground | Gas (Historical Use) | 1000 | Bare Steel | 1975-05-06 | 1988-11-03 | Galvanized Steel
CROSSROADS SHOPPETTE | 2918 STATE LINE RD | BOWDON | Carroll | 4220147 | 3 |  | 1998-12-21 |  | 1998-12-21 |  | Currently in Use | Gas (Historical Use) | 6000 | Steel-Impressed Current | 1978-04-08 |  | Cathodically Protected | Suction (American)
LUVS COUNTRY CORNER | 2347 WEST GA HWY 5 | BOWDON | Carroll | 4220138 | 1 | [5 empty] | Removed from Ground | Gas (Historical Use) | 2000 | Bare Steel | 1971-04-09 | 1994-09-20 | Galvanized Steel | Suction (American)
RED DEVIL GROCERY | 614 WEST COLLEGE ST | BOWDON | Carroll | 4220108 | 1 | [5 empty] | Removed from Ground | Gas (Historical Use) | 4000 | Bare Steel | 1979-03-19 | 1996-06-25 | Galvanized Steel
MCINTYRE ENTERPRISES LLC | 882 HWY NORTH 100 | BOWDON | Carroll | 4220131 | 3 | [5 empty] | Removed from Ground | Diesel | 4000 | Bare Steel | 1966-04-03 | 1991-01-01 | Galvanized Steel
JONESVILLE GROCERY | 1204 HWY 166 W | BOWDON | Carroll | 4220257 | 2 | [5 empty] | Removed from Ground | Gas (Historical Use) | 1000 | Bare Steel | 1975-09-27 | 1988-10-01 | Unknown
SOUTHWIRE CORP | US HWY 27 & DIXIE ST | CARROLLTON | Carroll | 4220254 | 1 | [5 empty] | Removed from Ground | Other | 1 | Not Marked/Unknown | 1990-04-10 | 1990-04-10 | Not Marked
BST/CARROLLTON CO/R3429 | 408 ROME ST | CARROLLTON | Carroll | 4220248 | 2 | Overfill Alarm | 1996-02-17 | FALSE | 1996-02-17 | FALSE | Currently in Use | Diesel | 2500 | Fiberglass | 1996-02-17 |  | Copper/Secondry Containment
CARROLLTON FOOD MART | 699 ALABAMA ST | CARROLLTON | Carroll | 4220246 | 2 | Ball Float | 1996-03-16 | FALSE | 1996-03-16 | FALSE | Currently in Use | Premium | 8000 | Steel-Impressed Current | 1982-05-01 |  | Steel (Impressed Current) | Pressurized
CARROLLTON GROCERY CORP | 2280 LOVVORN RD | CARROLLTON | Carroll | 4220136 | 4 |  | 1996-05-08 | FALSE | 1996-05-08 | FALSE | Orphan- Contamination | Empty | 4000 |  | 1982-04-08 |  | Cathodically Protected | Suction (American)
CARROLLTON GROCERY CORP | 2280 LOVVORN RD | CARROLLTON | Carroll | 4220136 | 1 |  | 1996-05-08 | FALSE | 1996-05-08 | FALSE | Orphan- Contamination | Gas (Historical Use) | 4000 | Steel-Impressed Current | 1982-04-08 |  | Cathodically Protected | Pressurized
BOWDON MINI MART | 133 WEDOWEE ST | BOWDON | Carroll | 9022032 | 4 | Ball Float | 1994-01-03 | FALSE | 1994-01-03 | FALSE | Currently in Use | Premium | 6000 | STIP-3/Impressed Current | 1987-01-01 |  | Steel (Impressed Current) | Pressurized
LAMAR MFG CO | 249 EASON ST | BOWDON | Carroll | 9022092 | 2 | [5 empty] | Removed from Ground | Diesel | 3000 | Not Marked/Unknown | 1996-04-17 | 1996-04-17 | Not Marked
JUNIOR FOOD MART | 334 E COLLEGE ST | BOWDON | Carroll | 4220195 | 1 | [5 empty] | Removed from Ground | Gas (Historical Use) | 8000 | Bare Steel | 1999-04-25 | 1999-04-25 | Galvanized Steel | Pressurized
BST/CRTNGABR R3906/BELL SOUTH MA | 320 COLUMBIA DR | CARROLLTON | Carroll | 4220249 | 1 | [5 empty] | Removed from Ground | Gas (Historical Use) | 12000 | Bare Steel | 1980-07-08 | 1991-05-01 | Unknown | Pressurized
WEST GEORGIA REGIONAL AIRPORT | 635 REGIONAL AIRPORT RD | CARROLLTON | Carroll | 4220117 | 3 | [5 empty] | Removed from Ground | Gas (Historical Use) | 10000 | Bare Steel | 1970-03-25 | 1998-12-01 | Galvanized Steel
CARROLL ELECTRIC MEMBERSHIP CORP | 155 N HWY 113 | CARROLLTON | Carroll | 4220107 | 4 | Flapper Valve | 1990-11-01 | FALSE | 1990-11-01 | FALSE | Removed from Ground | Regular | 10000 | Composite | 1990-11-01 |  | Fiberglass Reinforced Plastic | Safe Suction (Euro)
CARROLL ELECTRIC MEMBERSHIP CORP | 155 N HWY 113 | CARROLLTON | Carroll | 4220107 | 7 | Flapper Valve | 2022-01-12 | FALSE | 2021-12-23 | FALSE | Currently in Use | Diesel | 12000 | Fiberglass Double Walled | 2021-12-10 |  | Double-Walled Fiberglass | Pressurized
CARROLL ELECTRIC MEMBERSHIP CORP | 155 N HWY 113 | CARROLLTON | Carroll | 4220107 | 5 | Flapper Valve | 1990-11-01 | FALSE | 1990-11-01 | FALSE | Removed from Ground | Diesel | 10000 | Composite | 1990-11-01 |  | Fiberglass Reinforced Plastic | Safe Suction (Euro)
PHILLIPS CASH & CARRY | 2991 SHADY GROVE RD | CARROLLTON | Carroll | 4220189 | 3 | [5 empty] | Removed from Ground | Gas (Historical Use) | 1000 | Cathodically Protected Steel | 1987-11-01 | 1996-08-01 | Cathodically Protected | Safe Suction (Euro)
BREMEN-BOWDON INVESTMENT CO | 141 COMMERCE ST | BOWDON | Carroll | 220260 | 3 | [5 empty] | Currently in Use | Diesel | 4000 | Bare Steel | 1978-05-18 |  | Galvanized Steel
G&L TRUCKING INC | 385 KENT RD | BOWDON | Carroll | 9022048 | 1 | Flapper Valve | 1995-10-31 | TRUE | 1995-10-31 |  | Removed from Ground | Diesel | 12000 | Galvanic (STIP-3) | 1987-10-01 | 2011-12-20 | Fiberglass Reinforced Plastic | Suction (American)
LAMAR MFG CO | 249 EASON ST | BOWDON | Carroll | 9022092 | 1 | [5 empty] | Removed from Ground | Diesel | 10000 | Not Marked/Unknown | 1996-04-01 | 1996-04-01 | Not Marked
QUICK CHANGE #26 | 136 E COLLEGE ST | BOWDON | Carroll | 220264 | 1 | [5 empty] | Removed from Ground | Gas (Historical Use) | 3000 | Bare Steel | 1966-05-18 | 1987-10-29
BOWDON KWICK SHOP | 710 EAST COLLEGE AVE | BOWDON | Carroll | 4220238 | 1 | [5 empty] | Permanently Out of Use - historical purposes | Gas (Historical Use) | 6000 | Bare Steel | 1967-05-07 | 1899-12-31 | Galvanized Steel
JONES AUTO PARTS | RT 1 | BOWDON | Carroll | 4220190 | 2 | [5 empty] | Removed from Ground | Gas (Historical Use) | 1000 | Bare Steel | 1971-05-08 | 1996-04-16 | Galvanized Steel | Safe Suction (Euro)
CROSSROADS SHOPPETTE | 2918 STATE LINE RD | BOWDON | Carroll | 4220147 | 4 |  | 1998-12-21 |  | 1998-12-21 |  | Currently in Use | Diesel | 3000 | Steel-Impressed Current | 1985-04-08 |  | Cathodically Protected | Suction (American)
CROSSROADS SHOPPETTE | 2918 STATE LINE RD | BOWDON | Carroll | 4220147 | 1 |  | 1998-12-21 |  | 1998-12-21 |  | Currently in Use | Gas (Historical Use) | 3000 | Steel-Impressed Current | 1978-04-08 |  | Cathodically Protected | Suction (American)
JUNIOR FOOD MART | 334 E COLLEGE ST | BOWDON | Carroll | 4220195 | 2 | [5 empty] | Removed from Ground | Gas (Historical Use) | 8000 | Bare Steel | 1999-04-25 | 1999-04-25 | Galvanized Steel | Pressurized
LUVS COUNTRY CORNER | 2347 WEST GA HWY 5 | BOWDON | Carroll | 4220138 | 3 | [5 empty] | Removed from Ground | Gas (Historical Use) | 2000 | Bare Steel | 1971-04-09 | 1994-09-20 | Galvanized Steel | Suction (American)
RED DEVIL GROCERY | 614 WEST COLLEGE ST | BOWDON | Carroll | 4220108 | 3 | [5 empty] | Removed from Ground | Gas (Historical Use) | 6000 | Bare Steel | 1979-03-19 | 1996-06-25 | Galvanized Steel
MCINTYRE ENTERPRISES LLC | 882 HWY NORTH 100 | BOWDON | Carroll | 4220131 | 1 | Flapper Valve | 1991-09-01 | FALSE | 1991-09-01 | FALSE | Removed from Ground | Diesel | 10000 | Fiberglass | 1990-09-01 |  | Fiberglass Reinforced Plastic | Suction (American)
M&J SHOPPETE | 2235 GA HWY 166 W | CARROLLTON | Carroll | 4220247 | 3 | Flapper Valve | 1999-01-07 |  | 1999-01-07 |  | Removed from Ground | Gas (Historical Use) | 10000 | Steel-Impressed Current | 1980-05-01 | 2011-12-13 | Steel (Impressed Current) | Pressurized
TANNER MEDICAL CENTER CARROLLTON | 705 DIXIE STREET | CARROLLTON | Carroll | 4220250 | 2 | Flapper Valve | 2012-02-01 | FALSE | 2012-02-01 | FALSE | Currently in Use | Diesel | 40000 | Composite Double Walled | 2011-09-01 |  | Double-Walled Flex | Pressurized
WEST GEORGIA REGIONAL AIRPORT | 635 REGIONAL AIRPORT RD | CARROLLTON | Carroll | 4220117 | 4 | Ball Float | 1999-11-01 | FALSE | 1999-11-01 | FALSE | Currently in Use | Aviaion gas/AV Gas | 12000 | Composite Double Walled | 1999-11-01 |  | Aboveground
WEST GEORGIA REGIONAL AIRPORT | 635 REGIONAL AIRPORT RD | CARROLLTON | Carroll | 4220117 | 1 | [5 empty] | Removed from Ground | Gas (Historical Use) | 10000 | Bare Steel | 1970-03-25 | 1998-12-01 | Galvanized Steel | Suction (American)
BOWDON RD SHOPPETTE | 3611 GA HWY 166 W | CARROLLTON | Carroll | 4220114 | 8A | Ball Float | 1997-09-08 | FALSE | 1997-09-08 | FALSE | Currently in Use | Diesel | 4000 | Fiberglass | 1997-09-08 |  | Fiberglass Reinforced Plastic | Pressurized
CAPS RETAIL LLC | 2460 S GA HWY 16 | CARROLLTON | Carroll | 4220137 | 6 | Flapper Valve | 1995-11-05 | FALSE | 1995-11-05 | FALSE | Currently in Use | Diesel | 8000 | Composite | 1995-10-30 |  |  | Pressurized
STEP-IN MINI MART | 1272 STEWART ST | CARROLLTON | Carroll | 4220164 | 1 |  | 1998-09-22 |  | 1998-09-22 |  | Removed from Ground | Gas (Historical Use) | 2000 | Fiberglass | 1985-01-01 | 1998-06-25 | Fiberglass Reinforced Plastic | Pressurized
QUICK CHANGE #26 | 136 E COLLEGE ST | BOWDON | Carroll | 220264 | 4 | Ball Float | 1989-01-01 | FALSE | 1989-01-01 | FALSE | Currently in Use | Regular | 8000 | Galvanic (STIP-3) | 1989-01-01 |  | Fiberglass Reinforced Plastic | Pressurized
QUICK CHANGE #26 | 136 E COLLEGE ST | BOWDON | Carroll | 220264 | 5 | Ball Float | 1989-01-01 | FALSE | 1989-01-01 | FALSE | Currently in Use | Plus | 8000 | Galvanic (STIP-3) | 1989-01-01 |  | Fiberglass Reinforced Plastic | Pressurized
BOWDON KWICK SHOP | 710 EAST COLLEGE AVE | BOWDON | Carroll | 4220238 | 4 | [5 empty] | Permanently Out of Use - historical purposes | Gas (Historical Use) | 6000 | Bare Steel | 1967-05-07 | 1899-12-31 | Galvanized Steel
BOWDON KWICK SHOP | 710 EAST COLLEGE AVE | BOWDON | Carroll | 4220238 | 5 | Ball Float | 1988-06-01 | FALSE | 1988-06-01 | FALSE | Currently in Use | Regular | 10000 | Fiberglass | 1988-06-01 |  | Fiberglass Reinforced Plastic | Pressurized
BOWDON KWICK SHOP | 710 EAST COLLEGE AVE | BOWDON | Carroll | 4220238 | 7 | Ball Float | 1988-06-01 | FALSE | 1988-06-01 | FALSE | Currently in Use | Diesel | 10000 | Fiberglass | 1988-06-01 |  | Fiberglass Reinforced Plastic | Pressurized
JONES AUTO PARTS | RT 1 | BOWDON | Carroll | 4220190 | 1 | [5 empty] | Removed from Ground | Gas (Historical Use) | 1000 | Bare Steel | 1971-05-08 | 1996-04-16 | Galvanized Steel | Safe Suction (Euro)
QUICK STOP | 461 COLUMBIA DR | CARROLLTON | Carroll | 4220188 | 3 |  | 1999-02-01 | FALSE | 1999-02-01 | FALSE | Closed in Ground | Gas (Historical Use) | 1000 | Steel-Impressed Current | 1978-05-07 |  |  | Safe Suction (Euro)
ADAMS-MASSEY CO | 309 NORTH PARK ST | CARROLLTON | Carroll | 4220201 | 6 | Flapper Valve | 1999-03-10 | FALSE | 1999-03-10 | FALSE | Removed from Ground | Diesel | 1000 |  | 1999-03-10 | 2019-02-26 | Fiberglass Reinforced Plastic | Safe Suction (Euro)
PATEL FOOD MART | 619 TYUS RD | BOWDON | Carroll | 4220224 | 4 | Flapper Valve | 1998-11-17 | FALSE | 1998-11-17 | FALSE | Currently in Use | Diesel | 4010 | Steel-Impressed Current | 1987-06-01 |  | Steel (Impressed Current) | Safe Suction (Euro)
PATEL FOOD MART | 619 TYUS RD | BOWDON | Carroll | 4220224 | 5 | Flapper Valve | 1998-11-17 | FALSE | 1998-11-17 | FALSE | Currently in Use | Kerosene | 3008 | Steel-Impressed Current | 1987-06-01 |  | Steel (Impressed Current) | Safe Suction (Euro)
ROLLINS TRACTOR CO | 799 WATTS RD | BOWDON | Carroll | 4220186 | 1 | [5 empty] | Removed from Ground | Diesel | 1000 | Bare Steel | 1984-01-01 | 1984-01-01 | Galvanized Steel | Safe Suction (Euro)
KEMP WOOD SHOP | RT 3 | BOWDON | Carroll | 4220191 | 1 | [5 empty] | Removed from Ground | Diesel | 560 | Bare Steel | 1976-05-07 | 1985-01-01 | Galvanized Steel | Safe Suction (Euro)
BS KWIK STOP | US GA HWY 27 & CLINIC AVE | CARROLLTON | Carroll | 4220251 | 2 | Ball Float | 1991-06-01 |  | 1991-06-01 |  | Removed from Ground | Gas (Historical Use) | 10000 | Galvanic (STIP-3) | 1991-06-01 | 2008-02-05 | Double-Walled Flex | Pressurized
BOWDON RD SHOPPETTE | 3611 GA HWY 166 W | CARROLLTON | Carroll | 4220114 | 6 | Ball Float | 1997-09-08 | FALSE | 1997-09-08 | FALSE | Currently in Use | Regular | 10000 | Fiberglass | 1997-09-08 |  | Fiberglass Reinforced Plastic | Pressurized
QUIK-PIK FOOD STORE | 1046 ALABAMA ST | CARROLLTON | Carroll | 4220148 | 2 | Ball Float | 1988-09-01 | FALSE | 1988-09-01 | FALSE | Currently in Use | Regular | 6000 | Galvanic (STIP-3) | 1988-09-01 |  | Fiberglass Reinforced Plastic | Pressurized
MAPLE KWIK STOP | 310 MAPLE ST | CARROLLTON | Carroll | 4220151 | 2 | [5 empty] | Removed from Ground | Gas (Historical Use) | 4000 | Bare Steel | 1974-05-05 | 1999-01-07 | Galvanized Steel | Suction (American)
MAPLE KWIK STOP | 310 MAPLE ST | CARROLLTON | Carroll | 4220151 | 8 | Ball Float | 1999-01-30 | FALSE | 1999-01-30 | FALSE | Currently in Use | Diesel | 6000 | Fiberglass | 1999-01-20 |  | Double-Walled Fiberglass | Pressurized
SEWELL CLOTHING COMPANY INC | 151 CITY HALL | BOWDON | Carroll | 4220122 | 2 | [5 empty] | Removed from Ground | Diesel | 3000 | Bare Steel | 2000-08-03 | 2000-08-03 | Galvanized Steel | Safe Suction (Euro)
MCINTYRE ENTERPRISES LLC | 882 HWY NORTH 100 | BOWDON | Carroll | 4220131 | 4 | [5 empty] | Removed from Ground | Diesel | 8000 | Not Marked/Unknown | 1991-01-01 | 1991-01-01 | Not Marked
MCINTYRE ENTERPRISES LLC | 882 HWY NORTH 100 | BOWDON | Carroll | 4220131 | 5 | [5 empty] | Removed from Ground | Diesel | 6000 | Not Marked/Unknown | 1991-01-01 | 1991-01-01 | Not Marked
DART MART | 701 W COLLEGE ST | BOWDON | Carroll | 4220135 | 1 | Flapper Valve | 1992-01-01 | FALSE | 1992-01-01 | FALSE | Currently in Use | Regular | 6000 | Steel-Impressed Current | 1982-01-01 |  | Fiberglass Reinforced Plastic | Safe Suction (Euro)
SOUTHWIRE CORP | US HWY 27 & DIXIE ST | CARROLLTON | Carroll | 4220254 | 2 | [5 empty] | Removed from Ground | Other | 1 | Not Marked/Unknown | 1990-04-10 | 1990-04-10 | Not Marked
C & C AUDIO | 501 NEWNAN ST | CARROLLTON | Carroll | 4220255 | 1 | [5 empty] | Removed from Ground | Other | 1 | Not Marked/Unknown | 1989-10-27 | 1989-10-27 | Not Marked
BST/CARROLLTON CO/R3429 | 408 ROME ST | CARROLLTON | Carroll | 4220248 | 1 | [5 empty] | Removed from Ground | Other | 2000 | Bare Steel | 1970-07-08 | 1899-12-31 | Copper | Suction (American)
BS KWIK STOP | US GA HWY 27 & CLINIC AVE | CARROLLTON | Carroll | 4220251 | 1 | Ball Float | 1991-06-01 |  | 1991-06-01 |  | Removed from Ground | Gas (Historical Use) | 10000 | Galvanic (STIP-3) | 1991-06-01 | 2008-02-05 | Double-Walled Flex | Pressurized
SPEEDY SPOT | 549 N GA HWY 113 | CARROLLTON | Carroll | 4220134 | 3 | [5 empty] | Removed from Ground | Gas (Historical Use) | 2000 | Bare Steel | 1978-04-08 | 1999-02-01 | Galvanized Steel | Suction (American)
CARROLL ELECTRIC MEMBERSHIP CORP | 155 N HWY 113 | CARROLLTON | Carroll | 4220107 | 2 | [5 empty] | Removed from Ground | Diesel | 10000 | Bare Steel | 1981-04-18 | 1991-01-01 | Galvanized Steel
CARROLL ELECTRIC MEMBERSHIP CORP | 155 N HWY 113 | CARROLLTON | Carroll | 4220107 | 2 | [5 empty] | Removed from Ground | Diesel | 10000 | Bare Steel | 1981-04-18 | 1991-01-01 | Galvanized Steel
CARROLL ELECTRIC MEMBERSHIP CORP | 155 N HWY 113 | CARROLLTON | Carroll | 4220107 | 2 | [5 empty] | Removed from Ground | Diesel | 10000 | Bare Steel | 1981-04-18 | 1991-01-01 | Galvanized Steel
LUVS COUNTRY CORNER | 2347 WEST GA HWY 5 | BOWDON | Carroll | 4220138 | 2 | [5 empty] | Removed from Ground | Gas (Historical Use) | 2000 | Bare Steel | 1971-04-09 | 1994-09-20 | Galvanized Steel | Suction (American)
MCINTYRE ENTERPRISES LLC | 882 HWY NORTH 100 | BOWDON | Carroll | 4220131 | 6 | Flapper Valve | 1999-12-20 | FALSE | 1999-12-20 | FALSE | Removed from Ground | Diesel | 10000 | Fiberglass | 1999-12-20 |  | Fiberglass Reinforced Plastic | Pressurized
SOUTHWIRE CORP | US HWY 27 & DIXIE ST | CARROLLTON | Carroll | 4220254 | 3 | [5 empty] | Removed from Ground | Other | 1 | Not Marked/Unknown | 1990-04-10 | 1990-04-10 | Not Marked
WEST GEORGIA REGIONAL AIRPORT | 635 REGIONAL AIRPORT RD | CARROLLTON | Carroll | 4220117 | 2 | [5 empty] | Removed from Ground | Other | 10000 | Bare Steel | 1970-03-25 | 1998-12-01 | Galvanized Steel | Suction (American)
M&J SHOPPETE | 2235 GA HWY 166 W | CARROLLTON | Carroll | 4220247 | 1 | Flapper Valve | 1999-01-07 |  | 1999-01-07 |  | Removed from Ground | Gas (Historical Use) | 2000 | Steel-Impressed Current | 1976-05-01 | 2011-12-13 | Steel (Impressed Current) | Safe Suction (Euro)
SPEEDY SPOT | 549 N GA HWY 113 | CARROLLTON | Carroll | 4220134 | 1 | [5 empty] | Removed from Ground | Gas (Historical Use) | 2000 | Bare Steel | 1978-04-08 | 1999-02-01 | Galvanized Steel | Suction (American)
SPEEDY SPOT | 549 N GA HWY 113 | CARROLLTON | Carroll | 4220134 | 4B | Ball Float | 1999-02-01 | FALSE | 1999-02-01 | FALSE | Currently in Use | Premium | 5000 | Composite | 1999-02-01 |  | Fiberglass Reinforced Plastic | Pressurized
BANKHEAD SHOPPETTE #108 | 1337 BANKHEAD HWY | CARROLLTON | Carroll | 4220128 | 3 | Flapper Valve | 1997-09-18 | FALSE | 1997-09-18 | FALSE | Currently in Use | E-0 | 8000 | Steel-Impressed Current | 1976-04-29 |  | Steel (Impressed Current) | Pressurized
BOWDON RD SHOPPETTE | 3611 GA HWY 166 W | CARROLLTON | Carroll | 4220114 | 8B | Ball Float | 1997-09-08 | FALSE | 1997-09-08 | FALSE | Currently in Use | Diesel | 4000 | Fiberglass | 1997-09-08 |  | Fiberglass Reinforced Plastic | Safe Suction (Euro)
CARROLLTON STREET DEPARTMENT | 129 ZYZZX ST | CARROLLTON | Carroll | 4220103 | 1 | [5 empty] | Removed from Ground | Gas (Historical Use) | 10000 | Bare Steel | 1970-04-07 | 1997-11-12 | Galvanized Steel | Safe Suction (Euro)
CAPS RETAIL LLC | 2460 S GA HWY 16 | CARROLLTON | Carroll | 4220137 | 3 | [5 empty] | Removed from Ground | Gas (Historical Use) | 3000 | Bare Steel | 1978-04-08 | 1995-10-15 | Galvanized Steel
TRIANGLE TREAT | 2476 E HWY 166 | CARROLLTON | Carroll | 4220141 | 3 | Ball Float | 1996-09-01 | FALSE | 1996-09-01 | FALSE | Currently in Use | Premium | 8000 | Galvanic (STIP-3) | 1979-04-09 |  | Fiberglass Reinforced Plastic | Pressurized
CARROLL ELECTRIC MEMBERSHIP CORP | 155 N HWY 113 | CARROLLTON | Carroll | 4220107 | 2 | [5 empty] | Removed from Ground | Diesel | 10000 | Bare Steel | 1981-04-18 | 1991-01-01 | Galvanized Steel
STOP N SHOP | 440 NEWNAN RD | CARROLLTON | Carroll | 4220100 | 1 | Ball Float | 1996-04-01 | FALSE | 1996-04-01 | FALSE | Currently in Use | Regular | 8000 | Steel-Impressed Current | 1976-03-31 |  | Fiberglass Reinforced Plastic | Pressurized
TRIANGLE TREAT | 2476 E HWY 166 | CARROLLTON | Carroll | 4220141 | 1 | Ball Float | 1996-09-01 | FALSE | 1996-09-01 | FALSE | Currently in Use | Regular | 8000 | Galvanic (STIP-3) | 1979-04-09 |  | Fiberglass Reinforced Plastic | Pressurized
BOWDON MINI MART | 133 WEDOWEE ST | BOWDON | Carroll | 9022032 | 3 | Ball Float | 1994-01-03 | FALSE | 1994-01-03 | FALSE | Currently in Use | Regular | 6000 | STIP-3/Impressed Current | 1987-01-01 |  | Steel (Impressed Current) | Pressurized
QUICK CHANGE #26 | 136 E COLLEGE ST | BOWDON | Carroll | 220264 | 2 | [5 empty] | Removed from Ground | Gas (Historical Use) | 3000 | Bare Steel | 1956-05-20 | 1987-10-29
BOWDON KWICK SHOP | 710 EAST COLLEGE AVE | BOWDON | Carroll | 4220238 | 2 | [5 empty] | Permanently Out of Use - historical purposes | Gas (Historical Use) | 4000 | Bare Steel | 1967-05-07 | 1899-12-31 | Galvanized Steel
BUCKTOWN GROCERY | 2875 GA HWY 100 S | BOWDON | Carroll | 4220203 | 6 | Flapper Valve | 1991-06-01 | FALSE | 1991-06-01 | FALSE | Currently in Use | Regular | 2000 | Galvanic (STIP-3) | 1991-06-01 |  | Fiberglass Reinforced Plastic | Pressurized
G&L TRUCKING INC | 385 KENT RD | BOWDON | Carroll | 9022048 | 2 | Flapper Valve |  | TRUE | 1995-10-31 | TRUE | Removed from Ground | Used Oil | 200 | Galvanic (STIP-3) | 1987-10-01 | 2011-12-20 | Fiberglass Reinforced Plastic | Gravity Fed
BUCKTOWN GROCERY | 2875 GA HWY 100 S | BOWDON | Carroll | 4220203 | 3 | [5 empty] | Removed from Ground | Gas (Historical Use) | 2000 | Bare Steel | 1983-05-07 | 1991-06-01 | Galvanized Steel
CROSSROADS SHOPPETTE | 2918 STATE LINE RD | BOWDON | Carroll | 4220147 | 2 |  | 1998-12-21 |  | 1998-12-21 |  | Currently in Use | Gas (Historical Use) | 6000 | Steel-Impressed Current | 1978-04-08 |  | Cathodically Protected | Suction (American)
WESSINGER GARAGE | 219 CARROLLTON ST | BOWDON | Carroll | 4220253 | 3 | [5 empty] | Removed from Ground | Other | 1 | Not Marked/Unknown | 1990-06-25 | 1990-06-25 | Not Marked
CARROLLTON FOOD MART | 699 ALABAMA ST | CARROLLTON | Carroll | 4220246 | 3 | Ball Float | 1996-03-16 | FALSE | 1996-03-16 | FALSE | Currently in Use | Diesel | 8000 | Steel-Impressed Current | 1982-05-01 |  | Steel (Impressed Current) | Pressurized
BOWDON RD SHOPPETTE | 3611 GA HWY 166 W | CARROLLTON | Carroll | 4220114 | 7 | Ball Float | 1997-09-08 | FALSE | 1997-09-08 | FALSE | Currently in Use | Premium | 8000 | Fiberglass | 1997-09-08 |  | Fiberglass Reinforced Plastic | Pressurized
BOWDON RD SHOPPETTE | 3611 GA HWY 166 W | CARROLLTON | Carroll | 4220114 | 1 | [5 empty] | Removed from Ground | Gas (Historical Use) | 3000 | Bare Steel | 1976-04-04 | 1997-10-01 | Galvanized Steel | Suction (American)
QUIK-PIK FOOD STORE | 1046 ALABAMA ST | CARROLLTON | Carroll | 4220148 | 1 | Ball Float | 1988-09-01 | FALSE | 1988-09-01 | FALSE | Currently in Use | Regular | 6000 | Galvanic (STIP-3) | 1988-09-01 |  | Fiberglass Reinforced Plastic | Safe Suction (Euro)
CABINET & KITCHEN DESIGN/FORMERL | 1331 EAST HWY 166 | BOWDON | Carroll | 9022040 | 1 | [5 empty] | Removed from Ground | Gas (Historical Use) | 1000 | Bare Steel | 1995-01-31 | 1995-01-31 | Galvanized Steel
BREMEN-BOWDON INVESTMENT CO | 141 COMMERCE ST | BOWDON | Carroll | 220260 | 2 | [5 empty] | Currently in Use | Diesel | 4000 | Bare Steel | 1978-05-18 |  | Galvanized Steel
QUICK CHANGE #26 | 136 E COLLEGE ST | BOWDON | Carroll | 220264 | 6 | Ball Float | 1989-01-01 | FALSE | 1989-01-01 | FALSE | Currently in Use | Premium | 8000 | Galvanic (STIP-3) | 1989-01-01 |  | Fiberglass Reinforced Plastic | Pressurized
QUICK CHANGE #26 | 136 E COLLEGE ST | BOWDON | Carroll | 220264 | 8 | Ball Float | 1989-01-01 |  | 1989-01-01 |  | Temporarily out of use | Kerosene | 1000 | Galvanic (STIP-3) | 1989-01-01 |  | Fiberglass Reinforced Plastic | Pressurized
JONESVILLE SHELL | 1182 E HIGHWAY 166 | BOWDON | Carroll | 9022106 | 2 | Ball Float | 2001-04-01 | FALSE | 2001-04-01 | FALSE | Currently in Use | Premium | 10000 | Composite | 2000-04-01 |  | Double-Walled Flex | Pressurized
WAYNE KELLY | 1751 SOUTH GA HWY 100 | BOWDON | Carroll | 4220206 | 1 | [5 empty] | Removed from Ground | Gas (Historical Use) | 1000 | Bare Steel | 1975-05-06 | 1988-11-03 | Galvanized Steel
T&J GROCERY | 3191 WEST GA HWY 5 | BOWDON | Carroll | 4220170 | 2 | [5 empty] | Removed from Ground | Empty | 1000 | Bare Steel | 1984-05-07 | 1996-05-27 | Galvanized Steel | Safe Suction (Euro)
LUVS COUNTRY CORNER | 2347 WEST GA HWY 5 | BOWDON | Carroll | 4220138 | 5 | Ball Float | 1994-08-01 |  | 1994-08-01 |  | Currently in Use | Gas (Historical Use) | 8000 | Galvanic (STIP-3) | 1994-08-01 |  | Fiberglass Reinforced Plastic | Pressurized
LUVS COUNTRY CORNER | 2347 WEST GA HWY 5 | BOWDON | Carroll | 4220138 | 7 | Flapper Valve | 1994-08-01 |  | 1994-08-01 |  | Currently in Use | Kerosene | 1000 | Galvanic (STIP-3) | 1994-08-01 |  | Fiberglass Reinforced Plastic | Pressurized
LUVS COUNTRY CORNER | 2347 WEST GA HWY 5 | BOWDON | Carroll | 4220138 | 4 | Ball Float | 1994-08-01 |  | 1994-08-01 |  | Currently in Use | Gas (Historical Use) | 12000 | Galvanic (STIP-3) | 1994-08-01 |  | Fiberglass Reinforced Plastic | Pressurized
RED DEVIL GROCERY | 614 WEST COLLEGE ST | BOWDON | Carroll | 4220108 | 5B | Flapper Valve | 1996-06-01 | FALSE | 1996-06-01 | FALSE | Temporarily out of use | Empty | 5000 | Fiberglass | 1996-06-01 |  | Fiberglass Reinforced Plastic | Pressurized
C & C AUDIO | 501 NEWNAN ST | CARROLLTON | Carroll | 4220255 | 2 | [5 empty] | Removed from Ground | Other | 1 | Not Marked/Unknown | 1989-10-27 | 1989-10-27 | Not Marked
TANNER MEDICAL CENTER CARROLLTON | 705 DIXIE STREET | CARROLLTON | Carroll | 4220250 | 1 | Flapper Valve | 1997-09-01 | TRUE | 1997-09-01 | TRUE | Currently in Use | Diesel | 30000 | Steel-Impressed Current | 1976-02-28 |  | Steel (Impressed Current) | Safe Suction (Euro)
BOWDON KWICK SHOP | 710 EAST COLLEGE AVE | BOWDON | Carroll | 4220238 | 6 | Ball Float | 1988-06-01 | FALSE | 1988-06-01 | FALSE | Currently in Use | Premium | 10000 | Fiberglass | 1988-06-01 |  | Fiberglass Reinforced Plastic | Pressurized
BUCKTOWN GROCERY | 2875 GA HWY 100 S | BOWDON | Carroll | 4220203 | 2 | [5 empty] | Removed from Ground | Gas (Historical Use) | 2000 | Bare Steel | 1983-05-07 | 1991-06-01 | Galvanized Steel
JONESVILLE GROCERY | 1204 HWY 166 W | BOWDON | Carroll | 4220257 | 1 | [5 empty] | Removed from Ground | Gas (Historical Use) | 1000 | Bare Steel | 1975-09-27 | 1988-10-01 | Unknown
CARROLLTON FOOD MART | 699 ALABAMA ST | CARROLLTON | Carroll | 4220246 | 1 | Ball Float | 1996-03-16 | FALSE | 1996-03-16 | FALSE | Currently in Use | Regular | 10000 | Steel-Impressed Current | 1982-05-01 |  | Steel (Impressed Current) | Pressurized
GA DOT STATION 10612 CARROLL CO | GA HWY 16 | CARROLLTON | Carroll | 4220101 | 612G1 | [5 empty] | Removed from Ground | Gas (Historical Use) | 1000 | Bare Steel | 1983-02-14 | 2003-11-10 | Galvanized Steel
WAYNE KELLY | 1751 SOUTH GA HWY 100 | BOWDON | Carroll | 4220206 | 3 | [5 empty] | Removed from Ground | Gas (Historical Use) | 560 | Bare Steel | 1975-05-06 | 1988-11-03 | Galvanized Steel
BUCKTOWN GROCERY | 2875 GA HWY 100 S | BOWDON | Carroll | 4220203 | 7 | Flapper Valve | 1991-06-01 |  | 1991-06-01 |  | Currently in Use | Gas (Historical Use) | 550 | Galvanic (STIP-3) | 1991-06-01 |  | Fiberglass Reinforced Plastic | Pressurized
BUCKTOWN GROCERY | 2875 GA HWY 100 S | BOWDON | Carroll | 4220203 | 1 | [5 empty] | Removed from Ground | Gas (Historical Use) | 3000 | Bare Steel | 1983-05-07 | 1991-06-01 | Galvanized Steel
CROSSROADS SHOPPETTE | 2918 STATE LINE RD | BOWDON | Carroll | 4220147 | 5 | [5 empty] | Removed from Ground | Kerosene | 500 | Bare Steel | 1978-04-08 | 1999-12-28 | Galvanized Steel | Suction (American)
LUVS COUNTRY CORNER | 2347 WEST GA HWY 5 | BOWDON | Carroll | 4220138 | 6 | Ball Float | 1994-08-01 |  | 1994-08-01 |  | Currently in Use | Diesel | 5000 | Galvanic (STIP-3) | 1994-08-01 |  | Fiberglass Reinforced Plastic | Pressurized
MCINTYRE ENTERPRISES LLC | 882 HWY NORTH 100 | BOWDON | Carroll | 4220131 | 2 | Flapper Valve | 1991-09-01 | FALSE | 1991-09-01 | FALSE | Removed from Ground | Regular | 6000 | Fiberglass | 1991-09-01 |  | Fiberglass Reinforced Plastic | Suction (American)
CARROLL ELECTRIC MEMBERSHIP CORP | 155 N HWY 113 | CARROLLTON | Carroll | 4220107 | 6 | Flapper Valve | 2022-01-12 | FALSE | 2021-12-23 | FALSE | Currently in Use | Regular | 8000 | Fiberglass Double Walled | 2021-12-10 |  | Double-Walled Fiberglass | Pressurized
JIFFY FOOD STORE | 123 BANKHEAD AVE | CARROLLTON | Carroll | 4220152 | 4 | [5 empty] | Removed from Ground | Diesel | 1000 | Bare Steel | 1976-05-05 | 1998-10-01 | Galvanized Steel | Suction (American)
JIFFY FOOD STORE | 123 BANKHEAD AVE | CARROLLTON | Carroll | 4220152 | 5 | [5 empty] | Removed from Ground | Diesel | 1000 | Bare Steel | 1976-05-05 | 1998-10-01 | Galvanized Steel | Suction (American)
PILGRIMS PRIDE LIVE HAUL | 616 KINGS BRG RD | CARROLLTON | Carroll | 4220154 | 2 | [5 empty] | Removed from Ground | Diesel | 6000 | Bare Steel | 1966-05-01 | 1991-08-01 | Galvanized Steel
PILGRIMS PRIDE LIVE HAUL | 616 KINGS BRG RD | CARROLLTON | Carroll | 4220154 | 8 | Flapper Valve | 1991-08-23 | FALSE | 1991-08-23 | FALSE | Currently in Use | Regular | 6000 | Composite | 1991-08-23 |  | Fiberglass Reinforced Plastic | Safe Suction (Euro)
VIRGIL PHILLIPS GROCERY | MT ZION RD | CARROLLTON | Carroll | 4220180 | 1 | [5 empty] | Removed from Ground | Empty | 560 | Bare Steel | 1956-05-07 | 1899-12-31 | Galvanized Steel | Safe Suction (Euro)
PHILLIPS CASH & CARRY | 2991 SHADY GROVE RD | CARROLLTON | Carroll | 4220189 | 1 | [5 empty] | Removed from Ground | Gas (Historical Use) | 1000 | Bare Steel | 1971-05-08 | 1987-01-01 | Galvanized Steel
G G GOOLSBY | RFD 5 OFF GA HWY 112 | CARROLLTON | Carroll | 4220216 | 1 | [5 empty] | Removed from Ground | Gas (Historical Use) | 560 | Bare Steel | 1975-05-02 | 1988-01-01 | Galvanized Steel
PATEL FOOD MART | 619 TYUS RD | BOWDON | Carroll | 4220224 | 2 | Flapper Valve | 1998-11-17 | FALSE | 1998-11-17 | FALSE | Currently in Use | Plus | 6110 | Steel-Impressed Current | 1979-05-07 |  | Steel (Impressed Current) | Pressurized
PATEL FOOD MART | 619 TYUS RD | BOWDON | Carroll | 4220224 | 3 | Flapper Valve | 1998-11-17 | FALSE | 1998-11-17 | FALSE | Currently in Use | Premium | 4010 | Steel-Impressed Current | 1979-05-07 |  | Steel (Impressed Current) | Pressurized
EARL JOHNSON GROCERY | GA HWY 100 N (KANSAS) | BOWDON | Carroll | 4220177 | 2 | [5 empty] | Removed from Ground | Empty | 560 | Bare Steel | 1971-05-08 | 1985-01-01 | Galvanized Steel
RED DEVIL GROCERY | 614 WEST COLLEGE ST | BOWDON | Carroll | 4220108 | 2 | [5 empty] | Removed from Ground | Gas (Historical Use) | 5000 | Bare Steel | 1979-03-19 | 1996-06-25 | Galvanized Steel
SEWELL CLOTHING COMPANY INC | 151 CITY HALL | BOWDON | Carroll | 4220122 | 1 | [5 empty] | Removed from Ground | Gas (Historical Use) | 550 | Bare Steel | 1971-04-26 | 1990-06-28 | Galvanized Steel
STOP N SHOP | 440 NEWNAN RD | CARROLLTON | Carroll | 4220100 | 3 | Ball Float | 1996-04-01 | FALSE | 1996-04-01 | FALSE | Currently in Use | Premium | 4000 | Steel-Impressed Current | 1976-03-31 |  | Fiberglass Reinforced Plastic | Pressurized
JIFFY FOOD STORE | 123 BANKHEAD AVE | CARROLLTON | Carroll | 4220152 | 2 | [5 empty] | Removed from Ground | Gas (Historical Use) | 3000 | Bare Steel | 1976-05-05 | 1998-10-01 | Galvanized Steel | Suction (American)
MAPLE KWIK STOP | 310 MAPLE ST | CARROLLTON | Carroll | 4220151 | 1 | [5 empty] | Removed from Ground | Gas (Historical Use) | 4000 | Bare Steel | 1974-05-05 | 1999-01-07 | Galvanized Steel | Pressurized
MAPLE KWIK STOP | 310 MAPLE ST | CARROLLTON | Carroll | 4220151 | 4 | [5 empty] | Removed from Ground | Gas (Historical Use) | 4000 | Bare Steel | 1974-05-05 | 1999-01-07 | Galvanized Steel | Suction (American)
MAPLE KWIK STOP | 310 MAPLE ST | CARROLLTON | Carroll | 4220151 | 7 | Ball Float | 1999-01-30 | FALSE | 1999-01-30 | FALSE | Currently in Use | Premium | 10000 | Fiberglass | 1999-01-20 |  | Double-Walled Fiberglass | Pressurized
PILGRIMS PRIDE LIVE HAUL | 616 KINGS BRG RD | CARROLLTON | Carroll | 4220154 | 7 | Flapper Valve | 1991-08-23 | FALSE | 1991-08-23 | FALSE | Currently in Use | Diesel | 12000 | Composite | 1991-08-23 |  | Fiberglass Reinforced Plastic | Safe Suction (Euro)
PILGRIMS PRIDE LIVE HAUL | 616 KINGS BRG RD | CARROLLTON | Carroll | 4220154 | 4 | [5 empty] | Removed from Ground | Gas (Historical Use) | 4000 | Bare Steel | 1966-05-01 | 1991-08-01 | Galvanized Steel
PILGRIMS PRIDE LIVE HAUL | 616 KINGS BRG RD | CARROLLTON | Carroll | 4220154 | 5 |  |  | TRUE |  | TRUE | Removed from Ground | Used Oil | 250 | Bare Steel | 1976-05-01 | 1991-08-01 | Galvanized Steel
GA POWER/CARROLLTON OPER HQ | 1130 ALABAMA ST | CARROLLTON | Carroll | 4220157 | 3 | Flapper Valve | 1989-02-01 | FALSE | 1989-02-01 | FALSE | Removed from Ground | Diesel | 10000 | Fiberglass Double Walled | 1989-02-01 | 2018-08-08 | Fiberglass Reinforced Plastic | Pressurized
STEP-IN MINI MART | 1272 STEWART ST | CARROLLTON | Carroll | 4220164 | 3 | [5 empty] | Removed from Ground | Gas (Historical Use) | 3000 | Bare Steel | 1985-01-01 | 1998-06-25 | Galvanized Steel | Safe Suction (Euro)
CARROLLTON HIGH SCHOOL/OLD GRND | 202 TROJAN DR | CARROLLTON | Carroll | 4220158 | 1 | [5 empty] | Closed in Ground | Gas (Historical Use) | 1000 | Bare Steel | 1972-05-01 | 1974-11-01 | Bare Steel
SHELTON GROCERY | 2175 LOVVORN RD | CARROLLTON | Carroll | 4220185 | 1 | [5 empty] | Removed from Ground | Empty | 1000 | Bare Steel | 1978-05-07 | 1996-05-29 | Galvanized Steel | Safe Suction (Euro)
BUCKTOWN GROCERY | 2875 GA HWY 100 S | BOWDON | Carroll | 4220203 | 8 | Flapper Valve | 1991-06-01 | FALSE | 1991-06-01 | FALSE | Currently in Use | Premium | 1000 | Galvanic (STIP-3) | 1991-06-01 |  | Fiberglass Reinforced Plastic | Pressurized
JONESVILLE GROCERY | 1204 HWY 166 W | BOWDON | Carroll | 4220257 | 4 | [5 empty] | Removed from Ground | Gas (Historical Use) | 5000 | Cathodically Protected Steel | 1986-01-01 | 1899-12-31 | Cathodically Protected
JONESVILLE GROCERY | 1204 HWY 166 W | BOWDON | Carroll | 4220257 | 5 |  | 1997-12-03 |  | 1997-12-03 |  | Currently in Use | Gas (Historical Use) | 5000 | Steel-Impressed Current | 1988-11-01 |  | Cathodically Protected | Pressurized
SPEEDY SPOT | 549 N GA HWY 113 | CARROLLTON | Carroll | 4220134 | 2 | [5 empty] | Removed from Ground | Gas (Historical Use) | 2000 | Bare Steel | 1978-04-08 | 1999-02-01 | Galvanized Steel | Suction (American)
BANKHEAD SHOPPETTE #108 | 1337 BANKHEAD HWY | CARROLLTON | Carroll | 4220128 | 1 | Flapper Valve | 1997-09-18 | FALSE | 1997-09-18 | FALSE | Currently in Use | Regular | 8000 | Steel-Impressed Current | 1976-04-29 |  | Steel (Impressed Current) | Pressurized
CARROLL ELECTRIC MEMBERSHIP CORP | 155 N HWY 113 | CARROLLTON | Carroll | 4220107 | 3 |  |  | TRUE |  | TRUE | Removed from Ground | Used Oil | 2000 | Bare Steel | 1981-04-18 | 1997-12-15 | Galvanized Steel
CARROLL ELECTRIC MEMBERSHIP CORP | 155 N HWY 113 | CARROLLTON | Carroll | 4220107 | 3 |  |  | TRUE |  | TRUE | Removed from Ground | Used Oil | 2000 | Bare Steel | 1981-04-18 | 1997-12-15 | Galvanized Steel
CARROLL ELECTRIC MEMBERSHIP CORP | 155 N HWY 113 | CARROLLTON | Carroll | 4220107 | 3 |  |  | TRUE |  | TRUE | Removed from Ground | Used Oil | 2000 | Bare Steel | 1981-04-18 | 1997-12-15 | Galvanized Steel
CARROLL ELECTRIC MEMBERSHIP CORP | 155 N HWY 113 | CARROLLTON | Carroll | 4220107 | 3 |  |  | TRUE |  | TRUE | Removed from Ground | Used Oil | 2000 | Bare Steel | 1981-04-18 | 1997-12-15 | Galvanized Steel
SOUTHWIRE WOOD PRODUCTS DIV | 373 CENTRAL RD | CARROLLTON | Carroll | 4220097 | 2 | [5 empty] | Closed in Ground | Other | 6000 | Concrete | 1985-04-08 | 1989-06-01 | Not Marked
MAPLE KWIK STOP | 310 MAPLE ST | CARROLLTON | Carroll | 4220151 | 5 | [5 empty] | Removed from Ground | Diesel | 2000 | Bare Steel | 1978-05-05 | 1999-01-07 | Galvanized Steel | Suction (American)
PILGRIMS PRIDE LIVE HAUL | 616 KINGS BRG RD | CARROLLTON | Carroll | 4220154 | 1 | [5 empty] | Removed from Ground | Gas (Historical Use) | 8000 | Bare Steel | 1966-05-01 | 1991-08-01 | Galvanized Steel
GOLD KIST HATCHERY | US GA HWY 27 NORTH | CARROLLTON | Carroll | 4220155 | 1 | [5 empty] | Closed in Ground | Gas (Historical Use) | 250 | Bare Steel | 1966-05-01 | 1994-09-23 | Galvanized Steel
UPS CARROLLTON (UST) | 203 BRUMBELOW RD @ GA HWY 16 | CARROLLTON | Carroll | 4220159 | 1 | Flapper Valve | 1991-07-25 | FALSE | 1991-07-25 | FALSE | Temporarily out of use | Diesel | 10000 | Fiberglass | 1982-04-17 |  | Double-Walled Fiberglass | Pressurized
WEATHINGTON GROCERY | 902 DIXIE ST | CARROLLTON | Carroll | 4220172 | 1 | [5 empty] | Removed from Ground | Gas (Historical Use) | 560 | Bare Steel | 1956-05-07 | 1996-05-01 | Galvanized Steel | Safe Suction (Euro)
WALKER MEATS | 821 TYUS RD | CARROLLTON | Carroll | 4220173 | 2 |  | 1999-02-15 |  | 1999-02-15 |  | Removed from Ground | Gas (Historical Use) | 1000 | Cathodically Protected Steel | 1999-02-15 | 2004-11-13 | Fiberglass Reinforced Plastic | Suction (American)
ADAMS-MASSEY CO | 309 NORTH PARK ST | CARROLLTON | Carroll | 4220201 | 1 | [5 empty] | Removed from Ground | Gas (Historical Use) | 1000 | Bare Steel | 1961-05-06 | 1899-12-31 | Galvanized Steel
SUNNYS DELI-MART | 3741 CARROLLTON-VILLA RICA HWY | CARROLLTON | Carroll | 4220169 | 4 | [5 empty] | Removed from Ground | Diesel | 1000 | Bare Steel | 1984-05-07 | 1996-05-30 | Galvanized Steel | Safe Suction (Euro)
SUNNYS DELI-MART | 3741 CARROLLTON-VILLA RICA HWY | CARROLLTON | Carroll | 4220169 | 1 | [5 empty] | Removed from Ground | Gas (Historical Use) | 3000 | Bare Steel | 1984-05-07 | 1899-12-31 | Galvanized Steel | Safe Suction (Euro)
CITY OF VILLA RICA | 101 MAIN ST | CARROLLTON | Carroll | 4220205 | 1 | [5 empty] | Removed from Ground | Gas (Historical Use) | 1000 | Bare Steel | 1975-05-02 | 1899-12-31 | Galvanized Steel
MAPLE KWIK STOP | 310 MAPLE ST | CARROLLTON | Carroll | 4220151 | 6 | Ball Float | 1999-01-30 | FALSE | 1999-01-30 | FALSE | Currently in Use | Regular | 12000 | Fiberglass | 1999-01-20 |  | Double-Walled Fiberglass | Pressurized
STEP-IN MINI MART | 1272 STEWART ST | CARROLLTON | Carroll | 4220164 | 2 | [5 empty] | Removed from Ground | Gas (Historical Use) | 2000 | Bare Steel | 1985-01-01 | 1998-06-25 | Galvanized Steel | Safe Suction (Euro)
ADAMS-MASSEY CO | 309 NORTH PARK ST | CARROLLTON | Carroll | 4220201 | 5 | Flapper Valve | 1998-12-02 | FALSE | 1998-12-02 | FALSE | Removed from Ground | Gas (Historical Use) | 1000 |  | 1990-02-01 | 2019-02-26 | Galvanized Steel | Safe Suction (Euro)
WEATHINGTON GROCERY | 902 DIXIE ST | CARROLLTON | Carroll | 4220172 | 2 | [5 empty] | Removed from Ground | Gas (Historical Use) | 560 | Bare Steel | 1956-05-07 | 1996-05-01 | Galvanized Steel | Safe Suction (Euro)
A B OWENSBY | 1870 TYUS CARROLLTON RD | CARROLLTON | Carroll | 4220215 | 1 | [5 empty] | Removed from Ground | Gas (Historical Use) | 560 | Bare Steel | 1971-05-02 | 1988-11-15 | Galvanized Steel
FARMERS HIGH GROCERY/BETTY HOLME | 1135 FARMERS HIGH RD | CARROLLTON | Carroll | 4220217 | 4 | [5 empty] | Removed from Ground | Gas (Historical Use) | 560 | Bare Steel | 1975-05-02 | 1989-01-01 | Galvanized Steel
BANKHEAD SHOPPETTE #108 | 1337 BANKHEAD HWY | CARROLLTON | Carroll | 4220128 | 4 | Flapper Valve | 1997-09-18 | FALSE | 1997-09-18 | FALSE | Currently in Use | Diesel | 4000 | Steel-Impressed Current | 1976-04-29 |  | Steel (Impressed Current) | Safe Suction (Euro)
GA DOT STATION 10612 CARROLL CO | GA HWY 16 | CARROLLTON | Carroll | 4220101 | 61201 | [5 empty] | Removed from Ground | Gas (Historical Use) | 1000 | Bare Steel | 1973-02-13 | 1899-12-31 | Galvanized Steel | Safe Suction (Euro)
CAPS RETAIL LLC | 2460 S GA HWY 16 | CARROLLTON | Carroll | 4220137 | 4 | Ball Float | 1995-11-05 | FALSE | 1995-11-05 | FALSE | Currently in Use | Regular | 10000 | Composite | 1995-10-30 |  |  | Pressurized
CAPS RETAIL LLC | 2460 S GA HWY 16 | CARROLLTON | Carroll | 4220137 | 5 | Ball Float | 1995-11-05 | FALSE | 1995-11-05 | FALSE | Currently in Use | Premium | 8000 | Composite | 1995-10-30 |  |  | Pressurized
D & K SHOPPETTE | 1805 MT ZION RD | CARROLLTON | Carroll | 4220168 | 6 | Flapper Valve | 1999-01-15 | FALSE | 1999-01-15 | FALSE | Orphan- Contamination | Gas (Historical Use) | 1000 | Galvanic (STIP-3) | 1999-01-12 |  | Fiberglass Reinforced Plastic | Safe Suction (Euro)
QUICK STOP | 461 COLUMBIA DR | CARROLLTON | Carroll | 4220188 | 2 |  | 1999-02-01 | FALSE | 1999-02-01 | FALSE | Closed in Ground | Gas (Historical Use) | 1000 | Steel-Impressed Current | 1976-05-07 |  |  | Safe Suction (Euro)
OPLE SHIREY GROCERY | 1395 EAST GA HWY 5 | CARROLLTON | Carroll | 4220184 | 1 | [5 empty] | Removed from Ground | Gas (Historical Use) | 1000 | Bare Steel | 1974-05-07 | 1899-12-31 | Galvanized Steel
CARROLL CO WATER AUTH | GA HWY 61 | CARROLLTON | Carroll | 4220200 | 1 | [5 empty] | Removed from Ground | Gas (Historical Use) | 1000 | Bare Steel | 1981-05-06 | 1999-01-15 | Galvanized Steel | Safe Suction (Euro)
ADAMS-MASSEY CO | 309 NORTH PARK ST | CARROLLTON | Carroll | 4220201 | 3 | [5 empty] | Removed from Ground | Diesel | 560 | Bare Steel | 1967-05-07 | 1998-12-02 | Galvanized Steel
SERVICE SUPPLY CO | 306 ROME ST | CARROLLTON | Carroll | 4220207 | 1 | [5 empty] | Removed from Ground | Gas (Historical Use) | 1000 | Bare Steel | 1975-05-02 | 1988-11-25 | Galvanized Steel
B'S KWIK STOP #3 | 23 TYUS CARROLLTON RD | CARROLLTON | Carroll | 4220218 | 3 |  | 1998-04-13 |  | 1998-04-13 |  | Removed from Ground | Gas (Historical Use) | 6000 | Steel-Impressed Current | 1978-05-06 | 2003-10-15 | Cathodically Protected | Pressurized
METRO CARROLLTON INC | 201 NORTH PARK | CARROLLTON | Carroll | 4220232 | 2 | [5 empty] | Removed from Ground | E-10 | 6000 | Cathodically Protected Steel | 1966-04-28 | 1996-04-18 | Galvanized Steel
STATE UNIVERSITY OF WEST GEORGIA | 1600 MAPLE ST | CARROLLTON | Carroll | 220272 | 5 | [5 empty] | Removed from Ground | Diesel | 1000 | Bare Steel | 1976-04-01 | 1899-12-31 | Galvanized Steel
HUFFS SHOPPETTE | 1224 ROME ST | CARROLLTON | Carroll | 4220085 | 3 | [5 empty] | Removed from Ground | Gas (Historical Use) | 3000 | Bare Steel | 1973-01-01 | 1992-10-27 | Galvanized Steel | Suction (American)
BUFFALO ROCK CO | 1 BORDERS ST | CARROLLTON | Carroll | 4220110 | 2 | [5 empty] | Removed from Ground | Diesel | 1000 | Bare Steel | 1979-04-16 | 1989-07-01 | Galvanized Steel
SUNNYS DELI-MART | 3741 CARROLLTON-VILLA RICA HWY | CARROLLTON | Carroll | 4220169 | 3 | [5 empty] | Removed from Ground | Gas (Historical Use) | 1500 | Bare Steel | 1984-05-07 | 1899-12-31 | Galvanized Steel | Safe Suction (Euro)
CARROLLTON GROCERY CORP | 2280 LOVVORN RD | CARROLLTON | Carroll | 4220136 | 3 |  | 1996-05-08 | FALSE | 1996-05-08 | FALSE | Orphan- Contamination | Gas (Historical Use) | 4000 | Steel-Impressed Current | 1982-04-08 |  | Cathodically Protected | Pressurized
SPEEDY SPOT | 549 N GA HWY 113 | CARROLLTON | Carroll | 4220134 | 4A | Ball Float | 1999-02-01 | FALSE | 1999-02-01 | FALSE | Currently in Use | Regular | 10000 | Composite | 1999-02-01 |  | Fiberglass Reinforced Plastic | Pressurized
BOWDON RD SHOPPETTE | 3611 GA HWY 166 W | CARROLLTON | Carroll | 4220114 | 3 | [5 empty] | Removed from Ground | Gas (Historical Use) | 3000 | Bare Steel | 1976-04-04 | 1997-10-01 | Galvanized Steel | Suction (American)
CARROLLTON STREET DEPARTMENT | 129 ZYZZX ST | CARROLLTON | Carroll | 4220103 | 3 | Ball Float | 1997-12-19 | FALSE | 1997-12-19 | FALSE | Currently in Use | Diesel | 10000 | Fiberglass | 1997-12-19 |  | Double-Walled Flex | Pressurized
CARROLL COUNTY SOLID WASTE | 439 SIMONTON MILL RD | CARROLLTON | Carroll | 4220102 | 4220102 |  | 1998-02-11 |  | 1998-02-11 |  | Removed from Ground | Diesel | 4000 | Cathodically Protected Steel | 1976-01-01 | 2008-10-16 | Galvanized Steel | Safe Suction (Euro)
JIFFY FOOD STORE | 123 BANKHEAD AVE | CARROLLTON | Carroll | 4220152 | 6 | [5 empty] | Removed from Ground | Diesel | 1000 | Bare Steel | 1976-05-05 | 1998-10-01 | Galvanized Steel
GOLD KIST INC | 616 KINGSBRIDGE RD | CARROLLTON | Carroll | 4220156 | 2 | [5 empty] | Currently in Use | Diesel | 10000 | Bare Steel | 1977-05-01 |  | Bare Steel
VIRGIL PHILLIPS GROCERY | MT ZION RD | CARROLLTON | Carroll | 4220180 | 2 | [5 empty] | Removed from Ground | Empty | 560 | Bare Steel | 1956-05-07 | 1899-12-31 | Galvanized Steel | Safe Suction (Euro)
CARROLL ELECTRIC MEMBERSHIP CORP | 155 N HWY 113 | CARROLLTON | Carroll | 4220107 | 1 | [5 empty] | Removed from Ground | Gas (Historical Use) | 10000 | Bare Steel | 1981-04-18 | 1991-01-01 | Galvanized Steel
CARROLL ELECTRIC MEMBERSHIP CORP | 155 N HWY 113 | CARROLLTON | Carroll | 4220107 | 1 | [5 empty] | Removed from Ground | Gas (Historical Use) | 10000 | Bare Steel | 1981-04-18 | 1991-01-01 | Galvanized Steel
CARROLL ELECTRIC MEMBERSHIP CORP | 155 N HWY 113 | CARROLLTON | Carroll | 4220107 | 1 | [5 empty] | Removed from Ground | Gas (Historical Use) | 10000 | Bare Steel | 1981-04-18 | 1991-01-01 | Galvanized Steel
CARROLL ELECTRIC MEMBERSHIP CORP | 155 N HWY 113 | CARROLLTON | Carroll | 4220107 | 1 | [5 empty] | Removed from Ground | Gas (Historical Use) | 10000 | Bare Steel | 1981-04-18 | 1991-01-01 | Galvanized Steel
STOP N SHOP | 440 NEWNAN RD | CARROLLTON | Carroll | 4220100 | 2 | Ball Float | 1996-04-01 | FALSE | 1996-04-01 | FALSE | Currently in Use | Plus | 4000 | Steel-Impressed Current | 1976-03-31 |  | Fiberglass Reinforced Plastic | Pressurized
TRIANGLE TREAT | 2476 E HWY 166 | CARROLLTON | Carroll | 4220141 | 2 | Ball Float | 1996-09-01 | FALSE | 1996-09-01 | FALSE | Currently in Use | Regular | 8000 | Galvanic (STIP-3) | 1979-04-09 |  | Fiberglass Reinforced Plastic | Pressurized
JIFFY FOOD STORE | 123 BANKHEAD AVE | CARROLLTON | Carroll | 4220152 | 3 | [5 empty] | Removed from Ground | Gas (Historical Use) | 3000 | Bare Steel | 1976-05-05 | 1998-10-01 | Galvanized Steel | Suction (American)
PILGRIMS PRIDE LIVE HAUL | 616 KINGS BRG RD | CARROLLTON | Carroll | 4220154 | 3 | [5 empty] | Removed from Ground | Diesel | 10000 | Bare Steel | 1976-05-01 | 1991-08-01 | Galvanized Steel
GA POWER/CARROLLTON OPER HQ | 1130 ALABAMA ST | CARROLLTON | Carroll | 4220157 | 2 |  | 1989-02-01 |  | 1989-02-01 |  | Closed in Ground | Diesel | 6000 | Fiberglass | 1989-02-01 | 1997-06-10 | Fiberglass Reinforced Plastic | Pressurized
SHELTON GROCERY | 2175 LOVVORN RD | CARROLLTON | Carroll | 4220185 | 2 | [5 empty] | Removed from Ground | Empty | 1000 | Bare Steel | 1978-05-07 | 1996-05-29 | Galvanized Steel | Safe Suction (Euro)
WEST GA AMBULANCE | 501 OLD NEURA RD | CARROLLTON | Carroll | 4220171 | 1 | [5 empty] | Removed from Ground | Gas (Historical Use) | 1000 | Bare Steel | 1976-05-07 | 1999-01-15 | Galvanized Steel | Safe Suction (Euro)
D & R SUPERETTE | 2408 US HWY 27 SOUTH | CARROLLTON | Carroll | 4220211 | UL98590 | Ball Float | 1992-02-01 | FALSE | 1992-02-01 | FALSE | Temporarily out of use | Gas (Historical Use) | 6000 | Galvanic (STIP-3) | 1990-01-01 |  | Fiberglass Reinforced Plastic | Pressurized
BURKETT OIL CO INC | 321 OLD BREMEN RD | CARROLLTON | Carroll | 4220210 | 1 | [5 empty] | Removed from Ground | Gas (Historical Use) | 3000 | Bare Steel | 1972-05-01 | 1988-01-01 | Galvanized Steel
METRO CARROLLTON INC | 201 NORTH PARK | CARROLLTON | Carroll | 4220232 | 6 | Ball Float | 1996-01-25 | FALSE | 1996-01-25 | FALSE | Currently in Use | Regular | 10000 |  | 1996-01-16 |  | Fiberglass Reinforced Plastic | Pressurized
BROOKWOOD KWICK SERVE #87 | 800 LOVVERN RD | CARROLLTON | Carroll | 4201260 | 2 |  | 1998-10-29 |  | 1997-05-01 |  | Removed from Ground | Gas (Historical Use) | 8000 | Steel-Impressed Current | 1980-02-16 | 2006-02-21 | Cathodically Protected | Safe Suction (Euro)
STATE UNIVERSITY OF WEST GEORGIA | 1600 MAPLE ST | CARROLLTON | Carroll | 220272 | 3 | [5 empty] | Removed from Ground | Diesel | 2000 | Bare Steel | 1972-04-01 | 1995-08-14 | Galvanized Steel
MARK'S CONVIENCE STORE | 2301 MAPLE ST | CARROLLTON | Carroll | 10001383 | 1B | Ball Float | 2007-04-20 | FALSE | 2007-04-20 | FALSE | Currently in Use | Premium | 8000 | Fiberglass Double Walled | 2007-03-19 |  |  | Pressurized
FULTON & VILLA INVESTMENTS | 351 OLD NEWNAN RD | CARROLLTON | Carroll | 10002171 | 3 | Ball Float | 2005-06-01 | FALSE | 2005-06-01 | FALSE | Currently in Use | Diesel | 6000 | Epoxy | 2005-06-01 |  | Fiberglass Reinforced Plastic | Pressurized
A C'S GROCERY | US HWY 78 W | VILLA RICA | Carroll | 4220039 | 2 | [5 empty] | Removed from Ground | Gas (Historical Use) | 1000 | Bare Steel | 1970-04-11 | 1996-12-06 | Galvanized Steel | Suction (American)
LEATHER'S TRUCK STOP AKA PILOT TRAVEL CENTER #4559 | 95 LIBERTY RD | VILLA RICA | Carroll | 4220020 | 8 | [5 empty] | Removed from Ground | Diesel | 6000 | Bare Steel | 1978-04-10 | 1987-08-01 | Fiberglass Reinforced Plastic
LEATHER'S TRUCK STOP AKA PILOT TRAVEL CENTER #4559 | 95 LIBERTY RD | VILLA RICA | Carroll | 4220020 | 9 | [5 empty] | Removed from Ground | Diesel | 6000 | Bare Steel | 1978-04-10 | 1987-08-01 | Fiberglass Reinforced Plastic
LEATHER'S TRUCK STOP AKA PILOT TRAVEL CENTER #4559 | 95 LIBERTY RD | VILLA RICA | Carroll | 4220020 | 6 |  | 1998-05-25 |  | 1998-05-25 |  | Removed from Ground | Gas (Historical Use) | 10000 | Steel-Impressed Current | 1978-04-10 | 2002-01-10 | Fiberglass Reinforced Plastic | Pressurized
WAYNE DAVIS CONCRETE CO | 1706 HWY 78 WEST | VILLA RICA | Carroll | 9022037 | 1 | Flapper Valve | 1998-11-30 | FALSE | 1998-11-30 | FALSE | Removed from Ground | Diesel | 10000 | Galvanic (STIP-3) | 2000-09-11 |  | Fiberglass Reinforced Plastic | Pressurized
D & K SHOPPETTE | 1805 MT ZION RD | CARROLLTON | Carroll | 4220168 | 3 | [5 empty] | Removed from Ground | Diesel | 1000 | Bare Steel | 1976-05-06 | 1999-01-15 | Galvanized Steel | Safe Suction (Euro)
GA KRAFT | OFF ALABAMA ST | CARROLLTON | Carroll | 4220196 | 1 | [5 empty] | Removed from Ground | Diesel | 500 | Bare Steel | 1971-05-07 | 1989-07-01 | Galvanized Steel
KEITH'S SUPPERETTE | 4005 US HWY 27 S | CARROLLTON | Carroll | 4220192 | 3 | [5 empty] | Removed from Ground | Gas (Historical Use) | 1000 | Bare Steel | 1968-05-07 | 1991-05-01 | Galvanized Steel | Safe Suction (Euro)
D & K SHOPPETTE | 1805 MT ZION RD | CARROLLTON | Carroll | 4220168 | 5 | Flapper Valve | 1999-01-15 | FALSE | 1999-01-15 | FALSE | Orphan- Contamination | Gas (Historical Use) | 1000 | Galvanic (STIP-3) | 1999-01-12 |  | Fiberglass Reinforced Plastic | Safe Suction (Euro)
D & K SHOPPETTE | 1805 MT ZION RD | CARROLLTON | Carroll | 4220168 | 4 | [5 empty] | Removed from Ground | Gas (Historical Use) | 560 | Bare Steel | 1983-05-07 | 1999-01-05 | Galvanized Steel | Safe Suction (Euro)
UPS CARROLLTON (UST) | 203 BRUMBELOW RD @ GA HWY 16 | CARROLLTON | Carroll | 4220159 | 2 |  |  | TRUE |  | TRUE | Removed from Ground | Used Oil | 500 | Fiberglass | 1982-04-17 | 1991-09-13 | Unknown
KEITH'S SUPPERETTE | 4005 US HWY 27 S | CARROLLTON | Carroll | 4220192 | 2 | [5 empty] | Removed from Ground | Gas (Historical Use) | 1000 | Bare Steel | 1968-05-07 | 1991-05-01 | Galvanized Steel | Safe Suction (Euro)
WALKER MEATS | 821 TYUS RD | CARROLLTON | Carroll | 4220173 | 1 | [5 empty] | Removed from Ground | Gas (Historical Use) | 2000 | Bare Steel | 1984-05-07 | 1899-12-31 | Galvanized Steel | Safe Suction (Euro)
B'S KWIK STOP #3 | 23 TYUS CARROLLTON RD | CARROLLTON | Carroll | 4220218 | 1 |  | 1998-04-13 |  | 1998-04-13 |  | Removed from Ground | Gas (Historical Use) | 6000 | Steel-Impressed Current | 1978-05-06 | 2003-10-15 | Cathodically Protected | Pressurized
COPPER DIV OF SOUTHWIRE CDS | 372 CENTRAL RD | CARROLLTON | Carroll | 4220237 | 7 | [5 empty] | Removed from Ground | Gas (Historical Use) | 10000 | Bare Steel | 1973-05-05 | 1995-08-18 | Unknown
COPPER DIV OF SOUTHWIRE CDS | 372 CENTRAL RD | CARROLLTON | Carroll | 4220237 | 5 | [5 empty] | Closed in Ground | Empty | 5000 | Bare Steel | 1970-05-05 | 1980-05-15 | Unknown
HUFFS SHOPPETTE | 1224 ROME ST | CARROLLTON | Carroll | 4220085 | 4 | [5 empty] | Removed from Ground | Diesel | 1000 | Bare Steel | 1973-01-01 | 1992-10-27 | Galvanized Steel | Suction (American)
Ethan & Ember INC | 143 E MONTGOMERY ST | VILLA RICA | Carroll | 4220031 | 2 | Flapper Valve | 1998-12-10 | FALSE | 1998-12-10 | FALSE | Currently in Use | Premium | 8000 | Steel-Impressed Current | 1998-12-10 |  | Double-Walled Fiberglass | Pressurized
BAY SPRINGS MIDDLE SCHOOL | 122 BAY SPRINGS RD | VILLA RICA | Carroll | 9022108 | 2 | Flapper Valve | 2022-02-10 | FALSE | 2022-02-03 | FALSE | Currently in Use | Regular | 16000 | Tank Jacket Double Walled | 2022-01-28 |  | Double-Walled Flex | Pressurized
GATE STATION #206 | 908 MAPLE ST | CARROLLTON | Carroll | 4220233 | 1 | [5 empty] | Removed from Ground | Gas (Historical Use) | 10000 | Bare Steel | 1970-03-01 | 1993-04-28 | Galvanized Steel | Pressurized
COPPER DIV OF SOUTHWIRE CDS | 372 CENTRAL RD | CARROLLTON | Carroll | 4220237 | 6 | [5 empty] | Closed in Ground | Empty | 5000 | Bare Steel | 1970-05-05 | 1980-05-15 | Unknown
STATE UNIVERSITY OF WEST GEORGIA | 1600 MAPLE ST | CARROLLTON | Carroll | 220272 | 1 | [5 empty] | Removed from Ground | Gas (Historical Use) | 1020 | Bare Steel | 1973-03-28 | 1995-08-14 | Galvanized Steel
SOUTHWIRE WOOD PRODUCTS DIV | 373 CENTRAL RD | CARROLLTON | Carroll | 4220097 | 1 | [5 empty] | Removed from Ground | Diesel | 14000 | Bare Steel | 1973-04-08 | 1991-12-23 | Unknown | Pressurized
CAPS RETAIL LLC | 2460 S GA HWY 16 | CARROLLTON | Carroll | 4220137 | 2 | [5 empty] | Removed from Ground | Gas (Historical Use) | 3000 | Bare Steel | 1978-04-08 | 1995-10-15 | Galvanized Steel | Suction (American)
QUIK-PIK FOOD STORE | 1046 ALABAMA ST | CARROLLTON | Carroll | 4220148 | 4 | [5 empty] | Removed from Ground | Diesel | 1000 | Bare Steel | 1985-06-01 | 1996-07-02 | Galvanized Steel | Suction (American)
QUIK-PIK FOOD STORE | 1046 ALABAMA ST | CARROLLTON | Carroll | 4220148 | 5 | Flapper Valve | 1996-07-02 | FALSE | 1996-07-02 | FALSE | Currently in Use | Diesel | 3000 | Galvanic (STIP-3) | 1996-07-02 |  | Fiberglass Reinforced Plastic | Pressurized
DANNY BELYEU CHEVROLET INC | 1200 NORTH PARK ST | CARROLLTON | Carroll | 4220153 | 2 | [5 empty] | Removed from Ground | Diesel | 500 | Bare Steel | 1976-04-08 | 1992-12-29 | Galvanized Steel
STEP-IN MINI MART | 1272 STEWART ST | CARROLLTON | Carroll | 4220164 | 4A | Ball Float | 1998-09-01 | FALSE | 1998-09-01 | FALSE | Currently in Use | Regular | 8000 | Epoxy | 1998-08-30 |  | Fiberglass Reinforced Plastic | Pressurized
PHILLIPS CASH & CARRY | 2991 SHADY GROVE RD | CARROLLTON | Carroll | 4220189 | 2 | [5 empty] | Removed from Ground | Gas (Historical Use) | 1000 | Bare Steel | 1971-05-08 | 1987-01-01 | Galvanized Steel
C M TANNER GROCERY | 421 MAPLE ST | CARROLLTON | Carroll | 4220208 | 2 | [5 empty] | Permanently Out of Use - historical purposes | Gas (Historical Use) | 1000 | Bare Steel | 1976-01-01 | 1899-12-31 | Galvanized Steel
D & R SUPERETTE | 2408 US HWY 27 SOUTH | CARROLLTON | Carroll | 4220211 | UL98101 | Ball Float | 1992-02-01 | FALSE | 1992-02-01 | FALSE | Temporarily out of use | Gas (Historical Use) | 6000 | Galvanic (STIP-3) | 1990-01-01 |  | Fiberglass Reinforced Plastic | Pressurized
HICKORY LEVEL GROCERY | 1789 SANDHILL HICKORY LEVEL RD | CARROLLTON | Carroll | 4220226 | 2 | Flapper Valve | 1998-12-30 | FALSE | 1998-12-30 | FALSE | Currently in Use | Plus | 4000 | Steel-Impressed Current | 1985-05-01 |  | Steel (Impressed Current) | Pressurized
SWIFTI FOOD STORE #6 | 1101 ALABAMA ST | CARROLLTON | Carroll | 4220242 | 3 | Flapper Valve | 1998-09-15 | FALSE | 1998-09-15 | FALSE | Currently in Use | Plus | 10000 | Steel-Impressed Current | 1998-08-17 |  |  | Pressurized
KEITH'S SUPPERETTE | 4005 US HWY 27 S | CARROLLTON | Carroll | 4220192 | 1 | [5 empty] | Removed from Ground | Gas (Historical Use) | 1000 | Bare Steel | 1968-05-07 | 1991-05-01 | Galvanized Steel | Safe Suction (Euro)
CHANDLER'S GROCERY | 4903 EAST GA HWY 166 | CARROLLTON | Carroll | 4220212 | 1 | [5 empty] | Removed from Ground | Gas (Historical Use) | 1000 | Bare Steel | 1975-05-02 | 1988-11-01 | Galvanized Steel
HICKORY LEVEL GROCERY | 1789 SANDHILL HICKORY LEVEL RD | CARROLLTON | Carroll | 4220226 | 3 | Flapper Valve | 1998-12-30 | FALSE | 1998-12-30 | FALSE | Currently in Use | Diesel | 4000 | Steel-Impressed Current | 1985-05-01 |  | Steel (Impressed Current) | Pressurized
HUFFS SHOPPETTE | 1224 ROME ST | CARROLLTON | Carroll | 4220085 | 2 | [5 empty] | Removed from Ground | Gas (Historical Use) | 3000 | Bare Steel | 1973-01-01 | 1992-10-27 | Galvanized Steel | Suction (American)
UNIVERSITY CHEVRON | 1201 -B MAPLE ST | CARROLLTON | Carroll | 10000751 | 2B | Ball Float | 1996-10-29 | FALSE | 1996-10-29 | FALSE | Currently in Use | Gas (Historical Use) | 10000 | Composite | 1996-10-29 |  | Double-Walled Fiberglass | Pressurized
JAMES L ROBINSON | 206 NEWNAN RD | CARROLLTON | Carroll | 4220043 | 1 | [5 empty] | Permanently Out of Use - historical purposes | Gas (Historical Use) | 1000 | Bare Steel | 1956-04-15 | 1899-12-31 | Galvanized Steel
FARMERS HIGH GROCERY/BETTY HOLME | 1135 FARMERS HIGH RD | CARROLLTON | Carroll | 4220217 | 3 | [5 empty] | Removed from Ground | Gas (Historical Use) | 560 | Bare Steel | 1975-05-02 | 1989-01-01 | Galvanized Steel
GATE STATION #206 | 908 MAPLE ST | CARROLLTON | Carroll | 4220233 | 3 | [5 empty] | Removed from Ground | Gas (Historical Use) | 10000 | Bare Steel | 1978-08-01 | 1993-04-28 | Galvanized Steel
OLD AIRPORT GROCERY/SUPER QUICK | 603 OLD AIRPORT RD | CARROLLTON | Carroll | 4220087 | 3 | [5 empty] | Removed from Ground | Gas (Historical Use) | 1000 | Bare Steel | 1983-04-03 | 1992-02-17 | Galvanized Steel | Suction (American)
KROGER GA-367 FUEL CENTER | 1355 S PARK ST | CARROLLTON | Carroll | 10002220 | 2A | Ball Float | 2013-05-15 | FALSE | 2013-05-15 | FALSE | Currently in Use | Regular | 10000 | Fiberglass Double Walled | 2013-03-20 |  | Double-Walled Flex
DAY NITE FOOD STORE | 764 W BANKHEAD HWY | VILLA RICA | Carroll | 4220084 | 5 |  | 1995-12-01 | FALSE | 1995-12-01 | FALSE | Currently in Use | Gas (Historical Use) | 10000 | Composite | 1995-12-18 |  | Double Walled | Pressurized
DAY NITE FOOD STORE | 764 W BANKHEAD HWY | VILLA RICA | Carroll | 4220084 | 4 | [5 empty] | Removed from Ground | Gas (Historical Use) | 5000 | Bare Steel | 1985-04-02 | 1995-12-01 | Galvanized Steel | Pressurized
LEATHER'S TRUCK STOP AKA PILOT TRAVEL CENTER #4559 | 95 LIBERTY RD | VILLA RICA | Carroll | 4220020 | 13 |  | 1998-05-25 |  | 1998-05-25 |  | Removed from Ground | Diesel | 20000 | Steel-Impressed Current | 1986-10-14 | 2002-01-10 | Fiberglass Reinforced Plastic | Pressurized
VILLA RICA FOODMART | 820 DALLAS HWY | VILLA RICA | Carroll | 9022010 | 1 | Ball Float | 1991-01-01 |  | 1991-01-01 |  | Currently in Use | Gas (Historical Use) | 8000 | Galvanic (STIP-3) | 1991-01-01 |  | Fiberglass Reinforced Plastic | Pressurized
CITY OF VILLA RICA | 25 WEST CHURCH ST | VILLA RICA | Carroll | 9022020 | 1 | [5 empty] | Removed from Ground | Gas (Historical Use) | 1000 | Bare Steel | 1976-01-01 | 1988-12-15 | Galvanized Steel
RaceTrac #495 | HWY 61 & COMMERCE ST | VILLA RICA | Carroll | 9022058 | 3 | Overfill Alarm | 1995-05-15 | FALSE | 1995-05-15 | FALSE | Currently in Use | Premium | 12000 | Composite Double Walled | 1995-04-28 |  | Double-Walled Fiberglass | Pressurized
BOWDON RD SHOPPETTE | 3611 GA HWY 166 W | CARROLLTON | Carroll | 4220114 | 2 | [5 empty] | Removed from Ground | Gas (Historical Use) | 3000 | Bare Steel | 1976-04-04 | 1997-10-01 | Galvanized Steel | Suction (American)
JIFFY FOOD STORE | 123 BANKHEAD AVE | CARROLLTON | Carroll | 4220152 | 1 | [5 empty] | Removed from Ground | Gas (Historical Use) | 6000 | Bare Steel | 1976-05-05 | 1998-10-01 | Galvanized Steel | Suction (American)
GA POWER/CARROLLTON OPER HQ | 1130 ALABAMA ST | CARROLLTON | Carroll | 4220157 | 1 | [5 empty] | Removed from Ground | Gas (Historical Use) | 10000 | Bare Steel | 1962-12-31 | 1989-02-01 | Bare Steel
PHILLIPS CASH & CARRY | 2991 SHADY GROVE RD | CARROLLTON | Carroll | 4220189 | 5 | [5 empty] | Removed from Ground | Gas (Historical Use) | 1000 | Cathodically Protected Steel | 1987-11-01 | 1996-08-01 | Cathodically Protected | Safe Suction (Euro)
PHILLIPS CASH & CARRY | 2991 SHADY GROVE RD | CARROLLTON | Carroll | 4220189 | 4 | [5 empty] | Removed from Ground | Gas (Historical Use) | 1000 | Cathodically Protected Steel | 1987-11-01 | 1996-08-01 | Cathodically Protected | Safe Suction (Euro)
SHELTON GROCERY | 2175 LOVVORN RD | CARROLLTON | Carroll | 4220185 | 3 | [5 empty] | Removed from Ground | Empty | 1000 | Bare Steel | 1978-05-07 | 1996-05-29 | Galvanized Steel | Safe Suction (Euro)
SANG JOON KIM | 942 ALABAMA ST | CARROLLTON | Carroll | 4220187 | 2 | [5 empty] | Removed from Ground | Gas (Historical Use) | 1000 | Bare Steel | 1968-05-07 | 1997-08-20 | Galvanized Steel | Safe Suction (Euro)
OPLE SHIREY GROCERY | 1395 EAST GA HWY 5 | CARROLLTON | Carroll | 4220184 | 2 | [5 empty] | Removed from Ground | Gas (Historical Use) | 1000 | Bare Steel | 1974-05-07 | 1899-12-31 | Galvanized Steel
ADAMS-MASSEY CO | 309 NORTH PARK ST | CARROLLTON | Carroll | 4220201 | 4 | [5 empty] | Removed from Ground | Gas (Historical Use) | 1000 | Bare Steel | 1981-05-06 | 1998-12-02 | Galvanized Steel
SUNNYS DELI-MART | 3741 CARROLLTON-VILLA RICA HWY | CARROLLTON | Carroll | 4220169 | 5 | [5 empty] | Removed from Ground | Diesel | 2000 | Not Marked/Unknown | 1996-05-30 | 1996-05-30 | Not Marked
D & R SUPERETTE | 2408 US HWY 27 SOUTH | CARROLLTON | Carroll | 4220211 | 4 | [5 empty] | Removed from Ground | Diesel | 1000 | Bare Steel | 1975-05-02 | 1990-01-12 | Galvanized Steel
METRO CARROLLTON INC | 201 NORTH PARK | CARROLLTON | Carroll | 4220232 | 1 | [5 empty] | Removed from Ground | E-10 | 6000 | Bare Steel | 1966-04-28 | 1996-04-18 | Galvanized Steel | Pressurized
METRO CARROLLTON INC | 201 NORTH PARK | CARROLLTON | Carroll | 4220232 | 4 |  |  | TRUE |  | TRUE | Closed in Ground | Used Oil | 560 | Bare Steel | 1966-04-28 | 1970-10-01 | Galvanized Steel | Suction (American)
BROOKWOOD KWICK SERVE #87 | 800 LOVVERN RD | CARROLLTON | Carroll | 4201260 | 3 |  | 1998-10-29 |  | 1997-05-01 |  | Removed from Ground | Gas (Historical Use) | 8000 | Steel-Impressed Current | 1980-04-28 | 2006-02-21 | Cathodically Protected | Safe Suction (Euro)
ROBERT M HANSON/FORMER WEST GA E | 804 MAPLE ST | CARROLLTON | Carroll | 4220088 | 1 | [5 empty] | Removed from Ground | Gas (Historical Use) | 3000 | Bare Steel | 1966-04-02 | 1991-10-14 | Galvanized Steel | Suction (American)
JOHNNY WAY/LOVVORN ROAD UST | 501 JOHNNY WAY | CARROLLTON | Carroll | 10000658 | 2 |  |  | FALSE |  | FALSE | Removed from Ground | Gas (Historical Use) | 0 | Unknown | 1974-01-01 | 1974-01-01 | Unknown
JAMES L ROBINSON | 206 NEWNAN RD | CARROLLTON | Carroll | 4220043 | 4 |  |  | TRUE |  | TRUE | Permanently Out of Use - historical purposes | Used Oil | 550 | Bare Steel | 1956-04-15 | 1899-12-31 | Galvanized Steel
A C'S GROCERY | US HWY 78 W | VILLA RICA | Carroll | 4220039 | 3 | [5 empty] | Removed from Ground | Gas (Historical Use) | 560 | Bare Steel | 1970-04-11 | 1996-12-06 | Galvanized Steel | Suction (American)
ROBERT M HANSON/FORMER WEST GA E | 804 MAPLE ST | CARROLLTON | Carroll | 4220088 | 2 | [5 empty] | Removed from Ground | Gas (Historical Use) | 6000 | Bare Steel | 1966-04-02 | 1991-10-14 | Galvanized Steel | Suction (American)
UNIVERSITY CHEVRON | 1201 -B MAPLE ST | CARROLLTON | Carroll | 10000751 | 1 | Ball Float | 1996-10-29 | FALSE | 1996-10-29 | FALSE | Currently in Use | Gas (Historical Use) | 15000 | Composite | 1996-10-29 |  | Double-Walled Fiberglass | Pressurized
MARK'S CONVIENCE STORE | 2301 MAPLE ST | CARROLLTON | Carroll | 10001383 | 2 | Ball Float | 2007-04-20 | FALSE | 2007-04-20 | FALSE | Currently in Use | Diesel | 8000 | Fiberglass Double Walled | 2007-03-19 |  |  | Pressurized
KROGER GA-367 FUEL CENTER | 1355 S PARK ST | CARROLLTON | Carroll | 10002220 | 1 | Ball Float | 2013-05-15 | FALSE | 2013-05-15 | FALSE | Currently in Use | Premium | 20000 | Fiberglass Double Walled | 2013-03-20 |  | Double-Walled Flex
DAY NITE FOOD STORE | 764 W BANKHEAD HWY | VILLA RICA | Carroll | 4220084 | 1 | [5 empty] | Removed from Ground | Diesel | 3000 | Bare Steel | 1978-04-02 | 1995-12-01 | Galvanized Steel | Pressurized
Ethan & Ember INC | 143 E MONTGOMERY ST | VILLA RICA | Carroll | 4220031 | 1 | Flapper Valve | 1998-12-10 | FALSE | 1998-12-10 | FALSE | Currently in Use | Regular | 8000 | Steel-Impressed Current | 1998-12-10 |  | Double-Walled Fiberglass | Pressurized
Ethan & Ember INC | 143 E MONTGOMERY ST | VILLA RICA | Carroll | 4220031 | 4 |  |  | TRUE |  | TRUE | Removed from Ground | Used Oil | 550 | Marked Unknown | 1988-11-01 | 1988-11-01 | Galvanized Steel
LEATHER'S TRUCK STOP AKA PILOT TRAVEL CENTER #4559 | 95 LIBERTY RD | VILLA RICA | Carroll | 4220020 | 2 |  | 1998-05-25 |  | 1998-05-25 |  | Removed from Ground | Diesel | 6000 | Steel-Impressed Current | 1978-04-10 | 2002-01-10 | Fiberglass Reinforced Plastic | Pressurized
VILLA RICA FOODMART | 820 DALLAS HWY | VILLA RICA | Carroll | 9022010 | 2 | Ball Float | 1991-01-01 |  | 1991-01-01 |  | Currently in Use | Gas (Historical Use) | 8000 | Galvanic (STIP-3) | 1991-01-01 |  | Fiberglass Reinforced Plastic | Pressurized
VILLA RICA REALTY INVESTMENTS LLC | 725 SAND HILL HULETT RD | VILLA RICA | Carroll | 9022043 | 2 | Flapper Valve | 1994-12-20 | FALSE | 1994-12-20 | FALSE | Currently in Use | Regular | 6000 | Steel-Impressed Current | 1985-05-27 |  | Steel (Impressed Current) | Pressurized
QUICK STOP | 461 COLUMBIA DR | CARROLLTON | Carroll | 4220188 | 1 |  | 1999-02-01 | FALSE | 1999-02-01 | FALSE | Closed in Ground | Gas (Historical Use) | 1000 | Steel-Impressed Current | 1976-05-07 |  |  | Safe Suction (Euro)
CHANDLER'S GROCERY | 4903 EAST GA HWY 166 | CARROLLTON | Carroll | 4220212 | 2 | [5 empty] | Removed from Ground | Gas (Historical Use) | 1000 | Bare Steel | 1975-05-02 | 1988-11-01 | Galvanized Steel
FARMERS HIGH GROCERY/BETTY HOLME | 1135 FARMERS HIGH RD | CARROLLTON | Carroll | 4220217 | 1 | [5 empty] | Removed from Ground | Gas (Historical Use) | 1000 | Bare Steel | 1975-05-02 | 1997-08-01 | Galvanized Steel | Suction (American)
B'S KWIK STOP #3 | 23 TYUS CARROLLTON RD | CARROLLTON | Carroll | 4220218 | 6 | Ball Float | 2003-11-01 | FALSE | 2003-11-01 | FALSE | Currently in Use | Regular | 12000 | Fiberglass | 2003-11-01 |  | Double-Walled Fiberglass | Pressurized
CARROLL COUNTY VEHICLE MAINTENANCE | 34 HORSLEY MILL RD | CARROLLTON | Carroll | 10001928 | 1 | Flapper Valve | 2010-02-02 | FALSE | 2009-12-01 | FALSE | Currently in Use | Regular | 20000 | Tank Jacket | 2009-11-01 |  | Double-Walled Fiberglass | Pressurized
DAY NITE FOOD STORE | 764 W BANKHEAD HWY | VILLA RICA | Carroll | 4220084 | 2 | [5 empty] | Removed from Ground | Gas (Historical Use) | 6000 | Bare Steel | 1985-04-02 | 1995-12-01 | Galvanized Steel | Pressurized
Ethan & Ember INC | 143 E MONTGOMERY ST | VILLA RICA | Carroll | 4220031 | 3 | Flapper Valve | 1998-12-10 | FALSE | 1998-12-10 | FALSE | Currently in Use | Diesel | 5000 | Steel-Impressed Current | 1998-12-10 |  | Double-Walled Fiberglass | Pressurized
HAROLD SMITHS TIRE SERVICE | 900 W BANKHEAD HWY | VILLA RICA | Carroll | 9022047 | 2 | [5 empty] | Removed from Ground | Gas (Historical Use) | 6000 | Bare Steel | 1976-01-05 | 1998-06-26 | Bare Steel | Safe Suction (Euro)
VILLA RICA AUTO SERVICE | 116 W BANKHEAD HWY | VILLA RICA | Carroll | 9022093 | 4 | [5 empty] | Removed from Ground | Gas (Historical Use) | 5000 | Not Marked/Unknown | 1998-06-01 | 1998-06-01 | Not Marked
ESTATE OF CELESTINE W HOBBS | 121 W BANKHEAD HWY | VILLA RICA | Carroll | 9022101 | 5 | [5 empty] | Removed from Ground | Gas (Historical Use) | 4000 | Not Marked/Unknown | 2000-05-26 | 2000-05-26 | Not Marked
ESTATE OF CELESTINE W HOBBS | 121 W BANKHEAD HWY | VILLA RICA | Carroll | 9022101 | 4 | [5 empty] | Removed from Ground | Gas (Historical Use) | 4000 | Not Marked/Unknown | 2000-05-26 | 2000-05-26 | Not Marked
SHIV FOOD MART | 736 CARROLLTON VILLA RICA HWY | VILLA RICA | Carroll | 9022044 | 5 | [5 empty] | Removed from Ground | Diesel | 560 | Not Marked/Unknown | 1995-04-01 | 1995-04-01 | Unknown
SHIV FOOD MART | 736 CARROLLTON VILLA RICA HWY | VILLA RICA | Carroll | 9022044 | 4 | [5 empty] | Removed from Ground | Gas (Historical Use) | 4000 | Not Marked/Unknown | 1995-04-01 | 1995-04-01 | Unknown
BAY SPRINGS MIDDLE SCHOOL | 122 BAY SPRINGS RD | VILLA RICA | Carroll | 9022108 | 809104 | Overfill Alarm | 1999-06-29 | FALSE | 1999-06-29 | FALSE | Currently in Use | Diesel | 10000 | Epoxy | 1999-06-20 |  | Fiberglass Reinforced Plastic | Pressurized
D & R SUPERETTE | 2408 US HWY 27 SOUTH | CARROLLTON | Carroll | 4220211 | 2 | [5 empty] | Removed from Ground | Gas (Historical Use) | 2000 | Bare Steel | 1975-05-02 | 1990-01-01 | Galvanized Steel
HICKORY LEVEL GROCERY | 1789 SANDHILL HICKORY LEVEL RD | CARROLLTON | Carroll | 4220226 | 4 | Flapper Valve | 1998-12-30 | FALSE | 1998-12-30 | FALSE | Currently in Use | Regular | 4000 | Steel-Impressed Current | 1985-05-01 |  | Steel (Impressed Current) | Pressurized
HICKORY LEVEL GROCERY | 1789 SANDHILL HICKORY LEVEL RD | CARROLLTON | Carroll | 4220226 | 5 | Flapper Valve | 1998-12-30 | FALSE | 1998-12-30 | FALSE | Currently in Use | Premium | 4000 | Steel-Impressed Current | 1985-05-01 |  | Steel (Impressed Current) | Pressurized
CASH EXPRESS/HANSON SHELL | 301 NORTH PARK ST | CARROLLTON | Carroll | 4220228 | 2 | [5 empty] | Removed from Ground | Gas (Historical Use) | 3000 | Bare Steel | 1966-05-01 | 1988-04-01 | Galvanized Steel
GOODYEAR ASC 2146 | 132 MAPLE ST | CARROLLTON | Carroll | 4220235 | 1 |  |  | TRUE |  | TRUE | Removed from Ground | Used Oil | 400 | Bare Steel | 1984-04-15 | 1996-10-31 | Bare Steel | Gravity Fed
JOHNNY WAY/LOVVORN ROAD UST | 501 JOHNNY WAY | CARROLLTON | Carroll | 10000658 | 1 |  |  | FALSE |  | FALSE | Removed from Ground | Gas (Historical Use) | 0 | Unknown | 1974-01-01 | 1974-01-01 | Bare Steel
LEATHER'S TRUCK STOP AKA PILOT TRAVEL CENTER #4559 | 95 LIBERTY RD | VILLA RICA | Carroll | 4220020 | 15 | Ball Float | 2002-02-01 | FALSE | 2002-02-01 | FALSE | Currently in Use | Premium | 10000 | Composite Double Walled | 2002-02-02 |  | Double-Walled Flex | Pressurized
DAY NITE FOOD STORE | 764 W BANKHEAD HWY | VILLA RICA | Carroll | 4220084 | 7 |  | 1995-12-01 | FALSE | 1995-12-01 | FALSE | Currently in Use | Diesel | 4000 | Composite | 1995-12-18 |  | Double Walled | Suction (American)
QUICKER TRIP | 205 S CARROLL RD | VILLA RICA | Carroll | 4220076 | 3 | Flapper Valve | 1997-10-07 | FALSE | 1997-10-07 | TRUE | Currently in Use | Gas (Historical Use) | 2000 | Steel-Impressed Current | 1978-04-16 |  | Steel (Impressed Current) | Pressurized
LEATHER'S TRUCK STOP AKA PILOT TRAVEL CENTER #4559 | 95 LIBERTY RD | VILLA RICA | Carroll | 4220020 | 16 | Ball Float | 2002-02-01 | FALSE | 2002-02-01 | FALSE | Currently in Use | Diesel | 25000 | Composite Double Walled | 2002-02-02 |  | Double-Walled Flex | Pressurized
BRYANT HEMBREE | NORTH TYSON RD | VILLA RICA | Carroll | 9022025 | 2 | [5 empty] | Removed from Ground | Other | 1000 | Bare Steel | 1960-01-01 | 1988-01-01 | Galvanized Steel
SCORIPO HOLDING INC CARROLL FOOD & FUEL INC DBA CHEVRON FOOD | 157 COMMERCE DR | VILLA RICA | Carroll | 9022090 | 1 | Ball Float | 1997-12-01 | FALSE | 1997-12-01 | FALSE | Currently in Use | Regular | 0 | Epoxy | 1987-07-01 |  | Fiberglass Reinforced Plastic | Pressurized
SHIV FOOD MART | 736 CARROLLTON VILLA RICA HWY | VILLA RICA | Carroll | 9022044 | 7 | Ball Float | 1995-05-10 | FALSE | 1995-05-10 | FALSE | Currently in Use | Regular | 10000 |  | 1998-12-17 |  | Double-Walled Flex | Pressurized
SHIV FOOD MART | 736 CARROLLTON VILLA RICA HWY | VILLA RICA | Carroll | 9022044 | 1 | [5 empty] | Removed from Ground | Gas (Historical Use) | 3000 | Not Marked/Unknown | 1995-04-01 | 1995-04-01 | Unknown
LEATHER'S TRUCK STOP AKA PILOT TRAVEL CENTER #4559 | 95 LIBERTY RD | VILLA RICA | Carroll | 4220020 | 7 |  | 1998-05-25 |  | 1998-05-25 |  | Removed from Ground | Gas (Historical Use) | 10000 | Steel-Impressed Current | 1978-04-10 | 2002-01-10 | Fiberglass Reinforced Plastic | Pressurized
LEATHER'S TRUCK STOP AKA PILOT TRAVEL CENTER #4559 | 95 LIBERTY RD | VILLA RICA | Carroll | 4220020 | 1 | [5 empty] | Removed from Ground | Gas (Historical Use) | 6000 | Bare Steel | 1978-04-10 | 1987-08-01 | Galvanized Steel
FOOD MART | 1707 WEST HWY 78 | VILLA RICA | Carroll | 9022011 | 4 | Flapper Valve | 1997-10-01 | FALSE | 1997-10-01 | FALSE | Currently in Use | Premium | 4000 | Steel-Impressed Current | 1987-10-01 |  | Fiberglass Reinforced Plastic | Pressurized
HUFFS SHOPPETTE | 1224 ROME ST | CARROLLTON | Carroll | 4220085 | 1 | [5 empty] | Removed from Ground | Gas (Historical Use) | 3000 | Bare Steel | 1973-01-01 | 1992-10-27 | Galvanized Steel | Suction (American)
OLD AIRPORT GROCERY/SUPER QUICK | 603 OLD AIRPORT RD | CARROLLTON | Carroll | 4220087 | 1 | [5 empty] | Removed from Ground | Gas (Historical Use) | 550 | Bare Steel | 1983-04-03 | 1994-02-17 | Galvanized Steel | Suction (American)
DAY NITE FOOD STORE | 764 W BANKHEAD HWY | VILLA RICA | Carroll | 4220084 | 3 | [5 empty] | Removed from Ground | Gas (Historical Use) | 6000 | Bare Steel | 1985-04-02 | 1995-12-01 | Galvanized Steel | Pressurized
C M TANNER GROCERY | 421 MAPLE ST | CARROLLTON | Carroll | 4220208 | 1 | [5 empty] | Permanently Out of Use - historical purposes | Gas (Historical Use) | 550 | Bare Steel | 1975-05-02 | 1899-12-31 | Galvanized Steel
PILGRIMS PRIDE LIVE HAUL | 616 KINGS BRG RD | CARROLLTON | Carroll | 4220154 | 6 | Flapper Valve | 1991-08-23 | FALSE | 1991-08-23 | FALSE | Currently in Use | Diesel | 12000 | Composite | 1991-08-23 |  | Fiberglass Reinforced Plastic | Safe Suction (Euro)
D & K SHOPPETTE | 1805 MT ZION RD | CARROLLTON | Carroll | 4220168 | 1 | [5 empty] | Removed from Ground | Gas (Historical Use) | 1000 | Bare Steel | 1976-05-06 | 1999-01-15 | Galvanized Steel | Safe Suction (Euro)
SANG JOON KIM | 942 ALABAMA ST | CARROLLTON | Carroll | 4220187 | 1 | [5 empty] | Removed from Ground | Gas (Historical Use) | 1000 | Bare Steel | 1968-05-07 | 1997-08-20 | Galvanized Steel | Safe Suction (Euro)
ADAMS-MASSEY CO | 309 NORTH PARK ST | CARROLLTON | Carroll | 4220201 | 2 | [5 empty] | Removed from Ground | Diesel | 560 | Bare Steel | 1961-05-06 | 1899-12-31 | Galvanized Steel
D & R SUPERETTE | 2408 US HWY 27 SOUTH | CARROLLTON | Carroll | 4220211 | 3 | [5 empty] | Removed from Ground | Gas (Historical Use) | 1000 | Bare Steel | 1975-05-02 | 1990-01-12 | Galvanized Steel
FARMERS HIGH GROCERY/BETTY HOLME | 1135 FARMERS HIGH RD | CARROLLTON | Carroll | 4220217 | 2 | [5 empty] | Removed from Ground | Gas (Historical Use) | 1000 | Bare Steel | 1975-05-02 | 1997-08-01 | Galvanized Steel | Suction (American)
B'S KWIK STOP #3 | 23 TYUS CARROLLTON RD | CARROLLTON | Carroll | 4220218 | 5 | Ball Float | 2003-11-01 | FALSE | 2003-11-01 | FALSE | Currently in Use | Premium | 10000 | Fiberglass | 2003-11-01 |  | Double-Walled Fiberglass | Pressurized
B'S KWIK STOP #3 | 23 TYUS CARROLLTON RD | CARROLLTON | Carroll | 4220218 | 4 |  | 1998-04-13 |  | 1998-04-13 |  | Removed from Ground | Gas (Historical Use) | 10000 | Steel-Impressed Current | 1991-01-01 | 2003-10-15 | Cathodically Protected | Pressurized
CASH EXPRESS/HANSON SHELL | 301 NORTH PARK ST | CARROLLTON | Carroll | 4220228 | 3 | [5 empty] | Removed from Ground | Gas (Historical Use) | 3000 | Bare Steel | 1976-05-01 | 1988-04-01 | Galvanized Steel
CARROLL COUNTY VEHICLE MAINTENANCE | 34 HORSLEY MILL RD | CARROLLTON | Carroll | 10001928 | 2 | Flapper Valve | 2010-02-02 | FALSE | 2009-12-01 | FALSE | Currently in Use | Diesel | 20000 | Tank Jacket | 2009-11-01 |  | Double-Walled Fiberglass | Pressurized
VILLA RICA HIGH SCHOOL | 600 ROCKY BRANCH RD | VILLA RICA | Carroll | 4220026 | 1 | [5 empty] | Removed from Ground | Diesel | 6000 | Bare Steel | 1966-02-03 | 1996-07-01 | Galvanized Steel
VILLA RICA AMOCO | 650 HWY 78 | VILLA RICA | Carroll | 9022091 | 2 | Ball Float | 1997-03-20 | FALSE | 1997-03-20 | FALSE | Currently in Use | Premium | 10000 | Galvanic (STIP-3) | 2001-10-10 |  | Double-Walled Flex | Pressurized
VILLA RICA AUTO SERVICE | 116 W BANKHEAD HWY | VILLA RICA | Carroll | 9022093 | 3 | [5 empty] | Removed from Ground | Diesel | 5000 | Not Marked/Unknown | 1998-06-01 | 1998-06-01 | Not Marked
OPEN PANTRY | 408 ROCKMART RD | VILLA RICA | Carroll | 4220231 | 3 | [5 empty] | Removed from Ground | Gas (Historical Use) | 2000 | Bare Steel | 1976-05-01 | 1997-08-13 | Galvanized Steel | Safe Suction (Euro)
D & R SUPERETTE | 2408 US HWY 27 SOUTH | CARROLLTON | Carroll | 4220211 | 1 | [5 empty] | Removed from Ground | Gas (Historical Use) | 2000 | Bare Steel | 1975-05-02 | 1990-01-12 | Galvanized Steel
CHANDLER'S GROCERY | 4903 EAST GA HWY 166 | CARROLLTON | Carroll | 4220212 | 3 | [5 empty] | Removed from Ground | Gas (Historical Use) | 1000 | Bare Steel | 1975-05-02 | 1988-11-01 | Galvanized Steel
CASH EXPRESS/HANSON SHELL | 301 NORTH PARK ST | CARROLLTON | Carroll | 4220228 | 1 | [5 empty] | Removed from Ground | Gas (Historical Use) | 3000 | Bare Steel | 1966-05-01 | 1988-04-01 | Galvanized Steel
MARK'S CONVIENCE STORE | 2301 MAPLE ST | CARROLLTON | Carroll | 10001383 | 1A | Ball Float | 2007-04-20 | FALSE | 2007-04-20 | FALSE | Currently in Use | Regular | 12000 | Fiberglass Double Walled | 2007-03-19 |  |  | Pressurized
GA DEPT PUBLIC SAFETY/GA STATE P | 746 WEST BANKHEAD HWY | VILLA RICA | Carroll | 4220009 | 1 | [5 empty] | Removed from Ground | Gas (Historical Use) | 6000 | Bare Steel | 1975-03-05 | 2008-09-05 | Unknown
SCORIPO HOLDING INC CARROLL FOOD & FUEL INC DBA CHEVRON FOOD | 157 COMMERCE DR | VILLA RICA | Carroll | 9022090 | 2 | Ball Float | 1997-12-01 | FALSE | 1997-12-01 | FALSE | Currently in Use | Plus | 0 | Epoxy | 1987-07-01 |  | Fiberglass Reinforced Plastic | Pressurized
JAI AMBEE LLC | 2743 ROCKMART RD | VILLA RICA | Carroll | 4220213 | 1 |  |  | FALSE |  | FALSE | Removed from Ground | Gas (Historical Use) | 2000 | Bare Steel | 1975-05-02 | 1989-03-01 | Galvanized Steel | Suction (American)
AT&T COMMUNICATIONS | 9505 HWY 78 | VILLA RICA | Carroll | 710016 | 3 | Flapper Valve | 1992-06-30 | FALSE | 1992-06-30 | FALSE | Removed from Ground | Diesel | 2000 | Fiberglass | 1992-04-30 | 2018-07-25 | Copper | Safe Suction (Euro)
HARPS SERVICE CENTER | 642 MAIN ST | WHITESBURG | Carroll | 380050 | 1 |  | 1998-10-01 |  | 1998-10-01 |  | Removed from Ground | Gas (Historical Use) | 4000 | Cathodically Protected Steel | 1967-03-25 | 2008-09-30 | Cathodically Protected | Suction (American)
HARPS SERVICE CENTER | 642 MAIN ST | WHITESBURG | Carroll | 380050 | 4 |  | 1998-10-01 |  | 1998-10-01 |  | Removed from Ground | Gas (Historical Use) | 4000 | Cathodically Protected Steel | 1967-03-25 | 2008-09-30 | Cathodically Protected | Suction (American)
VILLA RICA AUTO SERVICE | 116 W BANKHEAD HWY | VILLA RICA | Carroll | 9022093 | 2 | [5 empty] | Removed from Ground | Gas (Historical Use) | 4000 | Not Marked/Unknown | 1998-06-01 | 1998-06-01 | Not Marked
ESTATE OF CELESTINE W HOBBS | 121 W BANKHEAD HWY | VILLA RICA | Carroll | 9022101 | 2 | [5 empty] | Removed from Ground | Gas (Historical Use) | 2000 | Not Marked/Unknown | 2000-05-26 | 2000-05-26 | Not Marked
QUIKTRIP #810 | 650 HWY 61 | VILLA RICA | Carroll | 9022110 | 3 | Flapper Valve | 2002-01-01 | FALSE | 2002-01-01 | FALSE | Currently in Use | Premium | 12000 | Fiberglass Double Walled | 2001-11-01 |  | Double-Walled Flex | Pressurized
DISCOUNT SMOKES & BEER | 733 WEST BANKHEAD HWY | VILLA RICA | Carroll | 220271 | 2 |  | 1996-01-01 | FALSE | 1996-01-01 | FALSE | Currently in Use | Regular | 8000 | Galvanic (STIP-3) | 1986-01-01 |  | Fiberglass Reinforced Plastic | Pressurized
FAIRFIELD PLANTATION MARINA | 10234 LAKEVIEW PARKWAY | VILLA RICA | Carroll | 4220198 | 2 | [5 empty] | Removed from Ground | Gas (Historical Use) | 560 | Bare Steel | 1983-05-07 | 1989-12-01 | Galvanized Steel | Suction (American)
HICKORY LEVEL GROCERY | 1789 SANDHILL HICKORY LEVEL RD | CARROLLTON | Carroll | 4220226 | 1 | Flapper Valve | 1998-12-30 | FALSE | 1998-12-30 | FALSE | Currently in Use | Regular | 6000 | Steel-Impressed Current | 1985-05-01 |  | Steel (Impressed Current) | Pressurized
FIVE POINTS FOOD MART #131 | 4921 CARROLLTON/VILLA RICA HWY | VILLA RICA | Carroll | 222001 | 2 | Ball Float | 1988-01-01 | FALSE | 1988-01-01 | FALSE | Currently in Use | Premium | 8000 | Composite | 1988-01-01 |  | Fiberglass Reinforced Plastic | Pressurized
BOBBY WINKLES GROCERY | 1536 US HWY 78 W | VILLA RICA | Carroll | 4220175 | 2 | [5 empty] | Removed from Ground | Gas (Historical Use) | 1000 | Bare Steel | 1976-05-07 | 1999-05-15 | Galvanized Steel
LEROY LEATHERS 76 | US HWY 78 W | VILLA RICA | Carroll | 4220176 | 2 | [5 empty] | Removed from Ground | Gas (Historical Use) | 6000 | Bare Steel | 1978-05-07 | 2000-04-10 | Galvanized Steel
HARPS SERVICE CENTER | 642 MAIN ST | WHITESBURG | Carroll | 380050 | 2 |  | 1998-10-01 |  | 1998-10-01 |  | Removed from Ground | Gas (Historical Use) | 4000 | Cathodically Protected Steel | 1967-03-25 | 2008-09-30 | Cathodically Protected | Suction (American)
WHITESBURG BP | 356 MAIN ST | WHITESBURG | Carroll | 9022103 | 2 | Overfill Alarm | 1999-06-15 |  | 1999-06-15 |  | Currently in Use | Gas (Historical Use) | 10000 | Fiberglass | 1999-05-27 |  | Secondary Containment | Pressurized
SPRUILL OIL/BULK PLANT | 1266 BANKHEAD HWY | CARROLLTON | Carroll | 4220089 | 1 | [5 empty] | Removed from Ground | Other | 2000 | Bare Steel | 1985-01-01 | 1993-06-15 | Galvanized Steel | Safe Suction (Euro)
UNIVERSITY CHEVRON | 1201 -B MAPLE ST | CARROLLTON | Carroll | 10000751 | 2A | Ball Float | 1996-10-29 | FALSE | 1996-10-29 | FALSE | Currently in Use | Gas (Historical Use) | 10000 | Composite | 1996-10-29 |  | Double-Walled Fiberglass | Pressurized
FULTON & VILLA INVESTMENTS | 351 OLD NEWNAN RD | CARROLLTON | Carroll | 10002171 | 1 | Ball Float | 2005-06-01 | FALSE | 2005-06-01 | FALSE | Currently in Use | Regular | 10000 | Epoxy | 2005-06-01 |  | Fiberglass Reinforced Plastic | Pressurized
QUICKER TRIP | 205 S CARROLL RD | VILLA RICA | Carroll | 4220076 | 1 | Flapper Valve | 1997-10-07 | FALSE | 1997-10-07 | TRUE | Currently in Use | Gas (Historical Use) | 6000 | Steel-Impressed Current | 1978-04-16 |  | Steel (Impressed Current) | Pressurized
VILLA RICA REALTY INVESTMENTS LLC | 725 SAND HILL HULETT RD | VILLA RICA | Carroll | 9022043 | 4 | Flapper Valve | 1994-12-20 | FALSE | 1994-12-20 | FALSE | Currently in Use | Diesel | 4000 | Steel-Impressed Current | 1985-05-27 |  | Steel (Impressed Current) | Pressurized
VILLA RICA REALTY INVESTMENTS LLC | 725 SAND HILL HULETT RD | VILLA RICA | Carroll | 9022043 | 1 | Flapper Valve | 1994-12-20 | FALSE | 1994-12-20 | FALSE | Currently in Use | Regular | 6000 | Steel-Impressed Current | 1987-12-01 |  | Steel (Impressed Current) | Pressurized
SHIV FOOD MART | 736 CARROLLTON VILLA RICA HWY | VILLA RICA | Carroll | 9022044 | 8 | Ball Float | 1995-05-10 | FALSE | 1995-05-10 | FALSE | Currently in Use | Premium | 8000 |  | 1998-12-17 |  | Double-Walled Flex | Pressurized
SHIV FOOD MART | 736 CARROLLTON VILLA RICA HWY | VILLA RICA | Carroll | 9022044 | 6 | [5 empty] | Removed from Ground | Diesel | 560 | Not Marked/Unknown | 1995-04-01 | 1995-04-01 | Unknown
SHIV FOOD MART | 736 CARROLLTON VILLA RICA HWY | VILLA RICA | Carroll | 9022044 | 9 |  | 1995-05-10 | FALSE | 1995-05-10 | FALSE | Temporarily out of use | Diesel | 6000 |  | 1998-12-17 |  | Double-Walled Flex | Pressurized
VULCAN/VILLA RICA QUARRY | 25 OLD ROCK QUARRY RD | VILLA RICA | Carroll | 4220112 | 028-03 | [5 empty] | Removed from Ground | Diesel | 10000 | Bare Steel | 1974-04-24 | 1992-03-24 | Galvanized Steel | Safe Suction (Euro)
H&J/HINES GROCERY #48 | 651 MAIN ST | WHITESBURG | Carroll | 4220125 | 5 |  |  | FALSE | 2022-04-30 | FALSE | Currently in Use | Diesel Off Road | 5000 | Fiberglass | 2022-04-30 |  | Double-Walled Fiberglass | Pressurized
H&J/HINES GROCERY #48 | 651 MAIN ST | WHITESBURG | Carroll | 4220125 | 4 |  |  | FALSE | 2022-04-30 | FALSE | Currently in Use |  | 5000 | Fiberglass | 2022-04-30 |  | Double-Walled Fiberglass | Pressurized
OLIN HOUSWORTH SVC STA | MAIN ST | WHITESBURG | Carroll | 4220181 | 1 | [5 empty] | Removed from Ground | Empty | 1000 | Bare Steel | 1956-05-08 | 1980-05-01 | Galvanized Steel | Safe Suction (Euro)
ARNOLD'S GARAGE | 1133 ALABAMA ST | WHITESBURG | Carroll | 4220202 | 1 | [5 empty] | Removed from Ground | Diesel | 1060 | Bare Steel | 1976-05-06 | 1985-01-01 | Galvanized Steel
WHITESBURG ASSETS LLC | 1069 MAIN ST | WHITESBURG | Carroll | 220270 | 3 | Flapper Valve | 1998-12-01 | FALSE | 1998-12-01 | FALSE | Removed from Ground | Gas (Historical Use) | 5000 | Steel-Impressed Current | 1986-01-01 |  | Steel (Impressed Current) | Pressurized
Whitesburg Enterprises | 3686 N HWY 16 | Whitesburg | Carroll | 9022065 | 3 | Flapper Valve | 1998-01-26 | FALSE | 1991-08-04 | FALSE | Currently in Use | Premium | 3000 | Steel-Impressed Current | 1998-01-26 |  | Steel (Impressed Current) | Pressurized
HARTSFIELD INTERNATIONAL AIRPORT | DELTA EMPLOYEE PARKING AREA | WHITESBURG | Carroll | 9060437 | 1 | [5 empty] | Removed from Ground | Diesel | 2000 | Bare Steel | 1994-03-09 | 1994-03-09 | Copper | Suction (American)
GET N GO | 1150 MAIN ST | WHITESBURG | Carroll | 4220121 | 1 |  |  | FALSE |  | FALSE | Removed from Ground |  | 1000 | Bare Steel | 1999-04-01 | 1999-04-01 | Galvanized Steel
D & R SUPERETTE | 2408 US HWY 27 SOUTH | CARROLLTON | Carroll | 4220211 | UL98591 | Ball Float | 1992-02-01 | FALSE | 1992-02-01 | FALSE | Temporarily out of use | Gas (Historical Use) | 6000 | Galvanic (STIP-3) | 1990-01-01 |  | Fiberglass Reinforced Plastic | Pressurized
METRO CARROLLTON INC | 201 NORTH PARK | CARROLLTON | Carroll | 4220232 | 5 | Ball Float | 1996-01-25 | FALSE | 1996-01-25 | FALSE | Currently in Use | Premium | 10000 |  | 1996-01-16 |  | Fiberglass Reinforced Plastic | Pressurized
WEEKS CONSTR CO/RICHARDS & ASSOC | 815 /809 CEDAR ST | CARROLLTON | Carroll | 4220234 | 2 | [5 empty] | Removed from Ground | Empty | 1000 | Bare Steel | 1956-05-06 | 1994-06-13 | Galvanized Steel
ROBERT M HANSON/FORMER WEST GA E | 804 MAPLE ST | CARROLLTON | Carroll | 4220088 | 5 |  |  | TRUE |  | TRUE | Removed from Ground | Used Oil | 560 | Bare Steel | 1984-04-02 | 1991-07-08 | Galvanized Steel | Suction (American)
ROBERT M HANSON/FORMER WEST GA E | 804 MAPLE ST | CARROLLTON | Carroll | 4220088 | 4 | [5 empty] | Removed from Ground | Diesel | 2000 | Bare Steel | 1984-04-02 | 1991-07-08 | Galvanized Steel | Suction (American)
MURPHY USA #7283 | 1725 HWY 27 | CARROLLTON | Carroll | 10001054 | 2A | Flapper Valve | 2005-10-20 | FALSE | 2005-10-20 | FALSE | Currently in Use | Diesel | 12000 | Fiberglass Double Walled | 2005-09-22 |  | Double-Walled Fiberglass | Pressurized
FULTON & VILLA INVESTMENTS | 351 OLD NEWNAN RD | CARROLLTON | Carroll | 10002171 | 2 | Ball Float | 2005-06-01 | FALSE | 2005-06-01 | FALSE | Currently in Use | Premium | 6000 | Epoxy | 2005-06-01 |  | Fiberglass Reinforced Plastic | Pressurized
VILLA RICA HIGH SCHOOL | 600 ROCKY BRANCH RD | VILLA RICA | Carroll | 4220026 | 2 |  | 1996-07-01 |  | 1996-07-01 |  | Removed from Ground | Diesel | 10000 | Galvanic (STIP-3) | 1996-07-01 | 1999-06-07 | Fiberglass Reinforced Plastic | Pressurized
LEATHER'S TRUCK STOP AKA PILOT TRAVEL CENTER #4559 | 95 LIBERTY RD | VILLA RICA | Carroll | 4220020 | 4 |  | 1998-05-25 |  | 1998-05-25 |  | Removed from Ground | Diesel | 6000 | Steel-Impressed Current | 1978-04-10 | 2002-01-10 | Fiberglass Reinforced Plastic | Pressurized
LEATHER'S TRUCK STOP AKA PILOT TRAVEL CENTER #4559 | 95 LIBERTY RD | VILLA RICA | Carroll | 4220020 | 5 |  | 1998-05-25 |  | 1998-05-25 |  | Removed from Ground | Gas (Historical Use) | 10000 | Steel-Impressed Current | 1978-04-10 | 2002-01-10 | Fiberglass Reinforced Plastic | Pressurized
LEATHER'S TRUCK STOP AKA PILOT TRAVEL CENTER #4559 | 95 LIBERTY RD | VILLA RICA | Carroll | 4220020 | 17 | Ball Float | 2002-02-01 | FALSE | 2002-02-01 | FALSE | Currently in Use | Diesel | 25000 | Composite Double Walled | 2002-02-02 |  | Double-Walled Flex | Pressurized
LEATHER'S TRUCK STOP AKA PILOT TRAVEL CENTER #4559 | 95 LIBERTY RD | VILLA RICA | Carroll | 4220020 | 12 |  | 1998-05-25 | TRUE | 1998-05-25 | TRUE | Removed from Ground | Used Oil | 3000 | Steel-Impressed Current | 1978-04-10 | 2002-01-10 | Cathodically Protected | Pressurized
FOOD MART | 1707 WEST HWY 78 | VILLA RICA | Carroll | 9022011 | 3 | Flapper Valve | 1997-10-01 | FALSE | 1997-10-01 | FALSE | Currently in Use | Premium | 4000 | Steel-Impressed Current | 1982-01-01 |  | Fiberglass Reinforced Plastic | Pressurized
PLANTATION EQUITY GROUP/GOLF MAI | 7500 MONTICELLO DR | VILLA RICA | Carroll | 9022022 | 2 | [5 empty] | Removed from Ground | Empty | 1000 | Bare Steel | 1992-07-01 | 1992-07-01 | Galvanized Steel
SCORIPO HOLDING INC CARROLL FOOD & FUEL INC DBA CHEVRON FOOD | 157 COMMERCE DR | VILLA RICA | Carroll | 9022090 | 3 | Ball Float | 1997-12-01 | FALSE | 1997-12-01 | FALSE | Currently in Use | Premium | 0 | Epoxy | 1987-07-01 |  | Fiberglass Reinforced Plastic | Pressurized
VILLA RICA AMOCO | 650 HWY 78 | VILLA RICA | Carroll | 9022091 | 3 | Ball Float | 1997-03-20 | FALSE | 1997-03-20 | FALSE | Currently in Use | Diesel On Road | 4000 | Galvanic (STIP-3) | 2001-10-10 |  | Double-Walled Flex | Pressurized
ESTATE OF CELESTINE W HOBBS | 121 W BANKHEAD HWY | VILLA RICA | Carroll | 9022101 | 1 | [5 empty] | Removed from Ground | Gas (Historical Use) | 2000 | Not Marked/Unknown | 2000-05-26 | 2000-05-26 | Not Marked
QUIKTRIP #810 | 650 HWY 61 | VILLA RICA | Carroll | 9022110 | 4B | Flapper Valve | 2015-03-26 | FALSE | 2015-03-28 | FALSE | Currently in Use | Diesel | 9500 | Fiberglass Double Walled | 2015-03-30 |  | Double-Walled Flex | Pressurized
LEROY LEATHERS 76 | US HWY 78 W | VILLA RICA | Carroll | 4220176 | 3 | [5 empty] | Removed from Ground | Gas (Historical Use) | 6000 | Bare Steel | 1978-05-07 | 2000-04-10 | Galvanized Steel
PLANTATION EQUITY GROUP/GOLF MAI | 7500 MONTICELLO DR | VILLA RICA | Carroll | 9022022 | 1 | [5 empty] | Removed from Ground | Empty | 1000 | Bare Steel | 1992-07-01 | 1992-07-01 | Galvanized Steel
PLANTATION EQUITY GROUP/GOLF MAI | 7500 MONTICELLO DR | VILLA RICA | Carroll | 9022022 | 4 | [5 empty] | Removed from Ground | Empty | 560 | Bare Steel | 1992-07-01 | 1992-07-01 | Galvanized Steel
OPEN PANTRY | 408 ROCKMART RD | VILLA RICA | Carroll | 4220231 | 1 | [5 empty] | Removed from Ground | Gas (Historical Use) | 8000 | Cathodically Protected Steel | 1985-05-01 | 1997-08-13 | Galvanized Steel | Safe Suction (Euro)
OPEN PANTRY | 408 ROCKMART RD | VILLA RICA | Carroll | 4220231 | 7 | Ball Float | 1997-08-18 | FALSE | 1997-08-18 | FALSE | Currently in Use | Premium | 6000 | Composite | 1997-08-15 |  | Double-Walled Fiberglass | Pressurized
LEROY LEATHERS 76 | US HWY 78 W | VILLA RICA | Carroll | 4220176 | 4 | [5 empty] | Removed from Ground | Diesel | 1000 | Bare Steel | 1980-05-07 | 2000-04-10 | Galvanized Steel
H&J/HINES GROCERY #48 | 651 MAIN ST | WHITESBURG | Carroll | 4220125 | 2 | Flapper Valve | 1998-08-12 | FALSE | 1998-08-12 | FALSE | Removed from Ground | Gas (Historical Use) | 8000 | Steel-Impressed Current | 1977-04-28 |  | Steel (Impressed Current) | Safe Suction (Euro)
IMRAN BUSINESS INC | 10 WEST HWY 5 | WHITESBURG | Carroll | 4220165 | 4 | [5 empty] | Removed from Ground | Diesel | 3008 | Bare Steel | 1981-05-07 | 1998-05-26 | Galvanized Steel
IMRAN BUSINESS INC | 10 WEST HWY 5 | WHITESBURG | Carroll | 4220165 | 1 | [5 empty] | Removed from Ground | Gas (Historical Use) | 8000 | Bare Steel | 1981-05-07 | 1998-05-26 | Galvanized Steel
IMRAN BUSINESS INC | 10 WEST HWY 5 | WHITESBURG | Carroll | 4220165 | 7 | Flapper Valve | 1998-06-08 | FALSE | 1998-06-08 | FALSE | Currently in Use | Diesel | 6000 | Fiberglass | 1998-06-01 |  | Fiberglass Reinforced Plastic | Safe Suction (Euro)
HARPS SERVICE CENTER | 642 MAIN ST | WHITESBURG | Carroll | 380050 | 5 |  | 1998-10-01 |  | 1998-10-01 |  | Removed from Ground | Diesel | 4000 | Cathodically Protected Steel | 1967-03-25 | 2008-09-30 | Cathodically Protected | Suction (American)
LEATHER'S TRUCK STOP AKA PILOT TRAVEL CENTER #4559 | 95 LIBERTY RD | VILLA RICA | Carroll | 4220020 | 10 | [5 empty] | Removed from Ground | Diesel | 6000 | Bare Steel | 1978-04-10 | 1987-08-01 | Galvanized Steel
PLANTATION EQUITY GROUP/GOLF MAI | 7500 MONTICELLO DR | VILLA RICA | Carroll | 9022022 | 5 | [5 empty] | Removed from Ground | Empty | 560 | Bare Steel | 1992-07-01 | 1992-07-01 | Galvanized Steel
SHIV FOOD MART | 736 CARROLLTON VILLA RICA HWY | VILLA RICA | Carroll | 9022044 | 2 | [5 empty] | Removed from Ground | Gas (Historical Use) | 3000 | Not Marked/Unknown | 1995-04-01 | 1995-04-01 | Unknown
HAROLD SMITHS TIRE SERVICE | 900 W BANKHEAD HWY | VILLA RICA | Carroll | 9022047 | 1 | [5 empty] | Removed from Ground | Gas (Historical Use) | 6000 | Bare Steel | 1976-01-05 | 1998-06-26 | Bare Steel | Safe Suction (Euro)
QUIKTRIP #810 | 650 HWY 61 | VILLA RICA | Carroll | 9022110 | 1 | Flapper Valve | 2002-01-01 | FALSE | 2002-01-01 | FALSE | Currently in Use | Regular | 20000 | Fiberglass Double Walled | 2001-11-01 |  | Double-Walled Flex | Pressurized
JAI AMBEE LLC | 2743 ROCKMART RD | VILLA RICA | Carroll | 4220213 | 6 | Ball Float | 1989-03-01 | FALSE | 1989-03-01 | FALSE | Removed from Ground | Gas (Historical Use) | 6000 |  | 1989-01-01 |  | Steel (Impressed Current) | Pressurized
OPEN PANTRY | 408 ROCKMART RD | VILLA RICA | Carroll | 4220231 | 10 | [5 empty] | Removed from Ground | Gas (Historical Use) | 500 | Not Marked/Unknown | 1997-08-26 | 1997-08-26 | Not Marked
FAIRFIELD PLANTATION MARINA | 10234 LAKEVIEW PARKWAY | VILLA RICA | Carroll | 4220198 | 1 | [5 empty] | Removed from Ground | Diesel | 560 | Bare Steel | 1981-05-06 | 1989-12-01 | Galvanized Steel | Suction (American)
GATE STATION #206 | 908 MAPLE ST | CARROLLTON | Carroll | 4220233 | 2 | [5 empty] | Removed from Ground | Gas (Historical Use) | 10000 | Bare Steel | 1970-03-01 | 1993-04-28 | Galvanized Steel | Pressurized
BROOKWOOD KWICK SERVE #87 | 800 LOVVERN RD | CARROLLTON | Carroll | 4201260 | 1 |  | 1998-10-29 |  | 1997-05-01 |  | Removed from Ground | Gas (Historical Use) | 10000 | Steel-Impressed Current | 1980-04-28 | 2006-02-21 | Cathodically Protected | Safe Suction (Euro)
OLD AIRPORT GROCERY/SUPER QUICK | 603 OLD AIRPORT RD | CARROLLTON | Carroll | 4220087 | 2 | [5 empty] | Removed from Ground | Gas (Historical Use) | 1000 | Bare Steel | 1983-04-03 | 1992-02-17 | Galvanized Steel | Suction (American)
ROBERT M HANSON/FORMER WEST GA E | 804 MAPLE ST | CARROLLTON | Carroll | 4220088 | 3 | [5 empty] | Removed from Ground | Gas (Historical Use) | 6000 | Bare Steel | 1966-04-02 | 1991-10-14 | Galvanized Steel | Suction (American)
MURPHY USA #7283 | 1725 HWY 27 | CARROLLTON | Carroll | 10001054 | 2B | Flapper Valve | 2005-10-20 | FALSE | 2005-10-20 | FALSE | Currently in Use | Premium | 8000 | Fiberglass Double Walled | 2005-09-22 |  | Double-Walled Fiberglass | Pressurized
DAY NITE FOOD STORE | 764 W BANKHEAD HWY | VILLA RICA | Carroll | 4220084 | 6 |  | 1995-12-01 | FALSE | 1995-12-01 | FALSE | Currently in Use | Gas (Historical Use) | 10000 | Composite | 1995-12-18 |  | Double Walled | Pressurized
DALLAS HWY SHOPPETTE | RT 2 GA HWY 61 | VILLA RICA | Carroll | 4220083 | 1 | [5 empty] | Removed from Ground | Gas (Historical Use) | 1060 | Bare Steel | 1978-03-31 | 1984-01-01 | Galvanized Steel
QUICKER TRIP | 205 S CARROLL RD | VILLA RICA | Carroll | 4220076 | 2 | Flapper Valve | 1997-10-07 | FALSE | 1997-10-07 | TRUE | Currently in Use | Gas (Historical Use) | 2000 | Steel-Impressed Current | 1978-04-16 |  | Steel (Impressed Current) | Pressurized
BRYANT HEMBREE | NORTH TYSON RD | VILLA RICA | Carroll | 9022025 | 1 | [5 empty] | Removed from Ground | Other | 1000 | Bare Steel | 1960-01-01 | 1988-01-01 | Galvanized Steel
FIVE POINTS FOOD MART #131 | 4921 CARROLLTON/VILLA RICA HWY | VILLA RICA | Carroll | 222001 | 1 | Ball Float | 1988-01-01 | FALSE | 1988-01-01 | FALSE | Currently in Use | Regular | 10000 | Composite | 1988-01-01 |  | Fiberglass Reinforced Plastic | Pressurized
DON-RICH FORD | 221 MONTGOMERY ST | VILLA RICA | Carroll | 4220161 | 2 | [5 empty] | Removed from Ground | Gas (Historical Use) | 560 | Bare Steel | 1956-05-06 | 1899-12-31 | Galvanized Steel | Safe Suction (Euro)
FOOD MART | 1707 WEST HWY 78 | VILLA RICA | Carroll | 9022011 | 1 | Flapper Valve | 1997-10-01 | FALSE | 1997-10-01 | FALSE | Currently in Use | Regular | 4000 | Steel-Impressed Current | 1982-01-01 |  | Fiberglass Reinforced Plastic | Pressurized
BST/VILLA RICA CO/R3930 | 206 MAPLE ST | VILLA RICA | Carroll | 222000 | 1 | [5 empty] | Removed from Ground | Other | 600 | Bare Steel | 1986-06-01 | 1995-08-18 | Copper | Suction (American)
S&J QUICK STOP | 271 EAST MONTGOMERY ST | VILLA RICA | Carroll | 4220220 | 1 | [5 empty] | Removed from Ground | Gas (Historical Use) | 6000 | Bare Steel | 1971-05-07 | 1899-12-31 | Galvanized Steel | Safe Suction (Euro)
OPEN PANTRY | 408 ROCKMART RD | VILLA RICA | Carroll | 4220231 | 2 | [5 empty] | Removed from Ground | Gas (Historical Use) | 8000 | Bare Steel | 1984-05-01 | 1997-08-13 | Galvanized Steel | Safe Suction (Euro)
AT&T COMMUNICATIONS | 9505 HWY 78 | VILLA RICA | Carroll | 710016 | 2 | [5 empty] | Removed from Ground | Diesel | 6000 | Cathodically Protected Steel | 1955-01-01 | 1992-03-27
H&J/HINES GROCERY #48 | 651 MAIN ST | WHITESBURG | Carroll | 4220125 | 3 | Flapper Valve | 1998-08-12 | FALSE | 1998-08-12 | FALSE | Removed from Ground | Gas (Historical Use) | 8000 | Steel-Impressed Current | 1977-04-28 |  | Steel (Impressed Current) | Safe Suction (Euro)
IMRAN BUSINESS INC | 10 WEST HWY 5 | WHITESBURG | Carroll | 4220165 | 2 | [5 empty] | Removed from Ground | Gas (Historical Use) | 3008 | Bare Steel | 1981-05-07 | 1998-05-26 | Galvanized Steel
FOOD MART | 1707 WEST HWY 78 | VILLA RICA | Carroll | 9022011 | 5 | Flapper Valve | 1997-10-01 | FALSE | 1997-10-01 | FALSE | Temporarily out of use | Diesel | 1000 | Steel-Impressed Current | 1987-10-01 |  | Steel (Impressed Current) | Safe Suction (Euro)
VILLA RICA AMOCO | 650 HWY 78 | VILLA RICA | Carroll | 9022091 | 4 | Ball Float | 1997-03-20 | FALSE | 1997-03-20 | FALSE | Currently in Use | Diesel Off Road | 2000 | Galvanic (STIP-3) | 2001-10-10 |  | Double-Walled Flex | Pressurized
VILLA RICA AMOCO | 650 HWY 78 | VILLA RICA | Carroll | 9022091 | 1 | Ball Float | 1997-03-20 | FALSE | 1997-03-20 | FALSE | Currently in Use | Regular | 10000 | Galvanic (STIP-3) | 2001-10-10 |  | Double-Walled Flex | Pressurized
FIVE POINTS FOOD MART #131 | 4921 CARROLLTON/VILLA RICA HWY | VILLA RICA | Carroll | 222001 | 3 | Ball Float | 1988-01-01 | FALSE | 1988-01-01 | FALSE | Currently in Use | Diesel | 8000 | Composite | 1988-01-01 |  | Fiberglass Reinforced Plastic | Pressurized
OPEN PANTRY | 408 ROCKMART RD | VILLA RICA | Carroll | 4220231 | 9 | [5 empty] | Removed from Ground | Diesel | 1000 | Not Marked/Unknown | 1997-08-26 | 1997-08-26 | Not Marked
OPEN PANTRY | 408 ROCKMART RD | VILLA RICA | Carroll | 4220231 | 6 | Ball Float | 1997-08-18 | FALSE | 1997-08-18 | FALSE | Currently in Use | Diesel | 4000 | Composite | 1997-08-15 |  | Double-Walled Fiberglass | Pressurized
OPEN PANTRY | 408 ROCKMART RD | VILLA RICA | Carroll | 4220231 | 8 | Ball Float | 1997-08-18 | FALSE | 1997-08-18 | FALSE | Currently in Use | Regular | 10000 | Composite | 1997-08-15 |  | Double-Walled Fiberglass | Pressurized
FRED'S AUTO SERVICE | MAIN ST | VILLA RICA | Carroll | 4220174 | 2 | [5 empty] | Closed in Ground | Gas (Historical Use) | 500 | Bare Steel | 1956-05-07 | 1899-12-31 | Unknown
B'S KWIK STOP #3 | 23 TYUS CARROLLTON RD | CARROLLTON | Carroll | 4220218 | 2 |  | 1998-04-13 |  | 1998-04-13 |  | Removed from Ground | Gas (Historical Use) | 6000 | Steel-Impressed Current | 1978-05-06 | 2003-10-15 | Cathodically Protected | Pressurized
METRO CARROLLTON INC | 201 NORTH PARK | CARROLLTON | Carroll | 4220232 | 3 | [5 empty] | Removed from Ground | E-10 | 3000 | Bare Steel | 1966-04-28 | 1996-04-18 | Galvanized Steel | Pressurized
SWIFTI FOOD STORE #6 | 1101 ALABAMA ST | CARROLLTON | Carroll | 4220242 | 2 | Flapper Valve | 1998-09-15 | FALSE | 1998-09-15 | FALSE | Currently in Use | Premium | 10134 | Steel-Impressed Current | 1998-08-17 |  |  | Pressurized
S&J QUICK STOP | 271 EAST MONTGOMERY ST | VILLA RICA | Carroll | 4220220 | 3 | [5 empty] | Removed from Ground | Gas (Historical Use) | 1000 | Bare Steel | 1974-05-06 | 1899-12-31 | Galvanized Steel | Safe Suction (Euro)
OPEN PANTRY | 408 ROCKMART RD | VILLA RICA | Carroll | 4220231 | 4 | [5 empty] | Removed from Ground | Gas (Historical Use) | 2000 | Bare Steel | 1976-05-01 | 1997-08-13 | Galvanized Steel | Safe Suction (Euro)
OPEN PANTRY | 408 ROCKMART RD | VILLA RICA | Carroll | 4220231 | 5 | [5 empty] | Removed from Ground | Diesel | 2000 | Bare Steel | 1976-05-01 | 1997-08-13 | Galvanized Steel | Safe Suction (Euro)
FAIRFIELD PLANTATION MARINA | 10234 LAKEVIEW PARKWAY | VILLA RICA | Carroll | 4220198 | 3 | Flapper Valve | 1999-12-21 | FALSE | 1999-12-21 | TRUE | Removed from Ground | Gas (Historical Use) | 1000 | Steel-Impressed Current | 1976-05-06 |  | Steel (Impressed Current) | Suction (American)
VULCAN/VILLA RICA QUARRY | 25 OLD ROCK QUARRY RD | VILLA RICA | Carroll | 4220112 | 028-05 | [5 empty] | Removed from Ground | Other | 1500 | Bare Steel | 1974-04-24 | 1993-03-01 | Galvanized Steel | Safe Suction (Euro)
BROOKSIDE CUPBOARD | 1238 ROCKMART RD | VILLA RICA | Carroll | 4220123 | 1 | Ball Float | 1998-12-17 | FALSE | 1998-12-17 | FALSE | Currently in Use | Premium | 5000 | Steel-Impressed Current | 1981-01-01 |  | Steel (Impressed Current) | Pressurized
JUNIOR FOOD STORE #113 | 516 DALLAS RD | VILLA RICA | Carroll | 4220129 | 2 | Ball Float | 1997-10-01 | FALSE | 1997-10-01 | FALSE | Currently in Use | E-0 | 8000 | Steel-Impressed Current | 1997-10-01 |  | Steel (Impressed Current) | Pressurized
DON-RICH FORD | 221 MONTGOMERY ST | VILLA RICA | Carroll | 4220161 | 1 | [5 empty] | Removed from Ground | Gas (Historical Use) | 560 | Bare Steel | 1956-05-06 | 1999-01-15 | Galvanized Steel | Safe Suction (Euro)
WHITESBURG ASSETS LLC | 1069 MAIN ST | WHITESBURG | Carroll | 220270 | 1 | Flapper Valve | 1998-12-01 | FALSE | 1990-12-01 | FALSE | Removed from Ground | Gas (Historical Use) | 4000 | Steel-Impressed Current | 1979-01-03 |  | Steel (Impressed Current) | Safe Suction (Euro)
WHITESBURG ASSETS LLC | 1069 MAIN ST | WHITESBURG | Carroll | 220270 | 4 | [5 empty] | Removed from Ground | Empty | 2000 | Bare Steel | 1979-01-03 | 1998-12-01 | Bare Steel | Suction (American)
Whitesburg Enterprises | 3686 N HWY 16 | Whitesburg | Carroll | 9022065 | 2 |  | 1998-01-26 | FALSE | 1991-08-04 | FALSE | Currently in Use | Regular | 3000 | Steel-Impressed Current | 1998-01-26 |  | Steel (Impressed Current) | Pressurized
IMRAN BUSINESS INC | 10 WEST HWY 5 | WHITESBURG | Carroll | 4220165 | 6 | Flapper Valve | 1998-06-08 | FALSE | 1998-06-08 | FALSE | Currently in Use | Premium | 8000 | Fiberglass | 1998-06-01 |  | Fiberglass Reinforced Plastic | Pressurized
BOBBY WINKLES GROCERY | 1536 US HWY 78 W | VILLA RICA | Carroll | 4220175 | 3 | [5 empty] | Removed from Ground | Gas (Historical Use) | 1000 | Bare Steel | 1976-05-07 | 1999-05-15 | Galvanized Steel
FAIRFIELD PLANTATION MARINA | 10234 LAKEVIEW PARKWAY | VILLA RICA | Carroll | 4220198 | 6 |  | 1999-12-21 | FALSE | 1999-12-21 | TRUE | Closed in Ground | Gas (Historical Use) | 2000 | Steel-Impressed Current | 1982-05-06
EASY QUICK STOP | 1607 HWY 78 W | VILLA RICA | Carroll | 4220163 | 1 | Flapper Valve | 1998-12-01 | FALSE | 1998-12-01 | FALSE | Closed in Ground | Regular | 4000 | Steel-Impressed Current | 1976-05-06 | 2019-05-03 | Steel (Impressed Current) | Safe Suction (Euro)
AT&T COMMUNICATIONS | 9505 HWY 78 | VILLA RICA | Carroll | 710016 | 1 | [5 empty] | Removed from Ground | Diesel | 10000 | Cathodically Protected Steel | 1955-01-01 | 1992-03-27 | Copper
WHITESBURG TRADING POST\DUKE SVC | 976 MAIN ST | WHITESBURG | Carroll | 4220106 | 1 | [5 empty] | Removed from Ground | Empty | 4000 | Bare Steel | 1974-04-15 | 1979-10-01 | Galvanized Steel
WHITESBURG BP | 356 MAIN ST | WHITESBURG | Carroll | 9022103 | 1 | Overfill Alarm | 1999-06-15 |  | 1999-06-15 |  | Currently in Use | Gas (Historical Use) | 12000 | Fiberglass | 1999-05-27 |  | Secondary Containment | Pressurized
JAMES L ROBINSON | 206 NEWNAN RD | CARROLLTON | Carroll | 4220043 | 3 | [5 empty] | Permanently Out of Use - historical purposes | Gas (Historical Use) | 550 | Bare Steel | 1956-04-15 | 1899-12-31 | Galvanized Steel
KROGER GA-367 FUEL CENTER | 1355 S PARK ST | CARROLLTON | Carroll | 10002220 | 2B | Ball Float | 2013-05-15 | FALSE | 2013-05-15 | FALSE | Currently in Use | Diesel | 8000 | Fiberglass Double Walled | 2013-03-20 |  | Double-Walled Flex
LEATHER'S TRUCK STOP AKA PILOT TRAVEL CENTER #4559 | 95 LIBERTY RD | VILLA RICA | Carroll | 4220020 | 3 |  | 1998-05-25 |  | 1998-05-25 |  | Removed from Ground | Diesel | 6000 | Steel-Impressed Current | 1978-04-10 | 2002-01-10 | Fiberglass Reinforced Plastic | Pressurized
VILLA RICA FOODMART | 820 DALLAS HWY | VILLA RICA | Carroll | 9022010 | 3 | Ball Float | 1991-01-01 |  | 1991-01-01 |  | Currently in Use | Gas (Historical Use) | 8000 | Galvanic (STIP-3) | 1991-01-01 |  | Fiberglass Reinforced Plastic | Pressurized
RaceTrac #495 | HWY 61 & COMMERCE ST | VILLA RICA | Carroll | 9022058 | 2 | Overfill Alarm | 1995-05-15 | FALSE | 1995-05-15 | FALSE | Currently in Use | Diesel | 12000 | Composite Double Walled | 1995-04-28 |  | Double-Walled Fiberglass | Pressurized
SHIV FOOD MART | 736 CARROLLTON VILLA RICA HWY | VILLA RICA | Carroll | 9022044 | 3 | [5 empty] | Removed from Ground | Gas (Historical Use) | 10000 | Not Marked/Unknown | 1995-04-01 | 1995-04-01 | Unknown
VILLA RICA AUTO SERVICE | 116 W BANKHEAD HWY | VILLA RICA | Carroll | 9022093 | 1 | [5 empty] | Removed from Ground | Gas (Historical Use) | 4000 | Not Marked/Unknown | 1998-06-01 | 1998-06-01 | Not Marked
TANNER MEDICAL CENTER VILLA RICA | 601 DALLAS RD | VILLA RICA | Carroll | 220263 | 2 |  | 1993-05-01 |  | 1993-05-01 |  | Removed from Ground | Gas (Historical Use) | 295 | Cathodically Protected Steel | 1993-05-01 | 1899-12-31 | Cathodically Protected
S&J QUICK STOP | 271 EAST MONTGOMERY ST | VILLA RICA | Carroll | 4220220 | 2 | [5 empty] | Removed from Ground | Gas (Historical Use) | 6000 | Bare Steel | 1971-05-07 | 1899-12-31 | Galvanized Steel | Safe Suction (Euro)
BOBBY WINKLES GROCERY | 1536 US HWY 78 W | VILLA RICA | Carroll | 4220175 | 1 | [5 empty] | Removed from Ground | Gas (Historical Use) | 1000 | Bare Steel | 1976-05-07 | 1999-05-15 | Galvanized Steel
LEATHER'S TRUCK STOP AKA PILOT TRAVEL CENTER #4559 | 95 LIBERTY RD | VILLA RICA | Carroll | 4220020 | 14 | Ball Float | 2002-02-01 | FALSE | 2002-02-01 | FALSE | Currently in Use | Regular | 20000 | Composite Double Walled | 2002-02-02 |  | Double-Walled Flex | Pressurized
CITY OF VILLA RICA | 25 WEST CHURCH ST | VILLA RICA | Carroll | 9022020 | 2 | [5 empty] | Removed from Ground | Gas (Historical Use) | 560 | Bare Steel | 1976-01-01 | 1988-12-15 | Galvanized Steel
PLANTATION EQUITY GROUP/GOLF MAI | 7500 MONTICELLO DR | VILLA RICA | Carroll | 9022022 | 3 | [5 empty] | Removed from Ground | Empty | 560 | Bare Steel | 1992-07-01 | 1992-07-01 | Galvanized Steel
SCORIPO HOLDING INC CARROLL FOOD & FUEL INC DBA CHEVRON FOOD | 157 COMMERCE DR | VILLA RICA | Carroll | 9022090 | 4 | Ball Float | 1997-12-01 | FALSE | 1997-12-01 | FALSE | Currently in Use | Diesel | 0 | Epoxy | 1987-07-01 |  | Fiberglass Reinforced Plastic | Pressurized
VILLA RICA REALTY INVESTMENTS LLC | 725 SAND HILL HULETT RD | VILLA RICA | Carroll | 9022043 | 3 | Flapper Valve | 1994-12-20 | FALSE | 1994-12-20 | FALSE | Currently in Use | Premium | 6000 | Steel-Impressed Current | 1985-05-27 |  | Steel (Impressed Current) | Pressurized
ESTATE OF CELESTINE W HOBBS | 121 W BANKHEAD HWY | VILLA RICA | Carroll | 9022101 | 6 |  |  | TRUE |  | TRUE | Removed from Ground | Used Oil | 500 | Marked Unknown | 2000-05-30 | 2000-05-30 | Unknown
JAI AMBEE LLC | 2743 ROCKMART RD | VILLA RICA | Carroll | 4220213 | 3 |  |  | FALSE |  | FALSE | Closed in Ground | Diesel | 560 | Bare Steel | 1970-05-01 | 1989-03-01 | Galvanized Steel | Suction (American)
LEROY LEATHERS 76 | US HWY 78 W | VILLA RICA | Carroll | 4220176 | 1 | [5 empty] | Removed from Ground | Gas (Historical Use) | 6000 | Bare Steel | 1978-05-07 | 2000-04-10 | Galvanized Steel
EASY QUICK STOP | 1607 HWY 78 W | VILLA RICA | Carroll | 4220163 | 5A | Flapper Valve | 2019-04-23 | FALSE | 2019-04-23 | FALSE | Currently in Use | Premium | 4000 | Composite Double Walled | 2019-04-23 |  | Double-Walled Fiberglass | Pressurized
JUNIOR FOOD STORE #113 | 516 DALLAS RD | VILLA RICA | Carroll | 4220129 | 3 | Ball Float | 1997-10-01 | FALSE | 1997-10-01 | FALSE | Currently in Use | Diesel | 8000 | Steel-Impressed Current | 1997-10-01 |  | Steel (Impressed Current) | Pressurized
WHITESBURG TRADING POST\DUKE SVC | 976 MAIN ST | WHITESBURG | Carroll | 4220106 | 5 | [5 empty] | Removed from Ground | Other | 500 | Bare Steel | 1952-04-15 | 1987-06-01 | Galvanized Steel
WHITESBURG TRADING POST\DUKE SVC | 976 MAIN ST | WHITESBURG | Carroll | 4220106 | 4 | [5 empty] | Permanently Out of Use - historical purposes | Other | 4000 | Bare Steel | 1974-04-15 | 1899-12-31 | Galvanized Steel
GET N GO | 1150 MAIN ST | WHITESBURG | Carroll | 4220121 | 5 |  |  | FALSE |  | FALSE | Removed from Ground |  | 1000 | Bare Steel | 1999-04-01 | 1999-04-01 | Galvanized Steel
GET N GO | 1150 MAIN ST | WHITESBURG | Carroll | 4220121 | 4 |  |  | FALSE |  | FALSE | Removed from Ground |  | 1000 | Bare Steel | 1999-04-01 | 1999-04-01 | Galvanized Steel
GET N GO | 1150 MAIN ST | WHITESBURG | Carroll | 4220121 | 7 |  |  | TRUE |  | TRUE | Removed from Ground | Used Oil | 1000 | Bare Steel | 1999-04-01 | 1999-04-01 | Galvanized Steel
INTEGRATED PRODUCTS | 627 ROCKMART RD | VILLA RICA | Carroll | 4220182 | 1 | [5 empty] | Removed from Ground | Gas (Historical Use) | 560 | Bare Steel | 1966-05-08 | 1980-01-01 | Galvanized Steel | Safe Suction (Euro)
BROOKSIDE CUPBOARD | 1238 ROCKMART RD | VILLA RICA | Carroll | 4220123 | 3 | Flapper Valve | 1998-12-17 | FALSE | 1998-12-17 | FALSE | Currently in Use | Diesel | 5000 | Steel-Impressed Current | 1981-01-01 |  | Steel (Impressed Current) | Pressurized
H&J/HINES GROCERY #48 | 651 MAIN ST | WHITESBURG | Carroll | 4220125 | 1 | Flapper Valve | 1998-08-12 | FALSE | 1998-08-12 | FALSE | Removed from Ground | Gas (Historical Use) | 10000 | Steel-Impressed Current | 1977-04-28 |  | Steel (Impressed Current) | Safe Suction (Euro)
IMRAN BUSINESS INC | 10 WEST HWY 5 | WHITESBURG | Carroll | 4220165 | 5 | Ball Float | 1998-06-08 | FALSE | 1998-06-08 | FALSE | Currently in Use | Regular | 10000 | Fiberglass | 1998-06-01 |  | Fiberglass Reinforced Plastic | Pressurized
WHITESBURG BP | 356 MAIN ST | WHITESBURG | Carroll | 9022103 | 5 | Overfill Alarm | 1999-06-15 |  | 1999-06-15 |  | Currently in Use | Gas (Historical Use) | 4000 | Fiberglass | 1999-05-27 |  | Secondary Containment | Pressurized
WHITESBURG BP | 356 MAIN ST | WHITESBURG | Carroll | 9022103 | 4 | Overfill Alarm | 1999-06-15 |  | 1999-06-15 |  | Currently in Use | Diesel | 6000 | Fiberglass | 1999-05-27 |  | Secondary Containment | Pressurized
LJS GREASE & TALLOW | 896 HUTCHENSON FERRY RD | WHITESBURG | Carroll | 4220078 | 2 | [5 empty] | Removed from Ground | Diesel | 3000 | Bare Steel | 1984-04-02 | 1998-08-14 | Galvanized Steel | Safe Suction (Euro)
GET N GO | 1150 MAIN ST | WHITESBURG | Carroll | 4220121 | 8B |  | 2003-03-14 | FALSE | 2003-03-14 | FALSE | Currently in Use | Diesel On Road | 4000 | Epoxy | 2003-03-14 |  | Fiberglass Reinforced Plastic | Pressurized
EASY QUICK STOP | 1607 HWY 78 W | VILLA RICA | Carroll | 4220163 | 4 | Flapper Valve | 2019-04-23 | FALSE | 2019-04-23 | FALSE | Currently in Use | Regular | 12000 | Composite Double Walled | 2019-04-23 |  | Double-Walled Fiberglass | Pressurized
EASY QUICK STOP | 1607 HWY 78 W | VILLA RICA | Carroll | 4220163 | 5B | Flapper Valve | 2019-04-23 | FALSE | 2019-04-23 | FALSE | Currently in Use | Diesel On Road | 4000 | Composite Double Walled | 2019-04-23 |  | Double-Walled Fiberglass | Pressurized
VULCAN/VILLA RICA QUARRY | 25 OLD ROCK QUARRY RD | VILLA RICA | Carroll | 4220112 | 028-02 | [5 empty] | Removed from Ground | Diesel | 10000 | Bare Steel | 1974-04-24 | 1992-03-24 | Galvanized Steel | Safe Suction (Euro)
BROOKSIDE CUPBOARD | 1238 ROCKMART RD | VILLA RICA | Carroll | 4220123 | 2 | Ball Float | 1998-12-17 | FALSE | 1998-12-17 | FALSE | Currently in Use | Regular | 5000 | Steel-Impressed Current | 1981-01-01 |  | Steel (Impressed Current) | Pressurized
WHITESBURG TRADING POST\DUKE SVC | 976 MAIN ST | WHITESBURG | Carroll | 4220106 | 2 | [5 empty] | Removed from Ground | Other | 1000 | Bare Steel | 1952-04-15 | 1987-06-01 | Galvanized Steel
OLIN HOUSWORTH SVC STA | MAIN ST | WHITESBURG | Carroll | 4220181 | 2 | [5 empty] | Removed from Ground | Empty | 1000 | Bare Steel | 1956-05-08 | 1980-05-01 | Galvanized Steel | Safe Suction (Euro)
INLAND ROME/WHITESBURG FACILITY | US HWY 27 ALTERNATE | WHITESBURG | Carroll | 9022004 | 1 | [5 empty] | Removed from Ground | Diesel | 1000 | Bare Steel | 1981-01-01 | 1991-10-07 | Galvanized Steel
GET N GO | 1150 MAIN ST | WHITESBURG | Carroll | 4220121 | 2 |  |  | FALSE |  | FALSE | Removed from Ground |  | 1000 | Bare Steel | 1999-04-01 | 1999-04-01 | Galvanized Steel
T&J GROCERY | 3191 WEST GA HWY 5 | BOWDON | Carroll | 4220170 | 1 | [5 empty] | Removed from Ground | Empty | 1000 | Bare Steel | 1984-05-07 | 1996-05-27 | Galvanized Steel | Safe Suction (Euro)
RED DEVIL GROCERY | 614 WEST COLLEGE ST | BOWDON | Carroll | 4220108 | 5A | Flapper Valve | 1996-06-01 | FALSE | 1996-06-01 | FALSE | Temporarily out of use | Empty | 6000 | Fiberglass | 1996-06-01 |  | Fiberglass Reinforced Plastic | Pressurized
WESSINGER GARAGE | 219 CARROLLTON ST | BOWDON | Carroll | 4220253 | 1 | [5 empty] | Removed from Ground | Other | 1 | Not Marked/Unknown | 1990-06-25 | 1990-06-25 | Not Marked
M&J SHOPPETE | 2235 GA HWY 166 W | CARROLLTON | Carroll | 4220247 | 2 | Flapper Valve | 1999-01-07 |  | 1999-01-07 |  | Removed from Ground | Gas (Historical Use) | 10000 | Steel-Impressed Current | 1980-05-01 | 2011-12-13 | Steel (Impressed Current) | Pressurized
ESTATE OF CELESTINE W HOBBS | 121 W BANKHEAD HWY | VILLA RICA | Carroll | 9022101 | 3 | [5 empty] | Removed from Ground | Gas (Historical Use) | 2000 | Not Marked/Unknown | 2000-05-26 | 2000-05-26 | Not Marked
QUIKTRIP #810 | 650 HWY 61 | VILLA RICA | Carroll | 9022110 | 4A |  | 2015-03-26 | FALSE | 2015-03-28 | FALSE | Temporarily out of use |  | 10000 | Fiberglass Double Walled | 2015-03-30 |  | Double-Walled Flex
DISCOUNT SMOKES & BEER | 733 WEST BANKHEAD HWY | VILLA RICA | Carroll | 220271 | 3 | Ball Float | 1996-01-01 | FALSE | 1996-01-01 | FALSE | Currently in Use | Premium | 8000 | Galvanic (STIP-3) | 1986-01-01 |  | Fiberglass Reinforced Plastic | Pressurized
JAI AMBEE LLC | 2743 ROCKMART RD | VILLA RICA | Carroll | 4220213 | 2 |  |  | FALSE |  | FALSE | Closed in Ground | Gas (Historical Use) | 1000 | Bare Steel | 1970-05-01 | 1989-03-01 | Galvanized Steel | Suction (American)
VULCAN/VILLA RICA QUARRY | 25 OLD ROCK QUARRY RD | VILLA RICA | Carroll | 4220112 | 028-01 | [5 empty] | Removed from Ground | Gas (Historical Use) | 1000 | Bare Steel | 1974-04-24 | 1993-03-01 | Galvanized Steel | Safe Suction (Euro)
JUNIOR FOOD STORE #113 | 516 DALLAS RD | VILLA RICA | Carroll | 4220129 | 1 | Ball Float | 1997-10-01 | FALSE | 1997-10-01 | FALSE | Currently in Use | Regular | 10000 | Steel-Impressed Current | 1997-10-01 |  | Steel (Impressed Current) | Pressurized
WHITESBURG ASSETS LLC | 1069 MAIN ST | WHITESBURG | Carroll | 220270 | 5 | Flapper Valve | 2024-08-30 | FALSE | 2024-08-30 | FALSE | Currently in Use | Regular | 12000 | Composite Double Walled | 2024-08-30 |  | Double-Walled Fiberglass | Pressurized
WHITESBURG ASSETS LLC | 1069 MAIN ST | WHITESBURG | Carroll | 220270 | 6C | Flapper Valve | 2024-08-30 | FALSE | 2024-08-30 | FALSE | Currently in Use | E-0 | 4000 | Composite Double Walled | 2024-08-30 |  | Double-Walled Fiberglass | Pressurized
FRED'S AUTO SERVICE | MAIN ST | VILLA RICA | Carroll | 4220174 | 1 | [5 empty] | Closed in Ground | Gas (Historical Use) | 500 | Bare Steel | 1956-05-07 | 1899-12-31 | Unknown
EASY QUICK STOP | 1607 HWY 78 W | VILLA RICA | Carroll | 4220163 | 2 | Flapper Valve | 1998-12-01 | FALSE | 1998-12-01 | FALSE | Closed in Ground | Regular | 4000 | Steel-Impressed Current | 1976-05-06 | 2019-05-03 | Double-Walled Fiberglass | Safe Suction (Euro)
IMRAN BUSINESS INC | 10 WEST HWY 5 | WHITESBURG | Carroll | 4220165 | 3 | [5 empty] | Removed from Ground | Gas (Historical Use) | 3008 | Bare Steel | 1981-05-07 | 1998-05-26 | Galvanized Steel
FAIRFIELD PLANTATION MARINA | 10234 LAKEVIEW PARKWAY | VILLA RICA | Carroll | 4220198 | 7 |  | 1999-12-21 | FALSE | 1999-12-21 | TRUE | Closed in Ground | Gas (Historical Use) | 2000 | Steel-Impressed Current | 1985-05-06
VULCAN/VILLA RICA QUARRY | 25 OLD ROCK QUARRY RD | VILLA RICA | Carroll | 4220112 | 028-04 | [5 empty] | Removed from Ground | Other | 1500 | Bare Steel | 1974-04-24 | 1993-03-01 | Galvanized Steel | Safe Suction (Euro)
CITY OF WHITESBURG | 788 MAIN ST | WHITESBURG | Carroll | 9022052 | 1 | [5 empty] | Removed from Ground | Gas (Historical Use) | 1000 | Bare Steel | 1979-01-01 | 1998-05-22 | Bare Steel | Safe Suction (Euro)
WHITESBURG ELEMENTARY SCHOOL | 868 MAIN ST | WHITESBURG | Carroll | 4220027 | 1 | [5 empty] | Removed from Ground | Diesel | 1900 | Marked Unknown | 1958-01-23 | 1899-12-31 | Unknown
BLASTRITE SVC INC | 114 MCLARTY RD | WHITESBURG | Carroll | 9022015 | 1 | [5 empty] | Removed from Ground | Diesel | 10000 | Bare Steel | 1987-01-01 | 1995-01-05 | Galvanized Steel
INLAND ROME/WHITESBURG FACILITY | US HWY 27 ALTERNATE | WHITESBURG | Carroll | 9022004 | 2 | [5 empty] | Removed from Ground | Gas (Historical Use) | 1000 | Bare Steel | 1981-01-01 | 1991-10-07 | Galvanized Steel
WHITESBURG ASSETS LLC | 1069 MAIN ST | WHITESBURG | Carroll | 220270 | 6B | Flapper Valve | 2024-08-30 | FALSE | 2024-08-30 | FALSE | Currently in Use | Diesel | 4000 | Composite Double Walled | 2024-08-30 |  | Double-Walled Fiberglass | Pressurized
WHITESBURG ASSETS LLC | 1069 MAIN ST | WHITESBURG | Carroll | 220270 | 6A | Flapper Valve | 2024-08-30 | FALSE | 2024-08-30 | FALSE | Currently in Use | Premium | 4000 | Composite Double Walled | 2024-08-30 |  | Double-Walled Fiberglass | Pressurized
Whitesburg Enterprises | 3686 N HWY 16 | Whitesburg | Carroll | 9022065 | 4 | Flapper Valve | 1998-01-26 | FALSE | 1991-08-04 | FALSE | Currently in Use | Premium | 3000 | Steel-Impressed Current | 1998-01-26 |  |  | Pressurized
WHITESBURG ELEMENTARY SCHOOL | 868 MAIN ST | WHITESBURG | Carroll | 4220027 | 2 | [5 empty] | Removed from Ground | Diesel | 500 | Not Marked/Unknown |  | 1899-12-31 | Not Marked
GET N GO | 1150 MAIN ST | WHITESBURG | Carroll | 4220121 | 3 |  |  | FALSE |  | FALSE | Removed from Ground |  | 1000 | Bare Steel | 1999-04-01 | 1999-04-01 | Galvanized Steel
Whitesburg Enterprises | 3686 N HWY 16 | Whitesburg | Carroll | 9022065 | 1 | Flapper Valve | 1998-01-26 | FALSE | 1991-08-04 | FALSE | Currently in Use | Regular | 3000 | Steel-Impressed Current | 1998-01-26 |  | Steel (Impressed Current) | Pressurized
LJS GREASE & TALLOW | 896 HUTCHENSON FERRY RD | WHITESBURG | Carroll | 4220078 | 1 | [5 empty] | Removed from Ground | Gas (Historical Use) | 3000 | Bare Steel | 1984-04-02 | 1998-08-14 | Galvanized Steel | Safe Suction (Euro)
GET N GO | 1150 MAIN ST | WHITESBURG | Carroll | 4220121 | 6 |  |  | FALSE |  | FALSE | Removed from Ground | Diesel | 1000 | Bare Steel | 1999-04-01 | 1999-04-01 | Galvanized Steel
HARPS SERVICE CENTER | 642 MAIN ST | WHITESBURG | Carroll | 380050 | 3 |  | 1998-10-01 |  | 1998-10-01 |  | Removed from Ground | Diesel | 4000 | Cathodically Protected Steel | 1967-03-25 | 2008-09-30 | Cathodically Protected | Suction (American)
WHITESBURG ASSETS LLC | 1069 MAIN ST | WHITESBURG | Carroll | 220270 | 2 | Flapper Valve | 1998-12-01 | FALSE | 1990-12-01 | FALSE | Removed from Ground | Gas (Historical Use) | 4000 | Steel-Impressed Current | 1979-01-03 |  | Steel (Impressed Current) | Safe Suction (Euro)
BS KWIK STOP | US GA HWY 27 & CLINIC AVE | CARROLLTON | Carroll | 4220251 | 3 | Ball Float | 1991-06-01 |  | 1991-06-01 |  | Removed from Ground | Gas (Historical Use) | 10000 | Galvanic (STIP-3) | 1991-06-01 | 2008-02-05 | Double-Walled Flex | Pressurized
CARROLLTON STREET DEPARTMENT | 129 ZYZZX ST | CARROLLTON | Carroll | 4220103 | 2 | Ball Float | 1997-12-19 | FALSE | 1997-12-19 | FALSE | Currently in Use | Regular | 15000 | Fiberglass | 1997-12-19 |  | Double-Walled Flex | Pressurized
CAPS RETAIL LLC | 2460 S GA HWY 16 | CARROLLTON | Carroll | 4220137 | 1 | [5 empty] | Removed from Ground | Gas (Historical Use) | 3000 | Bare Steel | 1978-04-08 | 1995-10-15 | Galvanized Steel | Suction (American)
QUIK-PIK FOOD STORE | 1046 ALABAMA ST | CARROLLTON | Carroll | 4220148 | 3 | Ball Float | 1988-09-01 | FALSE | 1988-09-01 | FALSE | Currently in Use | Premium | 6000 | Galvanic (STIP-3) | 1988-09-01 |  | Fiberglass Reinforced Plastic | Pressurized
MAPLE KWIK STOP | 310 MAPLE ST | CARROLLTON | Carroll | 4220151 | 3 | [5 empty] | Removed from Ground | Gas (Historical Use) | 4000 | Bare Steel | 1974-05-05 | 1999-01-07 | Galvanized Steel | Suction (American)
DANNY BELYEU CHEVROLET INC | 1200 NORTH PARK ST | CARROLLTON | Carroll | 4220153 | 1 | [5 empty] | Removed from Ground | Gas (Historical Use) | 2000 | Bare Steel | 1976-04-08 | 1992-12-29 | Galvanized Steel
GOLD KIST INC | 616 KINGSBRIDGE RD | CARROLLTON | Carroll | 4220156 | 1 | [5 empty] | Currently in Use | Diesel | 10000 | Bare Steel | 1977-05-01 |  | Bare Steel
D & K SHOPPETTE | 1805 MT ZION RD | CARROLLTON | Carroll | 4220168 | 2 | [5 empty] | Removed from Ground | Gas (Historical Use) | 1000 | Bare Steel | 1976-05-06 | 1999-01-15 | Galvanized Steel | Safe Suction (Euro)
STEP-IN MINI MART | 1272 STEWART ST | CARROLLTON | Carroll | 4220164 | 4B | Ball Float | 1998-09-01 | FALSE | 1998-09-01 | FALSE | Currently in Use | Regular | 4000 | Epoxy | 1998-08-30 |  | Fiberglass Reinforced Plastic | Pressurized
SUNNYS DELI-MART | 3741 CARROLLTON-VILLA RICA HWY | CARROLLTON | Carroll | 4220169 | 2 | [5 empty] | Removed from Ground | Gas (Historical Use) | 2000 | Bare Steel | 1984-05-07 | 1899-12-31 | Galvanized Steel | Safe Suction (Euro)
CITY OF VILLA RICA | 101 MAIN ST | CARROLLTON | Carroll | 4220205 | 2 | [5 empty] | Removed from Ground | Gas (Historical Use) | 560 | Bare Steel | 1975-05-02 | 1899-12-31 | Galvanized Steel
D & R SUPERETTE | 2408 US HWY 27 SOUTH | CARROLLTON | Carroll | 4220211 | UL72177 | Ball Float | 1992-02-01 | FALSE | 1992-02-01 | FALSE | Temporarily out of use | Diesel | 1000 | Galvanic (STIP-3) | 1990-01-01 |  | Fiberglass Reinforced Plastic | Pressurized
A B OWENSBY | 1870 TYUS CARROLLTON RD | CARROLLTON | Carroll | 4220215 | 2 | [5 empty] | Removed from Ground | Gas (Historical Use) | 560 | Bare Steel | 1971-05-02 | 1988-11-15 | Galvanized Steel
WEEKS CONSTR CO/RICHARDS & ASSOC | 815 /809 CEDAR ST | CARROLLTON | Carroll | 4220234 | 1 | [5 empty] | Removed from Ground | Gas (Historical Use) | 1000 | Bare Steel | 1956-05-06 | 1994-06-13 | Galvanized Steel
T&J GROCERY | 3191 WEST GA HWY 5 | BOWDON | Carroll | 4220170 | 3 | [5 empty] | Removed from Ground | Empty | 1000 | Bare Steel | 1984-05-07 | 1996-05-27 | Galvanized Steel | Safe Suction (Euro)
BUCKTOWN GROCERY | 2875 GA HWY 100 S | BOWDON | Carroll | 4220203 | 5 | Flapper Valve | 1991-06-01 | FALSE | 1991-06-01 | FALSE | Currently in Use | Plus | 2000 | Galvanic (STIP-3) | 1991-06-01 |  | Fiberglass Reinforced Plastic | Pressurized
BUCKTOWN GROCERY | 2875 GA HWY 100 S | BOWDON | Carroll | 4220203 | 4 | [5 empty] | Removed from Ground | Diesel | 1000 | Bare Steel | 1983-05-07 | 1991-06-01 | Galvanized Steel
SEWELL CLOTHING COMPANY INC | 151 CITY HALL | BOWDON | Carroll | 4220122 | 4 | [5 empty] | Removed from Ground | Diesel | 3000 | Bare Steel | 2000-08-03 | 2000-08-03 | Galvanized Steel | Safe Suction (Euro)
SEWELL CLOTHING COMPANY INC | 151 CITY HALL | BOWDON | Carroll | 4220122 | 5 | [5 empty] | Removed from Ground | Gas (Historical Use) | 1250 | Cathodically Protected Steel | 1990-06-28 | 2000-01-01 | Fiberglass Reinforced Plastic | Suction (American)
DART MART | 701 W COLLEGE ST | BOWDON | Carroll | 4220135 | 3 | Flapper Valve | 1992-01-01 | FALSE | 1992-01-01 | FALSE | Currently in Use | Premium | 6000 | Steel-Impressed Current | 1982-01-01 |  | Fiberglass Reinforced Plastic | Safe Suction (Euro)
WESSINGER GARAGE | 219 CARROLLTON ST | BOWDON | Carroll | 4220253 | 2 | [5 empty] | Removed from Ground | Other | 1 | Not Marked/Unknown | 1990-06-25 | 1990-06-25 | Not Marked
JONESVILLE GROCERY | 1204 HWY 166 W | BOWDON | Carroll | 4220257 | 3 | [5 empty] | Removed from Ground | Gas (Historical Use) | 5000 | Cathodically Protected Steel | 1986-01-01 | 1988-10-01 | Cathodically Protected
C & C AUDIO | 501 NEWNAN ST | CARROLLTON | Carroll | 4220255 | 3 | [5 empty] | Removed from Ground | Other | 1 | Not Marked/Unknown | 1989-10-27 | 1989-10-27 | Not Marked
QUICK CHANGE #26 | 136 E COLLEGE ST | BOWDON | Carroll | 220264 | 7 | Ball Float | 1989-01-01 | FALSE | 1989-01-01 | FALSE | Currently in Use | Diesel | 4000 | Galvanic (STIP-3) | 1989-01-01 |  | Fiberglass Reinforced Plastic | Pressurized
BRENT MCCAGHREN | 855 LOVVORN MILL RD | BOWDON | Carroll | 9022059 | 1 |  | 1991-09-30 |  | 1991-09-30 |  | Removed from Ground | Diesel | 8000 | Bare Steel | 1988-12-10 | 1999-04-01 | Galvanized Steel | Safe Suction (Euro)
EARL JOHNSON GROCERY | GA HWY 100 N (KANSAS) | BOWDON | Carroll | 4220177 | 1 | [5 empty] | Removed from Ground | Empty | 560 | Bare Steel | 1971-05-08 | 1985-01-01 | Galvanized Steel | Safe Suction (Euro)
RED DEVIL GROCERY | 614 WEST COLLEGE ST | BOWDON | Carroll | 4220108 | 4 | [5 empty] | Removed from Ground | Kerosene | 550 | Bare Steel | 1980-03-18 | 1996-09-01 | Galvanized Steel
DART MART | 701 W COLLEGE ST | BOWDON | Carroll | 4220135 | 2 | Flapper Valve | 1992-01-01 | FALSE | 1992-01-01 | FALSE | Currently in Use | Regular | 6000 | Steel-Impressed Current | 1982-01-01 |  | Fiberglass Reinforced Plastic | Safe Suction (Euro)
JONESVILLE GROCERY | 1204 HWY 166 W | BOWDON | Carroll | 4220257 | 6 |  | 1997-12-03 |  | 1997-12-03 |  | Currently in Use | Gas (Historical Use) | 5000 | Galvanic (STIP-3) | 1988-11-01 |  | Cathodically Protected | Pressurized
QUICK CHANGE #26 | 136 E COLLEGE ST | BOWDON | Carroll | 220264 | 3 | [5 empty] | Removed from Ground | Gas (Historical Use) | 3000 | Bare Steel | 1956-05-20 | 1987-10-29
BOWDON KWICK SHOP | 710 EAST COLLEGE AVE | BOWDON | Carroll | 4220238 | 3 | [5 empty] | Permanently Out of Use - historical purposes | Gas (Historical Use) | 7000 | Bare Steel | 1967-05-07 | 1899-12-31 | Galvanized Steel
SWIFTI FOOD STORE #6 | 1101 ALABAMA ST | CARROLLTON | Carroll | 4220242 | 1 | Flapper Valve | 1998-09-15 | FALSE | 1998-09-15 | FALSE | Currently in Use | Regular | 10000 | Steel-Impressed Current | 1998-08-17 |  |  | Pressurized
SWIFTI FOOD STORE #6 | 1101 ALABAMA ST | CARROLLTON | Carroll | 4220242 | 4 | Flapper Valve | 1998-09-15 | FALSE | 1998-09-15 | FALSE | Currently in Use | Diesel | 4010 | Steel-Impressed Current | 1998-08-17 |  |  | Pressurized
MURPHY USA #7283 | 1725 HWY 27 | CARROLLTON | Carroll | 10001054 | 1 | Flapper Valve | 2005-10-20 | FALSE | 2005-10-20 | FALSE | Currently in Use | Regular | 20000 | Fiberglass Double Walled | 2005-09-22 |  | Double-Walled Fiberglass | Pressurized
JAMES L ROBINSON | 206 NEWNAN RD | CARROLLTON | Carroll | 4220043 | 2 | [5 empty] | Permanently Out of Use - historical purposes | Gas (Historical Use) | 1000 | Bare Steel | 1956-04-15 | 1899-12-31 | Galvanized Steel
A C'S GROCERY | US HWY 78 W | VILLA RICA | Carroll | 4220039 | 1 | [5 empty] | Removed from Ground | Gas (Historical Use) | 1000 | Bare Steel | 1970-04-11 | 1996-12-06 | Galvanized Steel | Suction (American)
LEATHER'S TRUCK STOP AKA PILOT TRAVEL CENTER #4559 | 95 LIBERTY RD | VILLA RICA | Carroll | 4220020 | 11 |  | 1998-05-25 |  | 1998-05-25 |  | Removed from Ground | Diesel | 8000 | Steel-Impressed Current | 1978-04-10 | 2002-01-10 | Fiberglass Reinforced Plastic | Pressurized
FOOD MART | 1707 WEST HWY 78 | VILLA RICA | Carroll | 9022011 | 2 | Flapper Valve | 1997-10-01 | FALSE | 1997-10-01 | FALSE | Currently in Use | Regular | 4000 | Steel-Impressed Current | 1982-01-01 |  | Fiberglass Reinforced Plastic | Pressurized
RaceTrac #495 | HWY 61 & COMMERCE ST | VILLA RICA | Carroll | 9022058 | 1 | Overfill Alarm | 1995-05-15 | FALSE | 1995-05-15 | FALSE | Currently in Use | Regular | 12000 | Composite Double Walled | 1995-04-28 |  | Double-Walled Fiberglass | Pressurized
HAROLD SMITHS TIRE SERVICE | 900 W BANKHEAD HWY | VILLA RICA | Carroll | 9022047 | 3 | [5 empty] | Removed from Ground | Gas (Historical Use) | 6000 | Bare Steel | 1976-01-05 | 1998-06-26 | Bare Steel | Safe Suction (Euro)
QUIKTRIP #810 | 650 HWY 61 | VILLA RICA | Carroll | 9022110 | 2 | Flapper Valve | 2002-01-01 | FALSE | 2002-01-01 | FALSE | Currently in Use | Regular | 20000 | Fiberglass Double Walled | 2001-11-01 |  | Double-Walled Flex | Pressurized
TANNER MEDICAL CENTER VILLA RICA | 601 DALLAS RD | VILLA RICA | Carroll | 220263 | 1 | [5 empty] | Removed from Ground | Gas (Historical Use) | 275 | Not Marked/Unknown | 1966-05-13 | 1993-05-01 | Copper | Safe Suction (Euro)
DISCOUNT SMOKES & BEER | 733 WEST BANKHEAD HWY | VILLA RICA | Carroll | 220271 | 1 | Ball Float | 1996-01-01 | FALSE | 1996-01-01 | FALSE | Currently in Use | Regular | 8000 | Galvanic (STIP-3) | 1986-01-01 |  | Fiberglass Reinforced Plastic | Pressurized
JAI AMBEE LLC | 2743 ROCKMART RD | VILLA RICA | Carroll | 4220213 | 4 |  | 1989-03-01 | FALSE | 1989-03-01 | FALSE | Temporarily out of use | Diesel | 2000 | Steel-Impressed Current | 1975-05-02 |  | Steel (Impressed Current) | Safe Suction (Euro)
JAI AMBEE LLC | 2743 ROCKMART RD | VILLA RICA | Carroll | 4220213 | 7 |  | 1989-03-01 | FALSE | 1989-03-01 | FALSE | Removed from Ground | Diesel | 6000 |  | 1989-01-01 |  | Steel (Impressed Current) | Pressurized
JAI AMBEE LLC | 2743 ROCKMART RD | VILLA RICA | Carroll | 4220213 | 5 | Ball Float | 1989-03-01 | FALSE | 1989-03-01 | FALSE | Removed from Ground | Gas (Historical Use) | 6000 |  | 1989-01-01 |  | Steel (Impressed Current)
EASY QUICK STOP | 1607 HWY 78 W | VILLA RICA | Carroll | 4220163 | 5C | Flapper Valve | 2019-04-23 | FALSE | 2019-04-23 | FALSE | Currently in Use | E-0 | 4000 | Fiberglass Double Walled | 2019-04-23 |  | Double-Walled Fiberglass | Pressurized
EASY QUICK STOP | 1607 HWY 78 W | VILLA RICA | Carroll | 4220163 | 3 | Flapper Valve | 1998-12-01 | FALSE | 1998-12-01 | FALSE | Closed in Ground | E-0 | 4000 | Steel-Impressed Current | 1976-05-06 | 2019-05-03 | Steel (Impressed Current) | Safe Suction (Euro)
INTEGRATED PRODUCTS | 627 ROCKMART RD | VILLA RICA | Carroll | 4220182 | 2 | [5 empty] | Removed from Ground | Diesel | 1000 | Bare Steel | 1966-05-08 | 1980-01-01 | Galvanized Steel | Safe Suction (Euro)
WHITESBURG TRADING POST\DUKE SVC | 976 MAIN ST | WHITESBURG | Carroll | 4220106 | 3 | [5 empty] | Removed from Ground | Other | 500 | Bare Steel | 1952-04-15 | 1987-06-01 | Galvanized Steel
WELLINGTON LEISURE PRODUCTS INC | 61 WELLINGTON RD | WHITESBURG | Carroll | 220268 | 1 | [5 empty] | Removed from Ground | Gas (Historical Use) | 300 | Bare Steel | 1971-04-21 | 1990-10-10 | Unknown
WHITESBURG BP | 356 MAIN ST | WHITESBURG | Carroll | 9022103 | 3 | Overfill Alarm | 1999-06-15 |  | 1999-06-15 |  | Currently in Use | Diesel | 12000 | Fiberglass | 1999-05-27 |  | Secondary Containment | Pressurized
GET N GO | 1150 MAIN ST | WHITESBURG | Carroll | 4220121 | 8A |  | 2003-03-14 | FALSE | 2003-03-14 | FALSE | Currently in Use | Regular | 8000 | Epoxy | 2003-03-14 |  | Fiberglass Reinforced Plastic | Pressurized
STYLES SERVICE CENTER | 340 E COLLEGE ST | BOWDON | Carroll | 4220067 | 9 | [5 empty] | Removed from Ground | Empty | 2000 | Not Marked/Unknown | 1966-04-17 | 1899-12-31 | Not Marked
STYLES SERVICE CENTER | 340 E COLLEGE ST | BOWDON | Carroll | 4220067 | 2 | Flapper Valve | 1995-06-15 | FALSE | 1995-06-15 | FALSE | Temporarily out of use | Plus | 12000 | Steel-Impressed Current | 1966-04-17 |  | Steel (Impressed Current) | Pressurized
STATE LINE STOP | 2451 W HWY 166 | BOWDON | Carroll | 10001657 | 1A | Ball Float | 2007-03-29 | FALSE | 2007-03-29 | FALSE | Currently in Use | Premium | 6000 | Epoxy | 2007-03-29 |  | Double-Walled Flex | Pressurized
L & S Food Store | 2423 SOUTH GA HWY 100 | BOWDON | Carroll | 4220069 | 1 | [5 empty] | Removed from Ground | Gas (Historical Use) | 6100 | Bare Steel | 1976-04-14 | 1996-03-22 | Galvanized Steel
ROBINSONS TRADING POST | 1002 WEST COLLEGE ST | BOWDON | Carroll | 4220030 | 3 | [5 empty] | Removed from Ground | Gas (Historical Use) | 300 | Bare Steel | 1966-04-10 | 1996-04-16 | Galvanized Steel
ECONO FLASH #1 | 813 BANKHEAD AVE | CARROLLTON | Carroll | 220267 | 3 | Ball Float | 1986-01-01 | FALSE | 1990-01-01 | TRUE | Currently in Use | Gas (Historical Use) | 8000 | Galvanic (STIP-3) | 1986-01-01 |  | Fiberglass Reinforced Plastic | Pressurized
CIRCLE K #2723676 | 1123 NORTH PARK ST | CARROLLTON | Carroll | 9000305 | 9 | Ball Float | 1990-05-01 | FALSE | 1990-05-01 | FALSE | Currently in Use | Gas (Historical Use) | 10000 | Galvanic (STIP-3) | 1990-05-01 |  | Fiberglass Reinforced Plastic | Pressurized
CIRCLE K #2723676 | 1123 NORTH PARK ST | CARROLLTON | Carroll | 9000305 | 6 | Ball Float | 1990-05-01 | FALSE | 1990-05-01 | FALSE | Currently in Use | Gas (Historical Use) | 10000 | Galvanic (STIP-3) | 1990-05-01 |  | Fiberglass Reinforced Plastic | Pressurized
M&W TRUCKING INC | 202 KENT AVE | BOWDON | Carroll | 4220090 | 2 | [5 empty] | Removed from Ground | Diesel | 500 | Bare Steel | 1965-03-25 | 1989-12-01 | Galvanized Steel
STATE UNIVERSITY OF WEST GEORGIA | 1600 MAPLE ST | CARROLLTON | Carroll | 220272 | 4 | [5 empty] | Removed from Ground | Gas (Historical Use) | 2000 | Bare Steel | 1976-04-01 | 1995-08-14 | Galvanized Steel
STATE UNIVERSITY OF WEST GEORGIA | 1600 MAPLE ST | CARROLLTON | Carroll | 220272 | 7 | [5 empty] | Removed from Ground | Diesel | 1020 | Bare Steel | 1999-07-13 | 1999-07-13 | Not Marked
MINIT MART #97 | 10 LINDA LN | CARROLLTON | Carroll | 9000009 | 2 | [5 empty] | Removed from Ground | Gas (Historical Use) | 8000 | Steel-Impressed Current | 1982-05-02 | 2006-05-15 | Cathodically Protected | Pressurized
SOUTHWIRE | 1240 STRIPLING CHAPEL RD | CARROLLTON | Carroll | 9000349 | 1 | [5 empty] | Removed from Ground | Diesel | 30000 | Bare Steel | 1976-04-12 | 1989-05-15 | Bare Steel
KOFFEE KART INC | 578 OLD NEWNAN RD | CARROLLTON | Carroll | 9022107 | 2 | [5 empty] | Removed from Ground | Used Oil | 560 | Not Marked/Unknown | 2001-04-02 | 2001-04-02 | Not Marked
SOUTHSIDE AMOCO | 1979 HWY 27 S | CARROLLTON | Carroll | 9022105 | 5 | Overfill Alarm | 2000-04-01 | FALSE | 2000-04-01 | FALSE | Currently in Use | E-85 | 4000 | Fiberglass | 2000-05-15 |  |  | Pressurized
SOUTHSIDE AMOCO | 1979 HWY 27 S | CARROLLTON | Carroll | 9022105 | 4 | Overfill Alarm | 2000-04-01 | FALSE | 2000-04-01 | FALSE | Currently in Use | Diesel | 6000 | Fiberglass | 2000-05-15 |  |  | Pressurized
L & S Food Store | 2423 SOUTH GA HWY 100 | BOWDON | Carroll | 4220069 | 3 | [5 empty] | Removed from Ground | Gas (Historical Use) | 5000 | Bare Steel | 1976-04-14 | 1996-03-22 | Galvanized Steel
VIOLA ROBINSON STORE | 954 ROBINSON RD | BOWDON | Carroll | 4220052 | 1 | [5 empty] | Removed from Ground | Gas (Historical Use) | 550 | Bare Steel | 1951-04-11 | 2000-04-10 | Galvanized Steel | Safe Suction (Euro)
BOWDON MINI MART | 133 WEDOWEE ST | BOWDON | Carroll | 9022032 | 1 | Ball Float | 1994-01-03 | FALSE | 1994-01-03 | FALSE | Currently in Use | Regular | 6000 | STIP-3/Impressed Current | 1987-01-01 |  | Steel (Impressed Current) | Pressurized
DAIRYMEN/ATLANTA DAIRIES COOP | 1004 NORTH PARK ST | CARROLLTON | Carroll | 220262 | 1 | [5 empty] | Removed from Ground | Gas (Historical Use) | 10000 | Bare Steel | 1973-08-17 | 1991-10-07 | Galvanized Steel | Pressurized
M&W TRUCKING INC | 202 KENT AVE | BOWDON | Carroll | 4220090 | 1 | [5 empty] | Removed from Ground | Gas (Historical Use) | 550 | Bare Steel | 1965-03-25 | 1989-12-01 | Galvanized Steel
M&W TRUCKING INC | 202 KENT AVE | BOWDON | Carroll | 4220090 | 4 | [5 empty] | Removed from Ground | Diesel | 5900 | Bare Steel | 1979-03-26 | 1989-12-01 | Galvanized Steel
MARLOW FURNITURE CO | GA HWY 166 @ CARROLLTON RD | BOWDON | Carroll | 4220051 | 2 | [5 empty] | Removed from Ground | Gas (Historical Use) | 1000 | Bare Steel | 1962-01-01 | 1996-05-28 | Bare Steel
ROBINSONS TRADING POST | 1002 WEST COLLEGE ST | BOWDON | Carroll | 4220030 | 2 | [5 empty] | Removed from Ground | Gas (Historical Use) | 1000 | Bare Steel | 1969-04-10 | 1996-04-16 | Galvanized Steel
STATE UNIVERSITY OF WEST GEORGIA | 1600 MAPLE ST | CARROLLTON | Carroll | 220272 | 6 | [5 empty] | Removed from Ground | Gas (Historical Use) | 1020 | Bare Steel | 1999-07-13 | 1999-07-13 | Not Marked
STATE UNIVERSITY OF WEST GEORGIA | 1600 MAPLE ST | CARROLLTON | Carroll | 220272 | 9 | Flapper Valve | 2007-02-01 | FALSE | 2007-01-01 | FALSE | Currently in Use | Diesel | 2500 | Fiberglass Double Walled | 2007-01-01 |  | Double-Walled Fiberglass | Safe Suction (Euro)
STATE UNIVERSITY OF WEST GEORGIA | 1600 MAPLE ST | CARROLLTON | Carroll | 220272 | 8 | Flapper Valve | 2007-02-01 | FALSE | 2007-01-01 | FALSE | Currently in Use | Regular | 4000 | Fiberglass Double Walled | 2007-01-01 |  | Double-Walled Fiberglass | Safe Suction (Euro)
JOHNNYS 2 | 801 NORTHSIDE DRIVE | CARROLLTON | Carroll | 9022099 | 2 |  | 1997-10-01 |  | 1997-10-01 |  | Currently in Use | Gas (Historical Use) | 10000 | Epoxy | 1997-10-01 |  | Cathodically Protected | Pressurized
STATE LINE SHOPPETTE | GA HWY 166 | BOWDON | Carroll | 4220050 | 1 | [5 empty] | Removed from Ground | Gas (Historical Use) | 1000 | Bare Steel | 1976-04-10 | 1999-12-01 | Galvanized Steel
LAMAR MFG CO | 615 EAST COLLEGE ST | BOWDON | Carroll | 9022028 | 1 |  |  | TRUE |  | TRUE | Removed from Ground | Used Oil | 1000 | Bare Steel | 1993-09-13 | 1993-09-13 | Galvanized Steel
ROBINSON SALVAGE/KEN PLYWOOD CO/ | 1339 GA HWY 166 EAST | BOWDON | Carroll | 9022030 | 1 | [5 empty] | Removed from Ground | Gas (Historical Use) | 560 | Bare Steel | 1994-01-03 | 1994-01-03 | Galvanized Steel | Suction (American)
JOHNNYS | 494 BANKHEAD AVE | CARROLLTON | Carroll | 220261 | 2 | [5 empty] | Removed from Ground | Empty | 1 | Bare Steel | 1974-05-16 | 1990-01-31 | Galvanized Steel
BRAVES BEVERAGE WAREHOUSE | 1213 MAPLE ST | CARROLLTON | Carroll | 9000692 | 5 | Ball Float | 1992-08-01 | FALSE | 1992-08-01 | FALSE | Currently in Use | Gas (Historical Use) | 10000 | Galvanic (STIP-3) | 1992-10-15 |  | Fiberglass Reinforced Plastic | Pressurized
STATE LINE STOP | 2451 W HWY 166 | BOWDON | Carroll | 10001657 | 2B | Ball Float | 2007-03-29 | FALSE | 2007-03-29 | FALSE | Currently in Use | Regular | 12000 | Epoxy | 2007-03-29 |  | Double-Walled Flex | Pressurized
STYLES SERVICE CENTER | 340 E COLLEGE ST | BOWDON | Carroll | 4220067 | 3 | Flapper Valve | 1995-06-15 | FALSE | 1995-06-15 | FALSE | Currently in Use | Premium | 12000 | Steel-Impressed Current | 1966-04-17 |  | Steel (Impressed Current) | Pressurized
DAIRYMEN/ATLANTA DAIRIES COOP | 1004 NORTH PARK ST | CARROLLTON | Carroll | 220262 | 3 | [5 empty] | Removed from Ground | Diesel | 8000 | Bare Steel | 1973-08-17 | 1994-01-13 | Galvanized Steel
ECONO FLASH #1 | 813 BANKHEAD AVE | CARROLLTON | Carroll | 220267 | 1 | Ball Float | 1986-01-01 |  | 1990-01-01 | TRUE | Currently in Use | Gas (Historical Use) | 8000 | Galvanic (STIP-3) | 1986-01-01 |  | Fiberglass Reinforced Plastic | Pressurized
ECONO FLASH #1 | 813 BANKHEAD AVE | CARROLLTON | Carroll | 220267 | 7 |  | 1980-01-01 |  |  |  | Removed from Ground | Other | 5000 | Bare Steel | 1987-04-15 | 1987-04-15 | Not Marked | Pressurized
MAPLE STREET AMOCO | 833 MAPLE ST | CARROLLTON | Carroll | 220265 | 3 | [5 empty] | Removed from Ground | Gas (Historical Use) | 2000 | Marked Unknown | 1956-06-04 | 1899-12-31 | Unknown
M&W TRUCKING INC | 202 KENT AVE | BOWDON | Carroll | 4220090 | 5 |  |  | TRUE |  | TRUE | Removed from Ground | Used Oil | 500 | Bare Steel | 1975-03-26 | 1990-01-01 | Galvanized Steel
CARLISLE TIRE & WHEEL COMPANY | 500 S WEDOWEE ST | BOWDON | Carroll | 4220034 | 2 | [5 empty] | Removed from Ground | Gas (Historical Use) | 1000 | Bare Steel | 1981-04-10 | 1996-04-15 | Galvanized Steel | Suction (American)
BOWDON HIGH SCHOOL | 504 WEST COLLEGE ST | BOWDON | Carroll | 4220004 | 2 | Flapper Valve | 1996-08-01 | FALSE | 1996-08-01 | FALSE | Currently in Use | Diesel | 10000 | Galvanic (STIP-3) | 1996-08-01 |  | Fiberglass Reinforced Plastic | Pressurized
STATE UNIVERSITY OF WEST GEORGIA | 1600 MAPLE ST | CARROLLTON | Carroll | 220272 | 2 | [5 empty] | Removed from Ground | Gas (Historical Use) | 1020 | Bare Steel | 1973-03-28 | 1995-08-14 | Galvanized Steel
JOHNNYS | 494 BANKHEAD AVE | CARROLLTON | Carroll | 220261 | 6 | Ball Float | 1989-12-01 | FALSE | 1989-12-01 | FALSE | Currently in Use | Regular | 8200 | Galvanic (STIP-3) | 1989-12-01 |  | Fiberglass Reinforced Plastic | Pressurized
CIRCLE K #2723676 | 1123 NORTH PARK ST | CARROLLTON | Carroll | 9000305 | 5 | [5 empty] | Removed from Ground | Gas (Historical Use) | 8000 | Bare Steel | 1971-03-21 | 1990-04-01 | Galvanized Steel
GAS STATION/FORMER | 809 MAPLE ST | CARROLLTON | Carroll | 9022100 | 3 |  |  | FALSE |  | FALSE | Removed from Ground |  | 0 | Unknown | 1999-12-31 | 1999-12-31
STATE LINE STOP | 2451 W HWY 166 | BOWDON | Carroll | 10001657 | 2A | Flapper Valve | 2007-03-29 | FALSE | 2007-03-29 | FALSE | Currently in Use | Diesel Off Road | 6000 | Epoxy | 2007-03-29 |  | Double-Walled Flex | Pressurized
STYLES SERVICE CENTER | 340 E COLLEGE ST | BOWDON | Carroll | 4220067 | 7 | [5 empty] | Removed from Ground | Empty | 4000 | Not Marked/Unknown | 1966-04-17 | 1899-12-31 | Not Marked
STYLES SERVICE CENTER | 340 E COLLEGE ST | BOWDON | Carroll | 4220067 | 1 | Flapper Valve | 1995-06-15 | FALSE | 1995-06-15 | FALSE | Currently in Use | Regular | 12000 | Steel-Impressed Current | 1966-04-17 |  | Steel (Impressed Current) | Pressurized
STYLES SERVICE CENTER | 340 E COLLEGE ST | BOWDON | Carroll | 4220067 | 4 |  |  | TRUE | 1995-06-15 | TRUE | Closed in Ground | Used Oil | 500 | Steel-Impressed Current | 1966-04-17 | 1899-12-31 | Steel (Impressed Current) | Gravity Fed
MINIT MART #97 | 10 LINDA LN | CARROLLTON | Carroll | 9000009 | 4 | [5 empty] | Removed from Ground | Diesel | 6000 | Steel-Impressed Current | 1982-05-02 | 2006-05-15 | Cathodically Protected | Pressurized
MINIT MART #97 | 10 LINDA LN | CARROLLTON | Carroll | 9000009 | 1 | [5 empty] | Removed from Ground | Gas (Historical Use) | 10000 | Steel-Impressed Current | 1982-05-02 | 2004-08-01 | Cathodically Protected | Pressurized
JOHNNYS 2 | 801 NORTHSIDE DRIVE | CARROLLTON | Carroll | 9022099 | 4 |  | 1997-10-01 |  | 1997-10-01 |  | Currently in Use | Kerosene | 2000 | Epoxy | 1997-10-01 |  | Cathodically Protected | Pressurized
CARLISLE TIRE & WHEEL COMPANY | 500 S WEDOWEE ST | BOWDON | Carroll | 4220034 | 1 |  | 1995-06-07 | FALSE | 1995-06-07 | FALSE | Removed from Ground | New Oil | 10000 | Steel-Impressed Current | 1979-04-05 | 2009-06-25 | Galvanized Steel
BOWDON HIGH SCHOOL | 504 WEST COLLEGE ST | BOWDON | Carroll | 4220004 | 1 | [5 empty] | Removed from Ground | Diesel | 8000 | Bare Steel | 1966-01-31 | 1996-08-01 | Galvanized Steel
ECONO FLASH #1 | 813 BANKHEAD AVE | CARROLLTON | Carroll | 220267 | 4 | Ball Float | 1986-01-01 | FALSE | 1990-01-01 | TRUE | Currently in Use | Diesel | 5000 | Galvanic (STIP-3) | 1986-01-01 |  | Fiberglass Reinforced Plastic | Pressurized
ECONO FLASH #1 | 813 BANKHEAD AVE | CARROLLTON | Carroll | 220267 | 5 | Ball Float | 1986-01-01 | FALSE | 1990-01-01 | TRUE | Currently in Use | Diesel | 5000 | Galvanic (STIP-3) | 1986-01-01 |  | Fiberglass Reinforced Plastic | Pressurized
CIRCLE K #2723676 | 1123 NORTH PARK ST | CARROLLTON | Carroll | 9000305 | 1 | [5 empty] | Removed from Ground | Gas (Historical Use) | 10000 | Bare Steel | 1971-03-21 | 1990-04-01 | Galvanized Steel
CIRCLE K #2723676 | 1123 NORTH PARK ST | CARROLLTON | Carroll | 9000305 | 4 | [5 empty] | Removed from Ground | Kerosene | 2000 | Bare Steel | 1971-03-21 | 1990-04-01 | Galvanized Steel
M&W TRUCKING INC | 202 KENT AVE | BOWDON | Carroll | 4220090 | 3 | [5 empty] | Removed from Ground | Diesel | 2000 | Bare Steel | 1975-03-26 | 1989-12-01 | Galvanized Steel
L & S Food Store | 2423 SOUTH GA HWY 100 | BOWDON | Carroll | 4220069 | 4 | Ball Float | 1996-03-01 | FALSE | 1996-03-01 | FALSE | Currently in Use | Regular | 8000 | Galvanic (STIP-3) | 1996-03-01 |  | Fiberglass Reinforced Plastic | Pressurized
L & S Food Store | 2423 SOUTH GA HWY 100 | BOWDON | Carroll | 4220069 | 5 | Ball Float | 1996-03-01 | FALSE | 1996-09-01 | FALSE | Currently in Use | Premium | 12000 | Galvanic (STIP-3) | 1996-03-01 |  | Fiberglass Reinforced Plastic | Pressurized
BOWDON MINI MART | 133 WEDOWEE ST | BOWDON | Carroll | 9022032 | 2 | Flapper Valve | 1994-01-03 | FALSE | 1994-01-03 | FALSE | Currently in Use | Diesel | 6000 | STIP-3/Impressed Current | 1987-01-01 |  | Steel (Impressed Current) | Pressurized
JOHNNYS | 494 BANKHEAD AVE | CARROLLTON | Carroll | 220261 | 7 | Ball Float | 1989-12-01 | FALSE | 1989-12-01 | FALSE | Currently in Use | Regular | 8200 | Galvanic (STIP-3) | 1989-12-01 |  | Fiberglass Reinforced Plastic | Pressurized
JOHNNYS | 494 BANKHEAD AVE | CARROLLTON | Carroll | 220261 | 5 | Ball Float | 1989-12-01 | FALSE | 1989-12-01 | FALSE | Currently in Use | Premium | 8200 | Galvanic (STIP-3) | 1989-12-15 |  | Fiberglass Reinforced Plastic | Pressurized
JOHNNYS | 494 BANKHEAD AVE | CARROLLTON | Carroll | 220261 | 4 | [5 empty] | Removed from Ground | Empty | 1 | Bare Steel | 1974-05-16 | 1990-01-31 | Galvanized Steel
DAIRYMEN/ATLANTA DAIRIES COOP | 1004 NORTH PARK ST | CARROLLTON | Carroll | 220262 | 2 | [5 empty] | Removed from Ground | Diesel | 8000 | Bare Steel | 1973-08-17 | 1994-01-18 | Galvanized Steel
BRAVES BEVERAGE WAREHOUSE | 1213 MAPLE ST | CARROLLTON | Carroll | 9000692 | 6 | Ball Float | 1992-10-15 | FALSE | 1992-10-15 | FALSE | Currently in Use | Gas (Historical Use) | 10000 | Galvanic (STIP-3) | 1992-10-15 |  | Fiberglass Reinforced Plastic | Pressurized
SANDHILL AMOCO | 3571 CARROLLTON V/R HWY | CARROLLTON | Carroll | 9022098 | 3 | Ball Float | 1990-08-01 | FALSE | 1990-08-01 | FALSE | Currently in Use | Premium | 8000 | Galvanic (STIP-3) | 1990-08-01 |  | Fiberglass Reinforced Plastic | Pressurized
MAPLE STREET AMOCO | 833 MAPLE ST | CARROLLTON | Carroll | 220265 | 1 | [5 empty] | Removed from Ground | Gas (Historical Use) | 2000 | Marked Unknown | 1956-06-04 | 1899-12-31 | Unknown
SOUTHWIRE | 1240 STRIPLING CHAPEL RD | CARROLLTON | Carroll | 9000349 | 3 | [5 empty] | Removed from Ground | Diesel | 30000 | Bare Steel | 1976-04-12 | 1989-05-15 | Bare Steel
CIRCLE K #2723676 | 1123 NORTH PARK ST | CARROLLTON | Carroll | 9000305 | 8 | Ball Float | 1990-05-01 | FALSE | 1990-05-01 | FALSE | Currently in Use | Gas (Historical Use) | 10000 | Galvanic (STIP-3) | 1990-05-01 |  | Fiberglass Reinforced Plastic | Pressurized
CIRCLE K #2723676 | 1123 NORTH PARK ST | CARROLLTON | Carroll | 9000305 | 2 | [5 empty] | Removed from Ground | Gas (Historical Use) | 10000 | Bare Steel | 1971-03-21 | 1990-04-01 | Galvanized Steel
GAS STATION/FORMER | 809 MAPLE ST | CARROLLTON | Carroll | 9022100 | 1 | [5 empty] | Removed from Ground | Gas (Historical Use) | 0 | Marked Unknown | 1999-12-31 | 1999-12-31 | Unknown
PARK PLACE GROCERY | 1400 NORTH PARK ST | CARROLLTON | Carroll | 9022046 | 4 | Ball Float | 1991-04-01 | FALSE | 1991-04-01 | FALSE | Currently in Use | Diesel | 3000 | Galvanic (STIP-3) | 1991-01-01 |  | Fiberglass Reinforced Plastic | Pressurized
STATE LINE STOP | 2451 W HWY 166 | BOWDON | Carroll | 10001657 | 1B | Ball Float | 2007-03-29 | FALSE | 2007-03-29 | FALSE | Currently in Use | Diesel On Road | 3000 | Epoxy | 2007-03-29 |  | Double-Walled Flex | Pressurized
L & S Food Store | 2423 SOUTH GA HWY 100 | BOWDON | Carroll | 4220069 | 2 | [5 empty] | Removed from Ground | Gas (Historical Use) | 6100 | Bare Steel | 1976-04-14 | 1996-03-22 | Galvanized Steel
MINIT MART #97 | 10 LINDA LN | CARROLLTON | Carroll | 9000009 | 3 | [5 empty] | Removed from Ground | Gas (Historical Use) | 8000 | Steel-Impressed Current | 1982-05-02 | 2006-05-15 | Cathodically Protected | Pressurized
SOUTHWIRE | 1240 STRIPLING CHAPEL RD | CARROLLTON | Carroll | 9000349 | 2 | [5 empty] | Removed from Ground | Diesel | 30000 | Bare Steel | 1976-04-12 | 1989-05-15 | Bare Steel
SOUTHSIDE AMOCO | 1979 HWY 27 S | CARROLLTON | Carroll | 9022105 | 3 | Overfill Alarm | 2000-04-01 | FALSE | 2000-04-01 | FALSE | Currently in Use | Diesel | 12000 | Fiberglass | 2000-05-15 |  |  | Pressurized
JOHNNYS 2 | 801 NORTHSIDE DRIVE | CARROLLTON | Carroll | 9022099 | 3 |  | 1997-10-01 |  | 1997-10-01 |  | Currently in Use | Diesel | 6000 | Epoxy | 1997-10-01 |  | Cathodically Protected | Pressurized
Maple 1218, Inc. dba Maple Shop | 1218 MAPLE ST | CARROLLTON | Carroll | 9022042 | 3 | Ball Float | 1994-11-12 | FALSE | 1994-11-12 | FALSE | Currently in Use | Diesel | 8200 | Composite | 1994-11-12 |  | Fiberglass Reinforced Plastic | Pressurized
DEPT OF PUBLIC WORKS | 502 OLD NEWNAN RD | CARROLLTON | Carroll | 9022051 | 3 | [5 empty] | Removed from Ground | Diesel | 10000 | Marked Unknown | 1997-12-01 | 1997-12-01 | Unknown
JOHNNYS 2 | 801 NORTHSIDE DRIVE | CARROLLTON | Carroll | 9022099 | 1 |  | 1997-10-01 |  | 1997-10-01 |  | Currently in Use | Gas (Historical Use) | 10000 | Epoxy | 1997-10-01 |  | Cathodically Protected | Pressurized
FAIR FIELD FOOD MART | 3761 Old VILLA RICA HWY | CARROLLTON | Carroll | 9022064 | 6 |  |  | FALSE |  | FALSE | Removed from Ground | Gas (Historical Use) | 1000 |  | 1999-09-14 | 1999-09-14
MINIT MART #97 | 10 LINDA LN | CARROLLTON | Carroll | 9000009 | 5 | Ball Float | 2006-05-01 | FALSE | 2006-05-01 | FALSE | Currently in Use | Regular | 10000 | Composite | 2006-05-01 |  | Fiberglass Reinforced Plastic | Pressurized
BRAVES BEVERAGE WAREHOUSE | 1213 MAPLE ST | CARROLLTON | Carroll | 9000692 | 7 | Ball Float | 1992-10-15 | FALSE | 1992-10-15 | FALSE | Currently in Use | Diesel On Road | 10000 | Galvanic (STIP-3) | 1992-10-15 |  | Fiberglass Reinforced Plastic | Pressurized
BRAVES BEVERAGE WAREHOUSE | 1213 MAPLE ST | CARROLLTON | Carroll | 9000692 | 1 | [5 empty] | Removed from Ground | Gas (Historical Use) | 6000 | Bare Steel | 1978-05-07 | 1992-08-12 | Galvanized Steel
SOUTHSIDE AMOCO | 1979 HWY 27 S | CARROLLTON | Carroll | 9022105 | 2 | Overfill Alarm | 2000-04-01 | FALSE | 2000-04-01 | FALSE | Currently in Use | Regular | 12000 | Fiberglass | 2000-05-15 |  |  | Pressurized
QUICK CHANGE #28 | 1001 NORTH PK ST | CARROLLTON | Carroll | 9022053 | 2 |  | 1995-04-01 | FALSE | 1995-04-01 | FALSE | Currently in Use | Premium | 10000 | Galvanic (STIP-3) | 1995-04-01 |  | Fiberglass Reinforced Plastic | Pressurized
STYLES SERVICE CENTER | 340 E COLLEGE ST | BOWDON | Carroll | 4220067 | 8 | [5 empty] | Removed from Ground | Empty | 4000 | Not Marked/Unknown | 1966-04-17 | 1899-12-31 | Not Marked
ROBINSONS TRADING POST | 1002 WEST COLLEGE ST | BOWDON | Carroll | 4220030 | 1 | [5 empty] | Removed from Ground | Gas (Historical Use) | 5000 | Bare Steel | 1969-04-10 | 1996-04-16 | Galvanized Steel
ECONO FLASH #1 | 813 BANKHEAD AVE | CARROLLTON | Carroll | 220267 | 8 |  | 1980-01-01 |  |  |  | Removed from Ground | Other | 5000 | Bare Steel | 1987-04-15 | 1987-04-15 | Not Marked | Pressurized
ECONO FLASH #1 | 813 BANKHEAD AVE | CARROLLTON | Carroll | 220267 | 6 |  | 1980-01-01 |  |  |  | Removed from Ground | Other | 12000 | Bare Steel | 1987-04-15 | 1987-04-15 | Galvanized Steel | Pressurized
MAPLE STREET AMOCO | 833 MAPLE ST | CARROLLTON | Carroll | 220265 | 2 | [5 empty] | Removed from Ground | Gas (Historical Use) | 2000 | Marked Unknown | 1956-06-04 | 1899-12-31 | Unknown
SANDHILL AMOCO | 3571 CARROLLTON V/R HWY | CARROLLTON | Carroll | 9022098 | 2 | Ball Float | 1990-08-01 | FALSE | 1990-08-01 | FALSE | Currently in Use | Diesel | 8000 | Galvanic (STIP-3) | 1990-08-01 |  | Fiberglass Reinforced Plastic | Pressurized
QUICK CHANGE #28 | 1001 NORTH PK ST | CARROLLTON | Carroll | 9022053 | 1 |  | 1995-04-01 | FALSE | 1995-04-01 | FALSE | Currently in Use | Regular | 10000 | Galvanic (STIP-3) | 1995-04-01 |  | Fiberglass Reinforced Plastic | Pressurized
Maple 1218, Inc. dba Maple Shop | 1218 MAPLE ST | CARROLLTON | Carroll | 9022042 | 1 | Ball Float | 1994-11-12 | FALSE | 1994-11-12 | FALSE | Currently in Use | Gas (Historical Use) | 15000 | Composite | 1994-11-12 |  | Fiberglass Reinforced Plastic | Pressurized
BRAVES BEVERAGE WAREHOUSE | 1213 MAPLE ST | CARROLLTON | Carroll | 9000692 | 2 | [5 empty] | Removed from Ground | Gas (Historical Use) | 6000 | Bare Steel | 1978-05-07 | 1992-08-12 | Galvanized Steel
BRAD COLE CONSTRUCTION CO INC | 2250 LOVVORN RD | CARROLLTON | Carroll | 9022054 | DIESEL-OFF | Flapper Valve | 1998-11-25 | FALSE | 1998-11-25 | FALSE | Closed in Ground | Diesel | 10000 | Steel-Impressed Current | 1998-12-02 | 2018-11-22 |  | Suction (American)
FAIR FIELD FOOD MART | 3761 Old VILLA RICA HWY | CARROLLTON | Carroll | 9022064 | 4 | Flapper Valve | 1999-09-01 | FALSE | 1999-09-01 | FALSE | Currently in Use | Kerosene | 1000 | Composite | 1999-01-01 |  | Fiberglass Reinforced Plastic | Safe Suction (Euro)
FAIR FIELD FOOD MART | 3761 Old VILLA RICA HWY | CARROLLTON | Carroll | 9022064 | 5 |  |  | FALSE |  | FALSE | Removed from Ground | Gas (Historical Use) | 1000 |  | 1999-09-14 | 1999-09-14
CIRCLE K #2723676 | 1123 NORTH PARK ST | CARROLLTON | Carroll | 9000305 | 7 | Ball Float | 1990-05-01 | FALSE | 1990-05-01 | FALSE | Currently in Use | Gas (Historical Use) | 10000 | Galvanic (STIP-3) | 1990-05-01 |  | Fiberglass Reinforced Plastic | Pressurized
PARK PLACE GROCERY | 1400 NORTH PARK ST | CARROLLTON | Carroll | 9022046 | 2 | Ball Float | 1991-01-01 | FALSE | 1991-01-01 | FALSE | Currently in Use | Regular | 8000 | Galvanic (STIP-3) | 1991-01-01 |  | Fiberglass Reinforced Plastic | Pressurized
FAIR FIELD FOOD MART | 3761 Old VILLA RICA HWY | CARROLLTON | Carroll | 9022064 | 3 | Flapper Valve | 1998-01-01 | FALSE | 1998-01-01 | FALSE | Currently in Use | Diesel | 6000 | Steel-Impressed Current | 1980-01-01 |  | Fiberglass Reinforced Plastic | Pressurized
DILLARD CONST CO | 175 MILLER AC | CARROLLTON | Carroll | 9022063 | 2 | [5 empty] | Removed from Ground | Diesel | 2000 | Bare Steel | 1990-01-01 | 1999-02-15 | Galvanized Steel | Safe Suction (Euro)
CIRCLE K #2723650 | 1871 HWY 27 W | CARROLLTON | Carroll | 9022086 | 2 | Ball Float | 1997-05-01 | FALSE | 1997-05-01 | FALSE | Currently in Use | Gas (Historical Use) | 12240 | Composite | 1997-05-01 |  | Fiberglass Reinforced Plastic | Pressurized
BURWELL CORNERS | 3883 LOVVORN RD | CARROLLTON | Carroll | 9022076 | 3 | Flapper Valve | 1997-10-01 | FALSE | 1997-10-01 | FALSE | Currently in Use | Diesel Off Road | 3000 | Galvanic (STIP-3) | 1997-10-01 |  | Fiberglass Reinforced Plastic | Pressurized
EAGLES NEST | 4840 MT ZION RD | CARROLLTON | Carroll | 9022071 | 3 | [5 empty] | Permanently Out Of Use | Gas (Historical Use) | 6000 | Cathodically Protected Steel | 1986-10-01 | 2001-05-30 | Galvanized Steel | Suction (American)
ABANDONED GAS STATION | 2138 HWY 27 S | CARROLLTON | Carroll | 9022034 | 2 | [5 empty] | Removed from Ground | Gas (Historical Use) | 1000 | Marked Unknown | 1993-01-15 | 1993-01-15 | Unknown
VINES SVC STA | US HWY 27 N | CARROLLTON | Carroll | 4220002 | 3 | [5 empty] | Removed from Ground | Diesel | 3000 | Bare Steel | 1961-05-08 | 1991-07-02 | Galvanized Steel
TRANSCO LEASING CORP | 210 ADAMSON IND BLVD | CARROLLTON | Carroll | 4220032 | 3 |  |  | TRUE |  | TRUE | Removed from Ground | Used Oil | 1000 | Fiberglass | 1987-01-01 | 1992-01-16 | Fiberglass Reinforced Plastic
LAKEVIEW AMOCO | 803 BANKHEAD AVE | CARROLLTON | Carroll | 4220035 | 1 | [5 empty] | Removed from Ground | Gas (Historical Use) | 8000 | Bare Steel | 1982-04-17 | 1995-08-15 | Galvanized Steel
LAKEVIEW AMOCO | 803 BANKHEAD AVE | CARROLLTON | Carroll | 4220035 | 4 | [5 empty] | Removed from Ground | Diesel | 4000 | Bare Steel | 1982-04-17 | 1995-08-15 | Galvanized Steel
RA-LIN ASSOCIATES INC | 101 PARKWOOD CIR | CARROLLTON | Carroll | 9022066 | 1 | [5 empty] | Removed from Ground | Gas (Historical Use) | 1000 | Bare Steel | 1984-01-01 | 1997-08-01 | Galvanized Steel | Safe Suction (Euro)
OLD DUGRO BUILDING | 609 FERTILLA STREET | CARROLLTON | Carroll | 9022087 | 1 | [5 empty] | Removed from Ground | Gas (Historical Use) | 3500 | Bare Steel | 1960-01-01 | 1997-10-01 | Bare Steel | Suction (American)
ECONO FLASH #1 | 813 BANKHEAD AVE | CARROLLTON | Carroll | 220267 | 2 | Ball Float | 1986-01-01 | FALSE | 1990-01-01 | TRUE | Currently in Use | Gas (Historical Use) | 8000 | Galvanic (STIP-3) | 1986-01-01 |  | Fiberglass Reinforced Plastic | Pressurized
MINIT MART #97 | 10 LINDA LN | CARROLLTON | Carroll | 9000009 | 7A | Ball Float | 2006-05-01 | FALSE | 2006-05-01 | FALSE | Currently in Use | Diesel | 4000 | Composite | 2006-05-01 |  | Fiberglass Reinforced Plastic | Pressurized
RaceWay #6906 - Carrollton | 795 OLD AIRPORT RD | CARROLLTON | Carroll | 9022102 | 2 | Overfill Alarm | 1999-10-05 | FALSE | 1999-10-05 | FALSE | Currently in Use | Diesel | 12000 | Composite Double Walled | 1999-10-05 |  | Double-Walled Fiberglass | Pressurized
SANDHILL AMOCO | 3571 CARROLLTON V/R HWY | CARROLLTON | Carroll | 9022098 | 1 | Ball Float | 1990-08-01 | FALSE | 1990-08-01 | FALSE | Currently in Use | Regular | 8000 | Galvanic (STIP-3) | 1990-08-01 |  | Fiberglass Reinforced Plastic | Pressurized
DEPT OF PUBLIC WORKS | 502 OLD NEWNAN RD | CARROLLTON | Carroll | 9022051 | 1 | [5 empty] | Removed from Ground | Gas (Historical Use) | 3000 | Marked Unknown | 1997-12-01 | 1997-12-01 | Unknown
BIG H #36 | 725 ALABAMA STREET | CARROLLTON | Carroll | 9022062 | 3 | Ball Float | 2010-01-26 | FALSE | 2010-01-26 | FALSE | Currently in Use | Gas (Historical Use) | 6000 | Steel-Impressed Current | 1986-01-01 |  | Fiberglass Reinforced Plastic | Pressurized
BREMEN AMOCO | 4949 HWY 27N | CARROLLTON | Carroll | 9022050 | 4 | Flapper Valve | 1989-10-01 | FALSE | 1989-10-01 | FALSE | Currently in Use | Diesel | 4000 | Galvanic (STIP-3) | 1989-10-01 |  | Fiberglass Reinforced Plastic | Pressurized
Maple 1218, Inc. dba Maple Shop | 1218 MAPLE ST | CARROLLTON | Carroll | 9022042 | 2 | Ball Float | 1994-11-12 | FALSE | 1994-11-12 | FALSE | Currently in Use | Gas (Historical Use) | 10200 | Composite | 1994-11-12 |  | Fiberglass Reinforced Plastic | Pressurized
DEPT OF PUBLIC WORKS | 502 OLD NEWNAN RD | CARROLLTON | Carroll | 9022051 | 2 | [5 empty] | Removed from Ground | Gas (Historical Use) | 10000 | Marked Unknown | 1997-12-01 | 1997-12-01 | Unknown
FAIR FIELD FOOD MART | 3761 Old VILLA RICA HWY | CARROLLTON | Carroll | 9022064 | 2 | Flapper Valve | 1998-01-01 | FALSE | 1998-01-01 | FALSE | Currently in Use | Premium | 4000 | Steel-Impressed Current | 1980-01-01 |  | Fiberglass Reinforced Plastic | Pressurized
RA-LIN ASSOCIATES INC | 101 PARKWOOD CIR | CARROLLTON | Carroll | 9022066 | 2 |  | 1997-08-25 |  | 1997-08-25 |  | Removed from Ground | Gas (Historical Use) | 2000 | Cathodically Protected Steel | 1997-08-25 | 2004-10-15 | Fiberglass Reinforced Plastic | Suction (American)
Shell Food Mart | 5224 COLUMBIA DR | CARROLLTON | Carroll | 9022060 | 3 | Ball Float | 1995-01-01 | FALSE | 1995-01-01 | FALSE | Currently in Use | Diesel | 8000 | Galvanic (STIP-3) | 1995-05-20 |  | Fiberglass Reinforced Plastic | Pressurized
BIG H #36 | 725 ALABAMA STREET | CARROLLTON | Carroll | 9022062 | 4 |  |  | FALSE |  | FALSE | Removed from Ground | Kerosene | 550 | Bare Steel | 2009-12-22 | 2009-12-22
PJ's Shell | 745 Bankhead Highway | Carrollton | Carroll | 9022089 | 2 | Ball Float | 1998-02-01 | FALSE | 1998-02-01 | TRUE | Currently in Use | Plus | 10000 | Epoxy | 1987-10-01 |  | Fiberglass Reinforced Plastic | Pressurized
SWIFTI FEND STORE #11 | 1435 SOUTH PARK ST | CARROLLTON | Carroll | 9022038 | 2 | Ball Float | 1992-11-01 | FALSE | 1992-11-01 | FALSE | Removed from Ground | Plus | 8000 | Galvanic (STIP-3) | 1992-11-01 |  | Galvanized Steel | Pressurized
WEST GA RENTS | 305 MAPLE ST | CARROLLTON | Carroll | 9022029 | 1 | [5 empty] | Removed from Ground | Diesel | 500 | Not Marked/Unknown | 1993-12-01 | 1993-12-01 | Not Marked
VINES SVC STA | US HWY 27 N | CARROLLTON | Carroll | 4220002 | 2 | [5 empty] | Removed from Ground | Gas (Historical Use) | 3000 | Bare Steel | 1961-05-08 | 1991-07-02 | Galvanized Steel
SONY MUSIC ENTERTAINMENT INC | 5152 COLUMBIA DR | CARROLLTON | Carroll | 4220003 | 28-051 | [5 empty] | Removed from Ground | Hazardous Substance | 2000 | Bare Steel | 1981-05-08 | 1987-10-01 | Bare Steel
STYLES SERVICE CENTER | 340 E COLLEGE ST | BOWDON | Carroll | 4220067 | 6 | [5 empty] | Removed from Ground | Gas (Historical Use) | 6000 | Bare Steel | 1966-04-17 | 1899-12-31 | Galvanized Steel
VIOLA ROBINSON STORE | 954 ROBINSON RD | BOWDON | Carroll | 4220052 | 2 | [5 empty] | Removed from Ground | Gas (Historical Use) | 550 | Bare Steel | 1980-04-10 | 2000-04-10 | Galvanized Steel
JOHNNYS | 494 BANKHEAD AVE | CARROLLTON | Carroll | 220261 | 1 | [5 empty] | Removed from Ground | Empty | 1 | Bare Steel | 1974-05-16 | 1990-01-31 | Galvanized Steel
MAPLE STREET AMOCO | 833 MAPLE ST | CARROLLTON | Carroll | 220265 | 7 | Ball Float | 1986-11-01 | FALSE | 1986-11-01 | FALSE | Currently in Use | Diesel On Road | 10000 | STIP-3/Impressed Current | 1986-11-01 |  | Steel (Impressed Current) | Pressurized
MAPLE STREET AMOCO | 833 MAPLE ST | CARROLLTON | Carroll | 220265 | 5 | Ball Float | 1986-11-01 | FALSE | 1986-11-01 | FALSE | Currently in Use | Regular | 10000 | STIP-3/Impressed Current | 1986-11-01 |  | Steel (Impressed Current) | Pressurized
MAPLE STREET AMOCO | 833 MAPLE ST | CARROLLTON | Carroll | 220265 | 4 | [5 empty] | Removed from Ground | Gas (Historical Use) | 2000 | Bare Steel | 1976-01-01 | 1899-12-31 | Galvanized Steel
BRAD COLE CONSTRUCTION CO INC | 2250 LOVVORN RD | CARROLLTON | Carroll | 9022054 | DIESEL-ON | Flapper Valve | 1998-11-25 | FALSE | 1998-11-25 | FALSE | Closed in Ground | Diesel | 1000 | Steel-Impressed Current | 1998-12-02 | 2018-11-29 |  | Pressurized
FAIR FIELD FOOD MART | 3761 Old VILLA RICA HWY | CARROLLTON | Carroll | 9022064 | 1 | Flapper Valve | 1998-01-01 | FALSE | 1998-01-01 | FALSE | Currently in Use | Regular | 10000 | Steel-Impressed Current | 1980-01-01 |  | Fiberglass Reinforced Plastic | Pressurized
BURWELL CORNERS | 3883 LOVVORN RD | CARROLLTON | Carroll | 9022076 | 1 | Flapper Valve | 1992-01-01 | FALSE | 1992-01-01 | FALSE | Currently in Use | Regular | 10000 | STIP-3/Impressed Current | 1992-01-01 |  | Fiberglass Reinforced Plastic | Pressurized
WEST AUTO MART | 142 NEWNAN RD | CARROLLTON | Carroll | 9022031 | 3 | [5 empty] | Removed from Ground | Gas (Historical Use) | 2000 | Not Marked/Unknown | 1989-08-01 | 1989-08-01 | Not Marked
COLONIAL BAKING CO | KINGS BRIDGE RD | CARROLLTON | Carroll | 9022002 | 1 | [5 empty] | Removed from Ground | Empty | 10000 | Marked Unknown | 1974-01-01 | 1988-05-01 | Unknown
RaceWay #6906 - Carrollton | 795 OLD AIRPORT RD | CARROLLTON | Carroll | 9022102 | 3 | Overfill Alarm | 1999-10-05 | FALSE | 1999-10-05 | FALSE | Currently in Use | Premium | 12000 | Composite Double Walled | 1999-10-05 |  | Double-Walled Fiberglass | Pressurized
PARK PLACE GROCERY | 1400 NORTH PARK ST | CARROLLTON | Carroll | 9022046 | 1 | Ball Float | 1991-01-01 | FALSE | 1991-01-01 | FALSE | Currently in Use | Regular | 8000 | Galvanic (STIP-3) | 1991-01-01 |  | Fiberglass Reinforced Plastic | Pressurized
BREMEN AMOCO | 4949 HWY 27N | CARROLLTON | Carroll | 9022050 | 3 | Flapper Valve | 1989-10-01 | FALSE | 1989-10-01 | FALSE | Currently in Use | Premium | 8000 | Galvanic (STIP-3) | 1989-10-01 |  | Fiberglass Reinforced Plastic | Pressurized
BIG H #36 | 725 ALABAMA STREET | CARROLLTON | Carroll | 9022062 | 2 | Ball Float | 2010-01-26 | FALSE | 2010-01-26 | FALSE | Currently in Use | Gas (Historical Use) | 6000 | Steel-Impressed Current | 1986-01-01 |  | Fiberglass Reinforced Plastic | Pressurized
ABANDONED GAS STATION | 2138 HWY 27 S | CARROLLTON | Carroll | 9022034 | 3 | [5 empty] | Removed from Ground | Gas (Historical Use) | 1000 | Marked Unknown | 1993-01-15 | 1993-01-15 | Unknown
HONEY BAKED HAM CO OF GA | 635 KINGSBRIDGE RD | CARROLLTON | Carroll | 9022012 | 2 | [5 empty] | Permanently Out of Use - historical purposes | Diesel | 3000 | Not Marked/Unknown | 1971-01-01 | 1899-12-31 | Bare Steel | Safe Suction (Euro)
GA DOT/CARROLL CO | OLD NEWNAN RD | CARROLLTON | Carroll | 9022001 | 1 | [5 empty] | Closed in Ground | Gas (Historical Use) | 1000 | Bare Steel | 1983-04-01 | 1899-12-31 | Galvanized Steel
SONY MUSIC ENTERTAINMENT INC | 5152 COLUMBIA DR | CARROLLTON | Carroll | 4220003 | 3 | [5 empty] | Removed from Ground | Hazardous Substance | 2000 | Bare Steel | 1981-05-08 | 1899-12-31 | Bare Steel
SONY MUSIC ENTERTAINMENT INC | 5152 COLUMBIA DR | CARROLLTON | Carroll | 4220003 | 28-047 |  |  | TRUE |  | TRUE | Removed from Ground | Used Oil | 280 | Bare Steel | 1981-05-08 | 1986-09-10 | Bare Steel
LAKEVIEW AMOCO | 803 BANKHEAD AVE | CARROLLTON | Carroll | 4220035 | 6 | Ball Float | 1995-09-01 | FALSE | 1995-09-01 | FALSE | Currently in Use | Diesel | 8000 | Steel-Impressed Current | 1995-09-01 |  | Fiberglass Reinforced Plastic | Pressurized
JOHNSON ELECT MOTOR SHOP | 213 AVE C | CARROLLTON | Carroll | 4220013 | 1 | [5 empty] | Removed from Ground | Gas (Historical Use) | 560 | Bare Steel | 1976-03-11 | 1993-07-19 | Galvanized Steel | Suction (American)
WAYNE DAVIS CONCRETE CO | 2256 US HWY 27 N. | CARROLLTON | Carroll | 4220018 | 1 | Flapper Valve | 1998-12-15 | FALSE | 1998-12-15 | FALSE | Currently in Use | Diesel | 12000 | Fiberglass | 1998-12-15 |  | Fiberglass Reinforced Plastic | Pressurized
BREMEN AMOCO | 4949 HWY 27N | CARROLLTON | Carroll | 9022050 | 2 | Flapper Valve | 1989-10-01 | FALSE | 1989-10-01 | FALSE | Currently in Use | Regular | 8000 | Galvanic (STIP-3) | 1989-10-01 |  | Fiberglass Reinforced Plastic | Pressurized
DEPT OF PUBLIC WORKS | 502 OLD NEWNAN RD | CARROLLTON | Carroll | 9022051 | 5 |  | 1998-01-15 |  | 1998-01-15 |  | Currently in Use | Diesel | 10000 | Fiberglass | 1998-01-15 |  | Double Walled | Pressurized
DEPT OF PUBLIC WORKS | 502 OLD NEWNAN RD | CARROLLTON | Carroll | 9022051 | 4 |  | 1998-01-15 |  | 1998-01-15 |  | Currently in Use | Gas (Historical Use) | 10000 | Fiberglass | 1998-01-15 |  | Fiberglass Reinforced Plastic | Pressurized
DILLARD CONST CO | 175 MILLER AC | CARROLLTON | Carroll | 9022063 | 1 | [5 empty] | Removed from Ground | Gas (Historical Use) | 2000 | Bare Steel | 1990-01-01 | 1999-02-15 | Galvanized Steel | Safe Suction (Euro)
PJ's Shell | 745 Bankhead Highway | Carrollton | Carroll | 9022089 | 4 | Flapper Valve | 1998-02-01 | FALSE | 1998-02-01 | TRUE | Permanently Out of Use - historical purposes | Diesel | 10000 | Epoxy | 1987-10-01 |  | Fiberglass Reinforced Plastic | Pressurized
JS SHOPPETTE | 2018 HAYS MILL RD | CARROLLTON | Carroll | 9022067 | 3 | Flapper Valve | 1998-06-26 | FALSE | 1998-06-26 | FALSE | Closed in Ground | Gas (Historical Use) | 4000 | Galvanic (STIP-3) | 1988-12-01 |  | Galvanized Steel | Safe Suction (Euro)
RICHARDS HOMES | 851 CEDAR ST | CARROLLTON | Carroll | 9022068 | 1 |  | 1989-12-14 | FALSE | 1989-12-14 | FALSE | Removed from Ground | Gas (Historical Use) | 2000 | Galvanic (STIP-3) | 1989-01-01 |  | Galvanized Steel | Suction (American)
POODLE BOUTIQUE | 410 DIXIE ST | CARROLLTON | Carroll | 9022041 | 1 | [5 empty] | Removed from Ground | Gas (Historical Use) | 550 | Bare Steel | 1940-01-01 | 1994-04-13 | Galvanized Steel
CARROLLTON SCHOOL BUS MAINT FAC | 930 HAYS MILL RD | CARROLLTON | Carroll | 9022026 | A16870 | Flapper Valve | 1993-09-07 | FALSE | 1993-09-07 | FALSE | Currently in Use | Diesel | 8000 | Composite | 1993-09-07 |  | Fiberglass Reinforced Plastic | Safe Suction (Euro)
FOUR LANE AMOCO | 920 SOUTH PARK ST | CARROLLTON | Carroll | 9022019 | 3 | Ball Float | 1990-01-01 | FALSE | 1990-01-01 | FALSE | Currently in Use | Diesel | 10000 | STIP-3/Impressed Current | 1990-01-01 |  | Fiberglass Reinforced Plastic | Pressurized
QUICK CHANGE #22 | 1260 BANKHEAD HWY | CARROLLTON | Carroll | 9022009 | 2 | Ball Float | 1984-01-01 | TRUE | 1984-01-01 | FALSE | Currently in Use | Plus | 6000 | Steel-Impressed Current | 1984-01-01 |  | Steel (Impressed Current) | Pressurized
GA POWER/CARROLLTON AREA OFFICE | 201 BANKHEAD AVE | CARROLLTON | Carroll | 9022007 | 3 | [5 empty] | Removed from Ground | Empty | 550 | Bare Steel | 1990-04-20 | 1990-04-20 | Unknown
Shell Food Mart | 5224 COLUMBIA DR | CARROLLTON | Carroll | 9022060 | 2 | Ball Float | 1995-01-01 | FALSE | 1995-01-01 | FALSE | Currently in Use | Premium | 8000 | Galvanic (STIP-3) | 1995-05-20 |  | Fiberglass Reinforced Plastic | Pressurized
BURWELL CORNERS | 3883 LOVVORN RD | CARROLLTON | Carroll | 9022076 | 2 | Flapper Valve | 1992-01-01 | FALSE | 1992-01-01 | FALSE | Currently in Use | Diesel | 6000 | Galvanic (STIP-3) | 1992-01-01 |  | Fiberglass Reinforced Plastic | Pressurized
JS SHOPPETTE | 2018 HAYS MILL RD | CARROLLTON | Carroll | 9022067 | 1 | Flapper Valve | 1998-06-26 | FALSE | 1998-06-26 | FALSE | Closed in Ground | Gas (Historical Use) | 4000 | Galvanic (STIP-3) | 1988-12-01 |  | Galvanized Steel | Safe Suction (Euro)
HENDRIX GROCERY | 502 DIXIE ST | CARROLLTON | Carroll | 9022039 | 1 | [5 empty] | Removed from Ground | Gas (Historical Use) | 560 | Bare Steel | 1990-01-01 | 1994-12-29 | Galvanized Steel | Suction (American)
JOHN DOSS | 110 BANKHEAD AVE | CARROLLTON | Carroll | 9022024 | 2 | [5 empty] | Removed from Ground | Gas (Historical Use) | 4000 | Marked Unknown | 1993-02-01 | 1993-02-01 | Not Marked
CARROLLTON SCHOOL BUS MAINT FAC | 930 HAYS MILL RD | CARROLLTON | Carroll | 9022026 | 3 | [5 empty] | Removed from Ground | Diesel | 1000 | Not Marked/Unknown |  | 1899-12-31 | Not Marked
CIRCLE K #2723650 | 1871 HWY 27 W | CARROLLTON | Carroll | 9022086 | 1 | Ball Float | 1997-05-01 | FALSE | 1997-05-01 | FALSE | Currently in Use | Gas (Historical Use) | 15500 | Composite | 1997-05-01 |  | Fiberglass Reinforced Plastic | Pressurized
PJ's Shell | 745 Bankhead Highway | Carrollton | Carroll | 9022089 | 3 | Ball Float | 1998-02-01 | FALSE | 1998-02-01 | TRUE | Currently in Use | Premium | 10000 | Epoxy | 1987-10-01 |  | Fiberglass Reinforced Plastic | Pressurized
ROBINSON RENT-ALL | 163 TEMPLE-CARROLLTON RD | CARROLLTON | Carroll | 9022069 | 1 |  | 1989-05-01 |  | 1989-05-01 |  | Removed from Ground | Gas (Historical Use) | 1000 | Bare Steel | 1989-05-01 | 1899-12-31 | Cathodically Protected | Safe Suction (Euro)
IVY BLUFF FARMS | 4304 TYUS CARROLLTON RD | CARROLLTON | Carroll | 9022072 | 1 | Flapper Valve | 1995-08-01 | FALSE | 1995-08-01 | TRUE | Removed from Ground | Gas (Historical Use) | 6000 | Steel-Impressed Current | 1986-06-01 |  | Steel (Impressed Current) | Safe Suction (Euro)
B'S KWIK STOP | 3008 HW 27 SOUTH | CARROLLTON | Carroll | 9022073 | 3 | [5 empty] | Removed from Ground | Gas (Historical Use) | 6000 | Bare Steel | 1985-01-01 | 1998-09-23 | Galvanized Steel | Suction (American)
Shell Food Mart | 5224 COLUMBIA DR | CARROLLTON | Carroll | 9022060 | 1 | Ball Float | 1995-01-01 | FALSE | 1995-01-01 | FALSE | Currently in Use | Regular | 12000 | Galvanic (STIP-3) | 1995-05-20 |  | Fiberglass Reinforced Plastic | Pressurized
OLD DUGRO BUILDING | 609 FERTILLA STREET | CARROLLTON | Carroll | 9022087 | 2 | [5 empty] | Removed from Ground | Diesel | 3500 | Bare Steel | 1960-01-01 | 1997-10-01 | Bare Steel | Suction (American)
JS SHOPPETTE | 2018 HAYS MILL RD | CARROLLTON | Carroll | 9022067 | 2 | Flapper Valve | 1998-06-26 | FALSE | 1998-06-26 | FALSE | Closed in Ground | Gas (Historical Use) | 4000 | Galvanic (STIP-3) | 1988-12-01 |  | Galvanized Steel | Safe Suction (Euro)
EAGLES NEST | 4840 MT ZION RD | CARROLLTON | Carroll | 9022071 | 1 | [5 empty] | Removed from Ground | Gas (Historical Use) | 6000 | Cathodically Protected Steel | 1986-10-01 | 2001-01-16 | Galvanized Steel | Suction (American)
CARROLLTON SCHOOL BUS MAINT FAC | 930 HAYS MILL RD | CARROLLTON | Carroll | 9022026 | 1 | [5 empty] | Removed from Ground | Gas (Historical Use) | 500 | Not Marked/Unknown |  | 1899-12-31 | Not Marked
FOUR LANE AMOCO | 920 SOUTH PARK ST | CARROLLTON | Carroll | 9022019 | 6 | [5 empty] | Removed from Ground | Gas (Historical Use) | 4000 | Bare Steel | 1966-04-11 | 1899-12-31 | Galvanized Steel
GA POWER/CARROLLTON AREA OFFICE | 201 BANKHEAD AVE | CARROLLTON | Carroll | 9022007 | 2 | [5 empty] | Removed from Ground | Empty | 550 | Bare Steel | 1990-04-20 | 1990-04-20 | Unknown
TRANSCO LEASING CORP | 210 ADAMSON IND BLVD | CARROLLTON | Carroll | 4220032 | 4 | [5 empty] | Removed from Ground | Diesel | 12000 | Not Marked/Unknown | 1989-10-30 | 1994-01-24 | Not Marked
PJM FOOD STORE | 2534 CARROLLTON/VILLA RICA HWY | CARROLLTON | Carroll | 4220037 | 1 | Ball Float | 1998-11-10 | FALSE | 1998-11-10 | FALSE | Currently in Use | Regular | 8000 | Steel-Impressed Current | 1985-04-17 |  | Double-Walled Flex | Pressurized
J R MORGAN OIL CO INC | FERTILLA ST | CARROLLTON | Carroll | 4220036 | 1 | [5 empty] | Removed from Ground | Gas (Historical Use) | 1000 | Bare Steel | 1976-04-17 | 1992-04-20 | Galvanized Steel
HOUGHTON INTERNATIONAL INC | 421 GARRETT ST | CARROLLTON | Carroll | 4220015 | 3 | [5 empty] | Closed in Ground | Other | 6000 | Bare Steel | 1958-03-17 | 1988-11-01 | Bare Steel
FOUR LANE AMOCO | 920 SOUTH PARK ST | CARROLLTON | Carroll | 9022019 | 4 |  | 1990-01-01 | FALSE | 1990-01-01 | FALSE | Removed from Ground | Kerosene | 500 |  | 1990-01-01 | 2006-01-27 | Fiberglass Reinforced Plastic | Pressurized
FOUR LANE AMOCO | 920 SOUTH PARK ST | CARROLLTON | Carroll | 9022019 | 5 | [5 empty] | Removed from Ground | Gas (Historical Use) | 3000 | Bare Steel | 1966-04-11 | 1899-12-31 | Galvanized Steel
FOUR LANE AMOCO | 920 SOUTH PARK ST | CARROLLTON | Carroll | 9022019 | 7 | [5 empty] | Removed from Ground | Gas (Historical Use) | 2000 | Bare Steel | 1966-04-11 | 1899-12-31 | Galvanized Steel
GA POWER/CARROLLTON AREA OFFICE | 201 BANKHEAD AVE | CARROLLTON | Carroll | 9022007 | 1 | [5 empty] | Removed from Ground | Empty | 550 | Bare Steel | 1990-04-20 | 1990-04-20 | Unknown
MODERN ELECTRIC CO | 106 COMMERCIAL AVE | CARROLLTON | Carroll | 4220011 | 1 | [5 empty] | Removed from Ground | Empty | 450 | Bare Steel | 1971-02-23 | 1989-04-15 | Galvanized Steel
HOUGHTON INTERNATIONAL INC | 421 GARRETT ST | CARROLLTON | Carroll | 4220015 | 5 | [5 empty] | Closed in Ground | Other | 6000 | Bare Steel | 1958-03-17 | 1988-06-01 | Bare Steel
HOUGHTON INTERNATIONAL INC | 421 GARRETT ST | CARROLLTON | Carroll | 4220015 | 4 | [5 empty] | Closed in Ground | Other | 6000 | Bare Steel | 1958-03-17 | 1988-11-01 | Bare Steel
HOUGHTON INTERNATIONAL INC | 421 GARRETT ST | CARROLLTON | Carroll | 4220015 | 7 | [5 empty] | Closed in Ground | Other | 12000 | Bare Steel | 1958-03-17 | 1988-11-01 | Bare Steel
BLACKMONS AMOCO | 233 MAPLE ST | CARROLLTON | Carroll | 4220054 | 3 | [5 empty] | Removed from Ground | Gas (Historical Use) | 4000 | Bare Steel | 1966-04-10 | 1899-12-31 | Galvanized Steel
SONY MUSIC ENTERTAINMENT INC | 5152 COLUMBIA DR | CARROLLTON | Carroll | 4220003 | 28-052 | [5 empty] | Removed from Ground | Hazardous Substance | 2000 | Bare Steel | 1981-05-08 | 1987-10-01 | Bare Steel
TRANSCO LEASING CORP | 210 ADAMSON IND BLVD | CARROLLTON | Carroll | 4220032 | 1 | [5 empty] | Removed from Ground | Diesel | 10000 | Marked Unknown | 1980-03-26 | 1989-11-13 | Bare Steel
PJM FOOD STORE | 2534 CARROLLTON/VILLA RICA HWY | CARROLLTON | Carroll | 4220037 | 5 | Ball Float | 1998-11-24 |  | 1998-11-24 |  | Temporarily out of use | Kerosene | 1000 | Steel-Impressed Current | 1985-04-17 |  | Double-Walled Flex | Suction (American)
LAKEVIEW AMOCO | 803 BANKHEAD AVE | CARROLLTON | Carroll | 4220035 | 5 | Ball Float | 1995-09-01 | FALSE | 1995-09-01 | FALSE | Currently in Use | Premium | 8000 | Steel-Impressed Current | 1995-09-01 |  | Fiberglass Reinforced Plastic | Pressurized
J R MORGAN OIL CO INC | FERTILLA ST | CARROLLTON | Carroll | 4220036 | 2 | [5 empty] | Removed from Ground | Kerosene | 2000 | Bare Steel | 1976-04-17 | 1992-04-01 | Galvanized Steel
HOUGHTON INTERNATIONAL INC | 421 GARRETT ST | CARROLLTON | Carroll | 4220015 | 6 |  |  | TRUE |  | TRUE | Closed in Ground | Used Oil | 6000 | Bare Steel | 1958-03-17 | 1988-11-01 | Bare Steel
HOUGHTON INTERNATIONAL INC | 421 GARRETT ST | CARROLLTON | Carroll | 4220015 | 8 | [5 empty] | Closed in Ground | Other | 12000 | Bare Steel | 1958-03-17 | 1988-11-01 | Bare Steel
HOUGHTON INTERNATIONAL INC | 421 GARRETT ST | CARROLLTON | Carroll | 4220015 | 9 | [5 empty] | Closed in Ground | Other | 6000 | Bare Steel | 1958-03-17 | 1988-11-01 | Bare Steel
HOUGHTON INTERNATIONAL INC | 421 GARRETT ST | CARROLLTON | Carroll | 4220015 | 11 | [5 empty] | Closed in Ground | Other | 6000 | Bare Steel | 1958-03-17 | 1988-11-01 | Bare Steel
STATE PARK SHOPPETTE | 3722 MT ZION RD | CARROLLTON | Carroll | 4220055 | 3 | [5 empty] | Removed from Ground | Diesel | 1000 | Bare Steel | 1980-04-10 | 1999-03-25 | Galvanized Steel | Safe Suction (Euro)
SONY MUSIC ENTERTAINMENT INC | 5152 COLUMBIA DR | CARROLLTON | Carroll | 4220003 | 4 | [5 empty] | Removed from Ground | Hazardous Substance | 2000 | Bare Steel | 1981-05-08 | 1899-12-31 | Bare Steel
MERRELL & ASSOCIATES | 200 RIDGECREST AVE | CARROLLTON | Carroll | 9022083 | 1 | [5 empty] | Removed from Ground | Gas (Historical Use) | 12000 | Not Marked/Unknown | 1997-05-01 | 1997-05-01 | Not Marked
SWIFTI FEND STORE #11 | 1435 SOUTH PARK ST | CARROLLTON | Carroll | 9022038 | 5 | Ball Float | 1992-11-01 | FALSE | 1992-11-01 | FALSE | Removed from Ground | Kerosene | 4000 | Galvanic (STIP-3) | 1992-11-01 |  | Galvanized Steel | Pressurized
HONEY BAKED HAM CO OF GA | 635 KINGSBRIDGE RD | CARROLLTON | Carroll | 9022012 | 3 | [5 empty] | Permanently Out of Use - historical purposes | Diesel | 4000 | Not Marked/Unknown | 1973-01-01 | 1899-12-31 | Bare Steel | Safe Suction (Euro)
VINES SVC STA | US HWY 27 N | CARROLLTON | Carroll | 4220002 | 4 | [5 empty] | Removed from Ground | Gas (Historical Use) | 2000 | Bare Steel | 1985-05-08 | 1991-07-02 | Galvanized Steel
LAKEVIEW AMOCO | 803 BANKHEAD AVE | CARROLLTON | Carroll | 4220035 | 3 | [5 empty] | Removed from Ground | Gas (Historical Use) | 8000 | Bare Steel | 1982-04-17 | 1995-08-15 | Galvanized Steel
COPELANDS SUPER MKT | 305 NEWNAN RD | CARROLLTON | Carroll | 4220044 | 2 | [5 empty] | Removed from Ground | Gas (Historical Use) | 1000 | Bare Steel | 1956-04-15 | 1999-08-10 | Galvanized Steel
REYNOLDS CONSTRUCTION CO | HAY'S MILL RD | CARROLLTON | Carroll | 4220057 | 2 | [5 empty] | Removed from Ground | Gas (Historical Use) | 1000 | Bare Steel | 1983-04-11 | 1899-12-31 | Galvanized Steel
GOLD KIST STORE/FARMERS MUTUAL E | 1011 ALABAMA ST | CARROLLTON | Carroll | 4220060 | 2 | [5 empty] | Removed from Ground | Diesel | 1000 | Bare Steel | 1982-04-10 | 1990-10-01 | Galvanized Steel
GLENN HILL GRADING CO | HORSLEY MILL RD | CARROLLTON | Carroll | 4220063 | 1 | [5 empty] | Removed from Ground | Gas (Historical Use) | 1000 | Bare Steel | 1980-04-11 | 1996-12-05 | Galvanized Steel
LAKEVIEW AMOCO | 803 BANKHEAD AVE | CARROLLTON | Carroll | 4220035 | 7 | Ball Float | 1995-09-01 | FALSE | 1995-09-01 | FALSE | Currently in Use | Regular | 10000 | Steel-Impressed Current | 1995-09-01 |  | Fiberglass Reinforced Plastic | Pressurized
PJM FOOD STORE | 2534 CARROLLTON/VILLA RICA HWY | CARROLLTON | Carroll | 4220037 | 2 | Ball Float | 1998-11-10 | FALSE | 1998-11-10 | FALSE | Currently in Use | Diesel | 8000 | Steel-Impressed Current | 1985-04-17 |  | Double-Walled Flex | Pressurized
CENTRAL PRIMARY SCHOOL | 175 PRIMARY SCHOOL RD | CARROLLTON | Carroll | 4220023 | 2 | [5 empty] | Removed from Ground | Diesel | 500 | Not Marked/Unknown | 1993-08-01 | 1993-08-01 | Not Marked
BLACKMONS AMOCO | 233 MAPLE ST | CARROLLTON | Carroll | 4220054 | 2 | [5 empty] | Removed from Ground | Gas (Historical Use) | 4000 | Bare Steel | 1966-04-10 | 1899-12-31 | Galvanized Steel
STATE PARK SHOPPETTE | 3722 MT ZION RD | CARROLLTON | Carroll | 4220055 | 4B | Ball Float | 1999-02-23 | FALSE | 1999-02-23 | FALSE | Currently in Use | Premium | 5000 | Composite | 1999-02-23 |  | Fiberglass Reinforced Plastic | Pressurized
POWERS BROS HEATING & AIR COND | 1049 TYUS-CARROLLTON RD | CARROLLTON | Carroll | 4220062 | 2 | [5 empty] | Removed from Ground | Gas (Historical Use) | 1000 | Bare Steel | 1971-04-11 | 1996-12-08 | Galvanized Steel
POODLE BOUTIQUE | 410 DIXIE ST | CARROLLTON | Carroll | 9022041 | 3 | [5 empty] | Removed from Ground | Gas (Historical Use) | 550 | Bare Steel | 1940-01-01 | 1994-04-13 | Galvanized Steel
SWIFTI FEND STORE #11 | 1435 SOUTH PARK ST | CARROLLTON | Carroll | 9022038 | 3 | Ball Float | 1992-11-01 | FALSE | 1992-11-01 | FALSE | Removed from Ground | Premium | 8000 | Galvanic (STIP-3) | 1992-11-01 |  | Galvanized Steel | Pressurized
ATLANTA BAKING CO | 151 MINDER WAY | CARROLLTON | Carroll | 9022021 | 1 | [5 empty] | Removed from Ground | Gas (Historical Use) | 1000 | Bare Steel | 1992-08-10 | 1992-08-10 | Galvanized Steel
JOHN DOSS | 110 BANKHEAD AVE | CARROLLTON | Carroll | 9022024 | 3 | [5 empty] | Removed from Ground | Gas (Historical Use) | 4000 | Marked Unknown | 1993-02-01 | 1993-02-01 | Not Marked
HONEY BAKED HAM CO OF GA | 635 KINGSBRIDGE RD | CARROLLTON | Carroll | 9022012 | 6 | [5 empty] | Removed from Ground | Diesel | 8000 | Bare Steel | 1992-05-01 | 1992-05-01 | Galvanized Steel
QUICK CHANGE #22 | 1260 BANKHEAD HWY | CARROLLTON | Carroll | 9022009 | 4 | Ball Float | 1984-01-01 | TRUE | 1984-01-01 | FALSE | Currently in Use | Diesel | 4000 | Steel-Impressed Current | 1984-01-01 |  | Steel (Impressed Current) | Pressurized
QUICK CHANGE #22 | 1260 BANKHEAD HWY | CARROLLTON | Carroll | 9022009 | 5 | Ball Float | 1998-12-01 | TRUE | 1998-12-01 | FALSE | Currently in Use | Kerosene | 1000 | Steel-Impressed Current | 1985-01-01 |  | Steel (Impressed Current) | Suction (American)
LAKEVIEW AMOCO | 803 BANKHEAD AVE | CARROLLTON | Carroll | 4220035 | 2 | [5 empty] | Removed from Ground | Gas (Historical Use) | 8000 | Bare Steel | 1982-04-17 | 1995-08-15 | Galvanized Steel
AUBREY SILVEY ENTERPRISES INC | 371 HAMP JONES RD | CARROLLTON | Carroll | 4220066 | 2 | [5 empty] | Removed from Ground | Gas (Historical Use) | 2000 | Bare Steel | 1980-04-15 | 1990-01-01 | Bare Steel
STYLES SERVICE CENTER | 340 E COLLEGE ST | BOWDON | Carroll | 4220067 | 5 | Flapper Valve | 1995-06-15 | FALSE | 1995-06-15 | FALSE | Currently in Use | Diesel | 12000 | Steel-Impressed Current | 1966-04-17 |  | Steel (Impressed Current) | Pressurized
MARLOW FURNITURE CO | GA HWY 166 @ CARROLLTON RD | BOWDON | Carroll | 4220051 | 1 | [5 empty] | Removed from Ground | Gas (Historical Use) | 1000 | Bare Steel | 1962-01-01 | 1996-05-28 | Bare Steel
STATE LINE SHOPPETTE | GA HWY 166 | BOWDON | Carroll | 4220050 | 2 | [5 empty] | Removed from Ground | Gas (Historical Use) | 1000 | Bare Steel | 1976-04-10 | 1999-12-01 | Galvanized Steel
KOFFEE KART INC | 578 OLD NEWNAN RD | CARROLLTON | Carroll | 9022107 | 1 | [5 empty] | Removed from Ground | Gas (Historical Use) | 4000 | Not Marked/Unknown | 2001-04-02 | 2001-04-02 | Not Marked
WEST GA RENTS | 305 MAPLE ST | CARROLLTON | Carroll | 9022029 | 2 | [5 empty] | Removed from Ground | Gas (Historical Use) | 1000 | Not Marked/Unknown | 1993-12-01 | 1993-12-01 | Not Marked
RICHARDS HOMES | 851 CEDAR ST | CARROLLTON | Carroll | 9022068 | 2 |  | 1989-12-14 | FALSE | 1989-12-14 | FALSE | Removed from Ground | Diesel | 550 | Galvanic (STIP-3) | 1989-12-14 |  | Galvanized Steel | Suction (American)
B'S KWIK STOP | 3008 HW 27 SOUTH | CARROLLTON | Carroll | 9022073 | 2 | [5 empty] | Removed from Ground | Gas (Historical Use) | 6000 | Bare Steel | 1985-01-01 | 1998-09-23 | Galvanized Steel | Suction (American)
POODLE BOUTIQUE | 410 DIXIE ST | CARROLLTON | Carroll | 9022041 | 2 | [5 empty] | Removed from Ground | Gas (Historical Use) | 550 | Bare Steel | 1940-01-01 | 1994-04-13 | Galvanized Steel
SWIFTI FEND STORE #11 | 1435 SOUTH PARK ST | CARROLLTON | Carroll | 9022038 | 1 | Ball Float | 1992-11-01 | FALSE | 1992-11-01 | FALSE | Removed from Ground | Regular | 8000 | Galvanic (STIP-3) | 1992-11-01 |  | Galvanized Steel | Pressurized
SWIFTI FEND STORE #11 | 1435 SOUTH PARK ST | CARROLLTON | Carroll | 9022038 | 4 | Ball Float | 1992-11-01 | FALSE | 1992-11-01 | FALSE | Removed from Ground | Diesel | 4000 | Galvanic (STIP-3) | 1992-11-01 |  | Galvanized Steel | Pressurized
DOUGLAS & LOMASON CO | 540 ALABAMA ST | CARROLLTON | Carroll | 9022027 | 1 | [5 empty] | Removed from Ground | Gas (Historical Use) | 2000 | Bare Steel | 1993-09-01 | 1993-09-01 | Unknown
QUICK CHANGE #22 | 1260 BANKHEAD HWY | CARROLLTON | Carroll | 9022009 | 3 | Ball Float | 1984-01-01 | TRUE | 1984-01-01 | FALSE | Currently in Use | Premium | 4000 | Steel-Impressed Current | 1984-01-01 |  | Steel (Impressed Current) | Pressurized
CIRCLE K #2723676 | 1123 NORTH PARK ST | CARROLLTON | Carroll | 9000305 | 3 | [5 empty] | Removed from Ground | Diesel | 3000 | Bare Steel | 1971-03-21 | 1990-04-01 | Galvanized Steel
CIRCLE K #2723650 | 1871 HWY 27 W | CARROLLTON | Carroll | 9022086 | 3 | Ball Float | 1997-05-01 | FALSE | 1997-05-01 | FALSE | Currently in Use | Diesel | 8200 | Composite | 1997-05-01 |  | Fiberglass Reinforced Plastic | Pressurized
B'S KWIK STOP | 3008 HW 27 SOUTH | CARROLLTON | Carroll | 9022073 | 1 | [5 empty] | Removed from Ground | Gas (Historical Use) | 6000 | Bare Steel | 1985-01-01 | 1998-09-23 | Galvanized Steel | Suction (American)
ABANDONED GAS STATION | 2138 HWY 27 S | CARROLLTON | Carroll | 9022034 | 1 | [5 empty] | Removed from Ground | Gas (Historical Use) | 1000 | Marked Unknown | 1993-01-15 | 1993-01-15 | Unknown
JOHN DOSS | 110 BANKHEAD AVE | CARROLLTON | Carroll | 9022024 | 1 | [5 empty] | Removed from Ground | Gas (Historical Use) | 4000 | Marked Unknown | 1993-02-01 | 1993-02-01 | Not Marked
JOHN TANNER STATE PARK | 354 TANNER BEACH RD | CARROLLTON | Carroll | 4220010 | 4 | [5 empty] | Removed from Ground | Diesel | 250 | Bare Steel | 1983-01-01 | 1995-08-08 | Galvanized Steel
MODERN ELECTRIC CO | 106 COMMERCIAL AVE | CARROLLTON | Carroll | 4220011 | 2 | [5 empty] | Removed from Ground | Empty | 500 | Bare Steel | 1974-02-22 | 1991-11-30 | Galvanized Steel
COPELANDS SUPER MKT | 305 NEWNAN RD | CARROLLTON | Carroll | 4220044 | 1 | [5 empty] | Removed from Ground | Gas (Historical Use) | 1000 | Bare Steel | 1956-04-15 | 1999-08-10 | Galvanized Steel
BLACKMONS AMOCO | 233 MAPLE ST | CARROLLTON | Carroll | 4220054 | 1 | [5 empty] | Removed from Ground | Gas (Historical Use) | 4000 | Bare Steel | 1966-04-10 | 1899-12-31 | Galvanized Steel
CARROLL COUNTY SCHOOL BUS SHOP | 46 HORSLEY MILL RD | CARROLLTON | Carroll | 4220022 | 2 | [5 empty] | Removed from Ground | Diesel | 6000 | Bare Steel | 1964-01-31 | 1996-08-01 | Galvanized Steel
HORSLEY GROCERY | HORSLEY MILL RD | CARROLLTON | Carroll | 4220045 | 2 | [5 empty] | Removed from Ground | Gas (Historical Use) | 560 | Bare Steel | 1960-04-11 | 1999-01-01 | Galvanized Steel | Suction (American)
BROTHERS BUILDERS SUPPLY | BANKHEAD HWY | CARROLLTON | Carroll | 4220059 | 1 | [5 empty] | Removed from Ground | Gas (Historical Use) | 1000 | Bare Steel | 1982-04-10 | 1899-12-31 | Galvanized Steel
POWERS BROS HEATING & AIR COND | 1049 TYUS-CARROLLTON RD | CARROLLTON | Carroll | 4220062 | 1 | [5 empty] | Removed from Ground | Gas (Historical Use) | 1000 | Bare Steel | 1971-04-11 | 1996-12-08 | Galvanized Steel
CARROLLTON SCHOOL BUS MAINT FAC | 930 HAYS MILL RD | CARROLLTON | Carroll | 9022026 | A16113 | Flapper Valve | 1993-09-07 | FALSE | 1993-09-07 | FALSE | Currently in Use | Regular | 1000 | Composite | 1993-09-07 |  | Fiberglass Reinforced Plastic | Safe Suction (Euro)
FOUR LANE AMOCO | 920 SOUTH PARK ST | CARROLLTON | Carroll | 9022019 | 1 |  | 1990-01-01 | FALSE | 1990-01-01 | FALSE | Currently in Use | Regular | 10000 | Galvanic (STIP-3) | 1990-01-01 |  | Fiberglass Reinforced Plastic | Pressurized
SONY MUSIC ENTERTAINMENT INC | 5152 COLUMBIA DR | CARROLLTON | Carroll | 4220003 | 28-050 | [5 empty] | Removed from Ground | Hazardous Substance | 2000 | Bare Steel | 1981-05-08 | 1987-10-01 | Bare Steel
PITTS GROCERY | GA HWY 16 | CARROLLTON | Carroll | 4220056 | 1 | [5 empty] | Removed from Ground | Gas (Historical Use) | 1000 | Bare Steel | 1978-04-10 | 1999-06-05 | Galvanized Steel
REYNOLDS CONSTRUCTION CO | HAY'S MILL RD | CARROLLTON | Carroll | 4220057 | 3 | [5 empty] | Removed from Ground | Gas (Historical Use) | 550 | Bare Steel | 1983-04-11 | 1899-12-31 | Galvanized Steel
BRAVES BEVERAGE WAREHOUSE | 1213 MAPLE ST | CARROLLTON | Carroll | 9000692 | 4 | [5 empty] | Removed from Ground | Gas (Historical Use) | 6000 | Bare Steel | 1978-05-07 | 1992-08-12 | Galvanized Steel
BRAD COLE CONSTRUCTION CO INC | 2250 LOVVORN RD | CARROLLTON | Carroll | 9022054 | GAS-1 | Flapper Valve | 1998-11-25 | FALSE | 1998-11-25 | FALSE | Closed in Ground | Regular | 1000 | Steel-Impressed Current | 1998-12-02 | 2018-11-29 |  | Suction (American)
PJ's Shell | 745 Bankhead Highway | Carrollton | Carroll | 9022089 | 1 | Ball Float | 1998-02-01 | FALSE | 1998-02-01 | TRUE | Currently in Use | Regular | 10000 | Epoxy | 1987-10-01 |  | Fiberglass Reinforced Plastic | Pressurized
MERRELL & ASSOCIATES | 200 RIDGECREST AVE | CARROLLTON | Carroll | 9022083 | 3 |  |  | TRUE |  | TRUE | Removed from Ground | Used Oil | 560 | Not Marked/Unknown | 1997-05-01 | 1997-05-01 | Not Marked
B'S KWIK STOP | 3008 HW 27 SOUTH | CARROLLTON | Carroll | 9022073 | 6 | [5 empty] | Removed from Ground | Gas (Historical Use) | 0 | Not Marked/Unknown | 1999-08-20 | 1999-08-20 | Not Marked
WEST AUTO MART | 142 NEWNAN RD | CARROLLTON | Carroll | 9022031 | 2 | [5 empty] | Removed from Ground | Gas (Historical Use) | 2000 | Not Marked/Unknown | 1989-08-01 | 1989-08-01 | Not Marked
HONEY BAKED HAM CO OF GA | 635 KINGSBRIDGE RD | CARROLLTON | Carroll | 9022012 | 4 | [5 empty] | Removed from Ground | Diesel | 6000 | Bare Steel | 1992-05-01 | 1992-05-01 | Bare Steel
HONEY BAKED HAM CO OF GA | 635 KINGSBRIDGE RD | CARROLLTON | Carroll | 9022012 | 5 | [5 empty] | Removed from Ground | Diesel | 6000 | Bare Steel | 1992-05-01 | 1992-05-01 | Galvanized Steel
HOUGHTON INTERNATIONAL INC | 421 GARRETT ST | CARROLLTON | Carroll | 4220015 | 2 | [5 empty] | Closed in Ground | Other | 6000 | Bare Steel | 1958-03-17 | 1988-11-01 | Bare Steel
CHEVRON #40161 | 821 US HWY 27 SOUTH | CARROLLTON | Carroll | 4220075 | 2 | [5 empty] | Removed from Ground | Gas (Historical Use) | 10000 | Cathodically Protected Steel | 1970-03-19 | 1991-02-12 | Galvanized Steel
VINES SVC STA | US HWY 27 N | CARROLLTON | Carroll | 4220002 | 1 | [5 empty] | Removed from Ground | Gas (Historical Use) | 4000 | Bare Steel | 1961-05-08 | 1991-07-02 | Galvanized Steel
SONY MUSIC ENTERTAINMENT INC | 5152 COLUMBIA DR | CARROLLTON | Carroll | 4220003 | 2 | [5 empty] | Removed from Ground | Hazardous Substance | 2000 | Bare Steel | 1981-05-08 | 1899-12-31 | Bare Steel
HOUGHTON INTERNATIONAL INC | 421 GARRETT ST | CARROLLTON | Carroll | 4220015 | 12 | [5 empty] | Closed in Ground | Other | 6000 | Bare Steel | 1958-03-17 | 1988-11-01 | Bare Steel
BLACKMONS AMOCO | 233 MAPLE ST | CARROLLTON | Carroll | 4220054 | 5 | [5 empty] | Removed from Ground | Gas (Historical Use) | 4000 | Bare Steel | 1966-04-10 | 1984-03-01 | Galvanized Steel
BLACKMONS AMOCO | 233 MAPLE ST | CARROLLTON | Carroll | 4220054 | 4 | [5 empty] | Removed from Ground | Gas (Historical Use) | 3000 | Bare Steel | 1976-04-10 | 1899-12-31 | Galvanized Steel
JOHN TANNER STATE PARK | 354 TANNER BEACH RD | CARROLLTON | Carroll | 4220010 | 2 | [5 empty] | Removed from Ground | Gas (Historical Use) | 500 | Bare Steel | 1952-01-18 | 1899-12-31 | Unknown
STATE PARK SHOPPETTE | 3722 MT ZION RD | CARROLLTON | Carroll | 4220055 | 1 | [5 empty] | Removed from Ground | Gas (Historical Use) | 1000 | Bare Steel | 1980-04-10 | 1999-03-25 | Galvanized Steel | Safe Suction (Euro)
WALKER OLDSMOBILE/CADILLAC GMC | 1492 NORTH HWY 27 | CARROLLTON | Carroll | 4220070 | 2 | [5 empty] | Removed from Ground | Diesel | 1000 | Bare Steel | 1978-04-18 | 1991-07-01 | Galvanized Steel
ALLIED READY MIX INC | 369 CENTRAL HIGH RD | CARROLLTON | Carroll | 4220071 | 5 |  | 1998-04-01 |  | 1998-04-01 |  | Removed from Ground | Diesel | 10000 | Galvanic (STIP-3) | 1995-08-15 | 2003-12-12 | Cathodically Protected | Suction (American)
ALLIED READY MIX INC | 369 CENTRAL HIGH RD | CARROLLTON | Carroll | 4220071 | 4 | [5 empty] | Removed from Ground | Gas (Historical Use) | 2000 | Bare Steel | 1974-04-15 | 1899-12-31 | Galvanized Steel
GA FC/CARROLL CO UNIT | 564 OLD NEWNAN RD | CARROLLTON | Carroll | 4220077 | 209988 |  | 1993-02-03 |  | 1993-02-03 |  | Removed from Ground | Diesel | 1000 | Galvanic (STIP-3) | 1993-02-03 | 2006-01-26 | Cathodically Protected | Safe Suction (Euro)
ALLIED READY MIX INC | 369 CENTRAL HIGH RD | CARROLLTON | Carroll | 4220071 | 1 | [5 empty] | Removed from Ground | Diesel | 10000 | Bare Steel | 1980-04-15 | 1899-12-31 | Galvanized Steel
CHEVRON #40161 | 821 US HWY 27 SOUTH | CARROLLTON | Carroll | 4220075 | 4 |  |  | TRUE |  | TRUE | Removed from Ground | Used Oil | 550 | Cathodically Protected Steel | 1970-03-19 | 1991-02-12 | Galvanized Steel
WILLIAMSON'S GROCERY/BATES GROCE | 2579 SOUTH GA HWY 16 | CARROLLTON | Carroll | 4220081 | 2 | [5 empty] | Removed from Ground | Gas (Historical Use) | 560 | Bare Steel | 1974-01-01 | 1991-06-05 | Galvanized Steel | Suction (American)
RaceWay #6906 - Carrollton | 795 OLD AIRPORT RD | CARROLLTON | Carroll | 9022102 | 1 | Overfill Alarm | 1999-10-05 | FALSE | 1999-10-05 | FALSE | Currently in Use | Regular | 15000 | Composite Double Walled | 1999-10-05 |  | Double-Walled Fiberglass | Pressurized
CARROLL COUNTY SHERIFF'S DEPT | 1000 NEWNAN RD | CARROLLTON | Carroll | 9022049 | 1 |  | 1997-02-19 |  | 1997-02-19 |  | Removed from Ground | Gas (Historical Use) | 10000 | Steel-Impressed Current | 1978-01-01 | 2002-12-16 | Cathodically Protected | Suction (American)
IVY BLUFF FARMS | 4304 TYUS CARROLLTON RD | CARROLLTON | Carroll | 9022072 | 2 | Flapper Valve | 1995-08-01 | FALSE | 1995-08-01 | TRUE | Removed from Ground | Diesel | 6000 | Steel-Impressed Current | 1986-06-01 |  | Steel (Impressed Current) | Safe Suction (Euro)
HONEY BAKED HAM CO OF GA | 635 KINGSBRIDGE RD | CARROLLTON | Carroll | 9022012 | 1 | [5 empty] | Permanently Out of Use - historical purposes | Diesel | 3000 | Not Marked/Unknown | 1971-01-01 | 1899-12-31 | Bare Steel | Safe Suction (Euro)
HORSLEY GROCERY | HORSLEY MILL RD | CARROLLTON | Carroll | 4220045 | 1 | [5 empty] | Removed from Ground | Gas (Historical Use) | 560 | Bare Steel | 1960-04-11 | 1999-01-01 | Galvanized Steel | Suction (American)
MAPLE STREET AMOCO | 833 MAPLE ST | CARROLLTON | Carroll | 220265 | 6 | Ball Float | 1986-11-01 | FALSE | 1986-11-01 | FALSE | Currently in Use | Premium | 10000 | STIP-3/Impressed Current | 1986-11-01 |  | Steel (Impressed Current) | Pressurized
PARK PLACE GROCERY | 1400 NORTH PARK ST | CARROLLTON | Carroll | 9022046 | 3 | Ball Float | 1991-01-01 | FALSE | 1991-01-01 | FALSE | Currently in Use | Premium | 8000 | Galvanic (STIP-3) | 1991-01-01 |  | Fiberglass Reinforced Plastic | Pressurized
BREMEN AMOCO | 4949 HWY 27N | CARROLLTON | Carroll | 9022050 | 1 | Flapper Valve | 1989-10-01 | FALSE | 1989-10-01 | FALSE | Currently in Use | Plus | 8000 | Galvanic (STIP-3) | 1989-10-01 |  | Fiberglass Reinforced Plastic | Pressurized
ROBINSON RENT-ALL | 163 TEMPLE-CARROLLTON RD | CARROLLTON | Carroll | 9022069 | 2 |  | 1989-05-01 |  | 1989-05-01 |  | Removed from Ground | Gas (Historical Use) | 1000 | Cathodically Protected Steel | 1989-05-01 | 1899-12-31 | Cathodically Protected | Safe Suction (Euro)
EAGLES NEST | 4840 MT ZION RD | CARROLLTON | Carroll | 9022071 | 2 | [5 empty] | Permanently Out Of Use | Gas (Historical Use) | 6000 | Cathodically Protected Steel | 1986-10-01 | 2001-05-30 | Galvanized Steel | Suction (American)
FOUR LANE AMOCO | 920 SOUTH PARK ST | CARROLLTON | Carroll | 9022019 | 2 |  | 1990-01-01 | FALSE | 1990-01-01 | FALSE | Currently in Use | Premium | 10000 | Galvanic (STIP-3) | 1990-01-01 |  | Fiberglass Reinforced Plastic | Pressurized
SONY MUSIC ENTERTAINMENT INC | 5152 COLUMBIA DR | CARROLLTON | Carroll | 4220003 | 1 |  |  | TRUE |  | TRUE | Removed from Ground | Used Oil | 280 | Bare Steel | 1981-05-08 | 1899-12-31 | Bare Steel
TRANSCO LEASING CORP | 210 ADAMSON IND BLVD | CARROLLTON | Carroll | 4220032 | 2 |  |  | TRUE |  | TRUE | Removed from Ground | Used Oil | 500 | Marked Unknown | 1980-03-26 | 1987-11-24 | Unknown
BURWELL SCHOOL | 1905 BURWELL RD | CARROLLTON | Carroll | 4220021 | 1 | [5 empty] | Removed from Ground | Diesel | 1740 | Bare Steel | 1958-01-23 | 1996-07-01 | Copper
STATE PARK SHOPPETTE | 3722 MT ZION RD | CARROLLTON | Carroll | 4220055 | 4C | Flapper Valve | 1999-02-23 | FALSE | 1999-02-23 | FALSE | Currently in Use | Diesel | 2000 | Composite | 1999-02-23 |  | Fiberglass Reinforced Plastic | Suction (American)
POWERS BROS HEATING & AIR COND | 1049 TYUS-CARROLLTON RD | CARROLLTON | Carroll | 4220062 | 3 | [5 empty] | Removed from Ground | Gas (Historical Use) | 1000 | Bare Steel | 1971-04-11 | 1996-12-08 | Galvanized Steel
REYNOLDS CONSTRUCTION CO | HAY'S MILL RD | CARROLLTON | Carroll | 4220057 | 1 | [5 empty] | Removed from Ground | Diesel | 1000 | Bare Steel | 1983-04-11 | 1899-12-31 | Galvanized Steel
GOLD KIST STORE/FARMERS MUTUAL E | 1011 ALABAMA ST | CARROLLTON | Carroll | 4220060 | 1 | [5 empty] | Removed from Ground | Gas (Historical Use) | 1000 | Bare Steel | 1982-04-10 | 1990-10-13 | Galvanized Steel
Shady Grove Groceries LLC | 1465 SHADY GROVE RD | CARROLLTON | Carroll | 4220093 | 1 | Ball Float | 1998-06-01 |  | 1998-06-01 |  | Currently in Use | Gas (Historical Use) | 4000 | Steel-Impressed Current | 1981-04-04 |  | Fiberglass Reinforced Plastic | Pressurized
WALKER OLDSMOBILE/CADILLAC GMC | 1492 NORTH HWY 27 | CARROLLTON | Carroll | 4220070 | 3 |  |  | TRUE |  | TRUE | Removed from Ground | Used Oil | 550 | Cathodically Protected Steel | 1986-01-01 | 1991-07-01 | Galvanized Steel
PJM FOOD STORE | 2534 CARROLLTON/VILLA RICA HWY | CARROLLTON | Carroll | 4220037 | 3 | Ball Float | 1998-11-10 | FALSE | 1998-11-10 | FALSE | Currently in Use | Premium | 8000 | Steel-Impressed Current | 1985-04-17 |  | Steel (Impressed Current) | Pressurized
J R MORGAN OIL CO INC | FERTILLA ST | CARROLLTON | Carroll | 4220036 | 3 | [5 empty] | Removed from Ground | Diesel | 2000 | Bare Steel | 1976-04-17 | 1992-04-01 | Galvanized Steel
HOUGHTON INTERNATIONAL INC | 421 GARRETT ST | CARROLLTON | Carroll | 4220015 | 1 | [5 empty] | Closed in Ground | Other | 6000 | Bare Steel | 1958-03-17 | 1988-11-10 | Bare Steel
CARROLL COUNTY SCHOOL BUS SHOP | 46 HORSLEY MILL RD | CARROLLTON | Carroll | 4220022 | 4 | Flapper Valve | 1996-08-01 | FALSE | 1996-08-01 | FALSE | Closed in Ground | Diesel | 15000 | Composite | 1996-08-01 |  | Fiberglass Reinforced Plastic | Pressurized
STATE PARK SHOPPETTE | 3722 MT ZION RD | CARROLLTON | Carroll | 4220055 | 2 | [5 empty] | Removed from Ground | Gas (Historical Use) | 1000 | Bare Steel | 1980-04-10 | 1999-03-25 | Galvanized Steel | Safe Suction (Euro)
QUALITY BILT TRUSSESS | BANKHEAD HWY | CARROLLTON | Carroll | 4220058 | 2 | [5 empty] | Removed from Ground | Gas (Historical Use) | 560 | Bare Steel | 1983-04-11 | 1899-12-31 | Galvanized Steel
CHEVRON #40161 | 821 US HWY 27 SOUTH | CARROLLTON | Carroll | 4220075 | 1 | [5 empty] | Removed from Ground | Gas (Historical Use) | 10000 | Cathodically Protected Steel | 1970-03-19 | 1991-02-12 | Galvanized Steel
QUALITY BILT TRUSSESS | BANKHEAD HWY | CARROLLTON | Carroll | 4220058 | 1 | [5 empty] | Removed from Ground | Diesel | 1000 | Bare Steel | 1985-04-10 | 1899-12-31 | Galvanized Steel
AUBREY SILVEY ENTERPRISES INC | 371 HAMP JONES RD | CARROLLTON | Carroll | 4220066 | 4 | [5 empty] | Removed from Ground | Diesel | 500 | Bare Steel | 1974-01-01 | 1990-01-01 | Bare Steel
AYCOCK ST FEED MILL | 320 AYCOCK ST | CARROLLTON | Carroll | 4220061 | 3 | [5 empty] | Removed from Ground | Gas (Historical Use) | 560 | Bare Steel | 1980-04-10 | 1899-12-31 | Galvanized Steel
WICKES LUMBER | US HWY 27 BYPASS | CARROLLTON | Carroll | 4220079 | 1 | [5 empty] | Removed from Ground | Gas (Historical Use) | 1000 | Bare Steel | 1976-03-18 | 1988-12-14 | Galvanized Steel
Shady Grove Groceries LLC | 1465 SHADY GROVE RD | CARROLLTON | Carroll | 4220093 | 4 | [5 empty] | Removed from Ground | Gas (Historical Use) | 1000 | Bare Steel | 1976-04-04 | 1998-06-01 | Galvanized Steel | Suction (American)
Shady Grove Groceries LLC | 1465 SHADY GROVE RD | CARROLLTON | Carroll | 4220093 | 5 | [5 empty] | Removed from Ground | Gas (Historical Use) | 1000 | Bare Steel | 1976-04-04 | 1998-06-01 | Galvanized Steel | Suction (American)
CENTRAL PRIMARY SCHOOL | 175 PRIMARY SCHOOL RD | CARROLLTON | Carroll | 4220023 | 1 | [5 empty] | Permanently Out of Use - historical purposes | Diesel | 3000 | Bare Steel | 1958-01-23 | 1899-12-31 | Copper
CARTER GROCERY | US HWY 27 N | CARROLLTON | Carroll | 4220046 | 1 | [5 empty] | Removed from Ground | Gas (Historical Use) | 550 | Bare Steel | 1956-04-10 | 1976-02-01 | Galvanized Steel | Suction (American)
AYCOCK ST FEED MILL | 320 AYCOCK ST | CARROLLTON | Carroll | 4220061 | 2 | [5 empty] | Removed from Ground | Diesel | 1000 | Bare Steel | 1980-04-10 | 1996-12-06 | Galvanized Steel
PJM FOOD STORE | 2534 CARROLLTON/VILLA RICA HWY | CARROLLTON | Carroll | 4220037 | 4 | Ball Float | 1998-11-10 |  | 1998-11-10 |  | Temporarily out of use | Diesel | 4000 | Steel-Impressed Current | 1985-04-17 |  | Double-Walled Flex | Pressurized
HOLLINGSWORTH CONCRETE CO | FERTILLA ST | CARROLLTON | Carroll | 4220040 | 1 | [5 empty] | Removed from Ground | Gas (Historical Use) | 550 | Bare Steel | 1971-04-12 | 1899-12-31 | Galvanized Steel
JOHN TANNER STATE PARK | 354 TANNER BEACH RD | CARROLLTON | Carroll | 4220010 | 1 | [5 empty] | Removed from Ground | Diesel | 500 | Bare Steel | 1982-01-17 | 1899-12-31 | Unknown
CARROLL COUNTY SCHOOL BUS SHOP | 46 HORSLEY MILL RD | CARROLLTON | Carroll | 4220022 | 3 | [5 empty] | Removed from Ground | Diesel | 3000 | Bare Steel | 1993-07-30 | 1993-07-30 | Galvanized Steel
PITTS GROCERY | GA HWY 16 | CARROLLTON | Carroll | 4220056 | 2 | [5 empty] | Removed from Ground | Gas (Historical Use) | 1000 | Bare Steel | 1978-04-10 | 1999-06-05 | Galvanized Steel
WALKER OLDSMOBILE/CADILLAC GMC | 1492 NORTH HWY 27 | CARROLLTON | Carroll | 4220070 | 1 | [5 empty] | Removed from Ground | Gas (Historical Use) | 1000 | Bare Steel | 1970-04-18 | 1991-07-01 | Galvanized Steel
WILLIAMSON'S GROCERY/BATES GROCE | 2579 SOUTH GA HWY 16 | CARROLLTON | Carroll | 4220081 | 3 | [5 empty] | Removed from Ground | Gas (Historical Use) | 5000 | Bare Steel | 1976-01-01 | 1991-06-05 | Galvanized Steel | Suction (American)
STATE PARK SHOPPETTE | 3722 MT ZION RD | CARROLLTON | Carroll | 4220055 | 4A | Ball Float | 1999-02-23 | FALSE | 1999-02-23 | FALSE | Currently in Use | Regular | 8000 | Composite | 1999-02-23 |  | Fiberglass Reinforced Plastic | Pressurized
WALKER OLDSMOBILE/CADILLAC GMC | 1492 NORTH HWY 27 | CARROLLTON | Carroll | 4220070 | 4 |  | 1991-07-01 |  | 1991-07-01 |  | Removed from Ground | Gas (Historical Use) | 2000 | Cathodically Protected Steel | 1991-07-01 | 1998-09-01 | Galvanized Steel | Suction (American)
WALKER OLDSMOBILE/CADILLAC GMC | 1492 NORTH HWY 27 | CARROLLTON | Carroll | 4220070 | 5 |  |  | TRUE |  | TRUE | Removed from Ground | Used Oil | 550 | Cathodically Protected Steel | 1991-07-01 | 1998-09-01 | Galvanized Steel
ALLIED READY MIX INC | 369 CENTRAL HIGH RD | CARROLLTON | Carroll | 4220071 | 2 | [5 empty] | Removed from Ground | Diesel | 4000 | Bare Steel | 1970-04-15 | 1899-12-31 | Galvanized Steel
Shady Grove Groceries LLC | 1465 SHADY GROVE RD | CARROLLTON | Carroll | 4220093 | 2 | Ball Float | 1998-06-01 |  | 1998-06-01 |  | Currently in Use | Gas (Historical Use) | 4000 | Steel-Impressed Current | 1981-04-04 |  | Fiberglass Reinforced Plastic | Pressurized
WILLIAMSON'S GROCERY/BATES GROCE | 2579 SOUTH GA HWY 16 | CARROLLTON | Carroll | 4220081 | 4 | [5 empty] | Removed from Ground | Gas (Historical Use) | 5000 | Bare Steel | 1976-01-01 | 1991-06-05 | Galvanized Steel | Suction (American)
ALLIED READY MIX INC | 369 CENTRAL HIGH RD | CARROLLTON | Carroll | 4220071 | 3 | [5 empty] | Removed from Ground | Diesel | 3000 | Bare Steel | 1970-04-15 | 1899-12-31 | Galvanized Steel
BLACKMONS AMOCO | 233 MAPLE ST | CARROLLTON | Carroll | 4220054 | 6 |  |  | TRUE |  | TRUE | Removed from Ground | Used Oil | 550 | Not Marked/Unknown |  | 1899-12-31 | Not Marked
AUBREY SILVEY ENTERPRISES INC | 371 HAMP JONES RD | CARROLLTON | Carroll | 4220066 | 3 | [5 empty] | Removed from Ground | Gas (Historical Use) | 1000 | Bare Steel | 1980-04-15 | 1990-01-01 | Bare Steel
GA FC/CARROLL CO UNIT | 564 OLD NEWNAN RD | CARROLLTON | Carroll | 4220077 | 209989 |  | 1993-02-03 |  | 1993-02-03 |  | Removed from Ground | Gas (Historical Use) | 1000 | Galvanic (STIP-3) | 1993-02-03 | 2006-01-26 | Cathodically Protected | Safe Suction (Euro)
GA FC/CARROLL CO UNIT | 564 OLD NEWNAN RD | CARROLLTON | Carroll | 4220077 | 2 | [5 empty] | Removed from Ground | Diesel | 265 | Bare Steel | 1977-08-01 | 1993-02-02 | Galvanized Steel | Safe Suction (Euro)
Shady Grove Groceries LLC | 1465 SHADY GROVE RD | CARROLLTON | Carroll | 4220093 | 3 | Flapper Valve | 1998-06-01 |  | 1998-06-01 |  | Currently in Use | Diesel | 1000 | Steel-Impressed Current | 1976-04-04 |  | Fiberglass Reinforced Plastic | Safe Suction (Euro)
ROBINSONS TRADING POST | 1002 WEST COLLEGE ST | BOWDON | Carroll | 4220030 | 4 | [5 empty] | Removed from Ground | Gas (Historical Use) | 260 | Bare Steel | 1966-04-10 | 1996-04-16 | Galvanized Steel
JOHNNYS | 494 BANKHEAD AVE | CARROLLTON | Carroll | 220261 | 3 | [5 empty] | Removed from Ground | Empty | 1 | Bare Steel | 1974-05-16 | 1990-01-31 | Galvanized Steel
MINIT MART #97 | 10 LINDA LN | CARROLLTON | Carroll | 9000009 | 6 | Ball Float | 2006-05-01 | FALSE | 2006-05-01 | FALSE | Currently in Use | Premium | 8000 | Composite | 2006-05-01 |  | Fiberglass Reinforced Plastic | Pressurized
SOUTHWIRE | 1240 STRIPLING CHAPEL RD | CARROLLTON | Carroll | 9000349 | 5 | [5 empty] | Removed from Ground | Gas (Historical Use) | 1000 | Bare Steel | 1976-04-12 | 1989-05-15 | Bare Steel
SOUTHWIRE | 1240 STRIPLING CHAPEL RD | CARROLLTON | Carroll | 9000349 | 4 | [5 empty] | Removed from Ground | Gas (Historical Use) | 10000 | Bare Steel | 1976-04-12 | 1989-05-15 | Bare Steel
BRAVES BEVERAGE WAREHOUSE | 1213 MAPLE ST | CARROLLTON | Carroll | 9000692 | 3 | [5 empty] | Removed from Ground | Gas (Historical Use) | 6000 | Bare Steel | 1978-05-07 | 1992-08-12 | Galvanized Steel
SOUTHSIDE AMOCO | 1979 HWY 27 S | CARROLLTON | Carroll | 9022105 | 1 | Overfill Alarm | 2000-04-01 | FALSE | 2000-04-01 | FALSE | Currently in Use | Premium | 10000 | Fiberglass | 2000-05-15 |  |  | Pressurized
CHEVRON #40161 | 821 US HWY 27 SOUTH | CARROLLTON | Carroll | 4220075 | 3 | [5 empty] | Removed from Ground | Gas (Historical Use) | 5000 | Cathodically Protected Steel | 1970-03-19 | 1991-02-12 | Galvanized Steel
WILLIAMSON'S GROCERY/BATES GROCE | 2579 SOUTH GA HWY 16 | CARROLLTON | Carroll | 4220081 | 1 | [5 empty] | Removed from Ground | Gas (Historical Use) | 560 | Bare Steel | 1974-01-01 | 1991-06-05 | Galvanized Steel | Suction (American)
GAS STATION/FORMER | 809 MAPLE ST | CARROLLTON | Carroll | 9022100 | 2 | [5 empty] | Removed from Ground | Empty | 0 | Marked Unknown | 1999-12-31 | 1999-12-31 | Unknown
BIG H #36 | 725 ALABAMA STREET | CARROLLTON | Carroll | 9022062 | 1 | Ball Float | 2010-01-26 | FALSE | 2010-01-26 | FALSE | Currently in Use | Gas (Historical Use) | 6000 | Steel-Impressed Current | 1986-01-01 |  | Fiberglass Reinforced Plastic | Pressurized
MERRELL & ASSOCIATES | 200 RIDGECREST AVE | CARROLLTON | Carroll | 9022083 | 2 | [5 empty] | Removed from Ground | Gas (Historical Use) | 3000 | Bare Steel | 1998-11-01 | 1998-11-01 | Galvanized Steel | Pressurized
B'S KWIK STOP | 3008 HW 27 SOUTH | CARROLLTON | Carroll | 9022073 | 4 | [5 empty] | Removed from Ground | Gas (Historical Use) | 6000 | Bare Steel | 1985-01-01 | 1998-09-23 | Galvanized Steel | Suction (American)
B'S KWIK STOP | 3008 HW 27 SOUTH | CARROLLTON | Carroll | 9022073 | 5 | [5 empty] | Removed from Ground | Gas (Historical Use) | 0 | Not Marked/Unknown | 1999-08-20 | 1999-08-20 | Not Marked
WEST AUTO MART | 142 NEWNAN RD | CARROLLTON | Carroll | 9022031 | 1 | [5 empty] | Removed from Ground | Gas (Historical Use) | 1000 | Not Marked/Unknown | 1989-08-01 | 1989-08-01 | Not Marked
CARROLLTON SCHOOL BUS MAINT FAC | 930 HAYS MILL RD | CARROLLTON | Carroll | 9022026 | 2 | [5 empty] | Removed from Ground | Diesel | 500 | Not Marked/Unknown |  | 1899-12-31 | Not Marked
QUICK CHANGE #22 | 1260 BANKHEAD HWY | CARROLLTON | Carroll | 9022009 | 1 | Ball Float | 1984-01-01 | TRUE | 1984-01-01 | FALSE | Currently in Use | Regular | 6000 | Steel-Impressed Current | 1984-01-01 |  | Steel (Impressed Current) | Pressurized
AYERS & SMITH MOTOR CO | BREMEN RD | CARROLLTON | Carroll | 4220041 | 1 | [5 empty] | Removed from Ground | Gas (Historical Use) | 550 | Bare Steel | 1971-04-12 | 1993-06-02 | Galvanized Steel | Safe Suction (Euro)
HOUGHTON INTERNATIONAL INC | 421 GARRETT ST | CARROLLTON | Carroll | 4220015 | 10 | [5 empty] | Closed in Ground | Other | 6000 | Bare Steel | 1958-03-17 | 1988-11-01 | Bare Steel
CARROLL COUNTY SCHOOL BUS SHOP | 46 HORSLEY MILL RD | CARROLLTON | Carroll | 4220022 | 1 |  |  | FALSE |  | FALSE | Removed from Ground | Diesel | 8000 | Bare Steel | 1976-01-31 | 1996-08-01 | Galvanized Steel
CARTER GROCERY | US HWY 27 N | CARROLLTON | Carroll | 4220046 | 2 | [5 empty] | Removed from Ground | Gas (Historical Use) | 550 | Bare Steel | 1956-04-10 | 1976-02-01 | Galvanized Steel | Suction (American)
FIRESTONE MASTERCARE #138711 | LAKE CARROLL MALL | CARROLLTON | Carroll | 4220068 | 1 |  |  | TRUE |  | TRUE | Removed from Ground | Used Oil | 550 | Bare Steel | 1991-07-10 | 1991-07-10 | Bare Steel
GA FC/CARROLL CO UNIT | 564 OLD NEWNAN RD | CARROLLTON | Carroll | 4220077 | 1 | [5 empty] | Removed from Ground | Gas (Historical Use) | 2000 | Bare Steel | 1977-08-01 | 1993-02-02 | Galvanized Steel | Safe Suction (Euro)
Shady Grove Groceries LLC | 1465 SHADY GROVE RD | CARROLLTON | Carroll | 4220093 | 6 | Ball Float | 1999-11-01 |  | 1999-11-01 |  | Currently in Use | Gas (Historical Use) | 4000 | Composite | 1999-11-01 |  | Fiberglass Reinforced Plastic | Pressurized
EXPRESSWAY FOODS DBA BREMEN CHEVRON | 156 HWY 27 N | BREMEN | Carroll | 10001128 | 329088 | Ball Float | 2006-02-10 | FALSE | 2006-02-10 | FALSE | Currently in Use | Regular | 12000 | Composite | 2005-12-02 |  | Fiberglass Reinforced Plastic | Pressurized
INGLES MARKETS GAS EXPRESS #105 | 2835 BREMEN MT ZION RD | BREMEN | Carroll | 10001490 | 1 | Flapper Valve | 2008-03-11 | FALSE | 2008-03-11 | FALSE | Currently in Use | Regular | 25000 | Fiberglass Double Walled | 2008-02-29 |  | Double-Walled Flex | Pressurized
SPECIALTY CONCRETE PRODUCTS INC | 3901 N HWY 27 | BOWDON JUNCTION | Carroll | 9022035 | 1 | [5 empty] | Removed from Ground | Gas (Historical Use) | 1000 | Bare Steel | 1970-05-01 | 1994-03-30 | Galvanized Steel | Safe Suction (Euro)
EXPRESSWAY FOODS DBA BREMEN CHEVRON | 156 HWY 27 N | BREMEN | Carroll | 10001128 | 329087A | Ball Float | 2006-02-10 | FALSE | 2006-02-10 | FALSE | Currently in Use | Diesel | 8000 | Composite | 2005-12-02 |  | Fiberglass Reinforced Plastic | Pressurized
INGLES MARKETS GAS EXPRESS #105 | 2835 BREMEN MT ZION RD | BREMEN | Carroll | 10001490 | 3 | Flapper Valve | 2008-03-11 | FALSE | 2008-03-11 | FALSE | Currently in Use | Diesel | 5000 | Fiberglass Double Walled | 2008-02-29 |  | Double-Walled Flex | Pressurized
BOWDON JUNCTION QUICK STOP | 4335 NORTH HWY 27 | BOWDON JUNCTION | Carroll | 4220245 | 3 | Flapper Valve | 1998-11-25 | FALSE | 1998-11-25 | FALSE | Currently in Use | Regular | 6010 | Steel-Impressed Current | 1998-11-09 |  | Steel (Impressed Current) | Safe Suction (Euro)
BOWDON JUNCTION QUICK STOP | 4335 NORTH HWY 27 | BOWDON JUNCTION | Carroll | 4220245 | 2 | Flapper Valve | 1998-11-25 | FALSE | 1998-11-25 | FALSE | Currently in Use | Premium | 4010 | Steel-Impressed Current | 1998-11-09 |  | Steel (Impressed Current) | Safe Suction (Euro)
EXPRESSWAY FOODS DBA BREMEN CHEVRON | 156 HWY 27 N | BREMEN | Carroll | 10001128 | 329087B | Ball Float | 2006-02-10 | FALSE | 2006-02-10 | FALSE | Currently in Use | Diesel Off Road | 4000 | Composite | 2005-12-02 |  | Fiberglass Reinforced Plastic | Pressurized
BOWDON JUNCTION QUICK STOP | 4335 NORTH HWY 27 | BOWDON JUNCTION | Carroll | 4220245 | 1 | Flapper Valve | 1998-11-25 | FALSE | 1998-11-25 | FALSE | Currently in Use | Regular | 6110 | Steel-Impressed Current | 1998-11-09 |  | Steel (Impressed Current) | Safe Suction (Euro)
INGLES MARKETS GAS EXPRESS #105 | 2835 BREMEN MT ZION RD | BREMEN | Carroll | 10001490 | 4 | Flapper Valve | 2008-03-11 | FALSE | 2008-03-11 | FALSE | Currently in Use | Diesel | 5000 | Fiberglass Double Walled | 2008-02-29 |  | Double-Walled Flex | Pressurized
INGLES MARKETS GAS EXPRESS #105 | 2835 BREMEN MT ZION RD | BREMEN | Carroll | 10001490 | 2 | Flapper Valve | 2008-03-11 | FALSE | 2008-03-11 | FALSE | Currently in Use | Premium | 7000 | Fiberglass Double Walled | 2008-02-29 |  | Double-Walled Flex | Pressurized
EXPRESSWAY FOODS DBA BREMEN CHEVRON | 156 HWY 27 N | BREMEN | Carroll | 10001128 | 329089B | Ball Float | 2006-02-10 | FALSE | 2006-02-10 | FALSE | Temporarily out of use | Diesel Off Road | 2000 | Composite | 2005-12-02 |  | Fiberglass Reinforced Plastic | Safe Suction (Euro)
VEAL GROCERY | 3026 ROOPVILLE-VEAL RD | ROOPVILLE | Carroll | 9022016 | 3 |  |  | FALSE |  | FALSE | Removed from Ground | Gas (Historical Use) | 1000 | Fiberglass | 1991-04-29 | 2018-08-28 | Galvanized Steel
CROSSROADS SHOPPETTE | 160 HIGHWAY 5 E | ROOPVILLE | Carroll | 9022097 | 2 | Ball Float | 1998-08-16 | FALSE | 1998-08-16 | FALSE | Currently in Use | Premium | 10000 | Composite | 1998-08-11 |  | Fiberglass Reinforced Plastic | Pressurized
L G PARMER | 2292 VEAL RD | ROOPVILLE | Carroll | 4220132 | 1 | [5 empty] | Removed from Ground | Gas (Historical Use) | 2000 | Bare Steel | 1982-03-24 | 1899-12-31 | Galvanized Steel
EADY'S/CUMBIE'S GROCERY | RT 1/ROOPVILLE-VEAL RD | ROOPVILLE | Carroll | 4220082 | 2 | [5 empty] | Removed from Ground | Gas (Historical Use) | 1060 | Bare Steel | 1966-03-31 | 1991-05-06 | Galvanized Steel | Suction (American)
STONEY POINT | 2020 ROOPVILLE-VEAL RD | ROOPVILLE | Carroll | 4220204 | 2 | [5 empty] | Removed from Ground | Gas (Historical Use) | 1000 | Bare Steel | 1975-05-02 | 1990-01-15 | Galvanized Steel | Safe Suction (Euro)
VEAL GROCERY | 3026 ROOPVILLE-VEAL RD | ROOPVILLE | Carroll | 9022016 | 1 | [5 empty] | Removed from Ground | Gas (Historical Use) | 1060 | Bare Steel | 1969-01-01 | 1991-04-29 | Galvanized Steel
ROOPVILLE GROCERY INC | 26 S OLD HWY 27 | ROOPVILLE | Carroll | 4220086 | 5 | Ball Float | 1998-11-15 | FALSE | 1998-11-15 | FALSE | Currently in Use | Regular | 4000 | Fiberglass | 1998-11-15 |  | Fiberglass Reinforced Plastic | Pressurized
EAGLES LANDING | 4436 MT ZION RD (GA HWY 16) | MOUNT ZION | Carroll | 4220162 | 3 | [5 empty] | Removed from Ground | Gas (Historical Use) | 2000 | Bare Steel | 1981-01-01 | 1999-04-10 | Galvanized Steel | Safe Suction (Euro)
RUTLEDGE STORE | BREMAN TEMPLE RD | TEMPLE | Carroll | 4220183 | 2 | [5 empty] | Removed from Ground | Empty | 500 | Bare Steel | 1966-05-08 | 1899-12-31 | Galvanized Steel | Safe Suction (Euro)
BUCKHORN SHOPPETTE | 1964 N CARROLLTON HWY 113 | TEMPLE | Carroll | 9022057 | 1 |  |  | FALSE |  | FALSE | Removed from Ground |  | 2000 | Bare Steel | 1999-04-01 | 1999-04-01 | Galvanized Steel | Suction (American)
PILOT TRAVELCENTERS #417 | 625 CARROLLTON ST | TEMPLE | Carroll | 9022094 | 3 | Ball Float | 1998-07-15 | FALSE | 1998-07-15 | FALSE | Currently in Use | Diesel | 20000 | Fiberglass Double Walled | 1998-07-15 |  | Double-Walled Fiberglass | Pressurized
TAYLOR GIN STORE | 842 TAYLOR GIN RD | TEMPLE | Carroll | 9022104 | 1 | Ball Float | 1999-06-15 | FALSE | 1999-06-15 | FALSE | Currently in Use | Premium | 3000 | Epoxy | 1999-06-15 |  | Fiberglass Reinforced Plastic | Pressurized
ROOPVILLE GROCERY INC | 26 S OLD HWY 27 | ROOPVILLE | Carroll | 4220086 | 8 | Ball Float | 1998-11-15 | FALSE | 1998-11-15 | FALSE | Currently in Use | Diesel | 2000 | Fiberglass | 1998-11-15 |  | Fiberglass Reinforced Plastic | Pressurized
ROOPVILLE GROCERY INC | 26 S OLD HWY 27 | ROOPVILLE | Carroll | 4220086 | 2 | [5 empty] | Removed from Ground | Gas (Historical Use) | 3000 | Bare Steel | 1981-03-31 | 1998-11-12 | Galvanized Steel | Suction (American)
EAGLES LANDING | 4436 MT ZION RD (GA HWY 16) | MOUNT ZION | Carroll | 4220162 | 1 | [5 empty] | Removed from Ground | Gas (Historical Use) | 1000 | Bare Steel | 1971-05-07 | 1999-04-10 | Galvanized Steel | Safe Suction (Euro)
BROCKS GROCERY | 359 SAGE ST | TEMPLE | Carroll | 4220227 | 1 | Flapper Valve | 2011-06-20 | FALSE | 2001-06-20 | FALSE | Temporarily out of use | Empty | 5000 | Steel-Impressed Current | 1976-05-01 |  | Steel (Impressed Current) | Pressurized
TAYLOR GIN STORE | 842 TAYLOR GIN RD | TEMPLE | Carroll | 9022104 | 3 | Flapper Valve | 1999-09-24 | FALSE | 1999-06-24 | FALSE | Currently in Use | Diesel | 2000 | Epoxy | 1999-09-24 |  | Fiberglass Reinforced Plastic | Safe Suction (Euro)
Swifti Foods #4 | 233 CARROLLTON ST | TEMPLE | Carroll | 4220244 | 2 | Flapper Valve | 1998-08-11 | FALSE | 1998-08-11 | FALSE | Currently in Use | Premium | 6110 | Steel-Impressed Current | 1998-07-08 |  | Fiberglass Reinforced Plastic | Pressurized
TEMPLE BP | 5 JAMES STREET | TEMPLE | Carroll | 4220256 | 1 | [5 empty] | Removed from Ground | Gas (Historical Use) | 1000 | Bare Steel | 1956-05-08 | 1998-07-01 | Galvanized Steel | Suction (American)
VILLA ROSA PURE | 895 BAR J RD | TEMPLE | Carroll | 9022095 | 1 | Ball Float | 1998-07-20 | FALSE | 1998-07-20 | FALSE | Currently in Use | Regular | 15000 | Epoxy | 1998-07-20 |  | Fiberglass Reinforced Plastic | Pressurized
VILLA ROSA PURE | 895 BAR J RD | TEMPLE | Carroll | 9022095 | 4 | Ball Float | 1998-07-20 | FALSE | 1998-07-20 | FALSE | Currently in Use | Diesel | 6000 | Epoxy | 1998-07-20 |  | Fiberglass Reinforced Plastic | Pressurized
TEMPLE HIGH SCHOOL | 589 SAGE ST | TEMPLE | Carroll | 4220025 | 1 | [5 empty] | Removed from Ground | Diesel | 6000 | Bare Steel | 1966-02-03 | 1996-07-11 | Galvanized Steel
VEAL GROCERY | 3026 ROOPVILLE-VEAL RD | ROOPVILLE | Carroll | 9022016 | 4 |  |  | FALSE |  | FALSE | Removed from Ground | Gas (Historical Use) | 1000 | Fiberglass | 1991-04-29 | 2018-08-28 | Galvanized Steel
TEMPLE WOOD PRODUCTS | 17 SAGE ST | TEMPLE | Carroll | 4220118 | 1 | [5 empty] | Removed from Ground | Diesel | 4000 | Bare Steel | 1974-04-29 | 1991-07-22 | Galvanized Steel
CENTER POINT GROCERY | 2182 CENTER POINT RD | TEMPLE | Carroll | 4220199 | 2 | [5 empty] | Removed from Ground | Gas (Historical Use) | 2000 | Bare Steel | 1981-05-06 | 1996-08-01 | Galvanized Steel
BUCKHORN SHOPPETTE | 1964 N CARROLLTON HWY 113 | TEMPLE | Carroll | 9022057 | 4 | Ball Float | 1999-05-15 | FALSE | 1999-05-15 | FALSE | Currently in Use | Regular | 8000 | Composite | 1999-04-26 |  | Fiberglass Reinforced Plastic | Pressurized
BUCKHORN SHOPPETTE | 1964 N CARROLLTON HWY 113 | TEMPLE | Carroll | 9022057 | 5 | Ball Float | 1999-05-15 | FALSE | 1999-05-15 | FALSE | Currently in Use | Premium | 6000 | Composite | 1999-04-26 |  | Fiberglass Reinforced Plastic | Pressurized
FLYING J TRAVEL PLAZA #634 | 650 HWY 113 | TEMPLE | Carroll | 10000166 | 5 | Flapper Valve | 1999-01-01 | FALSE | 1999-01-01 | FALSE | Currently in Use | Premium | 12000 | Fiberglass | 1999-01-01 |  | Fiberglass Reinforced Plastic | Pressurized
FLYING J TRAVEL PLAZA #634 | 650 HWY 113 | TEMPLE | Carroll | 10000166 | 4 | Flapper Valve | 1999-01-01 | FALSE | 1999-01-01 | FALSE | Currently in Use | Regular | 20000 | Fiberglass | 1999-01-01 |  | Fiberglass Reinforced Plastic | Pressurized
ROOPVILLE GROCERY INC | 26 S OLD HWY 27 | ROOPVILLE | Carroll | 4220086 | 6 | Ball Float | 1998-11-15 | FALSE | 1998-11-15 | FALSE | Currently in Use | Regular | 4000 | Fiberglass | 1998-11-15 |  | Fiberglass Reinforced Plastic | Pressurized
MT ZION ELEMENTARY SCHOOL | 4405 MT ZION RD | MOUNT ZION | Carroll | 4220024 | 1 | [5 empty] | Removed from Ground | Diesel | 8000 | Marked Unknown | 1969-01-01 | 1996-07-16 | Unknown
BUCKHORN SHOPPETTE | 1964 N CARROLLTON HWY 113 | TEMPLE | Carroll | 9022057 | 2 |  |  | FALSE |  | FALSE | Removed from Ground |  | 2000 | Bare Steel | 1999-04-01 | 1999-04-01 | Galvanized Steel | Suction (American)
PILOT TRAVELCENTERS #417 | 625 CARROLLTON ST | TEMPLE | Carroll | 9022094 | 1 | Ball Float | 1998-07-15 | FALSE | 1998-07-15 | FALSE | Currently in Use | Diesel | 20000 | Fiberglass Double Walled | 1998-07-15 |  | Double-Walled Fiberglass | Pressurized
T & R MOTORS | 1601 US HWY 78 EAST | TEMPLE | Carroll | 9022023 | 1 | [5 empty] | Removed from Ground | Empty | 6000 | Bare Steel | 1961-01-01 | 1992-07-01 | Galvanized Steel
FLYING J TRAVEL PLAZA #634 | 650 HWY 113 | TEMPLE | Carroll | 10000166 | 2 | Flapper Valve | 1999-01-01 | FALSE | 1999-01-01 | FALSE | Currently in Use | Diesel | 20000 | Fiberglass | 1999-01-01 |  | Fiberglass Reinforced Plastic | Pressurized
QUIKTRIP #834 | 1676 BANKHEAD HWY | CARROLLTON | Carroll | 10001292 | 3 | Flapper Valve | 2006-09-01 | FALSE | 2006-09-01 | FALSE | Currently in Use | Premium | 12000 | Fiberglass Double Walled | 2006-09-01 |  | Double-Walled Fiberglass | Pressurized
VEAL GROCERY | 3026 ROOPVILLE-VEAL RD | ROOPVILLE | Carroll | 9022016 | 2 | [5 empty] | Removed from Ground | Gas (Historical Use) | 1060 | Bare Steel | 1969-01-01 | 1991-04-29 | Galvanized Steel
Swifti Foods #4 | 233 CARROLLTON ST | TEMPLE | Carroll | 4220244 | 4 |  | 1998-08-11 | FALSE | 1998-08-11 | FALSE | Temporarily out of use | Diesel Off Road | 4110 | Steel-Impressed Current | 1998-07-08 |  |  | Safe Suction (Euro)
Swifti Foods #4 | 233 CARROLLTON ST | TEMPLE | Carroll | 4220244 | 5 | Flapper Valve | 1998-08-11 | FALSE | 1998-08-11 | FALSE | Currently in Use | Regular | 4110 | Steel-Impressed Current | 1998-07-08 |  |  | Safe Suction (Euro)
TEMPLE BP | 5 JAMES STREET | TEMPLE | Carroll | 4220256 | 3 | [5 empty] | Removed from Ground | Gas (Historical Use) | 500 | Bare Steel | 1956-05-08 | 1998-07-01 | Galvanized Steel | Suction (American)
TEMPLE HIGH SCHOOL | 589 SAGE ST | TEMPLE | Carroll | 4220025 | 2 |  | 1996-07-01 |  | 1996-07-01 |  | Removed from Ground | Diesel | 6000 | Galvanic (STIP-3) | 1996-07-01 | 2011-10-31 | Fiberglass Reinforced Plastic | Pressurized
CLOSED STORE (DOT PARCEL #5) | CLOSED STORE-SR 16/27 ALTERNATE | CARROLLTON | Carroll | 10000804 | 1 |  |  | FALSE |  | FALSE | Installed | Not Marked | 0 | Unknown
SMALLWOODS GROCERY | 4720 HWY 166 | CARROLLTON | Carroll | 4220029 | 6 |  | 2008-02-15 | FALSE | 2008-02-15 | FALSE | Currently in Use | Regular | 12000 | Composite Double Walled | 2008-02-15 |  | Double-Walled Fiberglass | Pressurized
SMALLWOODS GROCERY | 4720 HWY 166 | CARROLLTON | Carroll | 4220029 | 9 |  | 2008-02-15 | FALSE | 2008-02-15 | FALSE | Currently in Use | Diesel Off Road | 2000 | Composite Double Walled | 2008-02-15 |  | Double-Walled Fiberglass | Pressurized
SMALLWOODS GROCERY | 4720 HWY 166 | CARROLLTON | Carroll | 4220029 | 8 |  | 2008-02-15 | FALSE | 2008-02-15 | FALSE | Currently in Use | Diesel | 6000 | Composite Double Walled | 2008-02-15 |  | Double-Walled Fiberglass | Pressurized
NEWNAN ROAD KWIKSTOP | 826 NEWNAN RD | CARROLLTON | Carroll | 9022085 | 667192 | Ball Float | 1997-05-22 | FALSE | 1997-05-22 | FALSE | Currently in Use | Premium | 10000 | Fiberglass Double Walled | 1997-05-01 |  |  | Pressurized
PRINCE GROCERY | 1000 S HWY 27 | ROOPVILLE | Carroll | 4220047 | 4 | [5 empty] | Closed in Ground | Gas (Historical Use) | 1000 | Bare Steel | 1976-05-16 | 1899-12-31 | Bare Steel
PRINCE GROCERY | 1000 S HWY 27 | ROOPVILLE | Carroll | 4220047 | 5 | [5 empty] | Closed in Ground | Gas (Historical Use) | 1000 | Bare Steel | 1976-05-16 | 1899-12-31 | Bare Steel
CENTER POINT GROCERY | 2182 CENTER POINT RD | TEMPLE | Carroll | 4220199 | 3 | [5 empty] | Removed from Ground | Gas (Historical Use) | 560 | Bare Steel | 1956-05-06 | 1996-08-01 | Galvanized Steel
BROCKS GROCERY | 359 SAGE ST | TEMPLE | Carroll | 4220227 | 4 | Flapper Valve | 2011-06-20 | FALSE | 2001-06-20 | FALSE | Temporarily out of use | Empty | 8000 | Steel-Impressed Current | 1976-05-01 |  | Steel (Impressed Current) | Pressurized
JONES BAR-B-Q | 202 HWY 78 | TEMPLE | Carroll | 10000275 | 1 |  |  | FALSE |  | FALSE | Closed in Ground | Gas (Historical Use) | 2000 | Unknown | 2002-10-09 | 2002-10-09 | Unknown
QUIK THRIFT #871 | 1217 ROCKMART RD | VILLA RICA | Carroll | 9022014 | 4 | Ball Float | 1989-01-09 |  | 1989-01-09 |  | Currently in Use | Diesel | 3000 | Steel-Impressed Current | 1989-01-09 |  | Steel (Impressed Current) | Pressurized
QUIK THRIFT #871 | 1217 ROCKMART RD | VILLA RICA | Carroll | 9022014 | 4 | Ball Float | 1989-01-09 |  | 1989-01-09 |  | Currently in Use | Diesel | 3000 | Steel-Impressed Current | 1989-01-09 |  | Steel (Impressed Current) | Pressurized
GINNI FOOD MART | 1217 ROCKMART RD | VILLA RICA | Carroll | 9022081 | 1 | Ball Float |  | FALSE |  | FALSE | Currently in Use | Regular | 8000 | Steel-Impressed Current | 1989-01-09 |  | Steel (Impressed Current) | Pressurized
NORTONS GROCERY | 2117 FIVE POINTS RD | WACO | Carroll | 9022084 | 3 | [5 empty] | Removed from Ground | Gas (Historical Use) | 1000 | Not Marked/Unknown | 1997-08-22 | 1997-08-22 | Not Marked
GINNI FOOD MART | 1217 ROCKMART RD | VILLA RICA | Carroll | 9022081 | 2 | Ball Float | 1989-01-03 | FALSE | 1989-01-03 | FALSE | Currently in Use | Regular | 8000 | Steel-Impressed Current | 1989-01-09 |  | Steel (Impressed Current) | Pressurized
GINNI FOOD MART | 1217 ROCKMART RD | VILLA RICA | Carroll | 9022081 | 4 | Ball Float | 1989-01-09 | FALSE | 1989-01-09 | FALSE | Currently in Use | Diesel | 3000 | Steel-Impressed Current | 1989-01-09 |  | Steel (Impressed Current) | Pressurized
NORTONS GROCERY | 2117 FIVE POINTS RD | WACO | Carroll | 9022084 | 1 | [5 empty] | Removed from Ground | Gas (Historical Use) | 1000 | Not Marked/Unknown | 1997-08-22 | 1997-08-22 | Not Marked
NORTONS GROCERY | 2117 FIVE POINTS RD | WACO | Carroll | 9022084 | 2 | [5 empty] | Removed from Ground | Gas (Historical Use) | 1000 | Not Marked/Unknown | 1997-08-22 | 1997-08-22 | Not Marked
STONEY POINT | 2020 ROOPVILLE-VEAL RD | ROOPVILLE | Carroll | 4220204 | 1 | [5 empty] | Removed from Ground | Gas (Historical Use) | 2000 | Bare Steel | 1975-05-02 | 1990-01-15 | Galvanized Steel | Safe Suction (Euro)
H&R LUMBER CO | GA HWY 100 (EPHESUS) RT 1 | ROOPVILLE | Carroll | 4220001 | 2 | [5 empty] | Removed from Ground | Gas (Historical Use) | 1000 | Bare Steel | 1976-05-07 | 1980-01-01 | Galvanized Steel | Suction (American)
MT ZION ELEMENTARY SCHOOL | 4405 MT ZION RD | MOUNT ZION | Carroll | 4220024 | 2 | Flapper Valve | 1996-08-01 | FALSE | 1996-08-01 | FALSE | Currently in Use | Diesel | 10000 | Galvanic (STIP-3) | 1996-08-01 |  | Fiberglass Reinforced Plastic | Pressurized
TEMPLE WOOD PRODUCTS | 17 SAGE ST | TEMPLE | Carroll | 4220118 | 2 | [5 empty] | Removed from Ground | Diesel | 8000 | Bare Steel | 1974-04-29 | 1991-07-22 | Galvanized Steel
CENTER POINT GROCERY | 2182 CENTER POINT RD | TEMPLE | Carroll | 4220199 | 5 | [5 empty] | Removed from Ground | Gas (Historical Use) | 560 | Bare Steel | 1956-05-06 | 1996-08-01 | Galvanized Steel
CENTER POINT GROCERY | 2182 CENTER POINT RD | TEMPLE | Carroll | 4220199 | 4 | [5 empty] | Removed from Ground | Gas (Historical Use) | 560 | Bare Steel | 1956-05-06 | 1996-08-01 | Galvanized Steel
RUTLEDGE STORE | BREMAN TEMPLE RD | TEMPLE | Carroll | 4220183 | 1 | [5 empty] | Removed from Ground | Empty | 500 | Bare Steel | 1966-05-08 | 1899-12-31 | Galvanized Steel | Safe Suction (Euro)
RED TOP FOOD | 214 HWY 78W | TEMPLE | Carroll | 9022096 | 2 | Ball Float | 1997-10-05 | FALSE | 1997-10-05 | FALSE | Currently in Use | Premium | 8000 | Galvanic (STIP-3) | 1998-12-03 |  | Fiberglass Reinforced Plastic | Pressurized
PILOT TRAVELCENTERS #417 | 625 CARROLLTON ST | TEMPLE | Carroll | 9022094 | 5 | Flapper Valve | 1998-07-15 | FALSE | 1998-07-15 | FALSE | Currently in Use | Premium | 20000 | Fiberglass Double Walled | 1998-07-15 |  | Double-Walled Fiberglass | Pressurized
PILOT TRAVELCENTERS #417 | 625 CARROLLTON ST | TEMPLE | Carroll | 9022094 | 4 | Flapper Valve | 1998-07-15 | FALSE | 1998-07-15 | FALSE | Currently in Use | Regular | 20000 | Fiberglass Double Walled | 1998-07-15 |  | Double-Walled Fiberglass | Pressurized
SMALLWOODS GROCERY | 4720 HWY 166 | CARROLLTON | Carroll | 4220029 | 3 |  | 1999-01-04 |  | 1999-01-04 |  | Removed from Ground | Gas (Historical Use) | 6000 | Cathodically Protected Steel | 1978-04-11 | 2008-02-11 | Cathodically Protected | Safe Suction (Euro)
NEWNAN ROAD KWIKSTOP | 826 NEWNAN RD | CARROLLTON | Carroll | 9022085 | 667177 | Ball Float | 1997-05-22 | FALSE | 1997-05-22 | FALSE | Currently in Use | Regular | 12000 | Fiberglass Double Walled | 1997-05-01 |  |  | Pressurized
DSJ FUEL CENTER LLC | 153 US HWY 27B | BREMEN | Carroll | 10000641 | 1 | Ball Float | 2003-09-01 | FALSE | 2003-09-01 | FALSE | Currently in Use | Regular | 20000 | Epoxy Double-Walled | 2003-09-01 |  | Double-Walled Fiberglass | Pressurized
STONEY POINT | 2020 ROOPVILLE-VEAL RD | ROOPVILLE | Carroll | 4220204 | 4 |  | 1990-04-05 | FALSE | 1990-04-05 | FALSE | Removed from Ground | Gas (Historical Use) | 2000 |  | 1990-04-05 | 2008-01-01 |  | Suction (American)
STONEY POINT | 2020 ROOPVILLE-VEAL RD | ROOPVILLE | Carroll | 4220204 | 5 |  | 1990-04-05 | FALSE | 1990-04-05 | FALSE | Removed from Ground | Gas (Historical Use) | 2000 |  | 1990-04-05 | 2008-01-01 |  | Suction (American)
PRINCE GROCERY | 1000 S HWY 27 | ROOPVILLE | Carroll | 4220047 | 2 | [5 empty] | Removed from Ground | Gas (Historical Use) | 550 | Bare Steel | 1940-04-10 | 1996-12-04 | Galvanized Steel
CITY OF MT ZION | 4455 MT ZION RD | MOUNT ZION | Carroll | 9022061 | 1 |  | 1992-03-03 |  | 1992-03-03 |  | Removed from Ground | Gas (Historical Use) | 1000 | Cathodically Protected Steel | 1992-03-03 | 2013-12-19 | Fiberglass Reinforced Plastic | Suction (American)
CENTER POINT GROCERY | 2182 CENTER POINT RD | TEMPLE | Carroll | 4220199 | 1 | [5 empty] | Removed from Ground | Gas (Historical Use) | 2000 | Bare Steel | 1981-05-06 | 1996-08-01 | Galvanized Steel
TAYLOR GIN STORE | 842 TAYLOR GIN RD | TEMPLE | Carroll | 9022104 | 2 | Ball Float | 1999-06-15 | FALSE | 1999-06-15 | FALSE | Currently in Use | Regular | 2000 | Epoxy | 1999-06-15 |  | Fiberglass Reinforced Plastic | Pressurized
FLYING J TRAVEL PLAZA #634 | 650 HWY 113 | TEMPLE | Carroll | 10000166 | 3 | Flapper Valve | 1999-01-01 | FALSE | 1999-01-01 | FALSE | Currently in Use | Diesel | 20000 | Fiberglass | 1999-01-01 |  | Fiberglass Reinforced Plastic | Pressurized
ROOPVILLE GROCERY INC | 26 S OLD HWY 27 | ROOPVILLE | Carroll | 4220086 | 3 | [5 empty] | Removed from Ground | Gas (Historical Use) | 3000 | Bare Steel | 1981-03-31 | 1998-11-12 | Galvanized Steel | Suction (American)
EAGLES LANDING | 4436 MT ZION RD (GA HWY 16) | MOUNT ZION | Carroll | 4220162 | 2 | [5 empty] | Removed from Ground | Gas (Historical Use) | 1000 | Bare Steel | 1971-05-07 | 1999-04-10 | Galvanized Steel | Safe Suction (Euro)
Swifti Foods #4 | 233 CARROLLTON ST | TEMPLE | Carroll | 4220244 | 1 | Flapper Valve | 1998-08-11 | FALSE | 1998-08-11 | FALSE | Currently in Use | Regular | 8000 | Steel-Impressed Current | 1998-07-08 |  | Fiberglass Reinforced Plastic | Pressurized
CROSSROADS SHOPPETTE | 160 HIGHWAY 5 E | ROOPVILLE | Carroll | 9022097 | 3 | Ball Float | 1998-08-16 | FALSE | 1998-08-16 | FALSE | Currently in Use | Diesel | 10000 | Composite | 1998-08-11 |  | Fiberglass Reinforced Plastic | Pressurized
BROCKS GROCERY | 359 SAGE ST | TEMPLE | Carroll | 4220227 | 3 | Flapper Valve | 2011-06-20 | FALSE | 2001-06-20 | FALSE | Temporarily out of use | Empty | 3000 | Steel-Impressed Current | 1976-05-01 |  | Steel (Impressed Current) | Pressurized
VILLA ROSA PURE | 895 BAR J RD | TEMPLE | Carroll | 9022095 | 5 | Ball Float | 1998-07-20 | FALSE | 1998-07-20 | FALSE | Currently in Use | Regular | 2000 | Epoxy | 1998-07-20 |  | Fiberglass Reinforced Plastic | Pressurized
PARRISH CABINET CO INC | 1995 CENTER POINT RD | TEMPLE | Carroll | 4220073 | 2 | [5 empty] | Permanently Out of Use - historical purposes | Gas (Historical Use) | 5000 | Bare Steel | 1971-04-16 | 1899-12-31 | Galvanized Steel
QUIKTRIP #834 | 1676 BANKHEAD HWY | CARROLLTON | Carroll | 10001292 | 4B | Flapper Valve | 2018-02-07 | FALSE | 2018-02-07 | FALSE | Temporarily out of use | Gas (Historical Use) | 10000 | Fiberglass Double Walled | 2018-01-11 |  | Double-Walled Flex | Pressurized
WALKERS GROCERY | 2672 E HWY 5 | CARROLLTON | Carroll | 4220146 | 6 |  | 2000-01-01 |  | 2000-01-01 |  | Currently in Use | Diesel | 5000 | Fiberglass | 2000-01-01 |  | Fiberglass Reinforced Plastic | Pressurized
INGLES GAS EXPRESS #405 | 478 CARROLLTON ST | TEMPLE | Carroll | 10001594 | 1A |  | 2008-12-04 | FALSE | 2008-12-04 | FALSE | Currently in Use | Gas (Historical Use) | 25000 | Fiberglass Double Walled | 2008-09-08 |  | Double-Walled Flex | Pressurized
SMALLWOODS GROCERY | 4720 HWY 166 | CARROLLTON | Carroll | 4220029 | 5 |  | 1999-01-04 |  | 1999-01-04 |  | Removed from Ground | Kerosene | 500 | Cathodically Protected Steel | 1985-04-11 | 2008-02-11 | Cathodically Protected | Safe Suction (Euro)
SMALLWOODS GROCERY | 4720 HWY 166 | CARROLLTON | Carroll | 4220029 | 7 |  | 2008-02-15 | FALSE | 2008-02-15 | FALSE | Currently in Use | Premium | 6000 | Composite Double Walled | 2008-02-15 |  | Double-Walled Fiberglass | Pressurized
SMALLWOODS GROCERY | 4720 HWY 166 | CARROLLTON | Carroll | 4220029 | 4 |  | 1999-01-04 |  | 1999-01-04 |  | Removed from Ground | Diesel | 2000 | Cathodically Protected Steel | 1976-04-11 | 2008-02-11 | Cathodically Protected | Safe Suction (Euro)
FASHION STAR INC | 67 LIBERTY CHURCH RD | CARROLLTON | Carroll | 4220116 | 1 | [5 empty] | Removed from Ground | Gas (Historical Use) | 4000 | Bare Steel | 1981-03-27 | 1998-09-01 | Galvanized Steel | Safe Suction (Euro)
SOUTHWIRE CO/MAIN PLANT/FLEET DE | ONE SOUTHWIRE DR | CARROLLTON | Carroll | 4220098 | 2 |  | 1993-06-30 |  | 1993-06-30 |  | Removed from Ground | Diesel | 8000 | Cathodically Protected Steel | 1966-04-09 | 1998-08-04 | Cathodically Protected | Pressurized
SWIFTI FOOD STORE #7 - Chick-fil-A #04494 Bremen | 2002 Alabama Avenue | BREMEN | Carroll | 4220243 | 4 | Flapper Valve | 1998-09-23 | FALSE | 1998-09-23 | FALSE | Removed from Ground | Diesel | 20000 | Steel-Impressed Current | 1998-09-09 | 2021-01-20 |  | Pressurized
SWIFTI FOOD STORE #7 - Chick-fil-A #04494 Bremen | 2002 Alabama Avenue | BREMEN | Carroll | 4220243 | 5 | Flapper Valve | 1998-09-23 | FALSE | 1998-09-23 | FALSE | Removed from Ground | Kerosene | 4000 | Steel-Impressed Current | 1998-09-09 | 2021-01-20 |  | Pressurized
DSJ FUEL CENTER LLC | 153 US HWY 27B | BREMEN | Carroll | 10000641 | 2 | Flapper Valve | 2003-09-01 | FALSE | 2003-09-01 | FALSE | Currently in Use | Premium | 12000 | Epoxy Double-Walled | 2003-09-01 |  | Double-Walled Fiberglass | Pressurized
INGLES GAS EXPRESS #405 | 478 CARROLLTON ST | TEMPLE | Carroll | 10001594 | 1B |  | 2008-12-04 | FALSE | 2008-12-04 | FALSE | Currently in Use | Gas (Historical Use) | 7000 | Fiberglass Double Walled | 2008-09-09 |  | Double-Walled Flex | Pressurized
L L MCBRIDE | 801 DALLAS RD | VILLA RICA | Carroll | 4220065 | 1 | [5 empty] | Removed from Ground | Gas (Historical Use) | 1000 | Bare Steel | 1965-04-11 | 1999-01-05 | Galvanized Steel | Suction (American)
SOUTHWIRE CO/MAIN PLANT/FLEET DE | ONE SOUTHWIRE DR | CARROLLTON | Carroll | 4220098 | 3 |  | 1993-06-30 |  | 1993-06-30 |  | Removed from Ground | Diesel | 8000 | Cathodically Protected Steel | 1966-04-09 | 1998-08-04 | Cathodically Protected | Pressurized
ROOPVILLE GROCERY INC | 26 S OLD HWY 27 | ROOPVILLE | Carroll | 4220086 | 1 | [5 empty] | Removed from Ground | Gas (Historical Use) | 3000 | Bare Steel | 1981-03-31 | 1998-11-12 | Galvanized Steel | Suction (American)
ROOPVILLE GROCERY INC | 26 S OLD HWY 27 | ROOPVILLE | Carroll | 4220086 | 7 | Overfill Alarm | 1998-11-15 | FALSE | 1998-11-15 | FALSE | Currently in Use | E-0 | 3000 | Fiberglass | 1998-11-15 |  | Fiberglass Reinforced Plastic | Pressurized
ROOPVILLE GROCERY INC | 26 S OLD HWY 27 | ROOPVILLE | Carroll | 4220086 | 4 | [5 empty] | Removed from Ground | Diesel | 1000 | Bare Steel | 1981-03-31 | 1998-11-12 | Galvanized Steel | Suction (American)
H&W TRUCKING CO | RT 1 | ROOPVILLE | Carroll | 4220038 | 1 | [5 empty] | Removed from Ground | Empty | 3000 | Bare Steel | 1980-04-17 | 1999-07-07 | Galvanized Steel
TEMPLE SUPER THRIFT | 182 US HWY 78 | TEMPLE | Carroll | 4220124 | 1 |  | 1996-10-31 |  | 1996-10-31 |  | Currently in Use | Gas (Historical Use) | 10000 | Cathodically Protected Steel | 1983-04-24 |  | Cathodically Protected | Suction (American)
BROCKS GROCERY | 359 SAGE ST | TEMPLE | Carroll | 4220227 | 2 | Flapper Valve | 2011-06-20 | FALSE | 2001-06-20 | FALSE | Temporarily out of use | Empty | 5000 | Steel-Impressed Current | 1976-05-01 |  | Steel (Impressed Current) | Pressurized
FORMER WOODY TRUCKING | 115 VILLA ROSA ROAD | TEMPLE | Carroll | 10002472 | 1 |  |  | FALSE |  | FALSE | Removed from Ground | Diesel | 8000 | Galvanic (STIP-3) | 2015-09-01 | 2015-09-01
QUIKTRIP #834 | 1676 BANKHEAD HWY | CARROLLTON | Carroll | 10001292 | 2 | Flapper Valve | 2006-09-01 | FALSE | 2006-09-01 | FALSE | Currently in Use | Regular | 20000 | Fiberglass Double Walled | 2006-09-01 |  | Double-Walled Fiberglass | Pressurized
WALKERS GROCERY | 2672 E HWY 5 | CARROLLTON | Carroll | 4220146 | 4 |  | 2000-01-01 |  | 2000-01-01 |  | Currently in Use | Gas (Historical Use) | 10000 | Fiberglass | 2000-01-01 |  | Fiberglass Reinforced Plastic | Pressurized
WALKERS GROCERY | 2672 E HWY 5 | CARROLLTON | Carroll | 4220146 | 5 |  | 2000-01-01 |  | 2000-01-01 |  | Currently in Use | Gas (Historical Use) | 8000 | Fiberglass | 2000-01-01 |  | Fiberglass Reinforced Plastic | Pressurized
SARDIS GROCERY | 4280 HIGHWAY 100 | SARDIS | Carroll | 4220048 | 1 | [5 empty] | Currently in Use | Gas (Historical Use) | 1000 | Bare Steel | 1976-04-10 |  | Galvanized Steel | Safe Suction (Euro)
HIWASSEE LAND CO WOODWARD | UNKNOWN | CLEM | Carroll | 4220119 | 1 | [5 empty] | Removed from Ground | Gas (Historical Use) | 500 | Marked Unknown | 1967-04-24 | 1974-01-01 | Bare Steel
CIRCLE K #2723687 | 4985 US-27 | Carrollton | Carroll | 4220239 | 6 | Ball Float | 1996-10-01 | FALSE | 1996-10-01 | FALSE | Closed in Ground | Regular | 6000 | Steel-Impressed Current | 1983-05-09 | 2020-03-02 | Steel (Impressed Current) | Pressurized
CROSSROADS SHOPPETTE | 160 HIGHWAY 5 E | ROOPVILLE | Carroll | 9022097 | 1 | Ball Float | 1998-08-16 | FALSE | 1998-08-16 | FALSE | Currently in Use | Regular | 12000 | Composite | 1998-08-11 |  | Fiberglass Reinforced Plastic | Pressurized
EADY'S/CUMBIE'S GROCERY | RT 1/ROOPVILLE-VEAL RD | ROOPVILLE | Carroll | 4220082 | 1 | [5 empty] | Removed from Ground | Gas (Historical Use) | 1060 | Bare Steel | 1966-03-31 | 1991-05-06 | Galvanized Steel | Suction (American)
TEMPLE WOOD PRODUCTS | 17 SAGE ST | TEMPLE | Carroll | 4220118 | 3 | [5 empty] | Removed from Ground | Gas (Historical Use) | 4000 | Bare Steel | 1974-04-29 | 1991-07-22 | Galvanized Steel
CIRCLE K #2723687 | 4985 US-27 | Carrollton | Carroll | 4220239 | 10A | Flapper Valve | 2020-02-24 | FALSE | 2020-02-24 | FALSE | Currently in Use | Diesel | 15000 | Fiberglass Double Walled | 2020-01-16 |  | Double-Walled Fiberglass | Pressurized
BUCKHORN SHOPPETTE | 1964 N CARROLLTON HWY 113 | TEMPLE | Carroll | 9022057 | 3 |  |  | FALSE |  | FALSE | Removed from Ground |  | 2000 | Bare Steel | 1999-04-01 | 1999-04-01 | Galvanized Steel | Suction (American)
VILLA ROSA PURE | 895 BAR J RD | TEMPLE | Carroll | 9022095 | 2 | Ball Float | 1998-07-20 | FALSE | 1998-07-20 | FALSE | Currently in Use | Premium | 10000 | Epoxy | 1998-07-20 |  | Fiberglass Reinforced Plastic | Pressurized
RED TOP FOOD | 214 HWY 78W | TEMPLE | Carroll | 9022096 | 1 | Flapper Valve | 1997-10-05 | FALSE | 1997-10-05 | FALSE | Currently in Use | Regular | 10000 | Galvanic (STIP-3) | 1998-12-03 |  | Fiberglass Reinforced Plastic | Pressurized
SARDIS GROCERY | 4280 HIGHWAY 100 | SARDIS | Carroll | 4220048 | 3 |  | 2002-01-01 | FALSE | 2002-01-01 | FALSE | Temporarily out of use | Gas (Historical Use) | 12000 | Epoxy | 2002-01-01 |  | Fiberglass Reinforced Plastic | Pressurized
WALKERS GROCERY | 2672 E HWY 5 | CARROLLTON | Carroll | 4220146 | 2 | [5 empty] | Removed from Ground | Gas (Historical Use) | 4000 | Bare Steel | 1980-04-08 | 1999-04-29 | Galvanized Steel | Suction (American)
SOUTHWIRE CO/MAIN PLANT/FLEET DE | ONE SOUTHWIRE DR | CARROLLTON | Carroll | 4220098 | 1 |  | 1993-06-30 |  | 1993-06-30 |  | Removed from Ground | Gas (Historical Use) | 8000 | Steel-Impressed Current | 1966-04-09 | 1998-08-04 | Cathodically Protected | Pressurized
H&R LUMBER CO | GA HWY 100 (EPHESUS) RT 1 | ROOPVILLE | Carroll | 4220001 | 1 | [5 empty] | Removed from Ground | Diesel | 560 | Bare Steel | 1966-05-07 | 1980-01-01 | Galvanized Steel | Suction (American)
TEMPLE SUPER THRIFT | 182 US HWY 78 | TEMPLE | Carroll | 4220124 | 3 |  | 1996-10-31 |  | 1996-10-31 |  | Currently in Use | Gas (Historical Use) | 2000 | Cathodically Protected Steel | 1970-04-23 |  | Cathodically Protected | Suction (American)
PARRISH CABINET CO INC | 1995 CENTER POINT RD | TEMPLE | Carroll | 4220073 | 1 | [5 empty] | Permanently Out of Use - historical purposes | Diesel | 5000 | Bare Steel | 1971-04-16 | 1899-12-31 | Galvanized Steel
UNCLE DON | 1481 HWY 100 NORTH | BOWDON | Carroll | 4220166 | 2 | [5 empty] | Removed from Ground | Gas (Historical Use) | 560 | Bare Steel | 1968-05-07 | 1997-08-26 | Galvanized Steel
SWIFTI FOOD STORE #7 - Chick-fil-A #04494 Bremen | 2002 Alabama Avenue | BREMEN | Carroll | 4220243 | 3 | Flapper Valve | 1998-09-23 | FALSE | 1998-09-23 | FALSE | Removed from Ground | Premium | 8000 | Steel-Impressed Current | 1998-07-09 | 2021-01-20 |  | Pressurized
CIRCLE K #2723687 | 4985 US-27 | Carrollton | Carroll | 4220239 | 9B | Flapper Valve | 2020-02-24 | FALSE | 2020-02-24 | FALSE | Currently in Use | Premium | 8000 | Fiberglass Double Walled | 2020-01-16 |  | Double-Walled Fiberglass | Pressurized
SMALLWOODS GROCERY | 4720 HWY 166 | CARROLLTON | Carroll | 4220029 | 2 |  | 1999-01-04 |  | 1999-01-04 |  | Removed from Ground | Gas (Historical Use) | 6000 | Cathodically Protected Steel | 1976-04-11 | 2008-02-11 | Cathodically Protected | Safe Suction (Euro)
UNCLE DON | 1481 HWY 100 NORTH | BOWDON | Carroll | 4220166 | 1 | [5 empty] | Removed from Ground | Gas (Historical Use) | 560 | Bare Steel | 1968-05-07 | 1997-08-26 | Galvanized Steel | Safe Suction (Euro)
SWIFTI FOOD STORE #7 - Chick-fil-A #04494 Bremen | 2002 Alabama Avenue | BREMEN | Carroll | 4220243 | 2 | Flapper Valve | 1998-09-23 | FALSE | 1998-09-23 | FALSE | Removed from Ground | Regular | 10000 | Steel-Impressed Current | 1998-09-09 | 2021-01-20 |  | Pressurized
CIRCLE K #2723687 | 4985 US-27 | Carrollton | Carroll | 4220239 | 5 | Ball Float | 1996-10-01 | FALSE | 1996-10-01 | FALSE | Closed in Ground | Regular | 5000 | Steel-Impressed Current | 1983-05-09 | 2020-03-02 | Steel (Impressed Current) | Pressurized
CIRCLE K #2723687 | 4985 US-27 | Carrollton | Carroll | 4220239 | 9A | Flapper Valve | 2020-02-24 | FALSE | 2020-02-24 | FALSE | Currently in Use | Regular | 12000 | Fiberglass Double Walled | 2020-01-16 |  | Double-Walled Fiberglass | Pressurized
DSJ FUEL CENTER LLC | 153 US HWY 27B | BREMEN | Carroll | 10000641 | 4 | Flapper Valve | 2003-09-01 | FALSE | 2003-09-01 | FALSE | Currently in Use | Racing Fuel | 3000 | Epoxy Double-Walled | 2003-09-01 |  | Double-Walled Fiberglass | Pressurized
PILOT TRAVELCENTERS #417 | 625 CARROLLTON ST | TEMPLE | Carroll | 9022094 | 2 | Flapper Valve | 1998-07-15 | FALSE | 1998-07-15 | FALSE | Currently in Use | Diesel | 20000 | Fiberglass Double Walled | 1998-07-15 |  | Double-Walled Fiberglass | Pressurized
INGLES GAS EXPRESS #405 | 478 CARROLLTON ST | TEMPLE | Carroll | 10001594 | 2B |  | 2008-12-04 | FALSE | 2008-12-04 | FALSE | Currently in Use | Diesel | 5000 | Fiberglass Double Walled | 2008-09-09 |  | Double-Walled Flex | Pressurized
SMALLWOODS GROCERY | 4720 HWY 166 | CARROLLTON | Carroll | 4220029 | 1 |  | 1999-01-04 |  | 1999-01-04 |  | Removed from Ground | Gas (Historical Use) | 12000 | Cathodically Protected Steel | 1976-04-11 | 2008-02-11 | Cathodically Protected | Safe Suction (Euro)
DSJ FUEL CENTER LLC | 153 US HWY 27B | BREMEN | Carroll | 10000641 | 3 | Flapper Valve | 2003-09-01 | FALSE | 2003-09-01 | FALSE | Currently in Use | Diesel | 3000 | Epoxy Double-Walled | 2003-09-01 |  | Double-Walled Fiberglass | Pressurized
CIRCLE K #2723687 | 4985 US-27 | Carrollton | Carroll | 4220239 | 3 | Ball Float | 1998-05-10 | FALSE | 1998-05-10 | FALSE | Removed from Ground | Diesel | 10000 | Steel-Impressed Current | 1983-05-09 | 2020-01-01 | Steel (Impressed Current) | Pressurized
STONEY POINT | 2020 ROOPVILLE-VEAL RD | ROOPVILLE | Carroll | 4220204 | 3 | [5 empty] | Removed from Ground | Gas (Historical Use) | 1000 | Bare Steel | 1975-05-02 | 1990-01-15 | Galvanized Steel | Safe Suction (Euro)
PRINCE GROCERY | 1000 S HWY 27 | ROOPVILLE | Carroll | 4220047 | 1 | [5 empty] | Removed from Ground | Gas (Historical Use) | 550 | Bare Steel | 1976-04-10 | 1996-12-04 | Galvanized Steel
TEMPLE SUPER THRIFT | 182 US HWY 78 | TEMPLE | Carroll | 4220124 | 2 |  | 1996-10-31 |  | 1996-10-31 |  | Currently in Use | Gas (Historical Use) | 2000 | Cathodically Protected Steel | 1970-04-23 |  | Cathodically Protected | Suction (American)
TEMPLE BP | 5 JAMES STREET | TEMPLE | Carroll | 4220256 | 4 | [5 empty] | Removed from Ground | Gas (Historical Use) | 500 | Bare Steel | 1956-05-08 | 1998-07-01 | Galvanized Steel | Suction (American)
SARDIS GROCERY | 4280 HIGHWAY 100 | SARDIS | Carroll | 4220048 | 2 | [5 empty] | Currently in Use | Gas (Historical Use) | 1000 | Bare Steel | 1976-04-10 |  | Galvanized Steel | Safe Suction (Euro)
SOUTHWIRE CO/MAIN PLANT/FLEET DE | ONE SOUTHWIRE DR | CARROLLTON | Carroll | 4220098 | 4 |  | 1993-06-30 |  | 1993-06-30 |  | Removed from Ground | Other | 3000 | Cathodically Protected Steel | 1966-04-09 | 1998-08-04 | Cathodically Protected | Suction (American)
GINNI FOOD MART | 1217 ROCKMART RD | VILLA RICA | Carroll | 9022081 | 3 | Ball Float | 1989-01-03 | FALSE | 1989-01-03 | FALSE | Currently in Use | Premium | 8000 | Steel-Impressed Current | 1989-01-09 |  | Steel (Impressed Current) | Pressurized
WALLACE BUILDERS SUPPLY | 4243 N HWY 27 | CARROLLTON | Carroll | 9022070 | 1 | [5 empty] | Removed from Ground | Gas (Historical Use) | 900 | Bare Steel | 2000-04-10 | 2000-04-10 | Galvanized Steel | Safe Suction (Euro)
INGLES GAS EXPRESS #405 | 478 CARROLLTON ST | TEMPLE | Carroll | 10001594 | 2A |  | 2008-12-04 | FALSE | 2008-12-04 | FALSE | Currently in Use | Diesel | 5000 | Fiberglass Double Walled | 2008-09-09 |  | Double-Walled Flex | Pressurized
QUIKTRIP #834 | 1676 BANKHEAD HWY | CARROLLTON | Carroll | 10001292 | 1 | Flapper Valve | 2006-09-01 | FALSE | 2006-09-01 | FALSE | Currently in Use | Regular | 20000 | Fiberglass Double Walled | 2006-09-01 |  | Double-Walled Fiberglass | Pressurized
UNCLE DON | 1481 HWY 100 NORTH | BOWDON | Carroll | 4220166 | 3 | [5 empty] | Removed from Ground | Gas (Historical Use) | 1000 | Bare Steel | 1975-05-08 | 1997-08-26 | Galvanized Steel
CIRCLE K #2723687 | 4985 US-27 | Carrollton | Carroll | 4220239 | 2 | Ball Float | 1998-05-10 | FALSE | 1998-05-10 | FALSE | Removed from Ground | Diesel | 6000 | Steel-Impressed Current | 1983-05-09 | 2020-01-01 | Steel (Impressed Current) | Pressurized
CIRCLE K #2723687 | 4985 US-27 | Carrollton | Carroll | 4220239 | 8 | Ball Float | 1996-10-01 | FALSE | 1996-10-01 | FALSE | Closed in Ground | Premium | 5000 | Steel-Impressed Current | 1998-05-01 | 2020-03-02 | Steel (Impressed Current) | Pressurized
JACK JONES | 264 CENTER POINT RD | TEMPLE | Carroll | 9022109 | 1 | [5 empty] | Permanently Out of Use - historical purposes | Diesel | 0 | Marked Unknown |  | 1899-12-31 | Unknown
QUIKTRIP #834 | 1676 BANKHEAD HWY | CARROLLTON | Carroll | 10001292 | 4A | Flapper Valve | 2018-02-07 | FALSE | 2018-02-07 | FALSE | Currently in Use | Diesel | 12000 | Fiberglass Double Walled | 2018-01-11 |  | Double-Walled Flex | Pressurized
WALKERS GROCERY | 2672 E HWY 5 | CARROLLTON | Carroll | 4220146 | 3 | [5 empty] | Removed from Ground | Gas (Historical Use) | 4000 | Bare Steel | 1980-04-08 | 1999-04-29 | Galvanized Steel | Suction (American)
CIRCLE K #2723687 | 4985 US-27 | Carrollton | Carroll | 4220239 | 10B | Flapper Valve | 2020-02-24 | FALSE | 2020-02-24 | FALSE | Currently in Use | Kerosene | 6000 | Fiberglass Double Walled | 2020-01-16 |  | Double-Walled Fiberglass | Pressurized
FLYING J TRAVEL PLAZA #634 | 650 HWY 113 | TEMPLE | Carroll | 10000166 | 1 | Flapper Valve | 1999-01-01 | FALSE | 1999-01-01 | FALSE | Currently in Use | Diesel | 20000 | Fiberglass | 1999-01-01 |  | Fiberglass Reinforced Plastic | Pressurized
L L MCBRIDE | 801 DALLAS RD | VILLA RICA | Carroll | 4220065 | 2 | [5 empty] | Removed from Ground | Gas (Historical Use) | 1000 | Bare Steel | 1965-04-11 | 1999-01-05 | Galvanized Steel | Suction (American)
SWIFTI FOOD STORE #7 - Chick-fil-A #04494 Bremen | 2002 Alabama Avenue | BREMEN | Carroll | 4220243 | 1 | Flapper Valve | 1998-09-23 | FALSE | 1998-09-23 | FALSE | Removed from Ground | Plus | 8000 | Steel-Impressed Current | 1998-09-09 | 2021-01-20 |  | Pressurized
SOUTHWIRE CO/OAK MTN ACADEMY | 1825 STRIPLING CHAPEL RD | CARROLLTON | Carroll | 9022080 | 1 | [5 empty] | Removed from Ground | Gas (Historical Use) | 1000 | Not Marked/Unknown | 1994-10-01 | 1994-10-01 | Not Marked
PRINCE GROCERY | 1000 S HWY 27 | ROOPVILLE | Carroll | 4220047 | 3 | [5 empty] | Closed in Ground | Diesel | 1000 | Bare Steel | 1976-05-16 | 1899-12-31 | Bare Steel
TEMPLE SUPER THRIFT | 182 US HWY 78 | TEMPLE | Carroll | 4220124 | 4 |  | 1996-10-31 |  | 1996-10-31 |  | Currently in Use | Gas (Historical Use) | 2000 | Composite | 1970-04-23 |  | Cathodically Protected | Suction (American)
Swifti Foods #4 | 233 CARROLLTON ST | TEMPLE | Carroll | 4220244 | 3 | Flapper Valve | 1998-08-11 | FALSE | 1998-08-11 | FALSE | Currently in Use | Diesel | 6110 | Steel-Impressed Current | 1998-07-08 |  | Fiberglass Reinforced Plastic | Pressurized
TEMPLE BP | 5 JAMES STREET | TEMPLE | Carroll | 4220256 | 2 | [5 empty] | Removed from Ground | Gas (Historical Use) | 1000 | Bare Steel | 1956-05-08 | 1998-07-01 | Galvanized Steel | Suction (American)
VILLA ROSA PURE | 895 BAR J RD | TEMPLE | Carroll | 9022095 | 3 | Ball Float | 1998-07-20 | FALSE | 1998-07-20 | FALSE | Currently in Use | Diesel | 8000 | Epoxy | 1998-07-20 |  | Fiberglass Reinforced Plastic | Pressurized
T & R MOTORS | 1601 US HWY 78 EAST | TEMPLE | Carroll | 9022023 | 2 | [5 empty] | Removed from Ground | Empty | 3000 | Bare Steel | 1961-01-01 | 1992-07-01 | Galvanized Steel
WALKERS GROCERY | 2672 E HWY 5 | CARROLLTON | Carroll | 4220146 | 1 | [5 empty] | Removed from Ground | Gas (Historical Use) | 4000 | Bare Steel | 1980-04-08 | 1999-04-29 | Galvanized Steel | Suction (American)
CIRCLE K #2723687 | 4985 US-27 | Carrollton | Carroll | 4220239 | 7 | Ball Float | 1996-10-01 | FALSE | 1996-10-01 | FALSE | Closed in Ground | Regular | 6000 | Steel-Impressed Current | 1983-05-09 | 2020-03-02 | Steel (Impressed Current) | Pressurized
CIRCLE K #2723687 | 4985 US-27 | Carrollton | Carroll | 4220239 | 1 | Ball Float | 1998-05-10 | FALSE | 1998-05-10 | FALSE | Removed from Ground | Diesel | 6000 | Steel-Impressed Current | 1983-05-09 | 2020-01-01 | Steel (Impressed Current) | Pressurized
QUIK THRIFT #871 | 1217 ROCKMART RD | VILLA RICA | Carroll | 9022014 | 4 | Ball Float | 1989-01-09 |  | 1989-01-09 |  | Currently in Use | Diesel | 3000 | Steel-Impressed Current | 1989-01-09 |  | Steel (Impressed Current) | Pressurized
QUIK THRIFT #871 | 1217 ROCKMART RD | VILLA RICA | Carroll | 9022014 | 4 | Ball Float | 1989-01-09 |  | 1989-01-09 |  | Currently in Use | Diesel | 3000 | Steel-Impressed Current | 1989-01-09 |  | Steel (Impressed Current) | Pressurized
C C OZIER FEED MILL | DEPOT ST | BOWDON | Carroll | 9022045 | 1 | [5 empty] | Removed from Ground | Gas (Historical Use) | 6000 | Not Marked/Unknown | 1976-01-01 | 1995-04-17 | Unknown
CIRCLE K #2723687 | 4985 US-27 | Carrollton | Carroll | 4220239 | 4 | Flapper Valve | 1998-05-10 | FALSE | 1998-05-10 | FALSE | Removed from Ground | Kerosene | 2000 | Steel-Impressed Current | 1983-05-09 | 2020-01-01 | Galvanized Steel | Safe Suction (Euro)
CARMAX #4018 (CARROLLTON) | 115 BATTEY STREET | CARROLLTON | Carroll | 10003367 | 1 | Flapper Valve | 2023-10-06 | FALSE | 2023-10-06 | FALSE | Currently in Use | Regular | 12000 | Fiberglass Double Walled | 2023-09-28 |  | Double-Walled Fiberglass | Pressurized
MT. ZION ELEMENTARY SCHOOL | 260 EUREKA CHURCH RD | CARROLLTON | Carroll | 10003400 | 1 | Flapper Valve | 2023-07-12 | FALSE | 2023-07-12 | FALSE | Currently in Use | Regular | 12000 | Tank Jacket Double Walled | 2023-07-12 |  | Double-Walled Flex | Pressurized
Carroll County Ops Center | 1625 Bankhead Hwy | CARROLLTON | Carroll | 10003581 | 2 | Flapper Valve | 2024-08-29 | FALSE | 2024-08-29 | FALSE | Currently in Use | Diesel | 16000 | Tank Jacket | 2024-08-29 |  | Double-Walled Flex | Pressurized
Carroll County Ops Center | 1625 Bankhead Hwy | CARROLLTON | Carroll | 10003581 | 1 | Flapper Valve | 2024-08-29 | FALSE | 2024-08-29 | FALSE | Currently in Use | Regular | 16000 | Tank Jacket | 2024-08-29 |  | Double-Walled Flex | Pressurized
Bowdon Middle School | 129 N. Jonesboro Rd | Bowdon | Carroll | 10003582 | 1 | Flapper Valve | 2024-06-04 | FALSE | 2024-06-04 | FALSE | Currently in Use | Regular | 10000 |  | 2024-06-04 |  | Double-Walled Flex | Pressurized
Providence Elementary | 287 Rainey Rd | Temple | Carroll | 10002851 | 1 | Flapper Valve | 2011-01-01 | FALSE | 2011-01-01 | FALSE | Currently in Use | Diesel |  | Composite Double Walled | 2011-01-01 |  | Fiberglass Reinforced Plastic | Safe Suction (Euro)
Providence Elementary | 287 Rainey Rd | Temple | Carroll | 10002851 | 2 | Flapper Valve | 2023-06-07 | FALSE | 2023-06-07 | FALSE | Currently in Use | Regular | 16000 | Tank Jacket Double Walled | 2023-06-07 |  | Double-Walled Flex | Pressurized
FORMER OIL DEPOT | 802 DIXIE ST | CARROLLTON | Carroll | 10002983 | 1 |  |  | FALSE |  | FALSE | Closed in Ground | Gas (Historical Use) |  | Bare Steel |  | 2020-01-23
PRIVATE RESIDENCE | 3650 HOG LIVER RD | CARROLLTON | Carroll | 10002926 | 1 |  |  | FALSE |  | FALSE | Removed from Ground | Gas (Historical Use) | 1000 |  |  | 2019-06-03
RAFORT LLC | 2526 LAFAYETTE RD | FORT OGLETHORPE | Catoosa | 270026 | 10 | Ball Float | 1992-08-16 |  | 1992-08-16 |  | Currently in Use | Kerosene | 4000 | Composite | 1992-07-01 |  | Fiberglass Reinforced Plastic | Pressurized
RAFORT LLC | 2526 LAFAYETTE RD | FORT OGLETHORPE | Catoosa | 270026 | 6 | Ball Float | 1992-08-16 | FALSE | 1992-08-16 | FALSE | Currently in Use | Regular | 10000 | Composite | 1992-07-01 |  | Fiberglass Reinforced Plastic | Pressurized
RAFORT LLC | 2526 LAFAYETTE RD | FORT OGLETHORPE | Catoosa | 270026 | 9 | Ball Float | 1992-08-16 | FALSE | 1992-08-16 | FALSE | Currently in Use | Diesel | 10000 | Composite | 1992-07-01 |  | Fiberglass Reinforced Plastic | Pressurized
RAFORT LLC | 2526 LAFAYETTE RD | FORT OGLETHORPE | Catoosa | 270026 | 4 |  | 1992-08-16 |  | 1992-08-16 |  | Removed from Ground | Gas (Historical Use) | 8000 | Composite | 1976-05-09 | 1992-08-01 | Fiberglass Reinforced Plastic | Pressurized
RAFORT LLC | 2526 LAFAYETTE RD | FORT OGLETHORPE | Catoosa | 270026 | 1 |  | 1992-08-16 |  | 1992-08-16 |  | Removed from Ground | Gas (Historical Use) | 10000 | Composite | 1976-05-09 | 1992-08-01 | Fiberglass Reinforced Plastic | Pressurized
RAFORT LLC | 2526 LAFAYETTE RD | FORT OGLETHORPE | Catoosa | 270026 | 7 | Ball Float | 1992-08-16 | FALSE | 1992-08-16 | FALSE | Currently in Use | E-0 | 10000 | Composite | 1992-07-01 |  | Fiberglass Reinforced Plastic | Pressurized
RAFORT LLC | 2526 LAFAYETTE RD | FORT OGLETHORPE | Catoosa | 270026 | 2 |  | 1992-08-16 |  | 1992-08-16 |  | Removed from Ground | Gas (Historical Use) | 8000 | Composite | 1976-05-09 | 1992-08-01 | Fiberglass Reinforced Plastic | Pressurized
RAFORT LLC | 2526 LAFAYETTE RD | FORT OGLETHORPE | Catoosa | 270026 | 8 | Ball Float | 1992-08-16 | FALSE | 1992-08-16 | FALSE | Currently in Use | E-0 | 10000 | Composite | 1992-07-01 |  | Fiberglass Reinforced Plastic | Pressurized
RAFORT LLC | 2526 LAFAYETTE RD | FORT OGLETHORPE | Catoosa | 270026 | 5 |  | 1992-08-16 |  | 1992-08-16 |  | Removed from Ground | Gas (Historical Use) | 8000 | Composite | 1976-05-09 | 1992-08-01 | Fiberglass Reinforced Plastic | Pressurized
UNITY CHRISTIAN SCHOOL | 210 MACK SMITH RD | ROSSVILLE | Catoosa | 230096 | 1 | [5 empty] | Closed in Ground | Gas (Historical Use) | 1000 | Bare Steel | 1974-01-04 | 1986-11-01 | Galvanized Steel
SUNRISE MARKET | 550 PAGE RD | ROSSVILLE | Catoosa | 9023051 | 2 | Flapper Valve | 1986-06-25 | FALSE | 1986-06-25 | FALSE | Currently in Use | Plus | 8000 | Steel-Impressed Current | 1986-06-25 |  | Steel (Impressed Current) | Pressurized
LAKE WINNEPESAUKAH AMUSEMENT PAR | LAKEVIEW DR | ROSSVILLE | Catoosa | 9023057 | 3 | [5 empty] | Removed from Ground | Diesel | 1000 | Bare Steel | 1999-10-21 | 1999-10-21 | Galvanized Steel | Suction (American)
MAPCO EXPRESS INC #3526 | 2403 CLOUD SPRINGS RD | ROSSVILLE | Catoosa | 4230083 | 4 | Flapper Valve | 1997-11-19 | FALSE | 1997-11-19 | FALSE | Currently in Use | Diesel | 2000 | Steel-Impressed Current | 1985-05-01 |  | Steel (Impressed Current) | Safe Suction (Euro)
MAPCO EXPRESS 3643 | 1700 LAKEVIEW DR | ROSSVILLE | Catoosa | 4230067 | 3 | [5 empty] | Removed from Ground | Gas (Historical Use) | 9994 | Bare Steel | 1981-04-24 | 1994-06-01 | Galvanized Steel
POOLES TANNING SPA/LAKEVIEW EXXO | 1916 LAKEVIEW DR | ROSSVILLE | Catoosa | 230089 | 6 | [5 empty] | Permanently Out of Use - historical purposes | Gas (Historical Use) | 550 | Bare Steel | 1956-05-06 | 1899-12-31 | Galvanized Steel
SUNRISE MARKET | 550 PAGE RD | ROSSVILLE | Catoosa | 9023051 | 1 | Flapper Valve | 1986-06-25 | FALSE | 1986-06-25 | FALSE | Currently in Use | Regular | 8000 | Steel-Impressed Current | 1986-06-25 |  | Steel (Impressed Current) | Pressurized
FT OGLETHORPE TIRE & SVC CTR INC | 103 CLOUD SPRINGS RD | ROSSVILLE | Catoosa | 4230072 | 2 | [5 empty] | Removed from Ground | Gas (Historical Use) | 3000 | Bare Steel | 1974-04-30 | 2000-01-12 | Galvanized Steel
SUNRISE MARKET | 550 PAGE RD | ROSSVILLE | Catoosa | 9023051 | 3 | Flapper Valve | 1986-06-25 | FALSE | 1986-06-25 | FALSE | Currently in Use | Premium | 4000 | Steel-Impressed Current | 1986-06-25 |  | Fiberglass Reinforced Plastic | Pressurized
MAPCO EXPRESS INC #3526 | 2403 CLOUD SPRINGS RD | ROSSVILLE | Catoosa | 4230083 | 1 | Flapper Valve | 1997-11-19 | FALSE | 1997-11-19 | FALSE | Currently in Use | Regular | 8000 | Steel-Impressed Current | 1986-01-01 |  | Steel (Impressed Current) | Pressurized
MAPCO EXPRESS 3643 | 1700 LAKEVIEW DR | ROSSVILLE | Catoosa | 4230067 | 6 | Ball Float | 1994-09-02 | FALSE | 1994-09-02 | FALSE | Currently in Use | Premium | 10000 | Composite | 1994-09-02 |  | Fiberglass Reinforced Plastic | Pressurized
POOLES TANNING SPA/LAKEVIEW EXXO | 1916 LAKEVIEW DR | ROSSVILLE | Catoosa | 230089 | 1 | [5 empty] | Removed from Ground | Empty | 1000 | Bare Steel | 1962-05-27 | 1989-07-14 | Galvanized Steel
CONVENIENCE STORE | 1750 LAFAYETTE HWY | ROSSVILLE | Catoosa | 9000658 | 5 | [5 empty] | Removed from Ground | Gas (Historical Use) | 6000 | Bare Steel | 1975-04-16 | 1899-12-31 | Fiberglass Reinforced Plastic
CONVENIENCE STORE | 1750 LAFAYETTE HWY | ROSSVILLE | Catoosa | 9000658 | 1 | Overfill Alarm | 1990-06-01 | FALSE | 1990-06-01 | FALSE | Closed in Ground | Regular | 10000 | Fiberglass Double Walled | 1990-06-30 |  | Double-Walled Fiberglass | Pressurized
LAKE WINNEPESAUKAH AMUSEMENT PAR | LAKEVIEW DR | ROSSVILLE | Catoosa | 9023057 | 2 | [5 empty] | Removed from Ground | Diesel | 1000 | Bare Steel | 1999-10-21 | 1999-10-21 | Galvanized Steel | Suction (American)
MAPCO EXPRESS INC #3526 | 2403 CLOUD SPRINGS RD | ROSSVILLE | Catoosa | 4230083 | 3 | Flapper Valve | 1997-11-19 | FALSE | 1997-11-19 | FALSE | Currently in Use | Premium | 8000 | Steel-Impressed Current | 1986-01-01 |  | Fiberglass Reinforced Plastic | Pressurized
SUNRISE MARKET #9 | 1810 MACK SMITH RD | ROSSVILLE | Catoosa | 10000866 | 3 | Flapper Valve | 2005-02-15 | FALSE | 2005-02-15 | FALSE | Currently in Use | E-0 | 7000 | Epoxy | 2005-02-15 |  | Double-Walled Fiberglass | Pressurized
CONVENIENCE STORE | 1750 LAFAYETTE HWY | ROSSVILLE | Catoosa | 9000658 | 2 | Overfill Alarm | 1990-06-01 | FALSE | 1990-06-01 | FALSE | Currently in Use | Premium | 10000 | Fiberglass Double Walled | 1990-06-30 |  | Double-Walled Fiberglass | Pressurized
FT OGLETHORPE TIRE & SVC CTR INC | 103 CLOUD SPRINGS RD | ROSSVILLE | Catoosa | 4230072 | 1 | [5 empty] | Removed from Ground | Gas (Historical Use) | 2000 | Bare Steel | 1974-04-30 | 2000-01-12 | Galvanized Steel
W R PARTAIN/LAKEVIEW SVC CTR | 818 LAKEVIEW DR | ROSSVILLE | Catoosa | 4230074 | 4 | [5 empty] | Removed from Ground | Kerosene | 1000 | Bare Steel | 1966-04-30 | 1899-12-31 | Galvanized Steel
SUNRISE MARKET #9 | 1810 MACK SMITH RD | ROSSVILLE | Catoosa | 10000866 | 1 | Flapper Valve | 2005-02-15 | FALSE | 2005-02-15 | FALSE | Currently in Use | Regular | 15000 | Epoxy | 2005-02-15 |  | Double-Walled Fiberglass | Pressurized
CIRCLE K #2723555 | 1301 LAFAYETTE RD | ROSSVILLE | Catoosa | 9023006 | 1 | Ball Float | 1990-09-18 |  | 1990-09-18 |  | Currently in Use | Gas (Historical Use) | 10000 | Composite | 1990-09-18 |  | Fiberglass Reinforced Plastic | Pressurized
CIRCLE K #2723555 | 1301 LAFAYETTE RD | ROSSVILLE | Catoosa | 9023006 | 4 | Ball Float | 1990-09-18 |  | 1990-09-18 |  | Currently in Use | Diesel | 2000 | Composite | 1990-09-18 |  | Fiberglass Reinforced Plastic | Pressurized
W R PARTAIN/LAKEVIEW SVC CTR | 818 LAKEVIEW DR | ROSSVILLE | Catoosa | 4230074 | 3 | [5 empty] | Removed from Ground | Gas (Historical Use) | 3000 | Bare Steel | 1975-05-01 | 1899-12-31 | Galvanized Steel
MR QUICK FOOD STORE | 1700 LAKEVIEW DR | ROSSVILLE | Catoosa | 4230069 | 3 | [5 empty] | Removed from Ground | Gas (Historical Use) | 4000 | Bare Steel | 1978-04-01 | 1991-12-19 | Galvanized Steel | Safe Suction (Euro)
RUSSELLS | 1218 LAKEVIEW DR | ROSSVILLE | Catoosa | 9023012 | 2 | [5 empty] | Removed from Ground | Gas (Historical Use) | 3000 | Bare Steel | 1998-09-01 | 1998-09-01 | Galvanized Steel | Suction (American)
CONVENIENCE STORE | 1750 LAFAYETTE HWY | ROSSVILLE | Catoosa | 9000658 | 6 | [5 empty] | Removed from Ground | Gas (Historical Use) | 10000 | Bare Steel | 1975-04-16 | 1899-12-31 | Fiberglass Reinforced Plastic
CIRCLE K #2723555 | 1301 LAFAYETTE RD | ROSSVILLE | Catoosa | 9023006 | 2 | Ball Float | 1990-09-18 |  | 1990-09-18 |  | Currently in Use | Gas (Historical Use) | 10000 | Composite | 1990-09-18 |  | Fiberglass Reinforced Plastic | Pressurized
MEGA STAR FOOD MART #3 | 1842 MACK SMITH ROAD | ROSSVILLE | Catoosa | 9023059 | 1 | Ball Float | 2000-06-20 | FALSE | 2000-06-20 | FALSE | Currently in Use | Premium | 8000 | Fiberglass | 2000-06-20 |  | Fiberglass Reinforced Plastic | Pressurized
RUSSELLS | 1218 LAKEVIEW DR | ROSSVILLE | Catoosa | 9023012 | 1 | [5 empty] | Removed from Ground | Gas (Historical Use) | 4000 | Marked Unknown | 1998-09-01 | 1998-09-01 | Galvanized Steel | Suction (American)
POOLES TANNING SPA/LAKEVIEW EXXO | 1916 LAKEVIEW DR | ROSSVILLE | Catoosa | 230089 | 5 | [5 empty] | Permanently Out of Use - historical purposes | Gas (Historical Use) | 550 | Bare Steel | 1956-05-06 | 1899-12-31 | Galvanized Steel
POOLES TANNING SPA/LAKEVIEW EXXO | 1916 LAKEVIEW DR | ROSSVILLE | Catoosa | 230089 | 4 | [5 empty] | Removed from Ground | Empty | 1000 | Bare Steel | 1966-05-22 | 1989-07-14 | Galvanized Steel
CONVENIENCE STORE | 1750 LAFAYETTE HWY | ROSSVILLE | Catoosa | 9000658 | 7 | [5 empty] | Removed from Ground | Gas (Historical Use) | 10000 | Bare Steel | 1975-04-16 | 1990-04-30 | Fiberglass Reinforced Plastic
CONVENIENCE STORE | 1750 LAFAYETTE HWY | ROSSVILLE | Catoosa | 9000658 | 4 | Overfill Alarm | 1990-06-01 | FALSE | 1990-06-01 | FALSE | Currently in Use | Diesel | 4000 | Fiberglass Double Walled | 1990-06-30 |  | Double-Walled Fiberglass | Pressurized
CIRCLE K #2723555 | 1301 LAFAYETTE RD | ROSSVILLE | Catoosa | 9023006 | 3 | Ball Float | 1990-09-18 |  | 1990-09-18 |  | Currently in Use | Gas (Historical Use) | 10000 | Composite | 1990-09-18 |  | Fiberglass Reinforced Plastic | Pressurized
W R PARTAIN/LAKEVIEW SVC CTR | 818 LAKEVIEW DR | ROSSVILLE | Catoosa | 4230074 | 1 | [5 empty] | Removed from Ground | Gas (Historical Use) | 1000 | Bare Steel | 1966-04-30 | 1899-12-31 | Galvanized Steel
MAPCO EXPRESS 3643 | 1700 LAKEVIEW DR | ROSSVILLE | Catoosa | 4230067 | 5 | Ball Float | 1994-09-02 | FALSE | 1994-09-02 | FALSE | Currently in Use | Diesel | 10000 | Composite | 1994-09-02 |  | Fiberglass Reinforced Plastic | Pressurized
MAPCO EXPRESS 3643 | 1700 LAKEVIEW DR | ROSSVILLE | Catoosa | 4230067 | 4 | Ball Float | 1994-09-02 | FALSE | 1994-09-02 | FALSE | Currently in Use | Regular | 10000 | Composite | 1994-09-02 |  | Fiberglass Reinforced Plastic | Pressurized
CONVENIENCE STORE | 1750 LAFAYETTE HWY | ROSSVILLE | Catoosa | 9000658 | 3 | Overfill Alarm | 1990-06-01 | FALSE | 1990-06-01 | FALSE | Currently in Use | Plus | 10000 | Fiberglass Double Walled | 1990-06-30 |  | Double-Walled Fiberglass
LAKE WINNEPESAUKAH AMUSEMENT PAR | LAKEVIEW DR | ROSSVILLE | Catoosa | 9023057 | 4 | [5 empty] | Removed from Ground | Diesel | 1000 | Bare Steel | 1999-10-21 | 1999-10-21 | Galvanized Steel | Suction (American)
SUNRISE MARKET #9 | 1810 MACK SMITH RD | ROSSVILLE | Catoosa | 10000866 | 2 | Flapper Valve | 2004-02-15 | FALSE | 2005-02-15 | FALSE | Currently in Use | Premium | 8000 | Epoxy | 2005-02-15 |  | Double-Walled Fiberglass | Pressurized
POOLES TANNING SPA/LAKEVIEW EXXO | 1916 LAKEVIEW DR | ROSSVILLE | Catoosa | 230089 | 3 | [5 empty] | Removed from Ground | Empty | 3000 | Bare Steel | 1975-05-27 | 1989-07-14 | Galvanized Steel
LAKE WINNEPESAUKAH AMUSEMENT PAR | LAKEVIEW DR | ROSSVILLE | Catoosa | 9023057 | 1 | [5 empty] | Removed from Ground | Gas (Historical Use) | 1000 | Bare Steel | 1999-10-21 | 1999-10-21 | Galvanized Steel | Suction (American)
MAPCO EXPRESS INC #3526 | 2403 CLOUD SPRINGS RD | ROSSVILLE | Catoosa | 4230083 | 2 | Flapper Valve | 1997-11-19 | FALSE | 1997-11-19 | FALSE | Currently in Use | Plus | 8000 | Steel-Impressed Current | 1986-01-01 |  | Steel (Impressed Current) | Pressurized
LUMS FOOD MARKET | 1116 LAKEVIEW DR | ROSSVILLE | Catoosa | 9023035 | 1 | [5 empty] | Removed from Ground | Kerosene | 2000 | Cathodically Protected Steel | 1990-09-01 | 1999-08-01 | Galvanized Steel | Suction (American)
SUNRISE MARKET | 550 PAGE RD | ROSSVILLE | Catoosa | 9023051 | 4 | Flapper Valve | 1986-06-25 | FALSE | 1986-06-25 | FALSE | Currently in Use | Diesel | 3000 | Steel-Impressed Current | 1986-06-25 |  | Steel (Impressed Current) | Pressurized
MEGA STAR FOOD MART #3 | 1842 MACK SMITH ROAD | ROSSVILLE | Catoosa | 9023059 | 2 | Ball Float | 2000-06-20 | FALSE | 2000-06-20 | FALSE | Currently in Use | Regular | 12000 | Fiberglass | 2000-06-20 |  | Fiberglass Reinforced Plastic | Pressurized
W R PARTAIN/LAKEVIEW SVC CTR | 818 LAKEVIEW DR | ROSSVILLE | Catoosa | 4230074 | 2 | [5 empty] | Removed from Ground | Gas (Historical Use) | 1000 | Bare Steel | 1966-04-30 | 1899-12-31 | Galvanized Steel
POOLES TANNING SPA/LAKEVIEW EXXO | 1916 LAKEVIEW DR | ROSSVILLE | Catoosa | 230089 | 2 | [5 empty] | Removed from Ground | Empty | 1000 | Bare Steel | 1962-05-27 | 1989-07-14 | Galvanized Steel
MAPCO EXPRESS 3643 | 1700 LAKEVIEW DR | ROSSVILLE | Catoosa | 4230067 | 2 | [5 empty] | Removed from Ground | Gas (Historical Use) | 9994 | Bare Steel | 1981-04-24 | 1994-06-01 | Galvanized Steel
UNKNOWN | 7787 NASHVILLE STREET | RINGGOLD | Catoosa | 10002386 | 1 |  |  | FALSE |  | FALSE | Removed from Ground | Not Marked/Tank Removed | 550 | Bare Steel | 2014-10-20 | 2014-10-20 | Bare Steel
FT OGLETHORPE TIRE & SVC CTR INC | 103 CLOUD SPRINGS RD | ROSSVILLE | Catoosa | 4230072 | 3 | [5 empty] | Removed from Ground | Gas (Historical Use) | 5000 | Bare Steel | 1974-04-30 | 2000-01-12 | Galvanized Steel
CLOUD SPRINGS SCHOOL | FERNWOOD DR | ROSSVILLE | Catoosa | 4230078 | 1 | [5 empty] | Removed from Ground | Empty | 1000 | Bare Steel | 1966-05-07 | 1899-12-31 | Unknown
MR QUICK FOOD STORE | 1700 LAKEVIEW DR | ROSSVILLE | Catoosa | 4230069 | 2 | [5 empty] | Removed from Ground | Gas (Historical Use) | 4000 | Bare Steel | 1978-04-01 | 1991-12-19 | Galvanized Steel | Safe Suction (Euro)
FRIENDSHIP INN | 11400 US HWY 41 | RINGGOLD | Catoosa | 9023013 | 1 | [5 empty] | Removed from Ground | Diesel | 10000 | Not Marked/Unknown | 1999-07-01 | 1999-07-01 | Not Marked
MAPCO EXPRESS 3643 | 1700 LAKEVIEW DR | ROSSVILLE | Catoosa | 4230067 | 1 | [5 empty] | Removed from Ground | Gas (Historical Use) | 9994 | Bare Steel | 1981-04-24 | 1994-06-01 | Galvanized Steel
RAFORT LLC | 2526 LAFAYETTE RD | FORT OGLETHORPE | Catoosa | 270026 | 3 |  | 1992-08-16 |  | 1992-08-16 |  | Removed from Ground | Gas (Historical Use) | 8000 | Composite | 1976-05-09 | 1992-08-01 | Fiberglass Reinforced Plastic | Pressurized
MR QUICK FOOD STORE | 1700 LAKEVIEW DR | ROSSVILLE | Catoosa | 4230069 | 1 | [5 empty] | Removed from Ground | Gas (Historical Use) | 3000 | Bare Steel | 1978-04-01 | 1991-12-19 | Galvanized Steel | Safe Suction (Euro)
GA DOT #10617/RINGGOLD ROUT MAIN | TRANSPORTATION RD/OFF GA HWY 2 | RINGGOLD | Catoosa | 4230047 | 61704 | [5 empty] | Removed from Ground | Other | 1000 | Bare Steel | 1989-06-22 | 1989-06-22 | Unknown
Battlefield Shell | 6659 BATTLEFIELD PKWY | RINGGOLD | Catoosa | 9023017 | 2 | Ball Float | 1993-08-23 |  | 1993-08-23 |  | Currently in Use | Gas (Historical Use) | 10000 | Galvanic (STIP-3) | 1993-08-16 |  | Fiberglass Reinforced Plastic | Pressurized
HOJO INN | 40 PINE GROVE ACCESS ROAD | RINGGOLD | Catoosa | 9023022 | 2 | [5 empty] | Removed from Ground | Gas (Historical Use) | 10000 | Not Marked/Unknown | 1994-10-10 | 1994-10-10 | Not Marked
FRED TRUNDLE GROCERY | 13189 GA HWY 151 | RINGGOLD | Catoosa | 9023018 | 4 |  | 1999-03-30 |  | 1999-03-30 |  | Currently in Use | Kerosene | 1000 | Cathodically Protected Steel | 1984-01-01 |  | Cathodically Protected | Safe Suction (Euro)
MEGA STAR #7 | 4317 CLOUD SPRINGS RD | RINGGOLD | Catoosa | 9023020 | 2 | Ball Float | 1994-01-21 | FALSE | 1994-01-21 | FALSE | Currently in Use | Premium | 10278 | Composite | 1994-01-21 |  | Flex | Pressurized
Battlefield Shell | 6659 BATTLEFIELD PKWY | RINGGOLD | Catoosa | 9023017 | 4 | Ball Float | 1993-08-23 |  | 1993-08-23 |  | Currently in Use | Kerosene | 2000 | Galvanic (STIP-3) | 1993-08-16 |  | Fiberglass Reinforced Plastic | Pressurized
7-Eleven Store #41065 | 5926 ALABAMA HWY | RINGGOLD | Catoosa | 9023042 | 1 | Ball Float | 1996-06-29 |  | 1996-06-29 |  | Removed from Ground | Gas (Historical Use) | 10000 | Composite | 1996-06-28 | 2011-06-15 | Flex | Pressurized
MEGA STAR #7 | 4317 CLOUD SPRINGS RD | RINGGOLD | Catoosa | 9023020 | 4 | Ball Float | 1994-01-21 | FALSE | 1994-01-21 | FALSE | Currently in Use | Racing Fuel | 2005 | Composite | 1994-01-21 |  | Flex | Pressurized
Kankus Express # 353 | 15 DIETZ RD | RINGGOLD | Catoosa | 9023025 | 1 | Ball Float | 1992-08-01 |  | 1992-08-01 |  | Removed from Ground | Gas (Historical Use) | 10000 | Composite | 1992-08-01 | 2015-09-23 | Fiberglass Reinforced Plastic | Pressurized
FUEL MART #781 | US HWY 41 & I-75/EAST NASHVILLE | RINGGOLD | Catoosa | 4230025 | 4 | [5 empty] | Removed from Ground | Kerosene | 1 | Bare Steel | 1987-12-16 | 1987-12-16 | Galvanized Steel
FRIENDSHIP INN | 11400 US HWY 41 | RINGGOLD | Catoosa | 9023013 | 4 | [5 empty] | Removed from Ground | Gas (Historical Use) | 20000 | Not Marked/Unknown | 1999-07-01 | 1999-07-01 | Not Marked
GA DOT #10617/RINGGOLD ROUT MAIN | TRANSPORTATION RD/OFF GA HWY 2 | RINGGOLD | Catoosa | 4230047 | 617G1 | [5 empty] | Removed from Ground | Gas (Historical Use) | 1000 | Bare Steel | 1980-02-08 | 2001-05-14 | Galvanized Steel | Safe Suction (Euro)
Battlefield Shell | 6659 BATTLEFIELD PKWY | RINGGOLD | Catoosa | 9023017 | 1 | Ball Float | 1993-08-23 |  | 1993-08-23 |  | Currently in Use | Gas (Historical Use) | 10000 | Galvanic (STIP-3) | 1993-08-16 |  | Fiberglass Reinforced Plastic | Pressurized
FRED TRUNDLE GROCERY | 13189 GA HWY 151 | RINGGOLD | Catoosa | 9023018 | 2 |  | 1999-03-30 |  | 1999-03-30 |  | Currently in Use | Gas (Historical Use) | 1000 | Cathodically Protected Steel | 1980-05-05 |  | Cathodically Protected | Safe Suction (Euro)
MEGA STAR #7 | 4317 CLOUD SPRINGS RD | RINGGOLD | Catoosa | 9023020 | 1 | Ball Float | 1994-01-21 | FALSE | 1994-01-21 | FALSE | Currently in Use | Regular | 10278 | Composite | 1994-01-21 |  | Flex | Pressurized
Kankus Express # 353 | 15 DIETZ RD | RINGGOLD | Catoosa | 9023025 | 4 | Ball Float | 1992-08-01 |  | 1992-08-01 |  | Removed from Ground | Gas (Historical Use) | 2000 | Composite | 1992-08-01 | 2015-09-23 | Fiberglass Reinforced Plastic | Pressurized
Kankus Express # 353 | 15 DIETZ RD | RINGGOLD | Catoosa | 9023025 | 5 | Ball Float | 1992-08-01 |  | 1992-08-01 |  | Removed from Ground | Diesel | 2000 | Composite | 1992-08-01 | 2015-09-23 | Fiberglass Reinforced Plastic | Pressurized
SHRIPAT INC SUNSET MARKET 6 | 141 HIGHWAY 41 | RINGGOLD | Catoosa | 9023019 | 2 | Ball Float | 1994-01-15 | FALSE | 1994-01-15 | FALSE | Currently in Use | Gas (Historical Use) | 6000 | Galvanic (STIP-3) | 1994-01-15 |  | Fiberglass Reinforced Plastic | Pressurized
USF DUGAN | 106 GATEWAY DR | RINGGOLD | Catoosa | 9023024 | 1 |  | 1992-09-01 |  | 1992-09-01 |  | Removed from Ground | Diesel | 12000 | Fiberglass Double Walled | 1992-09-17 | 2007-02-28 | Fiberglass Reinforced Plastic | Pressurized
MAC'S MARKET/ALLEN MCDONALD | BATTLEFIELD PKWY/RT 5 | RINGGOLD | Catoosa | 4230024 | 5 | [5 empty] | Removed from Ground | Kerosene | 550 | Bare Steel | 1983-05-24 | 1988-09-19 | Galvanized Steel
MAC'S MARKET/ALLEN MCDONALD | BATTLEFIELD PKWY/RT 5 | RINGGOLD | Catoosa | 4230024 | 4 | [5 empty] | Removed from Ground | Gas (Historical Use) | 6000 | Bare Steel | 1978-02-11 | 1988-09-20 | Galvanized Steel
RICKY MCNEESE | 614 HWY 41 | RINGGOLD | Catoosa | 4230030 | 2 | Flapper Valve | 1998-12-01 | FALSE | 1998-12-01 | FALSE | Removed from Ground | Gas (Historical Use) | 6000 | Steel-Impressed Current | 1978-05-06 | 2017-11-14 |  | Suction (American)
FAVORITE MARKET #103 | BATTLEFIELD PKWY @ THREE NOTCH R | RINGGOLD | Catoosa | 4230019 | 2 |  | 1994-06-21 |  | 1994-06-21 |  | Removed from Ground | Gas (Historical Use) | 10152 | Cathodically Protected Steel | 1986-01-01 | 2001-04-17 | Fiberglass Reinforced Plastic | Pressurized
MAC'S MARKET/ALLEN MCDONALD | BATTLEFIELD PKWY/RT 5 | RINGGOLD | Catoosa | 4230024 | 1 | [5 empty] | Removed from Ground | Gas (Historical Use) | 8000 | Bare Steel | 1976-05-08 | 1988-09-20 | Galvanized Steel
FUEL MART #781 | US HWY 41 & I-75/EAST NASHVILLE | RINGGOLD | Catoosa | 4230025 | 3A |  | 1988-08-01 |  | 1988-08-01 |  | Removed from Ground | Gas (Historical Use) | 12000 | Fiberglass | 1988-08-01 | 1999-07-23 | Fiberglass Reinforced Plastic | Pressurized
FUEL MART #781 | US HWY 41 & I-75/EAST NASHVILLE | RINGGOLD | Catoosa | 4230025 | 4A |  | 1988-08-01 |  | 1988-08-01 |  | Removed from Ground | Diesel | 20000 | Fiberglass | 1988-08-01 | 1999-07-23 | Fiberglass Reinforced Plastic | Pressurized
ROADWAY EXPRESS INC | 345 ROADWAY DR | RINGGOLD | Catoosa | 4230021 | 11 |  |  | TRUE |  | TRUE | Removed from Ground | Used Oil | 2000 | Fiberglass | 1982-09-01 | 2002-12-19 | Fiberglass Reinforced Plastic | Gravity Fed
FRIENDSHIP INN | 11400 US HWY 41 | RINGGOLD | Catoosa | 9023013 | 2 | [5 empty] | Removed from Ground | Diesel | 10000 | Not Marked/Unknown | 1999-07-01 | 1999-07-01 | Not Marked
Battlefield Shell | 6659 BATTLEFIELD PKWY | RINGGOLD | Catoosa | 9023017 | 3 | Ball Float | 1993-08-23 |  | 1993-08-23 |  | Currently in Use | Gas (Historical Use) | 10000 | Galvanic (STIP-3) | 1993-08-16 |  | Fiberglass Reinforced Plastic | Pressurized
7-Eleven Store #41065 | 5926 ALABAMA HWY | RINGGOLD | Catoosa | 9023042 | 3 | Ball Float | 1996-06-29 |  | 1996-06-29 |  | Removed from Ground | Gas (Historical Use) | 10000 | Composite | 1996-06-28 | 2011-06-15 | Flex | Pressurized
HOJO INN | 40 PINE GROVE ACCESS ROAD | RINGGOLD | Catoosa | 9023022 | 1 | [5 empty] | Removed from Ground | Gas (Historical Use) | 10000 | Not Marked/Unknown | 1994-10-10 | 1994-10-10 | Not Marked
SHRIPAT INC SUNSET MARKET 6 | 141 HIGHWAY 41 | RINGGOLD | Catoosa | 9023019 | 1 | Ball Float | 1994-01-15 | FALSE | 1994-01-15 | FALSE | Currently in Use | Gas (Historical Use) | 6000 | Galvanic (STIP-3) | 1994-01-15 |  | Fiberglass Reinforced Plastic | Pressurized
FUEL MART #781 | US HWY 41 & I-75/EAST NASHVILLE | RINGGOLD | Catoosa | 4230025 | 2A |  | 1988-08-01 |  | 1988-08-01 |  | Removed from Ground | Gas (Historical Use) | 12000 | Fiberglass | 1988-08-01 | 1999-07-23 | Fiberglass Reinforced Plastic | Pressurized
GA DOT #10617/RINGGOLD ROUT MAIN | TRANSPORTATION RD/OFF GA HWY 2 | RINGGOLD | Catoosa | 4230047 | 617G2 | [5 empty] | Removed from Ground | Gas (Historical Use) | 1000 | Cathodically Protected Steel | 1985-02-07 | 2001-05-14 | Galvanized Steel | Safe Suction (Euro)
Kankus Express # 353 | 15 DIETZ RD | RINGGOLD | Catoosa | 9023025 | 6 | Flapper Valve | 2022-06-29 | FALSE | 2022-05-18 | FALSE | Currently in Use | Regular | 12000 | Composite Double Walled | 2022-05-12 |  | Double-Walled Flex | Pressurized
Kankus Express # 353 | 15 DIETZ RD | RINGGOLD | Catoosa | 9023025 | 8 | Flapper Valve | 2022-06-29 | FALSE | 2022-05-18 | FALSE | Currently in Use | Diesel On Road | 6000 | Composite Double Walled | 2022-05-12 |  | Double-Walled Flex | Pressurized
RICKY MCNEESE | 614 HWY 41 | RINGGOLD | Catoosa | 4230030 | 3 | Flapper Valve | 1998-12-01 | FALSE | 1998-12-01 | FALSE | Removed from Ground | Kerosene | 1000 | Steel-Impressed Current | 1988-10-20 | 2017-11-14 |  | Suction (American)
FUEL MART #781 | US HWY 41 & I-75/EAST NASHVILLE | RINGGOLD | Catoosa | 4230025 | 1 | [5 empty] | Removed from Ground | Diesel | 20000 | Bare Steel | 1976-01-01 | 1988-08-31 | Galvanized Steel
NORTH RINGGOLD EXXON #50651 | I-75 & GA HWY 2 | RINGGOLD | Catoosa | 4230017 | 1 |  |  | TRUE |  | TRUE | Removed from Ground | Used Oil | 1000 | Fiberglass | 1984-03-04 | 2000-02-01 | Fiberglass Reinforced Plastic | Gravity Fed
SAM'S MART | 5511 ALABAMA HWY | RINGGOLD | Catoosa | 4230041 | 3 | [5 empty] | Removed from Ground | Gas (Historical Use) | 10000 | Bare Steel | 1976-04-14 | 1990-10-19 | Bare Steel
FAVORITE MARKET #72 | I-75 @ CLOUD SPRINGS RD | RINGGOLD | Catoosa | 4230036 | 3 | [5 empty] | Removed from Ground | Gas (Historical Use) | 9994 | Bare Steel | 1981-04-24 | 1989-07-11 | Galvanized Steel
CATOOSA UTILITY DISTRICT | 2052 US HWY 41 N | RINGGOLD | Catoosa | 4230037 | 2 | [5 empty] | Removed from Ground | Gas (Historical Use) | 8000 | Bare Steel | 1983-04-26 | 1996-08-01 | Galvanized Steel | Suction (American)
SAM'S MART | 5511 ALABAMA HWY | RINGGOLD | Catoosa | 4230041 | 5 | Overfill Alarm | 1994-01-01 | FALSE | 1990-01-01 | FALSE | Temporarily out of use | Diesel | 20000 | Fiberglass Double Walled | 1990-11-02 |  | Fiberglass Reinforced Plastic | Pressurized
SAM'S MART | 5511 ALABAMA HWY | RINGGOLD | Catoosa | 4230041 | 4 | [5 empty] | Removed from Ground | Diesel | 20000 | Bare Steel | 1976-04-14 | 1990-10-19 | Bare Steel
BILLS GROCERY | 2261 MT PISGAH RD | RINGGOLD | Catoosa | 4230032 | 1 |  | 1997-05-23 |  | 1997-05-23 |  | Removed from Ground | Gas (Historical Use) | 1000 | Bare Steel | 1971-05-01 | 2000-04-11 | Galvanized Steel | Safe Suction (Euro)
FAVORITE MARKET #72 | I-75 @ CLOUD SPRINGS RD | RINGGOLD | Catoosa | 4230036 | 4 | [5 empty] | Removed from Ground | Diesel | 9994 | Bare Steel | 1981-04-24 | 1989-07-11 | Galvanized Steel
SAV-A-TON | 6860 BATTLEFIELD PKWY | RINGGOLD | Catoosa | 9023027 | 1 |  | 1993-08-12 |  | 1993-08-12 |  | Currently in Use | Gas (Historical Use) | 10000 | Composite | 1993-06-01 |  | Fiberglass Reinforced Plastic | Pressurized
KWIK SERV #2 | 5710 BATTLEFIELD PKWY | RINGGOLD | Catoosa | 9023045 | 1 | Overfill Alarm | 1996-10-04 | FALSE | 1996-10-04 | FALSE | Currently in Use | Gas (Historical Use) | 15000 | Fiberglass | 1996-10-04 |  | Fiberglass Reinforced Plastic | Pressurized
CIRCLE K #2723622 | 11418 HIGHWAY 41 | RINGGOLD | Catoosa | 9023062 | 1 | Ball Float | 2001-06-25 | FALSE | 2001-06-25 | FALSE | Currently in Use | Regular | 20000 | Composite | 2001-06-25 |  | Double-Walled Flex | Pressurized
PANTRY #3503 DBA KANGAROO | 5703 ALABAMA HWY | RINGGOLD | Catoosa | 4230053 | 6 | Ball Float | 1991-05-17 |  | 1991-05-17 |  | Removed from Ground | Gas (Historical Use) | 10000 | Composite | 1991-05-17 | 2012-06-06 | Double-Walled Flex | Pressurized
KWIK SERV #3 | 5589 REEDS BRIDGE RD | RINGGOLD | Catoosa | 4230027 | 1 | [5 empty] | Removed from Ground | Gas (Historical Use) | 8000 | Bare Steel | 1984-05-08 | 1992-01-01 | Galvanized Steel
GENE ORR GROCERY | US HWY 27 S | RINGGOLD | Catoosa | 4230022 | 3 | [5 empty] | Removed from Ground | Gas (Historical Use) | 1000 | Bare Steel | 1971-05-08 | 1998-12-01 | Galvanized Steel
Danshi, LLC DBA Sunrise Market #39 | 3240 BOYNTON DR | RINGGOLD | Catoosa | 4230034 | 4 | Flapper Valve | 2021-09-14 | FALSE | 2021-09-14 | FALSE | Currently in Use | Regular | 12000 | Composite Double Walled | 2021-09-10 |  | Double-Walled Flex | Pressurized
GA DOT #10617/RINGGOLD ROUT MAIN | TRANSPORTATION RD/OFF GA HWY 2 | RINGGOLD | Catoosa | 4230047 | 617D1 | [5 empty] | Removed from Ground | Diesel | 1000 | Bare Steel | 1981-02-07 | 2001-05-14 | Galvanized Steel | Safe Suction (Euro)
HULLENDER SVC STA | RT 3/US HWY 41 | RINGGOLD | Catoosa | 4230062 | 1 | [5 empty] | Removed from Ground | Gas (Historical Use) | 1000 | Bare Steel | 1966-04-18 | 1995-06-27 | Unknown
7-Eleven Store #41065 | 5926 ALABAMA HWY | RINGGOLD | Catoosa | 9023042 | 4 | Ball Float | 2012-11-12 | FALSE | 2012-11-12 | FALSE | Currently in Use | Regular | 20000 | Composite Double Walled | 2012-11-06 |  | Double-Walled Flex | Pressurized
7-Eleven Store #41065 | 5926 ALABAMA HWY | RINGGOLD | Catoosa | 9023042 | 5 | Ball Float | 2012-11-12 | FALSE | 2012-11-12 | FALSE | Currently in Use | Premium | 10000 | Composite Double Walled | 2012-11-06 |  | Double-Walled Flex | Pressurized
FRED TRUNDLE GROCERY | 13189 GA HWY 151 | RINGGOLD | Catoosa | 9023018 | 1 |  | 1999-03-30 |  | 1999-03-30 |  | Currently in Use | Gas (Historical Use) | 1000 | Cathodically Protected Steel | 1980-05-05 |  | Cathodically Protected | Safe Suction (Euro)
Kankus Express # 353 | 15 DIETZ RD | RINGGOLD | Catoosa | 9023025 | 7A | Flapper Valve | 2022-06-29 | FALSE | 2022-05-18 | FALSE | Currently in Use | E-10 | 6000 | Composite Double Walled | 2022-05-12 |  | Double-Walled Flex | Pressurized
FUEL MART #781 | US HWY 41 & I-75/EAST NASHVILLE | RINGGOLD | Catoosa | 4230025 | 3 | [5 empty] | Removed from Ground | Kerosene | 12000 | Bare Steel | 1987-12-16 | 1987-12-16 | Galvanized Steel
ROADWAY EXPRESS INC | 345 ROADWAY DR | RINGGOLD | Catoosa | 4230021 | 6 |  | 1983-11-01 |  | 1983-11-01 |  | Removed from Ground | Diesel | 12000 | Fiberglass | 1983-11-01 | 2002-12-20 | Fiberglass Reinforced Plastic | Pressurized
ROADWAY EXPRESS INC | 345 ROADWAY DR | RINGGOLD | Catoosa | 4230021 | 9 |  | 1983-11-01 |  | 1983-11-01 |  | Removed from Ground | Other | 10000 | Fiberglass | 1983-11-01 | 2002-12-23 | Fiberglass Reinforced Plastic | Pressurized
JACK CLARK SERVICE STATION | 201 W NASHVILLE ST | RINGGOLD | Catoosa | 4230016 | 1 | [5 empty] | Removed from Ground | Empty | 2000 | Bare Steel | 1959-05-06 | 1999-12-01 | Galvanized Steel | Safe Suction (Euro)
PIT STOP FOOD STORE #7 | 10960 US HIGHWAY 41 | RINGGOLD | Catoosa | 4230035 | 3 | Overfill Alarm | 1996-02-16 | FALSE | 1996-02-16 | FALSE | Currently in Use | Premium | 8000 | Steel-Impressed Current | 1984-05-05 |  | Fiberglass Reinforced Plastic | Pressurized
HULLENDER SVC STA | RT 3/US HWY 41 | RINGGOLD | Catoosa | 4230062 | 2 | [5 empty] | Removed from Ground | Gas (Historical Use) | 1000 | Bare Steel | 1966-04-18 | 1995-06-27 | Unknown
COCHRANS AUTO | 11343 HWY 41 | RINGGOLD | Catoosa | 4230044 | 2 | Flapper Valve | 1997-07-01 | FALSE | 1997-07-01 | FALSE | Removed from Ground | Gas (Historical Use) | 12000 | Fiberglass | 1985-04-28 |  | Fiberglass Reinforced Plastic | Pressurized
GENE ORR GROCERY | US HWY 27 S | RINGGOLD | Catoosa | 4230022 | 1 | [5 empty] | Removed from Ground | Gas (Historical Use) | 2000 | Bare Steel | 1971-05-08 | 1998-12-08 | Galvanized Steel
MAC'S MARKET/ALLEN MCDONALD | BATTLEFIELD PKWY/RT 5 | RINGGOLD | Catoosa | 4230024 | 2 | [5 empty] | Removed from Ground | Gas (Historical Use) | 6000 | Bare Steel | 1976-05-08 | 1989-09-20 | Galvanized Steel
FUEL MART #781 | US HWY 41 & I-75/EAST NASHVILLE | RINGGOLD | Catoosa | 4230025 | 5A |  | 1988-08-01 |  | 1988-08-01 |  | Removed from Ground | Diesel | 20000 | Fiberglass | 1988-08-01 | 1999-07-23 | Fiberglass Reinforced Plastic | Pressurized
ROADWAY EXPRESS INC | 345 ROADWAY DR | RINGGOLD | Catoosa | 4230021 | 3 |  | 1983-11-01 |  | 1983-11-01 |  | Removed from Ground | Diesel | 12000 | Fiberglass | 1983-11-01 | 2002-12-20 | Fiberglass Reinforced Plastic | Pressurized
FAVORITE MARKET #103 | BATTLEFIELD PKWY @ THREE NOTCH R | RINGGOLD | Catoosa | 4230019 | 4 |  | 1994-06-21 |  | 1994-06-21 |  | Removed from Ground | Kerosene | 2000 | Cathodically Protected Steel | 1986-01-01 | 2001-04-17 | Fiberglass Reinforced Plastic | Pressurized
SAM'S MART | 5511 ALABAMA HWY | RINGGOLD | Catoosa | 4230041 | 7 | Overfill Alarm | 1994-01-01 | FALSE | 1990-01-01 | FALSE | Temporarily out of use | Gas (Historical Use) | 12000 | Fiberglass Double Walled | 1990-11-02 |  | Fiberglass Reinforced Plastic | Pressurized
SAM'S MART | 5511 ALABAMA HWY | RINGGOLD | Catoosa | 4230041 | 1 | [5 empty] | Removed from Ground | Gas (Historical Use) | 12000 | Bare Steel | 1976-04-14 | 1990-10-19 | Bare Steel
FAVORITE MARKET #72 | I-75 @ CLOUD SPRINGS RD | RINGGOLD | Catoosa | 4230036 | 1 | [5 empty] | Removed from Ground | Gas (Historical Use) | 9994 | Bare Steel | 1981-04-24 | 1989-07-11 | Galvanized Steel
AE SHEFFIELD STORE | COUNTY RD 67 | RINGGOLD | Catoosa | 9004010 | 2 | [5 empty] | Removed from Ground | Gas (Historical Use) | 1000 | Bare Steel | 1997-09-01 | 1997-09-01 | Galvanized Steel | Suction (American)
T C NAPIER | 6898 THREE NOTCH RD | RINGGOLD | Catoosa | 9023032 | 2 | [5 empty] | Removed from Ground | Gas (Historical Use) | 1000 | Cathodically Protected Steel | 1998-12-01 | 1998-12-01 | Not Marked | Suction (American)
BENTON COAL & SUPPLY | 96 DEPOT STREET | RINGGOLD | Catoosa | 9023038 | 1 | [5 empty] | Removed from Ground | Diesel | 1000 | Bare Steel | 1991-01-01 | 1996-01-01 | Bare Steel | Safe Suction (Euro)
EARLE PETERS PROPERTY ESTATE | 7675 NASHVILLE ST | RINGGOLD | Catoosa | 9023041 | 3 | [5 empty] | Permanently Out of Use - historical purposes | Gas (Historical Use) | 1000 | Not Marked/Unknown |  | 1899-12-31 | Not Marked
WAFFLE HOUSE | 11292 HWY 41 | RINGGOLD | Catoosa | 9023058 | 1 | [5 empty] | Removed from Ground | Gas (Historical Use) | 0 | Not Marked/Unknown |  | 1899-12-31 | Not Marked
HULLENDER SVC STA | RT 3/US HWY 41 | RINGGOLD | Catoosa | 4230062 | 3 | [5 empty] | Removed from Ground | Gas (Historical Use) | 1000 | Bare Steel | 1966-04-18 | 1995-06-27 | Unknown
7-Eleven Store #41065 | 5926 ALABAMA HWY | RINGGOLD | Catoosa | 9023042 | 6 | Ball Float | 2012-11-12 | FALSE | 2012-11-12 | FALSE | Currently in Use | Diesel | 10000 | Composite Double Walled | 2012-11-06 |  | Double-Walled Flex | Pressurized
COCHRANS AUTO | 11343 HWY 41 | RINGGOLD | Catoosa | 4230044 | 3 | Flapper Valve | 1997-07-01 | FALSE | 1997-07-01 | FALSE | Removed from Ground | Gas (Historical Use) | 12000 | Fiberglass | 1985-04-28 |  | Fiberglass Reinforced Plastic | Pressurized
Danshi, LLC DBA Sunrise Market #39 | 3240 BOYNTON DR | RINGGOLD | Catoosa | 4230034 | 2 | [5 empty] | Removed from Ground | Empty | 2000 | Bare Steel | 1979-05-06 | 1999-12-21 | Galvanized Steel | Safe Suction (Euro)
FAVORITE MARKET #79 | RT 4 US HWY 41 | RINGGOLD | Catoosa | 4230038 | 2 | [5 empty] | Removed from Ground | Gas (Historical Use) | 10000 | Bare Steel | 1982-04-24 | 1899-12-31 | Galvanized Steel | Pressurized
ESLINGER CONTRACTING COMPANY INC | 4849 CLOUD SPRINGS RD | RINGGOLD | Catoosa | 9023031 | 1 | [5 empty] | Removed from Ground | Gas (Historical Use) | 5000 | Marked Unknown | 1995-12-01 | 1995-12-01 | Unknown
CIRCLE K #2723622 | 11418 HIGHWAY 41 | RINGGOLD | Catoosa | 9023062 | 4 | Ball Float | 2006-12-01 | FALSE | 2006-12-01 | FALSE | Currently in Use | Diesel | 20000 | Composite Double Walled | 2006-12-01 |  | Double-Walled Flex | Pressurized
LHP STORES LLC DBA FRIENDLY MARKET | 4538 CLOUD SPRINGS RD | RINGGOLD | Catoosa | 4230051 | 2 | [5 empty] | Removed from Ground | Empty | 6000 | Bare Steel | 1970-04-30 | 1990-03-27 | Galvanized Steel
PANTRY #3503 DBA KANGAROO | 5703 ALABAMA HWY | RINGGOLD | Catoosa | 4230053 | 2 | [5 empty] | Removed from Ground | Gas (Historical Use) | 10000 | Bare Steel | 1979-03-13 | 1991-03-21 | Galvanized Steel
PANTRY #3503 DBA KANGAROO | 5703 ALABAMA HWY | RINGGOLD | Catoosa | 4230053 | 8 | Ball Float | 1991-05-17 |  | 1991-05-17 |  | Removed from Ground | Kerosene | 2000 | Composite | 1991-05-17 | 2012-06-06 | Double-Walled Flex | Pressurized
FRIENDSHIP INN | 11400 US HWY 41 | RINGGOLD | Catoosa | 9023013 | 3 | [5 empty] | Removed from Ground | Gas (Historical Use) | 20000 | Not Marked/Unknown | 1999-07-01 | 1999-07-01 | Not Marked
AIRCO/SELOX PLANT | 345 BIGGS RD | RINGGOLD | Catoosa | 9023001 | 1 | [5 empty] | Removed from Ground | Hazardous Substance | 1500 | Bare Steel | 1970-01-01 | 1990-06-15 | Galvanized Steel
PENSKE TRUCK LEASING (FORMER) | IND BLVD | RINGGOLD | Catoosa | 9023015 | 1 |  |  | TRUE |  | TRUE | Removed from Ground | Used Oil | 1000 | Not Marked/Unknown | 1992-11-01 | 1992-11-01 | Not Marked
ROADWAY EXPRESS INC | 345 ROADWAY DR | RINGGOLD | Catoosa | 4230021 | 8 |  | 1983-11-01 |  | 1983-11-01 |  | Removed from Ground | Diesel | 10000 | Fiberglass | 1983-11-01 | 2002-12-20 | Fiberglass Reinforced Plastic | Pressurized
ROADWAY EXPRESS INC | 345 ROADWAY DR | RINGGOLD | Catoosa | 4230021 | 2 |  | 1983-11-01 |  | 1983-11-01 |  | Removed from Ground | Diesel | 12000 | Fiberglass | 1983-11-01 | 2002-12-20 | Fiberglass Reinforced Plastic | Pressurized
JACK CLARK SERVICE STATION | 201 W NASHVILLE ST | RINGGOLD | Catoosa | 4230016 | 4 | [5 empty] | Removed from Ground | Kerosene | 550 | Bare Steel | 1959-05-06 | 1999-12-01 | Galvanized Steel | Safe Suction (Euro)
Kankus Express # 353 | 15 DIETZ RD | RINGGOLD | Catoosa | 9023025 | 7B | Flapper Valve | 2022-06-29 | FALSE | 2022-05-18 | FALSE | Currently in Use | E-0 | 6000 | Composite Double Walled | 2022-05-12 |  | Double-Walled Flex | Pressurized
MAC'S MARKET/ALLEN MCDONALD | BATTLEFIELD PKWY/RT 5 | RINGGOLD | Catoosa | 4230024 | 3 | [5 empty] | Removed from Ground | Gas (Historical Use) | 6000 | Bare Steel | 1978-02-11 | 1988-09-20 | Galvanized Steel
FUEL MART #781 | US HWY 41 & I-75/EAST NASHVILLE | RINGGOLD | Catoosa | 4230025 | 1A |  | 1988-08-01 |  | 1988-08-01 |  | Removed from Ground | Gas (Historical Use) | 12000 | Fiberglass | 1988-08-01 | 1999-07-23 | Fiberglass Reinforced Plastic | Pressurized
JACK CLARK SERVICE STATION | 201 W NASHVILLE ST | RINGGOLD | Catoosa | 4230016 | 5 |  |  | TRUE |  | TRUE | Removed from Ground | Used Oil | 280 | Bare Steel | 1959-05-06 | 1999-12-01 | Galvanized Steel
COCHRANS AUTO | 11343 HWY 41 | RINGGOLD | Catoosa | 4230044 | 5 | Flapper Valve | 1997-07-01 | FALSE | 1997-07-01 | FALSE | Removed from Ground | Diesel | 20000 | Fiberglass | 1985-04-28 |  | Fiberglass Reinforced Plastic | Pressurized
COCHRANS AUTO | 11343 HWY 41 | RINGGOLD | Catoosa | 4230044 | 4 | Flapper Valve | 1997-07-01 | FALSE | 1997-07-01 | FALSE | Removed from Ground | Gas (Historical Use) | 12000 | Fiberglass | 1985-04-28 |  | Fiberglass Reinforced Plastic | Pressurized
Danshi, LLC DBA Sunrise Market #39 | 3240 BOYNTON DR | RINGGOLD | Catoosa | 4230034 | 5B | Flapper Valve | 2021-09-14 | FALSE | 2021-09-14 | FALSE | Currently in Use | Diesel | 4000 | Composite Double Walled | 2021-09-10 |  | Double-Walled Flex | Pressurized
Danshi, LLC DBA Sunrise Market #39 | 3240 BOYNTON DR | RINGGOLD | Catoosa | 4230034 | 1 | [5 empty] | Removed from Ground | Empty | 4000 | Bare Steel | 1979-05-06 | 1999-12-21 | Galvanized Steel | Safe Suction (Euro)
EARLE PETERS PROPERTY ESTATE | 7675 NASHVILLE ST | RINGGOLD | Catoosa | 9023041 | 2 | [5 empty] | Permanently Out of Use - historical purposes | Gas (Historical Use) | 1000 | Not Marked/Unknown |  | 1899-12-31 | Not Marked
CAWOOD COUNTRY STORE | 8330 ALABAMA HWY | RINGGOLD | Catoosa | 4230086 | 2 | [5 empty] | Removed from Ground | Gas (Historical Use) | 550 | Bare Steel | 1947-01-01 | 1992-02-19 | Bare Steel | Safe Suction (Euro)
GLENNS SERVICE CENTER | 2551 HWY 41 | RINGGOLD | Catoosa | 9023033 | RU-1 |  | 1992-06-01 | FALSE | 1992-06-01 | FALSE | Closed in Ground | Gas (Historical Use) | 8000 |  | 1992-06-01 | 2019-07-11 | Fiberglass Reinforced Plastic | Suction (American)
NORTH RINGGOLD EXXON #50651 | I-75 & GA HWY 2 | RINGGOLD | Catoosa | 4230017 | 2 | [5 empty] | Removed from Ground | Gas (Historical Use) | 10000 | Fiberglass | 1984-03-04 | 2000-02-01 | Fiberglass Reinforced Plastic | Pressurized
SAM'S MART | 5511 ALABAMA HWY | RINGGOLD | Catoosa | 4230041 | 2 | [5 empty] | Removed from Ground | Gas (Historical Use) | 10000 | Bare Steel | 1976-04-14 | 1990-10-19 | Bare Steel
Danshi, LLC DBA Sunrise Market #39 | 3240 BOYNTON DR | RINGGOLD | Catoosa | 4230034 | 3 | [5 empty] | Removed from Ground | Empty | 4000 | Bare Steel | 1979-05-06 | 1999-12-21 | Galvanized Steel | Safe Suction (Euro)
FAVORITE MARKET #72 | I-75 @ CLOUD SPRINGS RD | RINGGOLD | Catoosa | 4230036 | 2 | [5 empty] | Removed from Ground | Gas (Historical Use) | 9994 | Bare Steel | 1981-04-24 | 1989-07-11 | Galvanized Steel
EARLE PETERS PROPERTY ESTATE | 7675 NASHVILLE ST | RINGGOLD | Catoosa | 9023041 | 4 | [5 empty] | Permanently Out of Use - historical purposes | Kerosene | 550 | Not Marked/Unknown |  | 1899-12-31 | Not Marked
CAWOOD COUNTRY STORE | 8330 ALABAMA HWY | RINGGOLD | Catoosa | 4230086 | 4 |  | 1998-12-11 |  | 1998-12-11 |  | Removed from Ground | Gas (Historical Use) | 550 | Steel-Impressed Current | 1967-01-01 | 2012-04-23 | Cathodically Protected | Suction (American)
CAWOOD COUNTRY STORE | 8330 ALABAMA HWY | RINGGOLD | Catoosa | 4230086 | 5 |  | 1998-12-11 |  | 1998-12-11 |  | Removed from Ground | Gas (Historical Use) | 1000 | Steel-Impressed Current | 1967-01-01 | 2012-04-23 | Cathodically Protected | Suction (American)
CIRCLE K #2723615 | 6855 BATTLEFIELD PKWY | RINGGOLD | Catoosa | 9023048 | 2 | Ball Float | 1997-04-10 |  | 1997-04-10 |  | Currently in Use | Diesel | 10000 | Composite | 1997-04-10 |  | Double-Walled Flex | Pressurized
KWIK SERVE | 438 HWY 41 | RINGGOLD | Catoosa | 9023061 | 2 | Ball Float | 2001-05-21 | FALSE | 2001-05-21 | FALSE | Currently in Use | Premium | 8000 | Galvanic (STIP-3) | 2001-04-23 |  | Fiberglass Reinforced Plastic | Pressurized
MASTERS GROCERY | RT 7 BOX 124 | RINGGOLD | Catoosa | 4230048 | 2 | [5 empty] | Removed from Ground | Gas (Historical Use) | 550 | Bare Steel | 1961-04-03 | 1990-03-01 | Galvanized Steel
CHOO CHOO TRUCK WASH INC | 11399 HWY 41 | RINGGOLD | Catoosa | 4230052 | 1 | Overfill Alarm | 1992-04-06 | FALSE | 1997-12-15 | FALSE | Removed from Ground | Diesel | 10000 | Steel-Impressed Current | 1997-12-15 |  | Fiberglass Reinforced Plastic | Pressurized
COWBOYS #2 | GA HWY 41 & I-75 @ EXIT 139 | RINGGOLD | Catoosa | 9023008 | 2 |  | 1991-04-11 |  | 1991-01-11 |  | Removed from Ground | Gas (Historical Use) | 6000 | Cathodically Protected Steel | 1987-01-01 | 1999-10-27 | Fiberglass Reinforced Plastic | Pressurized
SHRIPAT INC SUNSET MARKET 6 | 141 HIGHWAY 41 | RINGGOLD | Catoosa | 9023019 | 3 |  | 1994-01-15 | FALSE | 1994-01-15 | FALSE | Currently in Use | Diesel | 1000 | Galvanic (STIP-3) | 1994-01-15 |  | Fiberglass Reinforced Plastic | Suction (American)
RICKY MCNEESE | 614 HWY 41 | RINGGOLD | Catoosa | 4230030 | 1 | Flapper Valve | 1998-12-01 | FALSE | 1998-12-01 | FALSE | Removed from Ground | Gas (Historical Use) | 6000 | Steel-Impressed Current | 1978-05-06 | 2017-11-14 |  | Suction (American)
KWIK SERV #3 | 5589 REEDS BRIDGE RD | RINGGOLD | Catoosa | 4230027 | 3 | Flapper Valve | 1992-01-01 | FALSE | 1992-01-01 | FALSE | Currently in Use | Regular | 8000 | Galvanic (STIP-3) | 1992-04-01 |  | Fiberglass Reinforced Plastic | Safe Suction (Euro)
ROADWAY EXPRESS INC | 345 ROADWAY DR | RINGGOLD | Catoosa | 4230021 | 5 |  | 1983-11-01 |  | 1983-11-01 |  | Removed from Ground | Diesel | 12000 | Fiberglass | 1983-11-01 | 2002-12-20 | Fiberglass Reinforced Plastic | Pressurized
FAVORITE MARKET #103 | BATTLEFIELD PKWY @ THREE NOTCH R | RINGGOLD | Catoosa | 4230019 | 3 |  | 1994-06-21 |  | 1994-06-21 |  | Removed from Ground | Gas (Historical Use) | 10152 | Cathodically Protected Steel | 1986-01-01 | 2001-04-18 | Fiberglass Reinforced Plastic | Pressurized
AE SHEFFIELD STORE | COUNTY RD 67 | RINGGOLD | Catoosa | 9004010 | 3 | [5 empty] | Removed from Ground | Gas (Historical Use) | 2000 | Bare Steel | 1997-09-01 | 1997-09-01 | Galvanized Steel | Suction (American)
COCHRANS AUTO | 11343 HWY 41 | RINGGOLD | Catoosa | 4230044 | 1 |  | 1997-07-01 | TRUE | 1997-07-01 | TRUE | Removed from Ground | Used Oil | 1000 | Fiberglass | 1985-04-28 |  | Fiberglass Reinforced Plastic
SAM'S MART | 5511 ALABAMA HWY | RINGGOLD | Catoosa | 4230041 | 9 | Overfill Alarm | 1990-01-01 | FALSE | 1990-01-01 | FALSE | Temporarily out of use | Gas (Historical Use) | 10000 | Fiberglass Double Walled | 1990-11-02 |  | Fiberglass Reinforced Plastic | Pressurized
NANCE CHEVRON/#43935 (FORMER) | 5736 ALABAMA HWY | RINGGOLD | Catoosa | 4230050 | 3 |  | 1993-06-12 |  | 1993-06-12 |  | Removed from Ground | Gas (Historical Use) | 10000 | Fiberglass | 1981-01-01 | 1999-06-01 | Fiberglass Reinforced Plastic | Pressurized
SAM'S MART | 5511 ALABAMA HWY | RINGGOLD | Catoosa | 4230041 | 6 | Overfill Alarm | 1994-01-01 | FALSE | 1990-01-01 | FALSE | Temporarily out of use | Diesel | 12000 | Fiberglass Double Walled | 1990-11-02 |  | Fiberglass Reinforced Plastic | Pressurized
SAM'S MART | 5511 ALABAMA HWY | RINGGOLD | Catoosa | 4230041 | 8 | Overfill Alarm | 1994-01-01 | FALSE | 1990-01-01 | FALSE | Temporarily out of use | Gas (Historical Use) | 10000 | Fiberglass Double Walled | 1990-11-02 |  | Fiberglass Reinforced Plastic | Pressurized
AE SHEFFIELD STORE | COUNTY RD 67 | RINGGOLD | Catoosa | 9004010 | 1 | [5 empty] | Removed from Ground | Gas (Historical Use) | 1000 | Bare Steel | 1997-09-01 | 1997-09-01 | Galvanized Steel | Suction (American)
GLENNS SERVICE CENTER | 2551 HWY 41 | RINGGOLD | Catoosa | 9023033 | 3 | [5 empty] | Removed from Ground | Gas (Historical Use) | 1000 | Bare Steel | 1951-01-01 | 1990-05-01 | Galvanized Steel
SAV-A-TON | 6860 BATTLEFIELD PKWY | RINGGOLD | Catoosa | 9023027 | 5 |  | 1993-08-12 |  | 1993-08-12 |  | Temporarily out of use | Kerosene | 4000 | Composite | 1993-06-01 |  | Fiberglass Reinforced Plastic | Pressurized
SAV-A-TON | 6860 BATTLEFIELD PKWY | RINGGOLD | Catoosa | 9023027 | 4 |  | 1993-08-12 | FALSE | 1993-08-12 | FALSE | Temporarily out of use | Empty | 10000 | Composite | 1993-06-01 |  | Fiberglass Reinforced Plastic | Pressurized
DJS COUNTRY MARKET | 4427 THREE NOTCH RD | RINGGOLD | Catoosa | 9023028 | 2 | Ball Float | 1990-02-01 | FALSE | 1990-02-01 | FALSE | Currently in Use | Premium | 10000 | Galvanic (STIP-3) | 1990-02-19 |  | Fiberglass Reinforced Plastic | Pressurized
DUNCAN PARK SEWAGE PUMP STATION | END OF VERO BEACH | RINGGOLD | Catoosa | 9023049 | 1 | [5 empty] | Removed from Ground | Other | 285 | Not Marked/Unknown | 1998-06-01 | 1998-06-01 | Not Marked
CIRCLE K #2723622 | 11418 HIGHWAY 41 | RINGGOLD | Catoosa | 9023062 | 2 | Ball Float | 2001-06-25 | FALSE | 2001-06-25 | FALSE | Currently in Use | Premium | 15000 | Composite | 2001-06-25 |  | Double-Walled Flex | Pressurized
MEGA STAR FOOD MART #2 | 221 HWY 41 | RINGGOLD | Catoosa | 9023053 | 1 | Ball Float | 1998-02-11 |  | 1998-02-11 |  | Currently in Use | Gas (Historical Use) | 12000 | Fiberglass | 1998-02-06 |  | Double Walled | Pressurized
LHP STORES LLC DBA FRIENDLY MARKET | 4538 CLOUD SPRINGS RD | RINGGOLD | Catoosa | 4230051 | 4 | [5 empty] | Removed from Ground | Empty | 10000 | Bare Steel | 1979-05-01 | 1990-03-27 | Galvanized Steel
LHP STORES LLC DBA FRIENDLY MARKET | 4538 CLOUD SPRINGS RD | RINGGOLD | Catoosa | 4230051 | 5 |  |  | TRUE |  | TRUE | Removed from Ground | Empty | 550 | Bare Steel | 1970-01-01 | 1990-03-27 | Galvanized Steel
FORMER EXXON STATION | I-75 & CLOUD SPRINGS RD | RINGGOLD | Catoosa | 9023009 | 3 | [5 empty] | Removed from Ground | Gas (Historical Use) | 10000 | Bare Steel | 1980-01-01 | 1989-07-01 | Galvanized Steel
NANCE CHEVRON/#43935 (FORMER) | 5736 ALABAMA HWY | RINGGOLD | Catoosa | 4230050 | 1 |  | 1993-06-12 |  | 1993-06-12 |  | Removed from Ground | Gas (Historical Use) | 8000 | Fiberglass | 1981-01-01 | 1999-06-01 | Fiberglass Reinforced Plastic | Pressurized
GA FORESTRY/CATOOSA CO UNIT | 801 EAST NASHVILLE ST | RINGGOLD | Catoosa | 4230008 | 2 | [5 empty] | Removed from Ground | Diesel | 2000 | Bare Steel | 1992-11-20 | 1992-11-20 | Galvanized Steel | Safe Suction (Euro)
GA FORESTRY/CATOOSA CO UNIT | 801 EAST NASHVILLE ST | RINGGOLD | Catoosa | 4230008 | 204702 |  | 1992-11-20 |  | 1992-11-20 |  | Removed from Ground | Gas (Historical Use) | 1000 | Galvanic (STIP-3) | 1992-11-20 | 2007-01-29 | Cathodically Protected | Safe Suction (Euro)
CATOOSA UTILITY DISTRICT | 2052 US HWY 41 N | RINGGOLD | Catoosa | 4230037 | 1 | [5 empty] | Removed from Ground | Diesel | 500 | Bare Steel | 1971-04-26 | 1989-07-01 | Galvanized Steel | Safe Suction (Euro)
FAVORITE MARKET #79 | RT 4 US HWY 41 | RINGGOLD | Catoosa | 4230038 | 3 | [5 empty] | Removed from Ground | Gas (Historical Use) | 10000 | Bare Steel | 1982-04-24 | 1899-12-31 | Galvanized Steel | Pressurized
GLENNS SERVICE CENTER | 2551 HWY 41 | RINGGOLD | Catoosa | 9023033 | 4 | [5 empty] | Removed from Ground | Gas (Historical Use) | 1000 | Bare Steel | 1951-01-01 | 1899-12-31 | Galvanized Steel
LHP STORES LLC DBA FRIENDLY MARKET | 4538 CLOUD SPRINGS RD | RINGGOLD | Catoosa | 4230051 | 1A | Ball Float | 1990-04-27 | FALSE | 1990-04-27 | FALSE | Currently in Use | Gas (Historical Use) | 8000 | STIP-3/Impressed Current | 1990-04-27 |  | Fiberglass Reinforced Plastic | Pressurized
COWBOYS #2 | GA HWY 41 & I-75 @ EXIT 139 | RINGGOLD | Catoosa | 9023008 | 3 |  | 1991-04-11 |  | 1991-04-11 |  | Removed from Ground | Gas (Historical Use) | 6000 | Cathodically Protected Steel | 1987-01-01 | 1999-10-27 | Fiberglass Reinforced Plastic | Pressurized
7-Eleven Store #41065 | 5926 ALABAMA HWY | RINGGOLD | Catoosa | 9023042 | 2 | Ball Float | 1996-06-29 |  | 1996-06-29 |  | Removed from Ground | Gas (Historical Use) | 10000 | Composite | 1996-06-28 | 2011-06-15 | Flex | Pressurized
FRED TRUNDLE GROCERY | 13189 GA HWY 151 | RINGGOLD | Catoosa | 9023018 | 3 | [5 empty] | Removed from Ground | Empty | 280 | Not Marked/Unknown | 1956-05-05 | 1984-01-01 | Not Marked
Kankus Express # 353 | 15 DIETZ RD | RINGGOLD | Catoosa | 9023025 | 3 | Ball Float | 1992-08-01 |  | 1992-08-01 |  | Removed from Ground | Gas (Historical Use) | 8000 | Composite | 1992-08-01 | 2015-09-23 | Fiberglass Reinforced Plastic | Pressurized
KWIK SERV #3 | 5589 REEDS BRIDGE RD | RINGGOLD | Catoosa | 4230027 | 2 | [5 empty] | Removed from Ground | Gas (Historical Use) | 2000 | Bare Steel | 1973-05-06 | 1988-01-01 | Galvanized Steel
JACK CLARK SERVICE STATION | 201 W NASHVILLE ST | RINGGOLD | Catoosa | 4230016 | 3 | [5 empty] | Removed from Ground | Gas (Historical Use) | 2000 | Bare Steel | 1959-05-06 | 1999-12-01 | Galvanized Steel | Safe Suction (Euro)
Danshi, LLC DBA Sunrise Market #39 | 3240 BOYNTON DR | RINGGOLD | Catoosa | 4230034 | 5A | Flapper Valve | 2021-09-14 | FALSE | 2021-09-14 | FALSE | Currently in Use | Premium | 4000 | Composite Double Walled | 2021-09-10 |  | Double-Walled Flex | Pressurized
SHAW INDUSTRIES INC | BOX 10 I-75 & INDUSTRIAL BLVD | RINGGOLD | Catoosa | 9023052 | 1 | [5 empty] | Removed from Ground | Gas (Historical Use) | 1000 | Marked Unknown | 1998-12-15 | 1998-12-15 | Unknown | Safe Suction (Euro)
MR ZIP STORE #525 | 4553 CLOUD SPRINGS RD | RINGGOLD | Catoosa | 9023054 | 2 |  | 1991-09-09 |  | 1991-09-09 |  | Removed from Ground | Gas (Historical Use) | 10000 | Composite | 1991-09-09 | 2015-12-10 | Fiberglass Reinforced Plastic | Pressurized
CHOO CHOO TRUCK WASH INC | 11399 HWY 41 | RINGGOLD | Catoosa | 4230052 | 4 |  |  | FALSE |  | FALSE | Removed from Ground | Gas (Historical Use) | 5000 | Bare Steel |  | 1899-12-31 |  | Suction (American)
NANCE CHEVRON/#43935 (FORMER) | 5736 ALABAMA HWY | RINGGOLD | Catoosa | 4230050 | 4 |  |  | TRUE |  | TRUE | Removed from Ground | Used Oil | 1000 | Fiberglass | 1981-03-19 | 1987-12-31 | Fiberglass Reinforced Plastic | Pressurized
CIRCLE K #2723561 | 4257 CLOUD SPRINGS RD | RINGGOLD | Catoosa | 9023010 | 4 | Ball Float | 1991-09-18 | FALSE | 1991-09-18 | FALSE | Currently in Use | E-0 | 2000 | Composite | 1991-09-18 |  | Double-Walled Flex | Pressurized
CATOOSA COUNTY COMMISSIONER | 7694 NASHVILLE ST | RINGGOLD | Catoosa | 4230009 | 3 | [5 empty] | Removed from Ground | Diesel | 10000 | Bare Steel | 1980-04-07 | 1998-12-01 | Galvanized Steel
SAV-A-TON | 6860 BATTLEFIELD PKWY | RINGGOLD | Catoosa | 9023027 | 2 |  | 1993-08-12 | FALSE | 1993-08-12 | FALSE | Currently in Use | Premium | 10000 | Composite | 1993-06-01 |  | Fiberglass Reinforced Plastic | Pressurized
MEGA STAR #7 | 4317 CLOUD SPRINGS RD | RINGGOLD | Catoosa | 9023020 | 3 | Ball Float | 1994-01-21 | FALSE | 1994-01-21 | FALSE | Currently in Use | Diesel | 10278 | Composite | 1994-01-21 |  | Flex | Pressurized
Kankus Express # 353 | 15 DIETZ RD | RINGGOLD | Catoosa | 9023025 | 2 | Ball Float | 1992-08-01 |  | 1992-08-01 |  | Removed from Ground | Gas (Historical Use) | 8000 | Composite | 1992-08-01 | 2015-09-23 | Fiberglass Reinforced Plastic | Pressurized
FUEL MART #781 | US HWY 41 & I-75/EAST NASHVILLE | RINGGOLD | Catoosa | 4230025 | 2 | [5 empty] | Removed from Ground | Diesel | 20000 | Bare Steel | 1976-01-01 | 1988-08-31 | Galvanized Steel
ROADWAY EXPRESS INC | 345 ROADWAY DR | RINGGOLD | Catoosa | 4230021 | 7 |  | 1983-11-01 |  | 1983-11-01 |  | Removed from Ground | Diesel | 12000 | Fiberglass | 1983-11-01 | 2002-12-20 | Fiberglass Reinforced Plastic | Pressurized
ROADWAY EXPRESS INC | 345 ROADWAY DR | RINGGOLD | Catoosa | 4230021 | 4 |  | 1983-11-01 |  | 1983-11-01 |  | Removed from Ground | Diesel | 12000 | Fiberglass | 1983-11-01 | 2002-12-20 | Fiberglass Reinforced Plastic | Pressurized
ROADWAY EXPRESS INC | 345 ROADWAY DR | RINGGOLD | Catoosa | 4230021 | 1 |  | 1983-11-01 |  | 1983-11-01 |  | Removed from Ground | Diesel | 12000 | Fiberglass | 1983-11-01 | 2002-12-20 | Fiberglass Reinforced Plastic | Pressurized
JACK CLARK SERVICE STATION | 201 W NASHVILLE ST | RINGGOLD | Catoosa | 4230016 | 2 | [5 empty] | Removed from Ground | Gas (Historical Use) | 2000 | Bare Steel | 1959-05-06 | 1999-12-01 | Galvanized Steel | Safe Suction (Euro)
GLENNS SERVICE CENTER | 2551 HWY 41 | RINGGOLD | Catoosa | 9023033 | 1 | [5 empty] | Removed from Ground | Gas (Historical Use) | 1000 | Bare Steel | 1951-01-01 | 1990-05-01 | Galvanized Steel
SAV-A-TON | 6860 BATTLEFIELD PKWY | RINGGOLD | Catoosa | 9023027 | 3 |  | 1993-08-12 | FALSE | 1993-08-12 | FALSE | Currently in Use | Racing Fuel | 10000 | Composite | 1993-06-01 |  | Fiberglass Reinforced Plastic | Pressurized
ESLINGER CONTRACTING COMPANY INC | 4849 CLOUD SPRINGS RD | RINGGOLD | Catoosa | 9023031 | 2 | [5 empty] | Removed from Ground | Diesel | 5000 | Marked Unknown | 1995-12-01 | 1995-12-01 | Unknown
BENTON COAL & SUPPLY | 96 DEPOT STREET | RINGGOLD | Catoosa | 9023038 | 2 |  |  | TRUE |  | TRUE | Removed from Ground | Gas (Historical Use) | 1000 | Bare Steel | 1991-01-01 | 1996-01-01 | Bare Steel | Safe Suction (Euro)
BILLS GROCERY | 2261 MT PISGAH RD | RINGGOLD | Catoosa | 4230032 | 2 |  | 1997-05-23 |  | 1997-05-23 |  | Removed from Ground | Gas (Historical Use) | 1000 | Bare Steel | 1971-05-01 | 2000-04-11 | Galvanized Steel | Safe Suction (Euro)
PIT STOP FOOD STORE #7 | 10960 US HIGHWAY 41 | RINGGOLD | Catoosa | 4230035 | 2 | Overfill Alarm | 1996-02-16 | FALSE | 1996-02-16 | FALSE | Currently in Use | Regular | 8000 | Steel-Impressed Current | 1984-05-05 |  | Fiberglass Reinforced Plastic | Pressurized
T C NAPIER | 6898 THREE NOTCH RD | RINGGOLD | Catoosa | 9023032 | 1 | [5 empty] | Removed from Ground | Gas (Historical Use) | 1000 | Cathodically Protected Steel | 1999-09-01 | 1999-09-01 | Not Marked | Suction (American)
CIRCLE K #2723615 | 6855 BATTLEFIELD PKWY | RINGGOLD | Catoosa | 9023048 | 1 | Ball Float | 1997-04-10 |  | 1997-04-10 |  | Currently in Use | Gas (Historical Use) | 12000 | Composite | 1997-04-10 |  | Double-Walled Flex | Pressurized
CHOO CHOO TRUCK WASH INC | 11399 HWY 41 | RINGGOLD | Catoosa | 4230052 | 2 | Overfill Alarm | 1992-04-06 | FALSE | 1997-12-15 | FALSE | Removed from Ground | Diesel | 10000 | Steel-Impressed Current | 1997-12-15 |  | Fiberglass Reinforced Plastic | Pressurized
RINGGOLD SERVICE CENTER | 261 CLEVELAND ST | RINGGOLD | Catoosa | 4230013 | 1 | [5 empty] | Removed from Ground | Kerosene | 1000 | Bare Steel | 1983-05-07 | 1998-03-01 | Galvanized Steel | Suction (American)
MAPCO EXPRESS 3638 | 3668 BATTLEFIELD PKWY | RINGGOLD | Catoosa | 230093 | 4 | Flapper Valve | 1994-05-18 | FALSE | 1994-05-18 | FALSE | Currently in Use | Kerosene | 2000 | Composite | 1986-01-01 |  | Fiberglass Reinforced Plastic | Pressurized
ODONALD BROTHERS FARM | 4257 THREE NOTCH RD | RINGGOLD | Catoosa | 230092 | 2 | [5 empty] | Closed in Ground | Gas (Historical Use) | 500 | Bare Steel | 1976-05-10 | 1899-12-31 | Galvanized Steel
CIRCLE #2723553 | 5337 ALABAMA HWY | RINGGOLD | Catoosa | 9000392 | 10A | Ball Float | 2004-07-14 | FALSE | 2004-07-14 | FALSE | Currently in Use | Premium | 12000 | Composite Double Walled | 2004-07-14 |  | Double-Walled Flex | Pressurized
PANTRY #3503 DBA KANGAROO | 5703 ALABAMA HWY | RINGGOLD | Catoosa | 4230053 | 3 | [5 empty] | Removed from Ground | Gas (Historical Use) | 10000 | Bare Steel | 1976-03-12 | 1991-03-21 | Galvanized Steel
FORMER EXXON STATION | I-75 & CLOUD SPRINGS RD | RINGGOLD | Catoosa | 9023009 | 1 | [5 empty] | Removed from Ground | Gas (Historical Use) | 10000 | Bare Steel | 1980-01-01 | 1989-07-01 | Galvanized Steel
LHP STORES LLC DBA FRIENDLY MARKET | 4538 CLOUD SPRINGS RD | RINGGOLD | Catoosa | 4230051 | 3A | Ball Float | 1990-04-30 | FALSE | 1990-04-30 | FALSE | Currently in Use | Premium | 6000 | STIP-3/Impressed Current | 1990-04-30 |  | Fiberglass Reinforced Plastic | Pressurized
CHOO CHOO TRUCK WASH INC | 11399 HWY 41 | RINGGOLD | Catoosa | 4230052 | 3 | Overfill Alarm | 1997-04-06 | FALSE | 1997-12-15 | FALSE | Removed from Ground | Diesel | 10000 | Steel-Impressed Current | 1997-12-15 |  | Fiberglass Reinforced Plastic | Pressurized
RINGGOLD FUEL DISTRICT | 205 NORTH DEPOT ST | RINGGOLD | Catoosa | 4230055 | 1 | [5 empty] | Removed from Ground | Diesel | 10000 | Bare Steel | 1976-02-22 | 1899-12-31 | Galvanized Steel
CATOOSA COUNTY COMMISSIONER | 7694 NASHVILLE ST | RINGGOLD | Catoosa | 4230009 | 5 | Flapper Valve | 1999-04-29 | FALSE | 1999-04-29 | FALSE | Closed in Ground | Gas (Historical Use) | 6000 | Steel-Impressed Current | 1980-04-07 | 2020-09-02 | Steel (Impressed Current) | Pressurized
CATOOSA COUNTY COMMISSIONER | 7694 NASHVILLE ST | RINGGOLD | Catoosa | 4230009 | 4 | [5 empty] | Removed from Ground | Gas (Historical Use) | 6000 | Bare Steel | 1980-04-07 | 1998-12-01 | Galvanized Steel
MAPCO EXPRESS INC #3502 | 2532 HOLCOLM RD @ HWY 151 | RINGGOLD | Catoosa | 10000879 | 2 | Ball Float | 2004-11-29 | FALSE | 2004-11-29 | FALSE | Currently in Use | Diesel | 4000 | Composite | 2004-11-19 |  | Flex | Pressurized
DJS COUNTRY MARKET | 4427 THREE NOTCH RD | RINGGOLD | Catoosa | 9023028 | 1 | Ball Float | 1990-02-01 | FALSE | 1990-02-01 | FALSE | Currently in Use | Regular | 10000 | Galvanic (STIP-3) | 1990-02-19 |  | Fiberglass Reinforced Plastic | Pressurized
KWIK SERV #2 | 5710 BATTLEFIELD PKWY | RINGGOLD | Catoosa | 9023045 | 2 | Overfill Alarm | 1996-10-04 |  | 1996-10-04 |  | Currently in Use | Gas (Historical Use) | 15000 | Fiberglass | 1996-10-04 |  | Fiberglass Reinforced Plastic | Pressurized
CIRCLE K #2723615 | 6855 BATTLEFIELD PKWY | RINGGOLD | Catoosa | 9023048 | 3 | Ball Float | 1997-04-10 |  | 1997-04-10 |  | Currently in Use | Gas (Historical Use) | 10000 | Composite | 1997-04-10 |  | Double-Walled Flex | Pressurized
MEGA STAR FOOD MART #2 | 221 HWY 41 | RINGGOLD | Catoosa | 9023053 | 2 | Ball Float | 1998-02-11 |  | 1998-02-11 |  | Currently in Use | Gas (Historical Use) | 8000 | Fiberglass | 1998-02-06 |  | Double Walled | Pressurized
LHP STORES LLC DBA FRIENDLY MARKET | 4538 CLOUD SPRINGS RD | RINGGOLD | Catoosa | 4230051 | 3 | [5 empty] | Removed from Ground | Empty | 8000 | Bare Steel | 1971-05-01 | 1990-03-27 | Galvanized Steel
ODONALD BROTHERS FARM | 4257 THREE NOTCH RD | RINGGOLD | Catoosa | 230092 | 1 | [5 empty] | Closed in Ground | Gas (Historical Use) | 1000 | Bare Steel | 1976-05-10 | 1899-12-31 | Galvanized Steel
EXXON | 503 W NASHVILLE ST | RINGGOLD | Catoosa | 9000332 | 3 | [5 empty] | Closed in Ground | Gas (Historical Use) | 4000 | Epoxy | 1970-01-01 | 1993-03-03 | Galvanized Steel | Gravity Fed
UNKNOWN | 7787 NASHVILLE STREET | RINGGOLD | Catoosa | 10002386 | 3 |  |  | FALSE |  | FALSE | Removed from Ground | Not Marked/Tank Removed | 70 | Bare Steel | 2014-10-20 | 2014-10-20 | Bare Steel
COSTCO GASOLINE #1083 | 100 COBB PKWY | RINGGOLD | Catoosa | 10001920 | 2 | Overfill Alarm | 2010-07-23 | FALSE | 2010-07-23 | FALSE | Currently in Use | Regular | 30000 | Fiberglass Double Walled | 2010-07-09 |  | Double-Walled Fiberglass | Pressurized
CIRCLE K #2723622 | 11418 HIGHWAY 41 | RINGGOLD | Catoosa | 9023062 | 3 | Ball Float | 2006-12-01 | FALSE | 2006-12-01 | FALSE | Currently in Use | Diesel | 20000 | Composite Double Walled | 2006-12-01 |  | Double-Walled Flex | Pressurized
LHP STORES LLC DBA FRIENDLY MARKET | 4538 CLOUD SPRINGS RD | RINGGOLD | Catoosa | 4230051 | 6 | [5 empty] | Removed from Ground | Empty | 550 | Bare Steel | 1970-01-01 | 1990-03-27 | Galvanized Steel
RINGGOLD TELEPHONE CO | 2 NORTH GUYLER ST | RINGGOLD | Catoosa | 4230002 | 1 | [5 empty] | Removed from Ground | Gas (Historical Use) | 1000 | Bare Steel | 1975-04-01 | 1992-01-08 | Galvanized Steel | Safe Suction (Euro)
PIT STOP FOOD STORE #7 | 10960 US HIGHWAY 41 | RINGGOLD | Catoosa | 4230035 | 1 | Overfill Alarm | 1996-02-16 | FALSE | 1996-02-16 | FALSE | Currently in Use | Regular | 6000 | Steel-Impressed Current | 1984-02-04 |  | Fiberglass Reinforced Plastic | Pressurized
CAWOOD COUNTRY STORE | 8330 ALABAMA HWY | RINGGOLD | Catoosa | 4230086 | 3 | [5 empty] | Removed from Ground | Gas (Historical Use) | 550 | Bare Steel | 1947-01-01 | 1992-02-19 | Bare Steel | Safe Suction (Euro)
KWIK SERVE | 438 HWY 41 | RINGGOLD | Catoosa | 9023061 | 1 | Ball Float | 2001-05-21 | FALSE | 2001-05-21 | FALSE | Currently in Use | Regular | 12000 | Galvanic (STIP-3) | 2001-04-23 |  | Fiberglass Reinforced Plastic | Pressurized
MR ZIP STORE #525 | 4553 CLOUD SPRINGS RD | RINGGOLD | Catoosa | 9023054 | 3 |  | 1991-09-09 |  | 1991-09-09 |  | Removed from Ground | Gas (Historical Use) | 10000 | Composite | 1991-09-09 | 2015-12-10 | Fiberglass Reinforced Plastic | Pressurized
FORMER EXXON STATION | I-75 & CLOUD SPRINGS RD | RINGGOLD | Catoosa | 9023009 | 4 | [5 empty] | Removed from Ground | Gas (Historical Use) | 10000 | Bare Steel | 1980-01-01 | 1989-07-01 | Galvanized Steel
ESTATE OF W L MANTON | I-75 & CLOUD SPRINGS RD | RINGGOLD | Catoosa | 9023011 | 1 | [5 empty] | Removed from Ground | Gas (Historical Use) | 8000 | Bare Steel | 1968-09-15 | 1992-06-20 | Galvanized Steel
ESTATE OF W L MANTON | I-75 & CLOUD SPRINGS RD | RINGGOLD | Catoosa | 9023011 | 4 | [5 empty] | Removed from Ground | Diesel | 550 | Bare Steel | 1968-09-15 | 1992-06-20 | Galvanized Steel
RINGGOLD SERVICE CENTER | 261 CLEVELAND ST | RINGGOLD | Catoosa | 4230013 | 2 | [5 empty] | Removed from Ground | Gas (Historical Use) | 4000 | Bare Steel | 1983-05-07 | 1998-03-01 | Galvanized Steel | Suction (American)
MAPCO EXPRESS 3634 | 6966 Nashville St. | RINGGOLD | Catoosa | 4230006 | 2 | Flapper Valve | 1998-06-26 | FALSE | 1998-06-26 | FALSE | Currently in Use | Gas (Historical Use) | 10152 | Steel-Impressed Current | 1985-05-01 |  | Steel (Impressed Current) | Pressurized
RaceTrac #354 - Fort Oglethorpe | 6622 BATTLEFIELD PARKWAY | RINGGOLD | Catoosa | 230095 | 3 |  | 2000-02-01 |  | 2000-02-01 |  | Removed from Ground | Gas (Historical Use) | 11600 | Fiberglass | 1986-01-01 | 2004-10-01 | Fiberglass Reinforced Plastic | Pressurized
COSTCO GASOLINE #1083 | 100 COBB PKWY | RINGGOLD | Catoosa | 10001920 | 1 | Overfill Alarm | 2010-07-23 | FALSE | 2010-07-23 | FALSE | Currently in Use | Regular | 30000 | Fiberglass Double Walled | 2010-07-09 |  | Double-Walled Fiberglass | Pressurized
ESTATE OF W L MANTON | I-75 & CLOUD SPRINGS RD | RINGGOLD | Catoosa | 9023011 | 3 | [5 empty] | Removed from Ground | Gas (Historical Use) | 8000 | Bare Steel | 1968-09-15 | 1992-06-20 | Galvanized Steel
BABB LUMBER CO INC | US HWY 41 N | RINGGOLD | Catoosa | 4230011 | 3 | [5 empty] | Removed from Ground | Other | 1000 | Bare Steel | 1971-07-03 | 1986-01-01 | Galvanized Steel
CATOOSA COUNTY COMMISSIONER | 7694 NASHVILLE ST | RINGGOLD | Catoosa | 4230009 | 2 | [5 empty] | Removed from Ground | Diesel | 1000 | Bare Steel | 1981-04-07 | 1997-05-20 | Galvanized Steel
GA FORESTRY/CATOOSA CO UNIT | 801 EAST NASHVILLE ST | RINGGOLD | Catoosa | 4230008 | 204701 |  | 1992-11-20 |  | 1992-11-20 |  | Removed from Ground | Diesel | 1000 | Galvanic (STIP-3) | 1992-11-20 | 2007-01-29 | Cathodically Protected | Safe Suction (Euro)
FAVORITE MARKET #60 | 303 NASHVILLE ST | RINGGOLD | Catoosa | 4230007 | 2 | [5 empty] | Removed from Ground | Other | 8000 | Bare Steel | 1971-04-25 | 1985-11-01 | Galvanized Steel
EXXON | 503 W NASHVILLE ST | RINGGOLD | Catoosa | 9000332 | 4 | [5 empty] | Removed from Ground | Gas (Historical Use) | 6000 | Bare Steel | 1971-05-10 | 1993-03-05 | Galvanized Steel | Pressurized
MEGA STAR FOOD MART #1 | 11320 HWY 41 | RINGGOLD | Catoosa | 9000357 | 3 | Flapper Valve | 2002-05-06 | FALSE | 2002-05-06 | FALSE | Currently in Use | Premium | 10000 | Fiberglass | 1983-04-24 |  | Fiberglass Reinforced Plastic | Pressurized
CIRCLE #2723553 | 5337 ALABAMA HWY | RINGGOLD | Catoosa | 9000392 | 6 |  | 1995-08-01 |  | 1995-08-01 |  | Removed from Ground | Kerosene | 2000 | Cathodically Protected Steel | 1988-03-29 | 2004-05-01 | Fiberglass Reinforced Plastic | Pressurized
CIRCLE #2723553 | 5337 ALABAMA HWY | RINGGOLD | Catoosa | 9000392 | 9 | Ball Float | 2004-07-14 | FALSE | 2004-07-14 | FALSE | Currently in Use | Regular | 20000 | Composite Double Walled | 2004-07-14 |  | Double-Walled Flex | Pressurized
CIRCLE #2723553 | 5337 ALABAMA HWY | RINGGOLD | Catoosa | 9000392 | 11 | Ball Float | 2004-07-14 | FALSE | 2004-07-14 | FALSE | Currently in Use | Regular | 25000 | Composite Double Walled | 2004-07-14 |  | Double-Walled Flex | Pressurized
CIRCLE #2723553 | 5337 ALABAMA HWY | RINGGOLD | Catoosa | 9000392 | 8 |  | 1995-08-01 |  | 1995-08-01 |  | Removed from Ground | Diesel | 20000 | Composite | 1990-02-28 | 2004-05-01 | Double Walled | Pressurized
MAPCO EXPRESS INC #3502 | 2532 HOLCOLM RD @ HWY 151 | RINGGOLD | Catoosa | 10000879 | 5 | Ball Float | 2004-11-29 | FALSE | 2004-11-29 | FALSE | Currently in Use | Premium | 15000 | Composite | 2004-11-19 |  | Flex | Pressurized
FUEL MART #781 | US HWY 41 & I-75/EAST NASHVILLE | RINGGOLD | Catoosa | 4230025 | 5 | [5 empty] | Removed from Ground | Kerosene | 1 | Bare Steel | 1987-12-16 | 1987-12-16 | Galvanized Steel
GENE ORR GROCERY | US HWY 27 S | RINGGOLD | Catoosa | 4230022 | 2 | [5 empty] | Removed from Ground | Gas (Historical Use) | 1000 | Bare Steel | 1971-05-08 | 1998-12-08 | Galvanized Steel
NORTH RINGGOLD EXXON #50651 | I-75 & GA HWY 2 | RINGGOLD | Catoosa | 4230017 | 5 | [5 empty] | Removed from Ground | Diesel | 10000 | Fiberglass | 1984-03-04 | 2000-02-01 | Fiberglass Reinforced Plastic | Pressurized
NORTH RINGGOLD EXXON #50651 | I-75 & GA HWY 2 | RINGGOLD | Catoosa | 4230017 | 4 | [5 empty] | Removed from Ground | Gas (Historical Use) | 10000 | Fiberglass | 1984-03-04 | 2000-02-01 | Fiberglass Reinforced Plastic | Pressurized
FAVORITE MARKET #79 | RT 4 US HWY 41 | RINGGOLD | Catoosa | 4230038 | 1 | [5 empty] | Removed from Ground | Gas (Historical Use) | 10000 | Bare Steel | 1982-04-24 | 1899-12-31 | Galvanized Steel | Pressurized
GLENNS SERVICE CENTER | 2551 HWY 41 | RINGGOLD | Catoosa | 9023033 | 2 | [5 empty] | Removed from Ground | Gas (Historical Use) | 1000 | Bare Steel | 1951-01-01 | 1990-05-01 | Galvanized Steel
ESTATE OF W L MANTON | I-75 & CLOUD SPRINGS RD | RINGGOLD | Catoosa | 9023011 | 5 |  |  | TRUE |  | TRUE | Removed from Ground | Used Oil | 550 | Bare Steel | 1968-09-15 | 1992-06-20 | Galvanized Steel
CATOOSA COUNTY OF BOARD OF EDUCA | 76 STUDENT LN | RINGGOLD | Catoosa | 4230015 | 1 | [5 empty] | Removed from Ground | Gas (Historical Use) | 10000 | Bare Steel | 1971-05-08 | 1997-08-28 | Galvanized Steel | Suction (American)
RINGGOLD TELEPHONE CO | THREE NOTCH RD | RINGGOLD | Catoosa | 4230005 | 1 | [5 empty] | Removed from Ground | Gas (Historical Use) | 100 | Bare Steel | 1976-03-31 | 1992-01-10 | Galvanized Steel | Safe Suction (Euro)
MEGA STAR FOOD MART #1 | 11320 HWY 41 | RINGGOLD | Catoosa | 9000357 | 2 | Flapper Valve | 2002-05-06 | FALSE | 2002-05-06 | FALSE | Currently in Use | E-0 | 10000 | Fiberglass | 1983-04-24 |  | Fiberglass Reinforced Plastic | Pressurized
COSTCO GASOLINE #1083 | 100 COBB PKWY | RINGGOLD | Catoosa | 10001920 | 4 | Flapper Valve | 2011-10-19 | FALSE | 2011-10-19 | FALSE | Currently in Use | Ultrazol (Fuel Additive) | 1500 | Fiberglass Double Walled | 2011-10-19 |  | Double-Walled Fiberglass | Pressurized
UNKNOWN | 7787 NASHVILLE STREET | RINGGOLD | Catoosa | 10002386 | 2 |  |  | FALSE |  | FALSE | Removed from Ground | Not Marked/Tank Removed | 550 | Bare Steel | 2014-10-20 | 2014-10-20 | Bare Steel
MAPCO EXPRESS 3634 | 6966 Nashville St. | RINGGOLD | Catoosa | 4230006 | 3 | Flapper Valve | 1998-06-26 | FALSE | 1998-06-26 | FALSE | Currently in Use | Diesel | 10152 | Steel-Impressed Current | 1985-05-01 |  | Steel (Impressed Current) | Pressurized
FAVORITE MARKET #60 | 303 NASHVILLE ST | RINGGOLD | Catoosa | 4230007 | 1 | [5 empty] | Removed from Ground | Other | 8000 | Bare Steel | 1971-04-25 | 1985-11-01 | Galvanized Steel
PANTRY #3503 DBA KANGAROO | 5703 ALABAMA HWY | RINGGOLD | Catoosa | 4230053 | 5 | Ball Float | 1991-05-17 |  | 1991-05-17 |  | Removed from Ground | Gas (Historical Use) | 10000 | Composite | 1991-05-17 | 2012-06-06 | Double-Walled Flex | Pressurized
ESTATE OF W L MANTON | I-75 & CLOUD SPRINGS RD | RINGGOLD | Catoosa | 9023011 | 2 | [5 empty] | Removed from Ground | Gas (Historical Use) | 8000 | Bare Steel | 1968-09-15 | 1992-06-20 | Galvanized Steel
BABB LUMBER CO INC | US HWY 41 N | RINGGOLD | Catoosa | 4230011 | 2 | [5 empty] | Removed from Ground | Gas (Historical Use) | 3000 | Bare Steel | 1976-07-02 | 1998-11-01 | Galvanized Steel | Suction (American)
MAPCO EXPRESS 3634 | 6966 Nashville St. | RINGGOLD | Catoosa | 4230006 | 1 | Flapper Valve | 1998-06-26 | FALSE | 1998-06-26 | FALSE | Currently in Use | Gas (Historical Use) | 10152 | Steel-Impressed Current | 1985-05-01 |  | Steel (Impressed Current) | Pressurized
RINGGOLD TELEPHONE CO | 123 WEST NASHVILLE ST | RINGGOLD | Catoosa | 4230003 | 1 | [5 empty] | Removed from Ground | Gas (Historical Use) | 2000 | Bare Steel | 1961-03-31 | 1992-01-07 | Galvanized Steel | Safe Suction (Euro)
RaceTrac #354 - Fort Oglethorpe | 6622 BATTLEFIELD PARKWAY | RINGGOLD | Catoosa | 230095 | 6 | Overfill Alarm | 2004-10-01 | FALSE | 2004-10-01 | FALSE | Currently in Use | Diesel | 12000 | Composite Double Walled | 2004-10-01 |  | Double-Walled Fiberglass | Pressurized
MEGA STAR FOOD MART #1 | 11320 HWY 41 | RINGGOLD | Catoosa | 9000357 | 4 |  |  | TRUE |  | TRUE | Removed from Ground | Used Oil | 1000 | Fiberglass | 1983-04-24 | 1994-11-29 | Fiberglass Reinforced Plastic
RINGGOLD TELEPHONE CO | THREE NOTCH RD | RINGGOLD | Catoosa | 4230005 | 2 | [5 empty] | Removed from Ground | Gas (Historical Use) | 270 | Bare Steel | 1987-07-01 | 1992-01-09 | Copper | Safe Suction (Euro)
RaceTrac #354 - Fort Oglethorpe | 6622 BATTLEFIELD PARKWAY | RINGGOLD | Catoosa | 230095 | 5 | Overfill Alarm | 2004-10-01 | FALSE | 2004-10-01 | FALSE | Currently in Use | Regular | 20000 | Composite Double Walled | 2004-10-01 |  | Double-Walled Fiberglass | Pressurized
FAVORITE MARKET #21-180-056 | I-75 & GA HWY 2A | RINGGOLD | Catoosa | 9000010 | 4 | [5 empty] | Removed from Ground | Diesel | 10000 | Fiberglass | 1985-04-29 | 1990-08-21 | Fiberglass Reinforced Plastic
CIRCLE #2723553 | 5337 ALABAMA HWY | RINGGOLD | Catoosa | 9000392 | 4 | [5 empty] | Removed from Ground | Diesel | 10000 | Steel-Impressed Current | 1987-11-01 | 1989-12-15 | Galvanized Steel
CIRCLE #2723553 | 5337 ALABAMA HWY | RINGGOLD | Catoosa | 9000392 | 5 |  | 1995-08-01 |  | 1995-08-01 |  | Removed from Ground | Gas (Historical Use) | 4000 | Cathodically Protected Steel | 1988-03-29 | 2004-05-01 | Cathodically Protected | Pressurized
CIRCLE #2723553 | 5337 ALABAMA HWY | RINGGOLD | Catoosa | 9000392 | 7 |  | 1995-08-01 |  | 1995-08-01 |  | Removed from Ground | Diesel | 20000 | Composite | 1990-02-28 | 2004-05-01 | Cathodically Protected | Pressurized
MEGA STAR FOOD MART #4 | 8524 ALABAMA HWY | RINGGOLD | Catoosa | 10000538 | 1 | Ball Float | 2003-11-14 | FALSE | 2003-11-14 | FALSE | Currently in Use | Gas (Historical Use) | 15000 | Composite | 2003-11-12 |  | Double Walled | Pressurized
MEGA STAR FOOD MART #4 | 8524 ALABAMA HWY | RINGGOLD | Catoosa | 10000538 | 2B | Ball Float | 2003-11-14 | FALSE | 2003-11-14 | FALSE | Currently in Use | Diesel | 5000 | Composite | 2003-11-12 |  | Double Walled | Pressurized
MEGA STAR FOOD MART #4 | 8524 ALABAMA HWY | RINGGOLD | Catoosa | 10000538 | 2C | Ball Float | 2003-11-14 | FALSE | 2003-11-14 | FALSE | Currently in Use | Diesel | 5000 | Composite | 2003-11-12 |  | Double Walled | Pressurized
Danshi, LLC DBA Sunrise Market #39 | 3240 BOYNTON DR | RINGGOLD | Catoosa | 4230034 | 5C | Flapper Valve | 2021-09-14 | FALSE | 2021-09-14 | FALSE | Currently in Use | E-0 | 4000 | Composite Double Walled | 2021-09-10 |  | Double-Walled Flex | Pressurized
BILLS GROCERY | 2261 MT PISGAH RD | RINGGOLD | Catoosa | 4230032 | 3 |  | 1997-05-23 |  | 1997-05-23 |  | Removed from Ground | Gas (Historical Use) | 1000 | Bare Steel | 1971-05-01 | 2000-04-11 | Galvanized Steel | Safe Suction (Euro)
EARLE PETERS PROPERTY ESTATE | 7675 NASHVILLE ST | RINGGOLD | Catoosa | 9023041 | 1 |  |  | TRUE |  | TRUE | Permanently Out of Use - historical purposes | Used Oil | 250 | Not Marked/Unknown |  | 1899-12-31 | Not Marked
CAWOOD COUNTRY STORE | 8330 ALABAMA HWY | RINGGOLD | Catoosa | 4230086 | 1 | [5 empty] | Removed from Ground | Gas (Historical Use) | 550 | Bare Steel | 1947-01-01 | 1992-02-19 | Bare Steel | Safe Suction (Euro)
LHP STORES LLC DBA FRIENDLY MARKET | 4538 CLOUD SPRINGS RD | RINGGOLD | Catoosa | 4230051 | 2A | Ball Float | 1990-04-30 | FALSE | 1990-04-30 | FALSE | Currently in Use | Plus | 6000 | STIP-3/Impressed Current | 1990-04-30 |  | Fiberglass Reinforced Plastic | Pressurized
MAPCO EXPRESS 3638 | 3668 BATTLEFIELD PKWY | RINGGOLD | Catoosa | 230093 | 3 | Ball Float | 1994-05-18 | FALSE | 1994-05-18 | FALSE | Currently in Use | Premium | 10000 | Composite | 1986-01-01 |  | Fiberglass Reinforced Plastic | Pressurized
COWBOYS #2 | GA HWY 41 & I-75 @ EXIT 139 | RINGGOLD | Catoosa | 9023008 | 1 |  | 1991-04-11 |  | 1991-01-11 |  | Removed from Ground | Gas (Historical Use) | 8000 | Cathodically Protected Steel | 1987-01-01 | 1999-10-27 | Fiberglass Reinforced Plastic | Pressurized
PANTRY #3503 DBA KANGAROO | 5703 ALABAMA HWY | RINGGOLD | Catoosa | 4230053 | 1 | [5 empty] | Removed from Ground | Gas (Historical Use) | 10000 | Bare Steel | 1976-03-12 | 1991-03-21 | Galvanized Steel
RaceTrac #354 - Fort Oglethorpe | 6622 BATTLEFIELD PARKWAY | RINGGOLD | Catoosa | 230095 | 4 |  | 2000-02-01 |  | 2000-02-01 |  | Removed from Ground | Gas (Historical Use) | 11600 | Fiberglass | 1986-01-01 | 2004-10-01 | Fiberglass Reinforced Plastic | Pressurized
RaceTrac #354 - Fort Oglethorpe | 6622 BATTLEFIELD PARKWAY | RINGGOLD | Catoosa | 230095 | 7 | Overfill Alarm | 2004-10-01 | FALSE | 2004-10-01 | FALSE | Currently in Use | Premium | 12000 | Composite Double Walled | 2004-10-01 |  | Double-Walled Fiberglass | Pressurized
ONE STOP GROCERY INC | 3089 KEITH RD | RINGGOLD | Catoosa | 230091 | 1 |  | 1999-02-01 | FALSE | 1999-02-01 | FALSE | Removed from Ground | Gas (Historical Use) | 8000 | Steel-Impressed Current | 1980-05-09 | 2018-10-04 |  | Suction (American)
FAVORITE MARKET #21-180-056 | I-75 & GA HWY 2A | RINGGOLD | Catoosa | 9000010 | 1 | [5 empty] | Removed from Ground | Gas (Historical Use) | 12000 | Fiberglass | 1985-04-29 | 1990-08-21 | Fiberglass Reinforced Plastic
ONE STOP GROCERY INC | 3089 KEITH RD | RINGGOLD | Catoosa | 230091 | 3 |  | 1999-02-01 | FALSE | 1999-02-01 | FALSE | Removed from Ground | Gas (Historical Use) | 4000 | Steel-Impressed Current | 1980-05-09 | 2018-10-04 |  | Suction (American)
FAVORITE MARKET #21-180-056 | I-75 & GA HWY 2A | RINGGOLD | Catoosa | 9000010 | 3 | [5 empty] | Removed from Ground | Gas (Historical Use) | 10000 | Fiberglass | 1985-04-29 | 1990-08-21 | Fiberglass Reinforced Plastic
CIRCLE #2723553 | 5337 ALABAMA HWY | RINGGOLD | Catoosa | 9000392 | 10B | Ball Float | 2004-07-14 | FALSE | 2004-07-14 | FALSE | Currently in Use | Diesel | 8000 | Composite Double Walled | 2004-07-14 |  | Double-Walled Flex | Pressurized
Circle K 2709347 | 2707 HWY 41 NORTH | RINGGOLD | Catoosa | 902304 | 2 | Ball Float | 1996-09-06 |  | 1996-09-06 |  | Currently in Use | Gas (Historical Use) | 10207 | Composite | 1996-09-04 |  | Flex | Pressurized
COSTCO GASOLINE #1083 | 100 COBB PKWY | RINGGOLD | Catoosa | 10001920 | 3 | Overfill Alarm | 2010-07-23 | FALSE | 2010-07-23 | FALSE | Currently in Use | Premium | 30000 | Fiberglass Double Walled | 2010-07-09 |  | Fiberglass Reinforced Plastic | Pressurized
CIRCLE #2723553 | 5337 ALABAMA HWY | RINGGOLD | Catoosa | 9000392 | 3 | [5 empty] | Removed from Ground | Gas (Historical Use) | 20000 | Bare Steel | 1980-03-27 | 1990-12-01 | Galvanized Steel
MAPCO EXPRESS INC #3502 | 2532 HOLCOLM RD @ HWY 151 | RINGGOLD | Catoosa | 10000879 | 3 | Ball Float | 2004-11-29 | FALSE | 2004-11-29 | FALSE | Currently in Use | Diesel Off Road | 8000 | Composite | 2004-11-19 |  | Flex | Pressurized
MEGA STAR FOOD MART #4 | 8524 ALABAMA HWY | RINGGOLD | Catoosa | 10000538 | 2A | Ball Float | 2003-11-14 | FALSE | 2003-11-14 | FALSE | Currently in Use | Gas (Historical Use) | 10000 | Composite | 2003-11-12 |  | Double Walled | Pressurized
CIRCLE K #2723561 | 4257 CLOUD SPRINGS RD | RINGGOLD | Catoosa | 9023010 | 1 | Ball Float | 1991-09-18 | FALSE | 1991-09-18 | FALSE | Currently in Use | Regular | 10000 | Composite | 1991-09-18 |  | Double-Walled Flex | Pressurized
CATOOSA COUNTY OF BOARD OF EDUCA | 76 STUDENT LN | RINGGOLD | Catoosa | 4230015 | 3 | Flapper Valve | 1997-09-01 |  | 1997-09-01 |  | Removed from Ground | Gas (Historical Use) | 10000 | Composite | 1997-09-10 | 2014-08-04 | Fiberglass Reinforced Plastic | Safe Suction (Euro)
RaceTrac #354 - Fort Oglethorpe | 6622 BATTLEFIELD PARKWAY | RINGGOLD | Catoosa | 230095 | 2 |  | 2000-02-01 |  | 2000-02-01 |  | Removed from Ground | Gas (Historical Use) | 11600 | Fiberglass | 1986-01-01 | 2004-10-01 | Fiberglass Reinforced Plastic | Pressurized
RINGGOLD SERVICE CENTER | 261 CLEVELAND ST | RINGGOLD | Catoosa | 4230013 | 3 | [5 empty] | Removed from Ground | Gas (Historical Use) | 4000 | Bare Steel | 1983-05-07 | 1998-03-01 | Galvanized Steel | Suction (American)
RINGGOLD TELEPHONE CO | 306 EAST NASHVILLE ST | RINGGOLD | Catoosa | 4230004 | 1 | [5 empty] | Removed from Ground | Diesel | 500 | Bare Steel | 1966-03-31 | 1992-01-09 | Galvanized Steel | Safe Suction (Euro)
MAPCO EXPRESS 3638 | 3668 BATTLEFIELD PKWY | RINGGOLD | Catoosa | 230093 | 2 | Ball Float | 1994-05-18 | FALSE | 1994-05-18 | FALSE | Currently in Use | Gas (Historical Use) | 10000 | Composite | 1986-01-01 |  | Fiberglass Reinforced Plastic | Pressurized
ONE STOP GROCERY INC | 3089 KEITH RD | RINGGOLD | Catoosa | 230091 | 5 | [5 empty] | Removed from Ground | Kerosene | 550 | Bare Steel | 1976-05-10 | 2000-06-01 | Galvanized Steel | Suction (American)
CIRCLE #2723553 | 5337 ALABAMA HWY | RINGGOLD | Catoosa | 9000392 | 1 |  | 1995-08-01 |  | 1995-08-01 |  | Removed from Ground | Gas (Historical Use) | 10000 | Cathodically Protected Steel | 1980-03-27 | 2004-05-01 | Cathodically Protected | Pressurized
Circle K 2709347 | 2707 HWY 41 NORTH | RINGGOLD | Catoosa | 902304 | 3 | Ball Float | 1996-09-06 |  | 1996-09-06 |  | Currently in Use | Gas (Historical Use) | 10305 | Composite | 1996-09-04 |  | Flex | Pressurized
EMORY UNIVERSITY-GEOLOGY FIELD CAMP | THREE NOTCH ROAD@POST OAK ROAD | RINGGOLD | Catoosa | 10000903 | 1 |  |  | FALSE |  | FALSE | Removed from Ground | Gas (Historical Use) | 550 | Unknown | 2005-04-15 | 2005-04-15
LHP STORES LLC DBA FRIENDLY MARKET | 4538 CLOUD SPRINGS RD | RINGGOLD | Catoosa | 4230051 | 1 | [5 empty] | Removed from Ground | Empty | 6000 | Bare Steel | 1970-04-30 | 1990-03-27 | Galvanized Steel
PANTRY #3503 DBA KANGAROO | 5703 ALABAMA HWY | RINGGOLD | Catoosa | 4230053 | 7 | Ball Float | 1991-05-17 |  | 1991-05-17 |  | Removed from Ground | Gas (Historical Use) | 10000 | Composite | 1991-05-17 | 2012-06-06 | Double-Walled Flex | Pressurized
PANTRY #3503 DBA KANGAROO | 5703 ALABAMA HWY | RINGGOLD | Catoosa | 4230053 | 4 | [5 empty] | Removed from Ground | Gas (Historical Use) | 10000 | Bare Steel | 1976-03-12 | 1991-03-21 | Galvanized Steel
FORMER EXXON STATION | I-75 & CLOUD SPRINGS RD | RINGGOLD | Catoosa | 9023009 | 2 | [5 empty] | Removed from Ground | Gas (Historical Use) | 10000 | Bare Steel | 1980-01-01 | 1989-07-01 | Galvanized Steel
RINGGOLD FUEL DISTRICT | 205 NORTH DEPOT ST | RINGGOLD | Catoosa | 4230055 | 2 | [5 empty] | Removed from Ground | Kerosene | 10000 | Bare Steel | 1976-02-22 | 1899-12-31 | Galvanized Steel
MAPCO EXPRESS 3634 | 6966 Nashville St. | RINGGOLD | Catoosa | 4230006 | 4 | Flapper Valve | 1998-06-26 |  | 1998-06-26 |  | Temporarily out of use | Kerosene | 4030 | Steel-Impressed Current | 1981-05-01 |  | Steel (Impressed Current) | Suction (American)
MEGA STAR FOOD MART #1 | 11320 HWY 41 | RINGGOLD | Catoosa | 9000357 | 1 | Flapper Valve | 2002-05-06 | FALSE | 2002-05-06 | FALSE | Currently in Use | Regular | 10000 | Fiberglass | 1983-04-24 |  | Fiberglass Reinforced Plastic | Pressurized
FAVORITE MARKET #21-180-056 | I-75 & GA HWY 2A | RINGGOLD | Catoosa | 9000010 | 2 | [5 empty] | Removed from Ground | Gas (Historical Use) | 10000 | Fiberglass | 1985-04-29 | 1990-08-21 | Fiberglass Reinforced Plastic
CIRCLE #2723553 | 5337 ALABAMA HWY | RINGGOLD | Catoosa | 9000392 | 2 |  | 1998-08-01 |  | 1995-08-01 |  | Removed from Ground | Gas (Historical Use) | 10000 | Cathodically Protected Steel | 1980-03-27 | 2004-05-01 | Cathodically Protected | Pressurized
MAPCO EXPRESS INC #3502 | 2532 HOLCOLM RD @ HWY 151 | RINGGOLD | Catoosa | 10000879 | 4 | Ball Float | 2004-11-29 | FALSE | 2004-11-29 | FALSE | Currently in Use | Regular | 6000 | Composite | 2004-11-19 |  | Flex | Pressurized
CIRCLE K #2723561 | 4257 CLOUD SPRINGS RD | RINGGOLD | Catoosa | 9023010 | 3 | Ball Float | 1991-09-18 | FALSE | 1991-09-18 | FALSE | Currently in Use | Diesel | 10000 | Composite | 1991-09-18 |  | Double-Walled Flex | Pressurized
BABB LUMBER CO INC | US HWY 41 N | RINGGOLD | Catoosa | 4230011 | 1 | [5 empty] | Removed from Ground | Diesel | 2000 | Bare Steel | 1984-07-02 | 1998-11-01 | Galvanized Steel | Suction (American)
CATOOSA COUNTY COMMISSIONER | 7694 NASHVILLE ST | RINGGOLD | Catoosa | 4230009 | 1 | [5 empty] | Removed from Ground | Diesel | 1000 | Bare Steel | 1981-04-07 | 1997-05-20 | Galvanized Steel
CATOOSA COUNTY COMMISSIONER | 7694 NASHVILLE ST | RINGGOLD | Catoosa | 4230009 | 7 | [5 empty] | Removed from Ground | Other | 1000 | Not Marked/Unknown | 1999-12-01 | 1999-12-01 | Not Marked
MAPCO EXPRESS 3638 | 3668 BATTLEFIELD PKWY | RINGGOLD | Catoosa | 230093 | 1 | Ball Float | 1994-05-18 | FALSE | 1994-05-18 | FALSE | Currently in Use | E-85 | 10000 | Composite | 1986-01-01 |  | Fiberglass Reinforced Plastic | Pressurized
EXXON | 503 W NASHVILLE ST | RINGGOLD | Catoosa | 9000332 | 2 | [5 empty] | Removed from Ground | Gas (Historical Use) | 4000 | Epoxy | 1970-01-01 | 1993-03-03 | Galvanized Steel | Gravity Fed
MAPCO EXPRESS INC #3502 | 2532 HOLCOLM RD @ HWY 151 | RINGGOLD | Catoosa | 10000879 | 1 | Ball Float | 2004-11-29 | FALSE | 2004-11-29 | FALSE | Currently in Use | Gas (Historical Use) | 15000 | Composite | 2004-11-19 |  | Flex | Pressurized
KWIK SERV #3 | 5589 REEDS BRIDGE RD | RINGGOLD | Catoosa | 4230027 | 4 | Flapper Valve | 1992-01-01 | FALSE | 1992-01-01 | FALSE | Currently in Use | E-0 | 4000 | Galvanic (STIP-3) | 1988-01-01 |  | Fiberglass Reinforced Plastic | Safe Suction (Euro)
ROADWAY EXPRESS INC | 345 ROADWAY DR | RINGGOLD | Catoosa | 4230021 | 10 |  | 1983-11-01 |  | 1983-11-01 |  | Removed from Ground | Diesel | 10000 | Fiberglass | 1983-11-01 | 2002-12-23 | Fiberglass Reinforced Plastic | Pressurized
NORTH RINGGOLD EXXON #50651 | I-75 & GA HWY 2 | RINGGOLD | Catoosa | 4230017 | 3 | [5 empty] | Removed from Ground | Gas (Historical Use) | 10000 | Fiberglass | 1984-03-04 | 2000-02-01 | Fiberglass Reinforced Plastic | Pressurized
FAVORITE MARKET #103 | BATTLEFIELD PKWY @ THREE NOTCH R | RINGGOLD | Catoosa | 4230019 | 1 |  | 1994-06-21 |  | 1994-06-21 |  | Removed from Ground | Gas (Historical Use) | 10152 | Cathodically Protected Steel | 1986-01-01 | 2001-04-17 | Fiberglass Reinforced Plastic | Pressurized
COCHRANS AUTO | 11343 HWY 41 | RINGGOLD | Catoosa | 4230044 | 6 | Flapper Valve | 1997-07-01 | FALSE | 1997-07-01 | FALSE | Removed from Ground | Diesel | 20000 | Fiberglass | 1985-04-28 |  | Fiberglass Reinforced Plastic | Pressurized
GLENNS SERVICE CENTER | 2551 HWY 41 | RINGGOLD | Catoosa | 9023033 | PREM-2 |  | 1992-06-01 | FALSE | 1992-06-01 | FALSE | Closed in Ground | Gas (Historical Use) | 3000 |  | 1992-06-01 | 2019-07-11 | Fiberglass Reinforced Plastic | Suction (American)
KWIK SERVE | 438 HWY 41 | RINGGOLD | Catoosa | 9023061 | 3 |  | 2001-05-21 | FALSE | 2001-05-21 | FALSE | Currently in Use | E-0 | 3000 | Galvanic (STIP-3) | 2001-04-23 |  | Fiberglass Reinforced Plastic | Pressurized
MR ZIP STORE #525 | 4553 CLOUD SPRINGS RD | RINGGOLD | Catoosa | 9023054 | 1 |  | 1991-09-09 |  | 1991-09-09 |  | Removed from Ground | Gas (Historical Use) | 10000 | Composite | 1991-09-09 | 2015-12-10 | Fiberglass Reinforced Plastic | Pressurized
MASTERS GROCERY | RT 7 BOX 124 | RINGGOLD | Catoosa | 4230048 | 1 | [5 empty] | Removed from Ground | Gas (Historical Use) | 550 | Bare Steel | 1961-04-03 | 1990-03-01 | Galvanized Steel
NANCE CHEVRON/#43935 (FORMER) | 5736 ALABAMA HWY | RINGGOLD | Catoosa | 4230050 | 2 |  | 1993-06-12 |  | 1993-06-12 |  | Removed from Ground | Gas (Historical Use) | 8000 | Fiberglass | 1981-01-01 | 1999-06-01 | Fiberglass Reinforced Plastic | Pressurized
CIRCLE K #2723561 | 4257 CLOUD SPRINGS RD | RINGGOLD | Catoosa | 9023010 | 2 | Ball Float | 1991-09-18 | FALSE | 1991-09-18 | FALSE | Currently in Use | Premium | 10000 | Composite | 1991-09-18 |  | Double-Walled Flex | Pressurized
CATOOSA COUNTY COMMISSIONER | 7694 NASHVILLE ST | RINGGOLD | Catoosa | 4230009 | 6 |  |  | TRUE |  | TRUE | Removed from Ground | Used Oil | 1000 | Not Marked/Unknown | 1999-12-01 | 1999-12-01 | Not Marked
GA FORESTRY/CATOOSA CO UNIT | 801 EAST NASHVILLE ST | RINGGOLD | Catoosa | 4230008 | 1 | [5 empty] | Removed from Ground | Gas (Historical Use) | 2000 | Bare Steel | 1980-12-12 | 1992-11-20 | Galvanized Steel | Safe Suction (Euro)
CATOOSA COUNTY OF BOARD OF EDUCA | 76 STUDENT LN | RINGGOLD | Catoosa | 4230015 | 2 | [5 empty] | Removed from Ground | Other | 5000 | Bare Steel | 1956-05-07 | 1989-09-22 | Unknown
RINGGOLD SERVICE CENTER | 261 CLEVELAND ST | RINGGOLD | Catoosa | 4230013 | 4 | [5 empty] | Removed from Ground | Gas (Historical Use) | 3000 | Bare Steel | 1983-05-07 | 1998-03-01 | Galvanized Steel | Suction (American)
RaceTrac #354 - Fort Oglethorpe | 6622 BATTLEFIELD PARKWAY | RINGGOLD | Catoosa | 230095 | 1 |  | 2000-02-01 |  | 2000-02-01 |  | Removed from Ground | Gas (Historical Use) | 11600 | Fiberglass | 1986-01-01 | 2004-10-01 | Fiberglass Reinforced Plastic | Pressurized
EXXON | 503 W NASHVILLE ST | RINGGOLD | Catoosa | 9000332 | 1 | [5 empty] | Removed from Ground | Gas (Historical Use) | 4000 | Epoxy | 1977-05-10 | 1993-03-03 | Galvanized Steel | Gravity Fed
Circle K 2709347 | 2707 HWY 41 NORTH | RINGGOLD | Catoosa | 902304 | 1 | Ball Float | 1996-09-06 |  | 1996-09-06 |  | Currently in Use | Gas (Historical Use) | 10218 | Composite | 1996-09-04 |  | Flex | Pressurized
TRI-STATE STEEL DRUM CO INC | 400 JULIAN RD | GRAYSVILLE | Catoosa | 4230059 | 1 | [5 empty] | Closed in Ground | Diesel | 2000 | Bare Steel | 1976-01-30 | 1990-05-20 | Not Marked
TRI-STATE STEEL DRUM CO INC | 400 JULIAN RD | GRAYSVILLE | Catoosa | 4230059 | 2 | [5 empty] | Closed in Ground | Gas (Historical Use) | 2000 | Bare Steel | 1976-01-30 | 1990-05-20 | Not Marked
TRI-STATE STEEL DRUM CO INC | 400 JULIAN RD | GRAYSVILLE | Catoosa | 4230059 | 4 |  | 1990-01-01 |  | 1990-01-01 |  | Removed from Ground | Diesel | 10000 | Galvanic (STIP-3) | 1990-01-01 | 2000-06-22 | Fiberglass Reinforced Plastic | Pressurized
TRI-STATE STEEL DRUM CO INC | 400 JULIAN RD | GRAYSVILLE | Catoosa | 4230059 | 3 |  | 1990-01-01 |  | 1990-01-01 |  | Removed from Ground | Gas (Historical Use) | 2000 | Galvanic (STIP-3) | 1990-01-01 | 2000-06-22 | Fiberglass Reinforced Plastic | Pressurized
ULTRA PRO AUTO WASH | 1397 BATTLEFIELD PKWY | FORT OGLETHORPE | Catoosa | 9023004 | 3 |  | 1989-10-01 |  | 1989-10-01 |  | Removed from Ground | Gas (Historical Use) | 8000 | Epoxy | 1989-10-01 | 2006-01-01 | Fiberglass Reinforced Plastic
SHELBYS SELF SERVICE | 2557 LAFAYETTE RD | FORT OGLETHORPE | Catoosa | 4230073 | 3 |  | 1998-10-12 |  | 1998-10-12 |  | Removed from Ground | Diesel | 2000 | Steel-Impressed Current | 1966-04-30 | 2009-01-07 | Cathodically Protected | Safe Suction (Euro)
CITY OF FT OGLETHORPE | 201 FORREST RD | FORT OGLETHORPE | Catoosa | 4230057 | 3 | [5 empty] | Removed from Ground | Other | 8000 | Bare Steel | 1971-01-08 | 1996-02-19 | Galvanized Steel
ULTRA PRO AUTO WASH | 1397 BATTLEFIELD PKWY | FORT OGLETHORPE | Catoosa | 9023004 | 1 |  | 1989-10-01 |  | 1989-10-01 |  | Removed from Ground | Gas (Historical Use) | 8000 | Epoxy | 1989-10-01 | 2006-01-01 | Fiberglass Reinforced Plastic
MEGA STAR FOOD MART #6 | 1649 BATTLEFIELD PKWY | FORT OGLETHORPE | Catoosa | 9023003 | 4 | Ball Float | 1989-03-30 | FALSE | 1989-03-30 | FALSE | Currently in Use | Gas (Historical Use) | 2000 | Composite | 1989-03-01 |  | Fiberglass Reinforced Plastic | Pressurized
HUTCHESON MEDICAL CENTER | 100 GROSS CRESCENT CIR | FORT OGLETHORPE | Catoosa | 4230058 | 3 | [5 empty] | Removed from Ground | Diesel | 500 | Bare Steel | 1953-01-01 | 1999-09-01 | Copper | Suction (American)
NORTH GA EMC | 109 NEW LAFAYETTE RD | FORT OGLETHORPE | Catoosa | 4230060 | 2 | [5 empty] | Removed from Ground | Gas (Historical Use) | 10000 | Bare Steel | 1980-04-16 | 1998-05-29 | Galvanized Steel | Suction (American)
FT OGLETHORPE SERVICE CENTER | 219 LAFAYETTE RD | FORT OGLETHORPE | Catoosa | 4230070 | 2 | [5 empty] | Removed from Ground | Empty | 1000 | Bare Steel | 1972-06-01 | 1991-12-26 | Galvanized Steel
SUNSET MARKET #2 | 2809 LAFAYETTE RD | FORT OGLETHORPE | Catoosa | 4230064 | 3 |  | 1994-12-01 |  | 1994-12-01 |  | Removed from Ground | Gas (Historical Use) | 3000 | Bare Steel | 1961-01-03 | 2001-01-01 | Fiberglass Reinforced Plastic | Pressurized
SUNSET MARKET #2 | 2809 LAFAYETTE RD | FORT OGLETHORPE | Catoosa | 4230064 | 6B | Ball Float | 2000-05-01 | FALSE | 2000-05-01 | FALSE | Currently in Use | Regular | 8000 | Composite Double Walled | 2000-05-01 |  | Fiberglass Reinforced Plastic | Pressurized
SUNSET MARKET #2 | 2809 LAFAYETTE RD | FORT OGLETHORPE | Catoosa | 4230064 | 6A | Ball Float | 2000-05-01 | FALSE | 2000-05-01 | FALSE | Currently in Use | Regular | 4000 | Composite Double Walled | 2000-05-01 |  | Fiberglass Reinforced Plastic | Pressurized
MAPCO EXPRESS INC #3521 | 399 CLOUD SPRINGS RD | FORT OGLETHORPE | Catoosa | 270025 | 1 | Ball Float | 1998-12-12 | FALSE | 1998-12-12 | FALSE | Currently in Use | Regular | 4000 | Steel-Impressed Current | 1998-11-01 |  | Double-Walled Fiberglass | Pressurized
LEWIS C GRAVITT/FT OGLETHORPE UN | 322 LAFAYETTE RD | FORT OGLETHORPE | Catoosa | 4230081 | 5 | [5 empty] | Removed from Ground | Gas (Historical Use) | 1000 | Bare Steel | 1978-05-06 | 1899-12-31 | Galvanized Steel
(FORMER) UNION 76 | US HWY 27 | FORT OGLETHORPE | Catoosa | 9023014 | 2 | [5 empty] | Removed from Ground | Gas (Historical Use) | 10000 | Bare Steel | 1993-07-07 | 1993-07-07 | Galvanized Steel
CITY OF FT OGLETHORPE | 201 FORREST RD | FORT OGLETHORPE | Catoosa | 4230057 | 1 | [5 empty] | Removed from Ground | Other | 550 | Bare Steel | 1966-01-07 | 1996-02-19 | Galvanized Steel
SHORT STOP MARKET | 12105 HWY 41 | TUNNEL HILL | Catoosa | 9023034 | 2 | [5 empty] | Removed from Ground | Gas (Historical Use) | 500 | Cathodically Protected Steel | 2000-10-01 | 2000-10-01 | Galvanized Steel | Suction (American)
MEGA STAR FOOD MART #6 | 1649 BATTLEFIELD PKWY | FORT OGLETHORPE | Catoosa | 9023003 | 1 | Ball Float | 1989-03-30 | FALSE | 1989-03-30 | FALSE | Currently in Use | Regular | 10000 | Composite | 1989-03-01 |  | Fiberglass Reinforced Plastic | Pressurized
GAS EXPRESS #271 | 3095 BATTLEFIELD PKWY | FORT OGLETHORPE | Catoosa | 9023043 | 3 | Ball Float | 1996-07-23 | FALSE | 1996-07-23 | FALSE | Currently in Use | Regular | 10000 | Composite | 1996-07-23 |  | Double-Walled Flex | Pressurized
PATTERSON WAREHOUSE | 300 PATTERSON AVE | FORT OGLETHORPE | Catoosa | 9023026 | 1 | [5 empty] | Removed from Ground | Gas (Historical Use) | 2000 | Bare Steel | 1995-02-09 | 1995-02-09 | Galvanized Steel | Pressurized
GLENN BUILDING SUPPLY & ACE HDWR | 522 BATTLEFIELD PKWY | FORT OGLETHORPE | Catoosa | 230088 | 1 | [5 empty] | Removed from Ground | Kerosene | 550 | Bare Steel | 1983-05-24 | 1998-12-21 | Galvanized Steel | Suction (American)
WALMART NEIGHBORHOOD MARKET #3635 | 1155 BATTLEFIELD PKWY | FORT OGLETHORPE | Catoosa | 10002403 | 1 |  | 2014-11-04 | FALSE | 2014-11-14 | FALSE | Currently in Use | Gas (Historical Use) | 15000 | Fiberglass Double Walled | 2014-08-30 |  | Double-Walled Flex | Pressurized
MEGA STAR FOOD MART #6 | 1649 BATTLEFIELD PKWY | FORT OGLETHORPE | Catoosa | 9023003 | 2 | Ball Float | 1989-03-30 | FALSE | 1989-03-30 | FALSE | Currently in Use | Diesel | 10000 | Composite | 1989-03-01 |  | Fiberglass Reinforced Plastic | Pressurized
SHELBYS SELF SERVICE | 2557 LAFAYETTE RD | FORT OGLETHORPE | Catoosa | 4230073 | 2 |  | 1998-10-12 |  | 1998-10-12 |  | Removed from Ground | Gas (Historical Use) | 10000 | Steel-Impressed Current | 1963-05-01 | 2009-01-07 | Cathodically Protected | Safe Suction (Euro)
GAS EXPRESS #271 | 3095 BATTLEFIELD PKWY | FORT OGLETHORPE | Catoosa | 9023043 | 4 | Flapper Valve | 1996-07-23 | FALSE | 1996-07-23 | FALSE | Currently in Use | Kerosene | 2000 | Composite | 1996-07-23 |  | Double-Walled Flex | Pressurized
READY MIX USA DIVISION | GA HWY 2A & DIETZ RD | FORT OGLETHORPE | Catoosa | 9023016 | 1 |  | 1997-06-27 |  | 1997-06-27 |  | Removed from Ground | Diesel | 10000 | Steel-Impressed Current | 1987-06-04 | 2008-09-23 | Cathodically Protected | Safe Suction (Euro)
SUNSET MARKET #1 | 887 BATTLEFIELD PKWY | FORT OGLETHORPE | Catoosa | 4230066 | 4 | Flapper Valve | 1980-04-01 |  | 1993-06-01 |  | Removed from Ground | Diesel | 10000 | Fiberglass | 1980-04-30 | 2010-03-18 | Fiberglass Reinforced Plastic | Pressurized
SUNSET MARKET #1 | 887 BATTLEFIELD PKWY | FORT OGLETHORPE | Catoosa | 4230066 | 1 | Flapper Valve | 1980-04-01 |  | 1993-06-01 |  | Removed from Ground | Gas (Historical Use) | 10000 | Fiberglass | 1980-04-30 | 2010-03-18 | Fiberglass Reinforced Plastic | Pressurized
LEWIS C GRAVITT/FT OGLETHORPE UN | 322 LAFAYETTE RD | FORT OGLETHORPE | Catoosa | 4230081 | 2 | [5 empty] | Removed from Ground | Gas (Historical Use) | 4000 | Bare Steel | 1974-05-06 | 1899-12-31 | Galvanized Steel
HUTCHESON MEDICAL CENTER | 100 GROSS CRESCENT CIR | FORT OGLETHORPE | Catoosa | 4230058 | 5 | Flapper Valve | 1999-08-01 | FALSE | 1999-08-01 | FALSE | Removed from Ground | Diesel | 3000 | Fiberglass | 2016-03-09 | 2017-04-27 | Copper | Safe Suction (Euro)
HUTCHESON MEDICAL CENTER | 100 GROSS CRESCENT CIR | FORT OGLETHORPE | Catoosa | 4230058 | 4 | [5 empty] | Removed from Ground | Diesel | 500 | Bare Steel | 1967-03-04 | 1999-09-01 | Copper | Suction (American)
HUTCHESON MEDICAL CENTER | 100 GROSS CRESCENT CIR | FORT OGLETHORPE | Catoosa | 4230058 | 7 | [5 empty] | Removed from Ground | Gas (Historical Use) | 2000 | Fiberglass | 1985-01-01 | 1993-12-06 | Galvanized Steel
FT OGLETHORPE SERVICE CENTER | 219 LAFAYETTE RD | FORT OGLETHORPE | Catoosa | 4230070 | 1 | [5 empty] | Removed from Ground | Empty | 4000 | Bare Steel | 1966-03-01 | 1998-07-01 | Galvanized Steel | Suction (American)
FORMER POPE GASOLINE STATION | 2980 US HIGHWAY 41 | RINGGOLD | Catoosa | 10003335 | 1 |  |  | FALSE |  | FALSE | Removed from Ground | Gas (Historical Use) | 1000 |  |  | 2023-08-10
FORMER POPE GASOLINE STATION | 2980 US HIGHWAY 41 | RINGGOLD | Catoosa | 10003335 | 1 |  |  | FALSE |  | FALSE | Removed from Ground | Gas (Historical Use) | 1000 |  |  | 2023-08-10
CHICKAMAUGA CHATTANOOGA N M PARK | US HWY 27/CHICKAMAUGA & CHATTANO | FORT OGLETHORPE | Catoosa | 9023002 | 5221-004 | [5 empty] | Removed from Ground | Gas (Historical Use) | 285 | Bare Steel | 1993-06-09 | 1993-06-09 | Fiberglass Reinforced Plastic
KMART #3083 | 101 GA HWY 2 | FORT OGLETHORPE | Catoosa | 4230065 | 1 |  |  | TRUE |  | TRUE | Removed from Ground | Used Oil | 1000 | Bare Steel | 1972-04-01 | 1990-12-03 | Galvanized Steel
MAPCO EXPRESS INC #3521 | 399 CLOUD SPRINGS RD | FORT OGLETHORPE | Catoosa | 270025 | 4 | Ball Float | 1998-12-12 | FALSE | 1998-12-12 | FALSE | Currently in Use | E-85 | 4000 | Steel-Impressed Current | 1998-11-01 |  | Double-Walled Fiberglass | Pressurized
SHELBYS SELF SERVICE | 2557 LAFAYETTE RD | FORT OGLETHORPE | Catoosa | 4230073 | 1 |  | 1998-10-12 |  | 1998-10-12 |  | Removed from Ground | Gas (Historical Use) | 10000 | Steel-Impressed Current | 1963-05-01 | 2009-01-07 | Cathodically Protected | Safe Suction (Euro)
FT OGLETHORPE SERVICE CENTER | 219 LAFAYETTE RD | FORT OGLETHORPE | Catoosa | 4230070 | 3 | [5 empty] | Removed from Ground | Empty | 2000 | Bare Steel | 1972-06-01 | 1998-07-01 | Galvanized Steel | Suction (American)
LEWIS C GRAVITT/FT OGLETHORPE UN | 322 LAFAYETTE RD | FORT OGLETHORPE | Catoosa | 4230081 | 1 | [5 empty] | Removed from Ground | Gas (Historical Use) | 4000 | Bare Steel | 1974-05-06 | 1899-12-31 | Galvanized Steel
LEWIS C GRAVITT/FT OGLETHORPE UN | 322 LAFAYETTE RD | FORT OGLETHORPE | Catoosa | 4230081 | 4 |  |  | TRUE |  | TRUE | Removed from Ground | Used Oil | 550 | Bare Steel | 1964-05-06 | 1899-12-31 | Galvanized Steel
SUNSET MARKET #2 | 2809 LAFAYETTE RD | FORT OGLETHORPE | Catoosa | 4230064 | 2 |  | 1994-12-01 |  | 1994-12-01 |  | Removed from Ground | Gas (Historical Use) | 3000 | Bare Steel | 1961-01-03 | 2001-01-01 | Fiberglass Reinforced Plastic | Pressurized
FAVORITE MARKET #69 | 1438 LAFAYETTE RD/US 27 | FORT OGLETHORPE | Catoosa | 4230068 | 3 | [5 empty] | Removed from Ground | Gas (Historical Use) | 10000 | Bare Steel | 1981-04-24 | 1996-03-22 | Galvanized Steel | Pressurized
MAPCO EXPRESS INC #3521 | 399 CLOUD SPRINGS RD | FORT OGLETHORPE | Catoosa | 270025 | 2 | Ball Float | 1998-12-12 | FALSE | 1998-12-12 | FALSE | Currently in Use | Regular | 10000 | Steel-Impressed Current | 1998-11-01 |  | Double-Walled Fiberglass | Pressurized
GAS EXPRESS #271 | 3095 BATTLEFIELD PKWY | FORT OGLETHORPE | Catoosa | 9023043 | 1 | Ball Float | 1996-07-23 | FALSE | 1996-07-23 | FALSE | Currently in Use | Premium | 10000 | Composite | 1996-07-23 |  | Double-Walled Flex | Pressurized
PATTERSON WAREHOUSE | 300 PATTERSON AVE | FORT OGLETHORPE | Catoosa | 9023026 | 3 | [5 empty] | Removed from Ground | Diesel | 2000 | Bare Steel | 1990-05-18 | 1990-05-18 | Galvanized Steel | Pressurized
SHORT STOP MARKET | 12105 HWY 41 | TUNNEL HILL | Catoosa | 9023034 | 4 | [5 empty] | Removed from Ground | Kerosene | 250 | Cathodically Protected Steel | 2000-10-01 | 2000-10-01 | Galvanized Steel | Suction (American)
MEGA STAR FOOD MART #6 | 1649 BATTLEFIELD PKWY | FORT OGLETHORPE | Catoosa | 9023003 | 3 | Ball Float | 1989-03-30 | FALSE | 1989-03-30 | FALSE | Currently in Use | Gas (Historical Use) | 10000 | Composite | 1989-03-01 |  | Fiberglass Reinforced Plastic | Pressurized
SUNSET MARKET #2 | 2809 LAFAYETTE RD | FORT OGLETHORPE | Catoosa | 4230064 | 5 |  |  | TRUE |  | TRUE | Removed from Ground | Used Oil | 550 | Fiberglass Double Walled | 1961-01-03 | 2001-01-16 | Not Marked
SUNSET MARKET #2 | 2809 LAFAYETTE RD | FORT OGLETHORPE | Catoosa | 4230064 | 4 |  | 1994-12-01 |  | 1994-12-01 |  | Removed from Ground | Gas (Historical Use) | 3000 | Bare Steel | 1984-01-03 | 2001-01-01 | Fiberglass Reinforced Plastic | Pressurized
GREENLEAF CENTER INC | 500 GREENLEAF CIR | FORT OGLETHORPE | Catoosa | 9023023 | 1 | [5 empty] | Removed from Ground | Diesel | 260 | Bare Steel | 1994-10-24 | 1994-10-24 | Copper | Suction (American)
FAVORITE MARKET #69 | 1438 LAFAYETTE RD/US 27 | FORT OGLETHORPE | Catoosa | 4230068 | 1 | [5 empty] | Removed from Ground | Gas (Historical Use) | 10000 | Bare Steel | 1981-04-24 | 1996-03-22 | Galvanized Steel | Pressurized
TN ARNG | GA HWY 2 | TUNNEL HILL | Catoosa | 9023005 | 1 | [5 empty] | Removed from Ground | Diesel | 6000 | Cathodically Protected Steel | 1987-10-01 | 1997-01-21 | Galvanized Steel
DANUBE CARPET MILLS | FIRST ST | FORT OGLETHORPE | Catoosa | 4230079 | 1 | [5 empty] | Removed from Ground | Gas (Historical Use) | 1000 | Bare Steel | 1972-05-06 | 1987-04-15 | Galvanized Steel
MOHAWK INDUSTRIES/SPINNING DIV | 217 PATTERSON AVE | FORT OGLETHORPE | Catoosa | 4230085 | 2 | [5 empty] | Removed from Ground | Gas (Historical Use) | 1000 | Bare Steel | 1978-01-01 | 1989-12-05 | Bare Steel
CITY OF FT OGLETHORPE | 201 FORREST RD | FORT OGLETHORPE | Catoosa | 4230057 | 2 | [5 empty] | Removed from Ground | Other | 550 | Bare Steel | 1966-01-07 | 1996-02-19 | Galvanized Steel
PATTERSON WAREHOUSE | 300 PATTERSON AVE | FORT OGLETHORPE | Catoosa | 9023026 | 2 | [5 empty] | Removed from Ground | Diesel | 2000 | Bare Steel | 1990-05-18 | 1990-05-18 | Galvanized Steel | Pressurized
SUNSET MARKET #2 | 2809 LAFAYETTE RD | FORT OGLETHORPE | Catoosa | 4230064 | 1 |  | 1994-12-01 |  | 1994-12-01 |  | Removed from Ground | Gas (Historical Use) | 3000 | Bare Steel | 1961-01-03 | 2001-01-01 | Fiberglass Reinforced Plastic | Pressurized
SUNSET MARKET #1 | 887 BATTLEFIELD PKWY | FORT OGLETHORPE | Catoosa | 4230066 | 3 | Flapper Valve | 1980-04-01 |  | 1993-06-03 |  | Removed from Ground | Gas (Historical Use) | 10000 | Fiberglass | 1980-04-30 | 2010-03-18 | Fiberglass Reinforced Plastic | Pressurized
SUNSET MARKET #1 | 887 BATTLEFIELD PKWY | FORT OGLETHORPE | Catoosa | 4230066 | 2 | Flapper Valve | 1980-04-01 |  | 1993-06-01 |  | Removed from Ground | Gas (Historical Use) | 10000 | Fiberglass | 1980-04-30 | 2010-03-18 | Fiberglass Reinforced Plastic | Pressurized
FAVORITE MARKET #69 | 1438 LAFAYETTE RD/US 27 | FORT OGLETHORPE | Catoosa | 4230068 | 2 | [5 empty] | Removed from Ground | Gas (Historical Use) | 10000 | Bare Steel | 1981-04-24 | 1996-03-22 | Galvanized Steel | Pressurized
SHORT STOP MARKET | 12105 HWY 41 | TUNNEL HILL | Catoosa | 9023034 | 3 | [5 empty] | Removed from Ground | Gas (Historical Use) | 0 | Cathodically Protected Steel | 2000-10-01 | 2000-10-01 | Galvanized Steel | Suction (American)
CATOOSA COUNTY/BATTLEFIELD SCHOOL | 2206 BATTLEFIELD PKWY | FORT OGLETHORPE | Catoosa | 4230077 | 2 | Flapper Valve | 1998-07-27 | FALSE | 1998-07-27 | FALSE | Currently in Use | Diesel | 10000 | Fiberglass | 1998-07-27 |  | Fiberglass Reinforced Plastic | Safe Suction (Euro)
MURPHY USA #5693 | 24 BATTLEFIELD STATION DR | FORT OGLETHORPE | Catoosa | 9023056 | 1 | Overfill Alarm | 1999-07-01 | FALSE | 1999-07-01 | FALSE | Removed from Ground | Gas (Historical Use) | 12000 | Fiberglass Double Walled | 1999-07-01 |  | Double-Walled Flex | Pressurized
HUTCHESON MEDICAL CENTER | 100 GROSS CRESCENT CIR | FORT OGLETHORPE | Catoosa | 4230058 | 1 | [5 empty] | Closed in Ground | Diesel | 10000 | Bare Steel | 1972-01-01 | 1999-09-01 | Galvanized Steel | Suction (American)
CHICKAMAUGA CHATTANOOGA N M PARK | US HWY 27/CHICKAMAUGA & CHATTANO | FORT OGLETHORPE | Catoosa | 9023002 | 5221-005 | [5 empty] | Removed from Ground | Diesel | 1060 | Bare Steel | 1993-06-09 | 1993-06-09 | Copper
FT OGLETHORPE SERVICE CENTER | 219 LAFAYETTE RD | FORT OGLETHORPE | Catoosa | 4230070 | 5 |  |  | TRUE |  | TRUE | Removed from Ground | Other | 280 | Bare Steel | 1966-03-01 | 1998-07-01 | Galvanized Steel
FT OGLETHORPE SERVICE CENTER | 219 LAFAYETTE RD | FORT OGLETHORPE | Catoosa | 4230070 | 4 | [5 empty] | Removed from Ground | Empty | 4000 | Bare Steel | 1966-03-01 | 1998-07-01 | Galvanized Steel | Suction (American)
ULTRA PRO AUTO WASH | 1397 BATTLEFIELD PKWY | FORT OGLETHORPE | Catoosa | 9023004 | 2 |  | 1989-10-01 |  | 1989-10-01 |  | Removed from Ground | Gas (Historical Use) | 8000 | Epoxy | 1989-10-01 | 2006-01-01 | Fiberglass Reinforced Plastic
(FORMER) UNION 76 | US HWY 27 | FORT OGLETHORPE | Catoosa | 9023014 | 3 |  |  | TRUE |  | TRUE | Removed from Ground | Used Oil | 550 | Bare Steel | 1993-07-07 | 1993-07-07 | Galvanized Steel
HUTCHESON MEDICAL CENTER | 100 GROSS CRESCENT CIR | FORT OGLETHORPE | Catoosa | 4230058 | 6 | [5 empty] | Removed from Ground | Diesel | 15000 | Fiberglass | 1984-01-01 | 1998-09-01 | Copper | Suction (American)
NORTH GA EMC | 109 NEW LAFAYETTE RD | FORT OGLETHORPE | Catoosa | 4230060 | 1 | [5 empty] | Removed from Ground | Diesel | 8000 | Bare Steel | 1973-04-16 | 1998-05-29 | Galvanized Steel | Suction (American)
MAPCO EXPRESS INC #3521 | 399 CLOUD SPRINGS RD | FORT OGLETHORPE | Catoosa | 270025 | 3 | Ball Float | 1998-12-12 | FALSE | 1998-12-12 | FALSE | Currently in Use | New Oil | 10000 | Steel-Impressed Current | 1998-11-01 |  | Double-Walled Fiberglass | Pressurized
LEWIS C GRAVITT/FT OGLETHORPE UN | 322 LAFAYETTE RD | FORT OGLETHORPE | Catoosa | 4230081 | 3 | [5 empty] | Removed from Ground | Kerosene | 2000 | Bare Steel | 1964-05-06 | 1899-12-31 | Galvanized Steel
CATOOSA COUNTY/BATTLEFIELD SCHOOL | 2206 BATTLEFIELD PKWY | FORT OGLETHORPE | Catoosa | 4230077 | 1 | [5 empty] | Removed from Ground | Diesel | 10000 | Bare Steel | 1982-05-07 | 1998-07-23 | Bare Steel | Suction (American)
GAS EXPRESS #271 | 3095 BATTLEFIELD PKWY | FORT OGLETHORPE | Catoosa | 9023043 | 2 | Flapper Valve |  | FALSE | 1996-07-23 | FALSE | Currently in Use | Diesel | 10000 | Composite | 1996-07-23 |  | Double-Walled Flex | Pressurized
MURPHY USA #5693 | 24 BATTLEFIELD STATION DR | FORT OGLETHORPE | Catoosa | 9023056 | 2 | Overfill Alarm | 1999-07-01 | FALSE | 1999-07-01 | FALSE | Removed from Ground | Gas (Historical Use) | 12000 | Fiberglass Double Walled | 1999-07-01 |  | Double-Walled Flex | Pressurized
(FORMER) UNION 76 | US HWY 27 | FORT OGLETHORPE | Catoosa | 9023014 | 1 | [5 empty] | Removed from Ground | Gas (Historical Use) | 10000 | Bare Steel | 1993-07-07 | 1993-07-07 | Galvanized Steel
WALMART NEIGHBORHOOD MARKET #3635 | 1155 BATTLEFIELD PKWY | FORT OGLETHORPE | Catoosa | 10002403 | 2B |  | 2014-11-04 | FALSE | 2014-11-14 | FALSE | Currently in Use | Diesel | 7000 | Fiberglass Double Walled | 2014-11-04 |  | Double-Walled Flex | Pressurized
QUIKTRIP #7073 | 5850 ALABAMA HWY | RINGGOLD | Catoosa | 10003500 | 1 | Flapper Valve | 2023-09-25 | FALSE | 2023-05-06 | FALSE | Currently in Use | Regular | 20000 | Fiberglass | 2023-12-14 |  |  | Pressurized
QUIKTRIP #7073 | 5850 ALABAMA HWY | RINGGOLD | Catoosa | 10003500 | 7 | Flapper Valve | 2023-09-25 | FALSE | 2023-05-06 | FALSE | Currently in Use | Diesel | 30000 | Fiberglass | 2023-12-14 |  |  | Pressurized
SHORT STOP MARKET | 12105 HWY 41 | TUNNEL HILL | Catoosa | 9023034 | 1 | [5 empty] | Removed from Ground | Gas (Historical Use) | 500 | Cathodically Protected Steel | 2000-10-01 | 2000-10-01 | Galvanized Steel | Suction (American)
(FORMER) UNION 76 | US HWY 27 | FORT OGLETHORPE | Catoosa | 9023014 | 4 | [5 empty] | Removed from Ground | Diesel | 1000 | Bare Steel | 1993-07-07 | 1993-07-07 | Galvanized Steel
READY MIX USA DIVISION | GA HWY 2A & DIETZ RD | FORT OGLETHORPE | Catoosa | 9023016 | 2 |  |  | FALSE |  | FALSE | Removed from Ground | Diesel | 10000 | Unknown | 2008-09-01 | 2008-09-23
QUIKTRIP #7073 | 5850 ALABAMA HWY | RINGGOLD | Catoosa | 10003500 | 2 | Flapper Valve | 2023-09-25 | FALSE | 2023-05-06 | FALSE | Currently in Use | Regular | 20000 | Fiberglass | 2023-12-14 |  |  | Pressurized
QUIKTRIP #7073 | 5850 ALABAMA HWY | RINGGOLD | Catoosa | 10003500 | 4 | Flapper Valve | 2023-09-25 | FALSE | 2023-05-06 | FALSE | Currently in Use | Premium | 20000 | Fiberglass | 2023-12-14 |  |  | Pressurized
QUIKTRIP #7073 | 5850 ALABAMA HWY | RINGGOLD | Catoosa | 10003500 | 5 | Flapper Valve | 2023-09-25 | FALSE | 2023-05-06 | FALSE | Currently in Use | Diesel | 18000 | Fiberglass | 2023-12-14 |  |  | Pressurized
QUIKTRIP #7073 | 5850 ALABAMA HWY | RINGGOLD | Catoosa | 10003500 | 3 | Flapper Valve | 2023-09-25 | FALSE | 2023-05-06 | FALSE | Currently in Use | E-0 | 20000 | Fiberglass | 2023-12-14 |  |  | Pressurized
Kankus Express #353 | 15 Dietz Rd. | Ringgold | Catoosa | 10003233 | 2B | Flapper Valve | 2022-06-29 | FALSE | 2022-05-18 | FALSE | Currently in Use | E-0 | 6000 | Composite Double Walled | 2022-05-12 |  | Double-Walled Flex | Pressurized
Kankus Express #353 | 15 Dietz Rd. | Ringgold | Catoosa | 10003233 | 1A | Flapper Valve | 2022-06-29 | FALSE | 2022-05-18 | FALSE | Currently in Use | Regular | 12000 | Composite Double Walled | 2022-05-12 |  | Double-Walled Flex | Pressurized
Kankus Express #353 | 15 Dietz Rd. | Ringgold | Catoosa | 10003233 | 3A | Flapper Valve | 2022-06-29 | FALSE | 2022-05-18 | FALSE | Currently in Use | Diesel On Road | 6000 | Composite Double Walled | 2022-05-12 |  | Double-Walled Flex | Pressurized
WALMART NEIGHBORHOOD MARKET #3635 | 1155 BATTLEFIELD PKWY | FORT OGLETHORPE | Catoosa | 10002403 | 2A |  | 2014-11-04 | FALSE | 2014-11-14 | FALSE | Currently in Use | Gas (Historical Use) | 8000 | Fiberglass Double Walled | 2014-08-30 |  | Double-Walled Flex | Pressurized
MAXI MUFFLER & BRAKE | 151 LAFAYETTE RD | FORT OGLETHORPE | Catoosa | 9023021 | 1 | [5 empty] | Removed from Ground | Other | 1 | Not Marked/Unknown | 1993-01-01 | 1993-01-01 | Not Marked
TAPPS HEATING & AIR CONDITIONING | 148 MIDWAY AVENUE | FORT OGLETHORPE | Catoosa | 9023046 | 1 | [5 empty] | Removed from Ground | Gas (Historical Use) | 1000 | Not Marked/Unknown | 1996-11-01 | 1996-11-01 | Not Marked
CITGO FORT TOWN | 112 FORT TOWN DR | FORT OGLETHORPE | Catoosa | 10001683 | 1 | Ball Float | 2008-08-12 | FALSE | 2008-08-12 | FALSE | Currently in Use | Regular | 12000 | Composite Double Walled | 2008-08-12 |  | Double-Walled Fiberglass
CITGO FORT TOWN | 112 FORT TOWN DR | FORT OGLETHORPE | Catoosa | 10001683 | 3 | Ball Float | 2008-08-12 | FALSE | 2008-08-12 | FALSE | Currently in Use | Diesel | 8000 | Composite Double Walled | 2008-08-12 |  | Double-Walled Fiberglass
RINGGOLD WASTEWATER TREATMENT PL | 660 MEADOWVIEW LANE | RINGGOLD | Catoosa | 9023060 | 1 | [5 empty] | Closed in Ground | Diesel | 250 | Bare Steel | 1977-01-01 | 2001-04-12 | Bare Steel | Safe Suction (Euro)
FORMER KENTUCKEY FRIED CHICKEN | 663 BATTLEFIELD PKWY | FORT OGLETHORPE | Catoosa | 10000381 | 1 |  |  | FALSE |  | FALSE | Removed from Ground | Not Marked/Tank Removed | 0 | Unknown |  | 1899-12-31
QUIKTRIP #7073 | 5850 ALABAMA HWY | RINGGOLD | Catoosa | 10003500 | 6 | Flapper Valve | 2023-09-25 | FALSE | 2023-05-06 | FALSE | Currently in Use | Diesel | 30000 | Fiberglass | 2023-12-14 |  |  | Pressurized
QUIKTRIP #7073 | 5850 ALABAMA HWY | RINGGOLD | Catoosa | 10003500 | 8 | Flapper Valve | 2023-09-25 | FALSE | 2023-05-06 | FALSE | Currently in Use | Diesel | 30000 | Fiberglass | 2023-12-14 |  |  | Pressurized
Kankus Express #353 | 15 Dietz Rd. | Ringgold | Catoosa | 10003233 | 2A | Flapper Valve | 2022-06-29 | FALSE | 2022-05-18 | FALSE | Currently in Use | Premium | 6000 | Composite Double Walled | 2022-05-12 |  | Double-Walled Flex | Pressurized
Gas N Go #214 | 150 Hwy 41 | Ringgold | Catoosa | 10002894 | 1 | Flapper Valve | 2019-01-30 | FALSE | 2018-11-27 | FALSE | Currently in Use | Regular | 20000 | Fiberglass Double Walled | 2018-11-16 |  | Double-Walled Flex | Pressurized
Gas N Go #214 | 150 Hwy 41 | Ringgold | Catoosa | 10002894 | 2A | Flapper Valve | 2019-01-30 | FALSE | 2018-11-27 | FALSE | Currently in Use | Premium | 10000 | Fiberglass Double Walled | 2018-11-16 |  | Double-Walled Flex | Pressurized
CLOSED GAS STATION | 4 THOMAS RD | FT OGLETHORPE | Catoosa | 10003001 | 3 |  |  | FALSE |  | FALSE | Removed from Ground | Empty | 3000 |  |  | 2019-10-31
CLOSED GAS STATION | 4 THOMAS RD | FT OGLETHORPE | Catoosa | 10003001 | 2 |  |  | FALSE |  | FALSE | Removed from Ground | Empty | 3000 |  |  | 2019-10-31
Gas N Go #214 | 150 Hwy 41 | Ringgold | Catoosa | 10002894 | 2B | Flapper Valve | 2019-01-30 | FALSE | 2018-11-27 | FALSE | Currently in Use | Diesel | 10000 | Fiberglass Double Walled | 2018-11-16 |  | Double-Walled Flex | Pressurized
CITGO FORT TOWN | 112 FORT TOWN DR | FORT OGLETHORPE | Catoosa | 10001683 | 2 | Ball Float | 2008-08-12 | FALSE | 2008-08-12 | FALSE | Currently in Use | Premium | 4000 | Composite Double Walled | 2008-08-12 |  | Double-Walled Fiberglass
CLOSED GAS STATION | 4 THOMAS RD | FT OGLETHORPE | Catoosa | 10003001 | 1 |  |  | FALSE |  | FALSE | Removed from Ground | Empty | 3000 |  |  | 2019-10-31
ALLTEL GEORGIA INC | COTTON ST | SAINT GEORGE | Charlton | 240035 | 1 | [5 empty] | Removed from Ground | Diesel | 285 | Bare Steel | 1987-01-01 | 1999-05-01 | Bare Steel
ROOKS GENERAL STORE | 12892 FLORIDA AVE | SAINT GEORGE | Charlton | 9024005 | 3A | Flapper Valve | 1994-03-07 | FALSE | 1994-03-07 | FALSE | Currently in Use | Diesel | 4000 | Composite | 1994-03-07 |  | Fiberglass Reinforced Plastic | Pressurized
FRIENDLEY EXPRESS #31 | 1700 22ND ST | FOLKSTON | Charlton | 4240030 | 6-UL |  | 1995-12-06 |  | 1995-12-06 |  | Removed from Ground | Gas (Historical Use) | 4000 | Steel-Impressed Current | 1987-10-01 | 2005-02-15 | Cathodically Protected | Safe Suction (Euro)
CHARLTON COUNTY RD DEPARTMENT | GA HWY 121 S | FOLKSTON | Charlton | 4240023 | 1 | [5 empty] | Removed from Ground | Diesel | 10000 | Bare Steel | 1982-04-02 | 1999-06-11 | Galvanized Steel | Suction (American)
ST GEORGE ELEMENTARY SCHOOL | HWY 121 | SAINT GEORGE | Charlton | 9024016 | 1 | [5 empty] | Removed from Ground | Diesel | 2000 | Bare Steel | 2000-12-15 | 2000-12-15 | Bare Steel | Safe Suction (Euro)
ROOKS GENERAL STORE | 12892 FLORIDA AVE | SAINT GEORGE | Charlton | 9024005 | 1 | [5 empty] | Removed from Ground | Gas (Historical Use) | 1000 | Bare Steel | 1994-03-07 | 1994-03-07 | Bare Steel | Safe Suction (Euro)
LACY'S KOUNTRY STORE | 389 GA HWY 94 & GA HWY 185 | SAINT GEORGE | Charlton | 4240020 | 4 | [5 empty] | Removed from Ground | Diesel | 550 | Bare Steel | 1975-04-23 | 1899-12-31 | Galvanized Steel
LACY'S KOUNTRY STORE | 389 GA HWY 94 & GA HWY 185 | SAINT GEORGE | Charlton | 4240020 | 1 | [5 empty] | Closed in Ground | Gas (Historical Use) | 1000 | Bare Steel | 1975-04-23 | 1899-12-31 | Galvanized Steel
Circle K 2745048 | 1116 KINGSLAND DR | FOLKSTON | Charlton | 4240015 | 2 | [5 empty] | Removed from Ground | Empty | 4000 | Bare Steel | 1981-04-28 | 1998-10-13 | Galvanized Steel | Safe Suction (Euro)
Circle K 2745017 | 3719 MAIN ST | FOLKSTON | Charlton | 4240018 | 7 | Flapper Valve | 2015-07-22 | FALSE | 2018-07-22 | FALSE | Currently in Use | Regular | 10000 | Composite Double Walled | 2015-07-22 |  | Double-Walled Flex | Pressurized
Circle K 2745017 | 3719 MAIN ST | FOLKSTON | Charlton | 4240018 | 4 | [5 empty] | Removed from Ground | Gas (Historical Use) | 4000 | Bare Steel | 1976-01-01 | 1899-12-31 | Galvanized Steel | Safe Suction (Euro)
Circle K 2745017 | 3719 MAIN ST | FOLKSTON | Charlton | 4240018 | 1 |  | 1995-03-24 |  | 1995-03-24 |  | Removed from Ground | Gas (Historical Use) | 4000 | Steel-Impressed Current | 1976-01-01 | 2015-07-21 | Steel (Impressed Current) | Safe Suction (Euro)
FRIENDLEY EXPRESS #31 | 1700 22ND ST | FOLKSTON | Charlton | 4240030 | 1 | [5 empty] | Removed from Ground | Gas (Historical Use) | 2000 | Bare Steel | 1965-04-25 | 1987-09-01 | Galvanized Steel | Suction (American)
FRIENDLEY EXPRESS #31 | 1700 22ND ST | FOLKSTON | Charlton | 4240030 | 5-DIESEL | [5 empty] | Removed from Ground | Diesel | 3000 | Bare Steel | 1978-04-25 | 1987-09-01 | Not Marked | Suction (American)
GREEN CEDAR #17 | US HWY 301 & BOWERY LN | FOLKSTON | Charlton | 4240024 | 6 |  |  | FALSE |  | FALSE | Removed from Ground |  | 4000 |  |  | 2017-12-14
LACY'S KOUNTRY STORE | 389 GA HWY 94 & GA HWY 185 | SAINT GEORGE | Charlton | 4240020 | 3 | [5 empty] | Removed from Ground | Diesel | 1000 | Bare Steel | 1975-04-23 | 1899-12-31 | Galvanized Steel
FOLKSTON RADIO TOWER AT&T | US HWY 301 N | FOLKSTON | Charlton | 4240021 | 1 | [5 empty] | Removed from Ground | Kerosene | 2000 | Bare Steel | 1966-04-21 | 1992-08-04 | Copper | Suction (American)
Circle K 2745048 | 1116 KINGSLAND DR | FOLKSTON | Charlton | 4240015 | 1 | [5 empty] | Removed from Ground | Gas (Historical Use) | 4000 | Bare Steel | 1981-04-28 | 1998-10-13 | Galvanized Steel | Safe Suction (Euro)
GREEN CEDAR #17 | US HWY 301 & BOWERY LN | FOLKSTON | Charlton | 4240024 | 8 |  |  | FALSE |  | FALSE | Removed from Ground |  | 2000 |  |  | 2017-12-14
LLOYD'S FINA STATION | US #1 SOUTH | FOLKSTON | Charlton | 4240025 | 1 | [5 empty] | Removed from Ground | Gas (Historical Use) | 4000 | Bare Steel | 1970-05-02 | 1995-08-01 | Galvanized Steel
HOPKINS-GOWEN OIL CO INC | 402 WEST MAIN ST | FOLKSTON | Charlton | 4240034 | 2 | [5 empty] | Removed from Ground | Gas (Historical Use) | 1000 | Bare Steel | 1970-05-02 | 1995-07-31 | Galvanized Steel
FOLKSTON AMOCO | LOVE & SECOND ST | FOLKSTON | Charlton | 4240027 | 5 | [5 empty] | Removed from Ground | Empty | 2000 | Bare Steel | 1996-02-09 | 1996-02-09 | Galvanized Steel
FOLKSTON AMOCO | LOVE & SECOND ST | FOLKSTON | Charlton | 4240027 | 4 |  |  | TRUE |  | TRUE | Removed from Ground | Used Oil | 560 | Bare Steel | 1996-02-09 | 1996-02-09 | Galvanized Steel
FLASH FOODS #107 | 720 SOUTH SECOND ST | FOLKSTON | Charlton | 4240017 | 2 | [5 empty] | Removed from Ground | Gas (Historical Use) | 8000 | Bare Steel | 1983-04-29 | 1999-01-01 | Galvanized Steel | Pressurized
OKEFENOKEE NNWR | SUWANNEE CANAL REC AREA | FOLKSTON | Charlton | 4240032 | 8 | [5 empty] | Removed from Ground | Gas (Historical Use) | 1000 | Bare Steel | 1968-04-22 | 1994-12-01 | Galvanized Steel
JACK RABBIT #2 | 4025 S 2ND ST | FOLKSTON | Charlton | 9024010 | 3 | Flapper Valve | 1990-01-01 | FALSE | 1990-01-01 | FALSE | Currently in Use | Premium | 5000 | Steel-Impressed Current | 1990-08-01 |  | Steel (Impressed Current) | Pressurized
CANADAYS GROCERY | 13048 FLORIDA AVE | SAINT GEORGE | Charlton | 4240019 | 3 | [5 empty] | Removed from Ground | Gas (Historical Use) | 550 | Bare Steel | 1970-04-21 | 1995-01-25 | Galvanized Steel
KENS CHEVRON SVC | 1809 NORTH SECOND ST | FOLKSTON | Charlton | 4240028 | 1 | [5 empty] | Removed from Ground | Gas (Historical Use) | 3000 | Bare Steel | 1965-04-21 | 1997-12-01 | Galvanized Steel | Pressurized
FRIENDLEY EXPRESS #31 | 1700 22ND ST | FOLKSTON | Charlton | 4240030 | 3 | [5 empty] | Removed from Ground | Gas (Historical Use) | 3000 | Bare Steel | 1965-04-25 | 1987-09-01 | Galvanized Steel | Suction (American)
LLOYD'S FINA STATION | US #1 SOUTH | FOLKSTON | Charlton | 4240025 | 3 | [5 empty] | Removed from Ground | Gas (Historical Use) | 4000 | Bare Steel | 1970-05-02 | 1995-08-01 | Galvanized Steel
FOLKSTON AMOCO | LOVE & SECOND ST | FOLKSTON | Charlton | 4240027 | 1 | [5 empty] | Removed from Ground | Gas (Historical Use) | 2000 | Bare Steel | 1996-02-09 | 1996-02-09 | Galvanized Steel
OKEFENOKEE NWR | CAMP CORNELIA/HWY 121 SPUR | FOLKSTON | Charlton | 9024007 | 5 | [5 empty] | Removed from Ground | Gas (Historical Use) | 998 | Bare Steel | 1968-04-22 | 1994-12-01 | Galvanized Steel
OKEFENOKEE NWR | CAMP CORNELIA/HWY 121 SPUR | FOLKSTON | Charlton | 9024007 | 4 | [5 empty] | Removed from Ground | Diesel | 1500 | Bare Steel | 1981-04-22 | 1899-12-31 | Galvanized Steel
CAMP PINKNEY GROCERY | CAMP PINKNEY DR/RT 1 BOX 182 | FOLKSTON | Charlton | 9024003 | 1 | [5 empty] | Removed from Ground | Gas (Historical Use) | 5000 | Bare Steel | 1982-01-01 | 1998-12-01 | Unknown
TAYLOR TIMBER CO | 7233 HIGHWAY 301 | FOLKSTON | Charlton | 9024013 | UL163234 | Ball Float | 1995-05-09 | FALSE | 1995-05-09 | FALSE | Currently in Use | Diesel On Road | 8000 | Composite | 1995-05-09 |  | Fiberglass Reinforced Plastic | Safe Suction (Euro)
CITY OF FOLKSTON | 103 NORTH FIRST STREET | FOLKSTON | Charlton | 9024015 | 1 | [5 empty] | Removed from Ground | Diesel | 500 | Bare Steel | 1974-01-01 | 1998-10-19 | Not Marked
ROOKS GENERAL STORE | 12892 FLORIDA AVE | SAINT GEORGE | Charlton | 9024005 | 4 | Flapper Valve | 2005-05-11 | FALSE | 2005-05-11 | FALSE | Currently in Use | Regular | 8000 | Composite | 2005-08-11 |  | Fiberglass Reinforced Plastic
CANADAYS GROCERY | 13048 FLORIDA AVE | SAINT GEORGE | Charlton | 4240019 | 4C | Ball Float | 1995-01-27 | FALSE | 1995-01-27 | FALSE | Currently in Use | Regular | 8000 | Fiberglass Double Walled | 1995-01-27 |  | Double-Walled Fiberglass | Pressurized
CANADAYS GROCERY | 13048 FLORIDA AVE | SAINT GEORGE | Charlton | 4240019 | 4A | Ball Float | 1995-01-27 | FALSE | 1995-01-27 | FALSE | Currently in Use | Premium | 2000 | Fiberglass Double Walled | 1995-01-27 |  | Double-Walled Fiberglass | Pressurized
HOMELAND FOOD MART | 439 BOWERY LANE | FOLKSTON | Charlton | 4240016 | 1 | Flapper Valve | 1996-01-12 | FALSE | 1996-01-12 | FALSE | Currently in Use | Regular | 8000 | Steel-Impressed Current | 1982-04-28 |  | Steel (Impressed Current) | Safe Suction (Euro)
FLASH FOODS #107 | 720 SOUTH SECOND ST | FOLKSTON | Charlton | 4240017 | 3 | [5 empty] | Removed from Ground | Gas (Historical Use) | 8000 | Bare Steel | 1983-04-29 | 1999-01-01 | Galvanized Steel | Pressurized
Circle K 2745017 | 3719 MAIN ST | FOLKSTON | Charlton | 4240018 | 3 |  | 1995-03-24 |  | 1995-03-24 |  | Removed from Ground | Gas (Historical Use) | 4000 | Steel-Impressed Current | 1976-01-01 | 2015-07-21 | Steel (Impressed Current) | Safe Suction (Euro)
FRIENDLEY EXPRESS #31 | 1700 22ND ST | FOLKSTON | Charlton | 4240030 | 8-PREM |  | 1995-12-06 |  | 1995-12-06 |  | Removed from Ground | Gas (Historical Use) | 4000 | Steel-Impressed Current | 1987-10-01 | 2005-02-15 | Cathodically Protected | Safe Suction (Euro)
J S FINA STATION | 807 S SECOND ST | FOLKSTON | Charlton | 4240033 | 3 | [5 empty] | Removed from Ground | Gas (Historical Use) | 4000 | Bare Steel | 1970-05-02 | 1995-08-01 | Galvanized Steel
OKEFENOKEE NWR | CAMP CORNELIA/HWY 121 SPUR | FOLKSTON | Charlton | 9024007 | 2 | [5 empty] | Removed from Ground | Gas (Historical Use) | 1000 | Bare Steel | 1981-04-22 | 1899-12-31 | Galvanized Steel
JOHNSON MEAT MARKET | 101 NORTH 2ND ST | FOLKSTON | Charlton | 9024011 | 4 | [5 empty] | Removed from Ground | Gas (Historical Use) | 4000 | Bare Steel | 1995-04-05 | 1995-04-05 | Galvanized Steel | Pressurized
NORTHSIDE | US HWY 301 N | FOLKSTON | Charlton | 4240007 | 1 | [5 empty] | Removed from Ground | Gas (Historical Use) | 1000 | Bare Steel | 1954-03-07 | 1998-07-01 | Galvanized Steel
UNION CAMP CORP | 103 MAYS BLVD | FOLKSTON | Charlton | 240036 | 3 | [5 empty] | Removed from Ground | Diesel | 3000 | Bare Steel | 1981-05-09 | 1988-10-01 | Galvanized Steel
Circle K 2745041 | 704 Martin St. | FOLKSTON | Charlton | 9024009 | 1 | [5 empty] | Removed from Ground | Gas (Historical Use) | 8000 | Bare Steel |  | 1899-12-31 | Bare Steel | Safe Suction (Euro)
JSK Food Mart | 3879 SOUTH SECOND ST | FOLKSTON | Charlton | 4240002 | 4 |  | 1998-12-20 | FALSE | 1997-07-23 | FALSE | Currently in Use | Premium | 5000 | Steel-Impressed Current | 1971-03-01 |  | Fiberglass Reinforced Plastic | Pressurized
GA FC/CHARLTON CO UNIT/FOLKSTON | GA HWY 23/RT 2 BOX 386/3 MI S OF | FOLKSTON | Charlton | 4240010 | 2 | [5 empty] | Removed from Ground | Diesel | 560 | Bare Steel | 1953-12-10 | 1994-07-15 | Galvanized Steel
FRIENDLEY EXPRESS #31 | 1700 22ND ST | FOLKSTON | Charlton | 4240030 | 2 | [5 empty] | Removed from Ground | Gas (Historical Use) | 2000 | Bare Steel | 1965-04-25 | 1987-09-01 | Galvanized Steel | Suction (American)
FOLKSTON AMOCO | LOVE & SECOND ST | FOLKSTON | Charlton | 4240027 | 2 | [5 empty] | Removed from Ground | Gas (Historical Use) | 2000 | Bare Steel | 1996-02-09 | 1996-02-09 | Galvanized Steel
HOSPITAL AUTHORITY OF CHARLTON C | 1203 N THIRD ST | FOLKSTON | Charlton | 4240005 | 1 | [5 empty] | Removed from Ground | Diesel | 1000 | Bare Steel | 1975-03-01 | 1899-12-31 | Copper
FLASH FOODS #107 | 720 SOUTH SECOND ST | FOLKSTON | Charlton | 4240017 | 4 | [5 empty] | Removed from Ground | Diesel | 8000 | Bare Steel | 1983-04-29 | 1999-01-01 | Galvanized Steel | Pressurized
CHARLTON COUNTY RD DEPARTMENT | GA HWY 121 S | FOLKSTON | Charlton | 4240023 | 2 | [5 empty] | Removed from Ground | Gas (Historical Use) | 10000 | Bare Steel | 1982-04-02 | 1999-06-11 | Galvanized Steel | Suction (American)
JACK RABBIT #2 | 4025 S 2ND ST | FOLKSTON | Charlton | 9024010 | 1 | Flapper Valve | 1990-01-01 | FALSE | 1990-01-01 | FALSE | Currently in Use | Regular | 8000 | Steel-Impressed Current | 1990-08-01 |  | Steel (Impressed Current) | Pressurized
JSK Food Mart | 3879 SOUTH SECOND ST | FOLKSTON | Charlton | 4240002 | 3 |  | 1998-12-20 | FALSE | 1997-07-23 | FALSE | Currently in Use | Plus | 5000 | Steel-Impressed Current | 1971-03-01 |  | Fiberglass Reinforced Plastic | Pressurized
CANADAYS GROCERY | 13048 FLORIDA AVE | SAINT GEORGE | Charlton | 4240019 | 4B | Ball Float | 1995-01-27 | FALSE | 1995-01-27 | FALSE | Currently in Use | Regular | 6000 | Fiberglass Double Walled | 1995-01-27 |  | Double-Walled Fiberglass | Pressurized
HOMELAND FOOD MART | 439 BOWERY LANE | FOLKSTON | Charlton | 4240016 | 2 | Flapper Valve | 1996-01-12 | FALSE | 1996-01-12 | FALSE | Currently in Use | Plus | 4000 | Steel-Impressed Current | 1982-04-28 |  | Steel (Impressed Current) | Safe Suction (Euro)
FRIENDLEY EXPRESS #31 | 1700 22ND ST | FOLKSTON | Charlton | 4240030 | 10-DS |  | 1995-12-06 |  | 1995-12-06 |  | Removed from Ground | Diesel | 5000 | Steel-Impressed Current | 1987-10-01 | 2005-02-15 | Cathodically Protected | Pressurized
FRIENDLEY EXPRESS #31 | 1700 22ND ST | FOLKSTON | Charlton | 4240030 | 7-MG |  | 1995-12-06 |  | 1995-12-06 |  | Removed from Ground | Gas (Historical Use) | 4000 | Steel-Impressed Current | 1987-10-01 | 2005-02-15 | Cathodically Protected | Safe Suction (Euro)
SABRINA'S KORNER | HWY 94 @ HWY 121 | SAINT GEORGE | Charlton | 9024012 | 3 | [5 empty] | Removed from Ground | Empty | 1 | Double Walled | 1999-04-16 | 1999-04-16 | Galvanized Steel | Suction (American)
ROOKS GENERAL STORE | 12892 FLORIDA AVE | SAINT GEORGE | Charlton | 9024005 | 2 | [5 empty] | Removed from Ground | Gas (Historical Use) | 1000 | Bare Steel | 1994-03-07 | 1994-03-07 | Bare Steel | Safe Suction (Euro)
Circle K 2745048 | 1116 KINGSLAND DR | FOLKSTON | Charlton | 4240015 | 3 | [5 empty] | Removed from Ground | Gas (Historical Use) | 4000 | Bare Steel | 1981-04-28 | 1998-10-13 | Galvanized Steel | Safe Suction (Euro)
Circle K 2745017 | 3719 MAIN ST | FOLKSTON | Charlton | 4240018 | 6 |  | 1995-03-24 |  | 1995-03-24 |  | Removed from Ground | Gas (Historical Use) | 4000 | Steel-Impressed Current | 1976-01-01 | 2015-07-21 | Steel (Impressed Current) | Safe Suction (Euro)
KENS CHEVRON SVC | 1809 NORTH SECOND ST | FOLKSTON | Charlton | 4240028 | 4 | [5 empty] | Removed from Ground | Gas (Historical Use) | 10000 | Bare Steel | 1975-04-22 | 1997-12-01 | Galvanized Steel | Pressurized
FRIENDLEY EXPRESS #31 | 1700 22ND ST | FOLKSTON | Charlton | 4240030 | 9-DS |  | 1995-12-06 |  | 1995-12-06 |  | Removed from Ground | Diesel | 10000 | Steel-Impressed Current | 1987-10-01 | 2005-02-15 | Cathodically Protected | Pressurized
GREEN CEDAR #17 | US HWY 301 & BOWERY LN | FOLKSTON | Charlton | 4240024 | 1 | Flapper Valve | 1997-09-30 | FALSE | 1981-01-11 | FALSE | Removed from Ground | Empty | 4000 | Steel-Impressed Current | 1981-01-01 | 2017-12-12 | Steel (Impressed Current) | Pressurized
HOPKINS-GOWEN OIL CO INC | 402 WEST MAIN ST | FOLKSTON | Charlton | 4240034 | 1 | [5 empty] | Removed from Ground | Kerosene | 560 | Bare Steel | 1970-05-02 | 1995-07-31 | Galvanized Steel
SABRINA'S KORNER | HWY 94 @ HWY 121 | SAINT GEORGE | Charlton | 9024012 | 4 | [5 empty] | Removed from Ground | Empty | 3000 | Double Walled | 1999-04-01 | 1999-04-01 | Galvanized Steel | Suction (American)
GOWEN OIL CO | 1 SOUTH THIRD ST | FOLKSTON | Charlton | 4240006 | 2 | [5 empty] | Removed from Ground | Gas (Historical Use) | 2000 | Bare Steel | 1982-03-07 | 1998-11-30 | Galvanized Steel
CHARLTON CO SCHOOL/BUS GARAGE | CROSS ST | FOLKSTON | Charlton | 4240008 | 2 | [5 empty] | Removed from Ground | Diesel | 1000 | Bare Steel | 1981-03-18 | 1995-07-31 | Galvanized Steel
OKEFENOKEE | RT 2 BOX 496 | FOLKSTON | Charlton | 4240011 | 2 | [5 empty] | Removed from Ground | Diesel | 560 | Composite | 1960-04-04 | 1987-08-01 | Unknown
ALLTEL/GTE/FOLKSTON CENTRAL OFFI | 200 MARTIN ST HWY 25 WEST | FOLKSTON | Charlton | 9024004 | 1 | [5 empty] | Removed from Ground | Other | 250 | Bare Steel | 1994-09-30 | 1994-09-30 | Copper | Suction (American)
Circle K 2745048 | 1116 KINGSLAND DR | FOLKSTON | Charlton | 4240015 | 4 | Flapper Valve | 1998-10-20 | FALSE | 1998-10-20 | FALSE | Currently in Use | Regular | 8000 | Composite Double Walled | 1998-10-20 |  | Double-Walled Flex | Pressurized
Circle K 2745048 | 1116 KINGSLAND DR | FOLKSTON | Charlton | 4240015 | 5 | Flapper Valve | 1998-10-20 | FALSE | 1998-10-20 | FALSE | Currently in Use | Premium | 8000 | Composite Double Walled | 1998-10-20 |  | Double-Walled Flex | Pressurized
Circle K 2745041 | 704 Martin St. | FOLKSTON | Charlton | 9024009 | 2 | [5 empty] | Removed from Ground | Gas (Historical Use) | 8000 | Bare Steel |  | 1899-12-31 | Bare Steel | Safe Suction (Euro)
OM FOOD MART - JASUI #2 | 4492 SECOND ST N | FOLKSTON | Charlton | 240038 | 3 | [5 empty] | Removed from Ground | Diesel | 4000 | Bare Steel | 1976-05-10 | 1994-10-01 | Galvanized Steel | Safe Suction (Euro)
JOHNSON MEAT MARKET | 101 NORTH 2ND ST | FOLKSTON | Charlton | 9024011 | 3 | [5 empty] | Removed from Ground | Gas (Historical Use) | 4000 | Bare Steel | 1995-04-05 | 1995-04-05 | Galvanized Steel | Pressurized
JSK Food Mart | 3879 SOUTH SECOND ST | FOLKSTON | Charlton | 4240002 | 2 |  | 1998-12-20 | FALSE | 1997-07-23 | FALSE | Currently in Use | E-10 | 5000 | Steel-Impressed Current | 1971-03-01 |  | Fiberglass Reinforced Plastic | Pressurized
GA FC/CHARLTON CO UNIT/FOLKSTON | GA HWY 23/RT 2 BOX 386/3 MI S OF | FOLKSTON | Charlton | 4240010 | 5 |  | 1994-07-27 |  | 1994-07-27 |  | Removed from Ground | Diesel | 1000 | Galvanic (STIP-3) | 1994-07-27 | 2008-06-05 | Cathodically Protected | Safe Suction (Euro)
OKEFENOKEE NWR | CAMP CORNELIA/HWY 121 SPUR | FOLKSTON | Charlton | 9024007 | 7 | [5 empty] | Removed from Ground | Gas (Historical Use) | 580 | Bare Steel | 1968-04-22 | 1994-12-01 | Galvanized Steel
OKEFENOKEE NWR | CAMP CORNELIA/HWY 121 SPUR | FOLKSTON | Charlton | 9024007 | 1 | [5 empty] | Removed from Ground | Gas (Historical Use) | 1500 | Bare Steel | 1981-04-22 | 1899-12-31 | Galvanized Steel
Circle K 2745041 | 704 Martin St. | FOLKSTON | Charlton | 9024009 | 4 | Flapper Valve | 1999-01-07 | FALSE | 1999-01-07 | FALSE | Currently in Use | Gas (Historical Use) | 10000 | Composite Double Walled | 1999-01-07 |  | Double-Walled Flex | Pressurized
JOHNSON MEAT MARKET | 101 NORTH 2ND ST | FOLKSTON | Charlton | 9024011 | 1 | [5 empty] | Removed from Ground | Gas (Historical Use) | 6000 | Bare Steel | 1995-04-05 | 1995-04-05 | Galvanized Steel | Pressurized
B&C TIRE & BATTERY INC | 1200 SOUTH SECOND ST | FOLKSTON | Charlton | 4240003 | 1AST |  |  | TRUE |  | TRUE | Currently in Use | Used Oil | 150 | Bare Steel | 1981-02-24 |  | Galvanized Steel
GA FC/CHARLTON CO UNIT/FOLKSTON | GA HWY 23/RT 2 BOX 386/3 MI S OF | FOLKSTON | Charlton | 4240010 | 72 | [5 empty] | Removed from Ground | Diesel | 560 | Bare Steel | 1949-12-10 | 1994-07-15 | Galvanized Steel
LACY'S KOUNTRY STORE | 389 GA HWY 94 & GA HWY 185 | SAINT GEORGE | Charlton | 4240020 | 2 | [5 empty] | Closed in Ground | Gas (Historical Use) | 1000 | Bare Steel | 1975-04-23 | 1899-12-31 | Galvanized Steel
KENS CHEVRON SVC | 1809 NORTH SECOND ST | FOLKSTON | Charlton | 4240028 | 3 | [5 empty] | Removed from Ground | Gas (Historical Use) | 10000 | Bare Steel | 1975-04-22 | 1997-12-01 | Galvanized Steel | Pressurized
FOLKSTON AMOCO | LOVE & SECOND ST | FOLKSTON | Charlton | 4240027 | 3 | [5 empty] | Removed from Ground | Gas (Historical Use) | 2000 | Bare Steel | 1996-02-09 | 1996-02-09 | Galvanized Steel
GOWEN OIL CO | 1 SOUTH THIRD ST | FOLKSTON | Charlton | 4240006 | 1 | [5 empty] | Removed from Ground | Gas (Historical Use) | 2000 | Bare Steel | 1982-03-07 | 1998-11-01 | Galvanized Steel
GA FC/CHARLTON CO UNIT/FOLKSTON | GA HWY 23/RT 2 BOX 386/3 MI S OF | FOLKSTON | Charlton | 4240010 | 1 | [5 empty] | Removed from Ground | Diesel | 560 | Bare Steel | 1959-12-11 | 1994-07-15 | Galvanized Steel
OKEFENOKEE | RT 2 BOX 496 | FOLKSTON | Charlton | 4240011 | 3 | [5 empty] | Removed from Ground | Empty | 560 | Composite | 1965-04-04 | 1987-08-01 | Unknown
OM FOOD MART - JASUI #2 | 4492 SECOND ST N | FOLKSTON | Charlton | 240038 | 5B | Flapper Valve | 1994-10-01 | FALSE | 1994-10-01 | FALSE | Currently in Use | Premium | 5000 | Composite | 1994-10-24 |  | Fiberglass Reinforced Plastic | Pressurized
UNION CAMP CORP | 103 MAYS BLVD | FOLKSTON | Charlton | 240036 | 1 | [5 empty] | Removed from Ground | Empty | 1500 | Bare Steel | 1970-05-12 | 1988-10-01 | Galvanized Steel
CANADAYS GROCERY | 13048 FLORIDA AVE | SAINT GEORGE | Charlton | 4240019 | 2 | [5 empty] | Removed from Ground | Gas (Historical Use) | 1000 | Bare Steel | 1970-04-21 | 1995-01-25 | Galvanized Steel
Circle K 2745017 | 3719 MAIN ST | FOLKSTON | Charlton | 4240018 | 5 | [5 empty] | Removed from Ground | Gas (Historical Use) | 4000 | Bare Steel | 1976-01-01 | 1899-12-31 | Galvanized Steel | Safe Suction (Euro)
FRIENDLEY EXPRESS #31 | 1700 22ND ST | FOLKSTON | Charlton | 4240030 | 4 | [5 empty] | Removed from Ground | Diesel | 3000 | Bare Steel | 1978-04-25 | 1987-09-01 | Galvanized Steel | Suction (American)
GREEN CEDAR #17 | US HWY 301 & BOWERY LN | FOLKSTON | Charlton | 4240024 | 2 | Flapper Valve | 1997-09-30 | FALSE | 1981-01-01 | FALSE | Removed from Ground | Empty | 4000 | Steel-Impressed Current | 1981-01-01 | 2017-12-12 | Steel (Impressed Current) | Pressurized
NORTHSIDE | US HWY 301 N | FOLKSTON | Charlton | 4240007 | 2 | [5 empty] | Removed from Ground | Gas (Historical Use) | 1000 | Bare Steel | 1954-03-07 | 1998-07-01 | Galvanized Steel
UNION CAMP CORP | 103 MAYS BLVD | FOLKSTON | Charlton | 240036 | 2 | [5 empty] | Removed from Ground | Gas (Historical Use) | 2000 | Bare Steel | 1971-05-12 | 1988-10-01 | Galvanized Steel
LACY'S KOUNTRY STORE | 389 GA HWY 94 & GA HWY 185 | SAINT GEORGE | Charlton | 4240020 | 6B | Flapper Valve | 1998-10-22 | FALSE | 1998-10-22 | TRUE | Currently in Use | Diesel | 4000 | Composite | 1998-10-14 |  | Double-Walled Flex | Pressurized
LACY'S KOUNTRY STORE | 389 GA HWY 94 & GA HWY 185 | SAINT GEORGE | Charlton | 4240020 | 6A | Flapper Valve | 1998-10-22 | FALSE | 1998-10-22 | TRUE | Currently in Use | E-0 | 4000 | Composite | 1998-10-14 |  | Double-Walled Flex | Pressurized
Circle K 2745017 | 3719 MAIN ST | FOLKSTON | Charlton | 4240018 | 8A | Flapper Valve | 2015-07-22 | FALSE | 2015-07-22 | FALSE | Currently in Use | Premium | 5000 | Composite Double Walled | 2015-07-22 |  | Double-Walled Flex | Pressurized
KENS CHEVRON SVC | 1809 NORTH SECOND ST | FOLKSTON | Charlton | 4240028 | 2 | [5 empty] | Removed from Ground | Gas (Historical Use) | 3000 | Bare Steel | 1965-04-21 | 1997-12-01 | Galvanized Steel | Pressurized
GREEN CEDAR #17 | US HWY 301 & BOWERY LN | FOLKSTON | Charlton | 4240024 | 3 | Flapper Valve | 1997-09-30 | FALSE | 1981-01-01 | FALSE | Removed from Ground | Empty | 4000 | Steel-Impressed Current | 1981-01-01 | 2017-12-12 | Steel (Impressed Current) | Pressurized
OKEFENOKEE NWR | CAMP CORNELIA/HWY 121 SPUR | FOLKSTON | Charlton | 9024007 | 6 | [5 empty] | Removed from Ground | Gas (Historical Use) | 580 | Bare Steel | 1968-04-22 | 1994-12-01 | Galvanized Steel
JSK Food Mart | 3879 SOUTH SECOND ST | FOLKSTON | Charlton | 4240002 | 1 |  | 1998-12-20 | FALSE | 1997-07-23 | FALSE | Currently in Use | E-10 | 5000 | Steel-Impressed Current | 1971-03-01 |  | Fiberglass Reinforced Plastic | Pressurized
Circle K 2745017 | 3719 MAIN ST | FOLKSTON | Charlton | 4240018 | 2 |  | 1995-03-24 |  | 1995-03-24 |  | Removed from Ground | Gas (Historical Use) | 4000 | Steel-Impressed Current | 1976-01-01 | 2015-07-21 | Steel (Impressed Current) | Safe Suction (Euro)
GREEN CEDAR #17 | US HWY 301 & BOWERY LN | FOLKSTON | Charlton | 4240024 | 5 |  |  | FALSE |  | FALSE | Removed from Ground |  | 4000 |  |  | 2017-12-14
GREEN CEDAR #17 | US HWY 301 & BOWERY LN | FOLKSTON | Charlton | 4240024 | 4 |  |  | FALSE |  | FALSE | Removed from Ground | Gas (Historical Use) | 1000 |  |  | 2017-12-12
GREEN CEDAR #17 | US HWY 301 & BOWERY LN | FOLKSTON | Charlton | 4240024 | 7 |  |  | FALSE |  | FALSE | Removed from Ground |  | 4000 |  |  | 2017-12-14
LLOYD'S FINA STATION | US #1 SOUTH | FOLKSTON | Charlton | 4240025 | 2 | [5 empty] | Removed from Ground | Gas (Historical Use) | 4000 | Bare Steel | 1970-05-02 | 1995-08-01 | Galvanized Steel
OKEFENOKEE NWR | CAMP CORNELIA/HWY 121 SPUR | FOLKSTON | Charlton | 9024007 | 3 | [5 empty] | Removed from Ground | Gas (Historical Use) | 500 | Bare Steel | 1981-04-22 | 1899-12-31 | Galvanized Steel
Circle K 2745041 | 704 Martin St. | FOLKSTON | Charlton | 9024009 | 3 | Flapper Valve | 1999-01-07 | FALSE | 1999-01-07 | FALSE | Currently in Use | Regular | 12000 | Composite Double Walled | 1999-01-07 |  | Double-Walled Flex | Pressurized
UNION CAMP/OKEFONOKEE | RT 2 BOX 496 | FOLKSTON | Charlton | 4240012 | 1 | [5 empty] | Removed from Ground | Diesel | 10000 | Bare Steel | 1976-04-04 | 1988-01-01 | Unknown
SOUTHWELL TIRE CO | 210 N SECOND ST | FOLKSTON | Charlton | 4240013 | 2 | [5 empty] | Removed from Ground | Other | 1000 | Bare Steel | 1997-12-30 | 1997-12-30 | Bare Steel
CHARLTON CO SCHOOL/BUS GARAGE | CROSS ST | FOLKSTON | Charlton | 4240008 | 1 | [5 empty] | Removed from Ground | Gas (Historical Use) | 2000 | Bare Steel | 1972-03-18 | 1995-07-31 | Galvanized Steel
OKEFENOKEE | RT 2 BOX 496 | FOLKSTON | Charlton | 4240011 | 4 | [5 empty] | Removed from Ground | Empty | 560 | Composite | 1965-04-04 | 1987-08-01 | Unknown
SABRINA'S KORNER | HWY 94 @ HWY 121 | SAINT GEORGE | Charlton | 9024012 | 2 | [5 empty] | Removed from Ground | Empty | 1000 | Double Walled | 1999-04-16 | 1999-04-16 | Galvanized Steel | Suction (American)
ROOKS GENERAL STORE | 12892 FLORIDA AVE | SAINT GEORGE | Charlton | 9024005 | 3B | Flapper Valve | 1994-03-07 | FALSE | 1994-03-07 | FALSE | Currently in Use | Premium | 2000 | Composite | 1994-03-07 |  | Fiberglass Reinforced Plastic | Pressurized
LACY'S KOUNTRY STORE | 389 GA HWY 94 & GA HWY 185 | SAINT GEORGE | Charlton | 4240020 | 5 | Flapper Valve | 1998-10-22 | FALSE | 1998-10-22 | TRUE | Currently in Use | Regular | 8000 | Fiberglass | 1998-10-14 |  | Double-Walled Flex | Pressurized
FLASH FOODS #107 | 720 SOUTH SECOND ST | FOLKSTON | Charlton | 4240017 | 1 | [5 empty] | Removed from Ground | Gas (Historical Use) | 8000 | Bare Steel | 1983-04-29 | 1999-01-01 | Galvanized Steel | Pressurized
Circle K 2745017 | 3719 MAIN ST | FOLKSTON | Charlton | 4240018 | 8B | Flapper Valve | 2015-07-22 | FALSE | 2015-07-22 | FALSE | Currently in Use | Diesel | 5000 | Composite Double Walled | 2015-07-22 |  | Double-Walled Flex | Pressurized
J S FINA STATION | 807 S SECOND ST | FOLKSTON | Charlton | 4240033 | 1 | [5 empty] | Removed from Ground | Gas (Historical Use) | 4000 | Bare Steel | 1970-05-02 | 1995-08-01 | Galvanized Steel
GA DOT 10518 CHARLTON CO ROUTINE | 2 MI S OF US 301 ON SR 121 S | FOLKSTON | Charlton | 9024008 | 518D1 | [5 empty] | Removed from Ground | Diesel | 1000 | Bare Steel | 1998-12-22 | 2005-05-11 | Galvanized Steel | Safe Suction (Euro)
GOWEN OIL CO | 1 SOUTH THIRD ST | FOLKSTON | Charlton | 4240006 | 3 | [5 empty] | Removed from Ground | Diesel | 2000 | Bare Steel | 1982-03-07 | 1998-11-01 | Galvanized Steel
GA FC/CHARLTON CO UNIT/FOLKSTON | GA HWY 23/RT 2 BOX 386/3 MI S OF | FOLKSTON | Charlton | 4240010 | 3 | [5 empty] | Removed from Ground | Gas (Historical Use) | 2000 | Bare Steel | 1972-12-10 | 1994-07-15 | Galvanized Steel
OM FOOD MART - JASUI #2 | 4492 SECOND ST N | FOLKSTON | Charlton | 240038 | 1 | [5 empty] | Removed from Ground | Gas (Historical Use) | 4000 | Bare Steel | 1976-05-10 | 1994-10-01 | Galvanized Steel | Safe Suction (Euro)
UNION CAMP CORP | FOOT OF EASY ST | FOLKSTON | Charlton | 240037 | 1 |  |  | TRUE |  | TRUE | Removed from Ground | Used Oil | 250 | Bare Steel | 1976-05-10 | 1988-04-01 | Galvanized Steel
OKEFENOKEE | RT 2 BOX 496 | FOLKSTON | Charlton | 4240011 | 1 | [5 empty] | Removed from Ground | Gas (Historical Use) | 1000 | Composite | 1976-04-04 | 1987-08-01 | Unknown
SOUTHWELL TIRE CO | 210 N SECOND ST | FOLKSTON | Charlton | 4240013 | 1 | [5 empty] | Removed from Ground | Other | 2000 | Bare Steel | 1997-12-30 | 1997-12-30 | Bare Steel
OM FOOD MART - JASUI #2 | 4492 SECOND ST N | FOLKSTON | Charlton | 240038 | 4 | Flapper Valve | 1994-10-01 | FALSE | 1994-10-01 | FALSE | Currently in Use | E-10 | 10000 | Composite | 1994-10-24 |  | Fiberglass Reinforced Plastic | Pressurized
OM FOOD MART - JASUI #2 | 4492 SECOND ST N | FOLKSTON | Charlton | 240038 | 5A | Flapper Valve | 1994-10-01 | FALSE | 1994-10-01 | FALSE | Currently in Use | Empty | 5000 | Composite | 1994-10-24 |  | Fiberglass Reinforced Plastic | Pressurized
FRIENDLY EXPRESS #31 | 6008 2nd Street North | FOLKSTON | Charlton | 10000806 | 3 | Flapper Valve | 2004-11-01 | FALSE | 2004-11-01 | FALSE | Currently in Use | Diesel Off Road | 10000 | Composite Double Walled | 2004-11-01 |  | Double-Walled Flex | Pressurized
TAYLOR TIMBER CO | 7233 HIGHWAY 301 | FOLKSTON | Charlton | 9024013 | UL163234A | Ball Float | 1995-05-09 | FALSE | 1995-05-09 | FALSE | Currently in Use | Diesel Off Road | 4000 | Composite | 1995-05-09 |  | Fiberglass Reinforced Plastic | Safe Suction (Euro)
JACK RABBIT #2 | 4025 S 2ND ST | FOLKSTON | Charlton | 9024010 | 2 | Flapper Valve | 1990-01-01 | FALSE | 1990-01-01 | FALSE | Currently in Use | Plus | 5000 | Steel-Impressed Current | 1990-08-01 |  | Steel (Impressed Current) | Pressurized
JOHNSON MEAT MARKET | 101 NORTH 2ND ST | FOLKSTON | Charlton | 9024011 | 2 | [5 empty] | Removed from Ground | Gas (Historical Use) | 4000 | Bare Steel | 1995-04-05 | 1995-04-05 | Galvanized Steel | Pressurized
NORTHSIDE | US HWY 301 N | FOLKSTON | Charlton | 4240007 | 3 | [5 empty] | Removed from Ground | Gas (Historical Use) | 1000 | Bare Steel | 1954-03-07 | 1998-07-01 | Galvanized Steel
FRIENDLY EXPRESS #31 | 6008 2nd Street North | FOLKSTON | Charlton | 10000806 | 4 | Flapper Valve | 2004-11-01 | FALSE | 2004-11-01 | FALSE | Currently in Use | Diesel On Road | 20000 | Composite Double Walled | 2004-11-01 |  | Double-Walled Flex | Pressurized
FRIENDLY EXPRESS #31 | 6008 2nd Street North | FOLKSTON | Charlton | 10000806 | 1 | Flapper Valve | 2004-11-01 | FALSE | 2004-11-01 | FALSE | Currently in Use | Regular | 12000 | Composite Double Walled | 2004-11-01 |  | Double-Walled Flex | Pressurized
TG&Y/FORMER TRUCK STOP | 813 SOUTH SECOND ST | FOLKSTON | Charlton | 9024001 | DUMMY | [5 empty] | Permanently Out of Use - historical purposes | Diesel | 0 | Not Marked/Unknown |  | 1899-12-31 | Not Marked
UNION CAMP CORP | 103 MAYS BLVD | FOLKSTON | Charlton | 240036 | 6 |  |  | TRUE |  | TRUE | Removed from Ground | Used Oil | 250 | Bare Steel | 1981-05-09 | 1988-10-01 | Galvanized Steel
GA FC/CHARLTON CO UNIT/FOLKSTON | GA HWY 23/RT 2 BOX 386/3 MI S OF | FOLKSTON | Charlton | 4240010 | 4 |  | 1994-07-27 |  | 1994-07-27 |  | Removed from Ground | Gas (Historical Use) | 1000 | Galvanic (STIP-3) | 1994-07-27 | 2008-06-05 | Cathodically Protected | Safe Suction (Euro)
FRIENDLY EXPRESS #31 | 6008 2nd Street North | FOLKSTON | Charlton | 10000806 | 2 | Flapper Valve | 2004-11-01 | FALSE | 2004-11-01 | FALSE | Currently in Use | Premium | 8000 | Composite Double Walled | 2004-11-01 |  | Double-Walled Flex | Pressurized
SABRINA'S KORNER | HWY 94 @ HWY 121 | SAINT GEORGE | Charlton | 9024012 | 1 | [5 empty] | Removed from Ground | Empty | 2000 | Double Walled | 1999-04-16 | 1999-04-16 | Galvanized Steel | Suction (American)
CANADAYS GROCERY | 13048 FLORIDA AVE | SAINT GEORGE | Charlton | 4240019 | 1 | [5 empty] | Removed from Ground | Gas (Historical Use) | 2000 | Bare Steel | 1970-04-21 | 1995-01-25 | Galvanized Steel
J S FINA STATION | 807 S SECOND ST | FOLKSTON | Charlton | 4240033 | 2 | [5 empty] | Removed from Ground | Gas (Historical Use) | 4000 | Bare Steel | 1970-05-02 | 1995-08-01 | Galvanized Steel
HOPKINS-GOWEN OIL CO INC | 402 WEST MAIN ST | FOLKSTON | Charlton | 4240034 | 3 | [5 empty] | Removed from Ground | Diesel | 4000 | Bare Steel | 1970-05-02 | 1995-07-31 | Galvanized Steel
CAMP PINKNEY GROCERY | CAMP PINKNEY DR/RT 1 BOX 182 | FOLKSTON | Charlton | 9024003 | 2 | [5 empty] | Removed from Ground | Gas (Historical Use) | 5000 | Bare Steel | 1982-01-01 | 1998-12-01 | Unknown
CITY OF FOLKSTON | 103 NORTH FIRST STREET | FOLKSTON | Charlton | 9024015 | 2 | [5 empty] | Removed from Ground | Gas (Historical Use) | 250 | Bare Steel | 1974-01-01 | 1998-10-19 | Not Marked
HOSPITAL AUTHORITY OF CHARLTON C | 1203 N THIRD ST | FOLKSTON | Charlton | 4240005 | 2 | Flapper Valve | 1999-04-23 | FALSE | 1999-04-23 | FALSE | Temporarily out of use | Diesel | 1000 | Composite | 1998-04-22 |  |  | Safe Suction (Euro)
SOUTHWELL TIRE CO | 210 N SECOND ST | FOLKSTON | Charlton | 4240013 | 3 | [5 empty] | Removed from Ground | Other | 1000 | Bare Steel | 1997-12-30 | 1997-12-30 | Bare Steel
OM FOOD MART - JASUI #2 | 4492 SECOND ST N | FOLKSTON | Charlton | 240038 | 2 | [5 empty] | Removed from Ground | Gas (Historical Use) | 4000 | Bare Steel | 1976-05-10 | 1994-10-01 | Galvanized Steel
UNION CAMP CORP | 103 MAYS BLVD | FOLKSTON | Charlton | 240036 | 4 | [5 empty] | Removed from Ground | Other | 500 | Bare Steel | 1975-05-11 | 1988-10-01 | Galvanized Steel
UNION CAMP CORP | 103 MAYS BLVD | FOLKSTON | Charlton | 240036 | 5 | [5 empty] | Removed from Ground | Other | 500 | Bare Steel | 1981-05-09 | 1988-10-01 | Galvanized Steel
FRIENDLY EXPRESS #7 | HWY 121 & US 1 | RACEPOND | Charlton | 632000 | 1 |  | 1995-10-01 |  | 1995-10-01 |  | Removed from Ground | Gas (Historical Use) | 10000 | Steel-Impressed Current | 1986-05-05 | 2006-06-26 | Cathodically Protected | Pressurized
FRIENDLY EXPRESS #7 | HWY 121 & US 1 | RACEPOND | Charlton | 632000 | 2 |  | 1995-10-01 |  | 1995-10-01 |  | Removed from Ground | Gas (Historical Use) | 10000 | Steel-Impressed Current | 1986-05-05 | 2006-06-26 | Cathodically Protected | Pressurized
FRIENDLY EXPRESS #7 | HWY 121 & US 1 | RACEPOND | Charlton | 632000 | 3 |  | 1995-10-01 |  | 1995-10-01 |  | Removed from Ground | Gas (Historical Use) | 10000 | Steel-Impressed Current | 1986-05-05 | 2006-06-26 | Cathodically Protected | Pressurized
FAA/QZF RMLR | GA HWY 94 0.5MI E OF MONIAC GA | MONIAC | Charlton | 4240026 | 1 | [5 empty] | Removed from Ground | Gas (Historical Use) | 515 | Bare Steel | 1961-04-17 | 1988-12-01 | Copper | Safe Suction (Euro)
WINOKUR FIRE STATION | HWY 301 | WINOKUR | Charlton | 4240022 | 2 | [5 empty] | Removed from Ground | Empty | 4000 | Marked Unknown | 1998-05-18 | 1998-05-18 | Unknown
FRIENDLY EXPRESS #7 | HWY 121 & US 1 | RACEPOND | Charlton | 632000 | 5 |  | 1995-10-01 |  | 1995-10-01 |  | Removed from Ground | Diesel | 10000 | Steel-Impressed Current | 1986-05-05 | 2006-06-26 | Cathodically Protected | Pressurized
FRIENDLY EXPRESS #7 | HWY 121 & US 1 | RACEPOND | Charlton | 632000 | 4 |  | 1995-10-01 |  | 1995-10-01 |  | Removed from Ground | Diesel | 10000 | Steel-Impressed Current | 1986-05-05 | 2006-06-26 | Cathodically Protected | Pressurized
WINOKUR FIRE STATION | HWY 301 | WINOKUR | Charlton | 4240022 | 1 | [5 empty] | Removed from Ground | Empty | 4000 | Marked Unknown | 1998-05-18 | 1998-05-18 | Unknown
WINOKUR FIRE STATION | HWY 301 | WINOKUR | Charlton | 4240022 | 4 | [5 empty] | Removed from Ground | Empty | 4000 | Marked Unknown | 1998-05-18 | 1998-05-18 | Unknown
WINOKUR FIRE STATION | HWY 301 | WINOKUR | Charlton | 4240022 | 5 |  |  | TRUE |  | TRUE | Removed from Ground | Used Oil | 550 | Marked Unknown | 1998-05-18 | 1998-05-18 | Unknown
WINOKUR FIRE STATION | HWY 301 | WINOKUR | Charlton | 4240022 | 3 | [5 empty] | Removed from Ground | Empty | 4000 | Marked Unknown | 1998-05-18 | 1998-05-18 | Unknown
RACEWAY #7000 | 5042 SECOND ST N FOLKSTON | FOLKSTON | Charlton | 10003366 | 2A | Overfill Alarm | 2023-09-02 | FALSE | 2023-09-02 | FALSE | Currently in Use | Premium | 12000 | Fiberglass | 2023-06-29 |  | Double-Walled Fiberglass | Pressurized
RACEWAY #7000 | 5042 SECOND ST N FOLKSTON | FOLKSTON | Charlton | 10003366 | 3 | Overfill Alarm | 2023-09-02 | FALSE | 2023-09-02 | FALSE | Currently in Use | Diesel | 24000 | Fiberglass | 2023-06-29 |  | Double-Walled Fiberglass | Pressurized
RACEWAY #7000 | 5042 SECOND ST N FOLKSTON | FOLKSTON | Charlton | 10003366 | 1 | Overfill Alarm | 2023-09-02 | FALSE | 2023-09-02 | FALSE | Currently in Use | Regular | 20000 | Fiberglass | 2023-06-29 |  | Double-Walled Fiberglass | Pressurized
MCI | 823 BOWERY LN & CSX RR TRACKS | HOMELAND | Charlton | 9024002 | 1 | [5 empty] | Closed in Ground | Diesel | 500 | Marked Unknown | 1986-01-01 | 1993-12-06 | Unknown
MCI | 823 BOWERY LN & CSX RR TRACKS | HOMELAND | Charlton | 9024002 | 2 | Ball Float | 1994-01-01 | FALSE | 1994-01-01 | FALSE | Currently in Use | Diesel | 600 | Tank Jacket | 1994-01-10 |  | Fiberglass Reinforced Plastic | Safe Suction (Euro)
DELEGAL CREEK MARINA | 1 MARINA DR | SAVANNAH | Chatham | 4250232 | 3 | Flapper Valve | 1990-12-01 | FALSE | 1990-12-01 | FALSE | Currently in Use | E-0 | 4000 | Composite | 1985-11-01 |  | Double-Walled Flex | Pressurized
DEER CREEK GOLF MAINTENANCE FACI | 1 MAINTENANCE WAY | SAVANNAH | Chatham | 9025350 | 1A | Flapper Valve | 2000-07-01 | FALSE | 2000-07-01 | FALSE | Currently in Use | Regular | 2000 | Fiberglass Double Walled | 2000-07-01 |  | Fiberglass Reinforced Plastic | Safe Suction (Euro)
VILLAGE STATION | 10 MEETING ST | SAVANNAH | Chatham | 250549 | 1 | Ball Float | 1987-11-04 | FALSE | 1987-11-04 | FALSE | Currently in Use | Regular | 10000 | Galvanic (STIP-3) | 1987-11-04 |  | Fiberglass Reinforced Plastic | Pressurized
OAKRIDGE GOLF MAINTENCE FACILITY | 75 GREEN ISLAND RD | SAVANNAH | Chatham | 252003 | 3B | Flapper Valve | 2009-04-01 | FALSE | 2009-04-01 | FALSE | Currently in Use | Diesel | 1000 | Composite Double Walled | 2009-04-01 |  | Fiberglass Reinforced Plastic | Suction (American)
CITY OF POOLER | 1095 S ROGERS STREET | POOLER | Chatham | 10002104 | 1A | Flapper Valve | 1996-08-20 | FALSE | 1996-08-20 | FALSE | Currently in Use | Diesel | 4000 | Composite | 1996-08-01 |  | Fiberglass Reinforced Plastic | Safe Suction (Euro)
Circle K 2745163 | 1080 HWY 80 EAST | POOLER | Chatham | 10001353 | 3 | Flapper Valve | 2007-05-16 | FALSE | 2007-05-16 | FALSE | Currently in Use | Premium | 8000 | Composite Double Walled | 2007-05-16 |  | Double-Walled Flex | Pressurized
STRICKLAND OIL CO | 142 PINE BARREN RD | POOLER | Chatham | 10001066 | 2 | Ball Float | 2005-09-01 | FALSE | 2005-09-01 | FALSE | Currently in Use | Diesel Off Road | 6000 | Composite | 2005-09-01 |  | Fiberglass Reinforced Plastic | Pressurized
STRICKLAND OIL CO | 142 PINE BARREN RD | POOLER | Chatham | 10001066 | 1A | Flapper Valve | 2005-09-01 | FALSE | 2005-09-01 | FALSE | Currently in Use | Kerosene | 3000 | Composite | 2005-09-01 |  | Fiberglass Reinforced Plastic | Safe Suction (Euro)
AMIT FOOD MART #2 | 1107 S ROGERS ST | POOLER | Chatham | 9025043 | 2 | Ball Float | 1990-01-01 | FALSE | 1990-01-01 | FALSE | Temporarily out of use | Plus | 6000 | Galvanic (STIP-3) | 1990-01-01 |  | Fiberglass Reinforced Plastic | Pressurized
ALLEN HYDRAULICS INC | PINE BARREN RD | POOLER | Chatham | 9025134 | 1 | [5 empty] | Removed from Ground | Other | 0 | Not Marked/Unknown |  | 1899-12-31 | Not Marked
SOUTHEASTERN FREIGHT LINES | 1717 OLD DEAN FOREST RD | POOLER | Chatham | 4250100 | 3 |  |  | TRUE |  | TRUE | Removed from Ground | Used Oil | 500 | Bare Steel | 1976-05-05 | 1993-08-11 | Galvanized Steel | Gravity Fed
POOLER TIRE & AUTO CTR INC | 135 EAST HWY 80 | POOLER | Chatham | 4250056 | 3 | [5 empty] | Removed from Ground | Gas (Historical Use) | 1 | Bare Steel | 1998-08-01 | 1998-08-01 | Galvanized Steel
LANDINGS HARBOR | 600 PRIEST LANDING DR | SAVANNAH | Chatham | 4250231 | 3 | Ball Float | 1990-03-01 | FALSE | 1990-03-01 | FALSE | Currently in Use | Diesel | 3000 | Composite | 1980-03-12 |  | Fiberglass Reinforced Plastic | Pressurized
DELEGAL CREEK MARINA | 1 MARINA DR | SAVANNAH | Chatham | 4250232 | 2 | Flapper Valve | 1990-12-01 | FALSE | 1990-12-01 | FALSE | Currently in Use | Diesel | 4000 | Composite | 2014-06-16 |  | Double-Walled Flex | Pressurized
PLOOF TRUCK LINES INC | 140 PINE MEADOW RD | POOLER | Chatham | 4250337 | 2 |  |  | TRUE |  | TRUE | Removed from Ground | Empty | 1000 | Bare Steel | 1983-03-17 | 2001-08-23 | Galvanized Steel | Pressurized
LYNCH'S TRUCKSTOP | 1554 HWY 80 | POOLER | Chatham | 9025257 | 5 | [5 empty] | Removed from Ground | Gas (Historical Use) | 3000 | Not Marked/Unknown | 1996-05-20 | 1996-05-20 | Not Marked
LYNCH'S TRUCKSTOP | 1554 HWY 80 | POOLER | Chatham | 9025257 | 4 | [5 empty] | Removed from Ground | Gas (Historical Use) | 3000 | Not Marked/Unknown | 1996-05-20 | 1996-05-20 | Not Marked
LYNCH'S TRUCKSTOP | 1554 HWY 80 | POOLER | Chatham | 9025257 | 7 |  |  | FALSE |  | FALSE | Removed from Ground | Gas (Historical Use) | 3000 | Not Marked/Unknown | 1996-05-20 | 1996-05-20 | Unknown
VILLAGE STATION | 10 MEETING ST | SAVANNAH | Chatham | 250549 | 3 | Ball Float | 1987-11-04 | FALSE | 1987-11-04 | FALSE | Currently in Use | Premium | 10000 | Galvanic (STIP-3) | 1987-11-04 |  | Fiberglass Reinforced Plastic | Pressurized
FOOD MART | 990 PINE BARREN RD | POOLER | Chatham | 10001617 | 1B | Ball Float | 2008-03-01 | FALSE | 2008-03-01 | FALSE | Currently in Use | Premium | 3500 | Composite Double Walled | 2008-03-01 |  | Double-Walled Fiberglass | Pressurized
STRICKLAND OIL CO | 142 PINE BARREN RD | POOLER | Chatham | 10001066 | 4 | Ball Float | 2005-09-01 | FALSE | 2005-09-01 | FALSE | Currently in Use | E-10 | 12000 | Composite | 2005-09-01 |  | Fiberglass Reinforced Plastic | Pressurized
STRICKLAND OIL CO | 142 PINE BARREN RD | POOLER | Chatham | 10001066 | 5 | Ball Float | 2005-09-01 | FALSE | 2005-09-01 | FALSE | Currently in Use | Premium | 10000 | Composite | 2005-09-01 |  | Fiberglass Reinforced Plastic | Pressurized
AMIT FOOD MART #2 | 1107 S ROGERS ST | POOLER | Chatham | 9025043 | 4 |  | 1990-01-01 |  | 1990-01-01 |  | Removed from Ground | Kerosene | 2000 | Galvanic (STIP-3) | 1990-01-01 | 2002-05-01 | Fiberglass Reinforced Plastic | Suction (American)
Pump & Pantry #6 | 231 US HWY 80 E | POOLER | Chatham | 9025001 | 2 | Ball Float | 1990-09-01 | FALSE | 1990-09-01 | FALSE | Currently in Use | Plus | 4000 | Galvanic (STIP-3) | 1985-01-02 |  | Fiberglass Reinforced Plastic | Pressurized
SAVANNAH COCA-COLA BTLG CO | 102 COLEMAN BOULEVARD | POOLER | Chatham | 4250203 | 4 | Ball Float | 2005-09-30 | FALSE | 2005-09-30 | FALSE | Currently in Use | Regular | 10000 | Composite Double Walled | 2005-09-29 |  | Double-Walled Fiberglass | Pressurized
SAVANNAH COCA-COLA BTLG CO | 102 COLEMAN BOULEVARD | POOLER | Chatham | 4250203 | 1 |  | 1995-06-20 |  | 1995-06-20 |  | Removed from Ground | Gas (Historical Use) | 10000 | Cathodically Protected Steel | 1980-01-22 | 2005-09-27 | Cathodically Protected | Pressurized
SOUTHEASTERN FREIGHT LINES | 1717 OLD DEAN FOREST RD | POOLER | Chatham | 4250100 | 5 |  | 1993-07-22 |  | 1993-07-22 |  | Removed from Ground | Used Oil | 1000 | Composite | 1993-08-05 | 2009-06-19 | Double-Walled Fiberglass | Gravity Fed
SOUTHEASTERN FREIGHT LINES | 1717 OLD DEAN FOREST RD | POOLER | Chatham | 4250100 | 4 | Flapper Valve | 1993-07-22 | FALSE | 1993-07-22 | FALSE | Removed from Ground | Diesel | 15000 | Composite Double Walled | 1993-07-22 | 2018-09-27 | Double-Walled Fiberglass | Pressurized
STRICKLAND OIL CO | 142 PINE BARREN RD | POOLER | Chatham | 10001066 | 3 | Ball Float | 2005-09-01 | FALSE | 2005-09-01 | FALSE | Currently in Use | Diesel On Road | 10000 | Composite | 2005-09-01 |  | Fiberglass Reinforced Plastic | Safe Suction (Euro)
JENKINS PLUMBLING | 86 COLUMBIA DR | POOLER | Chatham | 10001073 | 1A | Flapper Valve | 2006-01-01 | FALSE | 2006-01-01 | FALSE | Currently in Use | Diesel | 1000 | Composite | 2006-01-01 |  | Fiberglass Reinforced Plastic | Safe Suction (Euro)
ENMARK POOLER #430 | 1100 EAST US HWY 80 | POOLER | Chatham | 9000027 | 1 |  | 1991-01-19 |  | 1991-01-01 |  | Removed from Ground | Gas (Historical Use) | 10000 | Steel-Impressed Current | 1980-05-08 | 2010-04-28 | Cathodically Protected | Pressurized
Pump & Pantry #6 | 231 US HWY 80 E | POOLER | Chatham | 9025001 | 4 | [5 empty] | Removed from Ground | Gas (Historical Use) | 2000 | Bare Steel | 1989-02-01 | 1989-02-01 | Not Marked
Pump & Pantry #6 | 231 US HWY 80 E | POOLER | Chatham | 9025001 | 1 | Flapper Valve | 1990-09-01 | FALSE | 1990-09-01 | FALSE | Currently in Use | E-10 | 8000 | Composite | 1989-02-01 |  | Fiberglass Reinforced Plastic | Pressurized
ENK742 | 1031 W HWY 80 | POOLER | Chatham | 9025338 | 1B | Ball Float | 2000-04-25 | FALSE | 2000-04-25 | FALSE | Removed from Ground | Gas (Historical Use) | 8000 | Composite | 2000-04-25 |  | Double-Walled Flex | Pressurized
ROMINE INC | 122 RAYMOND RD | POOLER | Chatham | 9025321 | 1 |  | 1998-12-01 |  | 1998-12-01 |  | Removed from Ground | Diesel | 0 | Cathodically Protected Steel | 1978-01-01 | 2007-06-11 | Cathodically Protected | Safe Suction (Euro)
GA FC-CHATHAM CO UNIT | 836 US HWY 80 WEST | POOLER | Chatham | 4250018 | 1 | [5 empty] | Removed from Ground | Diesel | 2000 | Bare Steel | 1975-12-13 | 1990-09-01 | Galvanized Steel
POOLER TIRE & AUTO CTR INC | 135 EAST HWY 80 | POOLER | Chatham | 4250056 | 9 | [5 empty] | Removed from Ground | Diesel | 1 | Bare Steel | 1984-02-22 | 1998-08-01 | Galvanized Steel
DELEGAL CREEK MARINA | 1 MARINA DR | SAVANNAH | Chatham | 4250232 | 4 |  | 1990-12-01 |  | 1990-12-01 |  | Closed in Ground | Gas (Historical Use) | 4000 | Composite | 1985-11-01 | 2014-08-01 | Double-Walled Flex | Pressurized
PHASE II GOLF MAINT FACILITY | 165 YAM GANDY RD | SAVANNAH | Chatham | 4250491 | 1 | [5 empty] | Closed in Ground | Diesel | 3000 | Marked Unknown | 1981-03-19 | 1995-01-11 | Unknown
MURPHY EXPRESS #8603 | 1555 POOLER PKWY | POOLER | Chatham | 10001896 | 1 | Ball Float | 2010-07-20 | FALSE | 2010-07-20 | FALSE | Currently in Use | Regular | 20000 | Fiberglass Double Walled | 2010-07-01 |  | Double-Walled Flex | Pressurized
MURPHY USA #6515 | 120 POOLER PKWY | POOLER | Chatham | 9025334 | 2B | Flapper Valve | 2000-05-26 | FALSE | 2000-05-26 | FALSE | Currently in Use | Premium | 6000 | Fiberglass Double Walled | 2000-05-24 |  | Double-Walled Flex | Pressurized
LYNCH'S TRUCKSTOP | 1554 HWY 80 | POOLER | Chatham | 9025257 | 6 | [5 empty] | Removed from Ground | Gas (Historical Use) | 3000 | Not Marked/Unknown | 1996-05-20 | 1996-05-20 | Not Marked
LYNCH'S TRUCKSTOP | 1554 HWY 80 | POOLER | Chatham | 9025257 | 8 |  |  | FALSE |  | FALSE | Removed from Ground | Gas (Historical Use) | 3000 | Not Marked/Unknown | 1996-05-20 | 1996-05-20 | Unknown
LYNCH'S TRUCKSTOP | 1554 HWY 80 | POOLER | Chatham | 9025257 | 9 |  |  | FALSE |  | FALSE | Removed from Ground | Gas (Historical Use) | 3000 | Not Marked/Unknown | 1996-05-20 | 1996-05-20 | Unknown
SAVANNAH COCA-COLA BTLG CO | 102 COLEMAN BOULEVARD | POOLER | Chatham | 4250203 | 2 |  | 1995-06-20 |  | 1995-06-20 |  | Removed from Ground | Diesel | 10000 | Cathodically Protected Steel | 1980-01-22 | 2005-09-27 | Cathodically Protected | Pressurized
POOLER SERVICE STATION | 305 US HWY 80 | POOLER | Chatham | 4250034 | 3 |  | 1998-01-01 | FALSE | 1998-01-01 | FALSE | Removed from Ground | Empty | 4000 | Steel-Impressed Current | 1998-01-01 |  | Steel (Impressed Current)
LANDINGS HARBOR | 600 PRIEST LANDING DR | SAVANNAH | Chatham | 4250231 | 2 | Ball Float | 1990-03-01 | FALSE | 1990-03-01 | FALSE | Currently in Use | E-0 | 3000 | Composite | 1980-03-12 |  | Fiberglass Reinforced Plastic | Pressurized
DELEGAL CREEK MARINA | 1 MARINA DR | SAVANNAH | Chatham | 4250232 | 1 |  | 1990-12-01 |  | 1990-12-01 |  | Closed in Ground | Diesel | 4000 | Composite | 1985-11-01 | 2014-08-01 | Double-Walled Flex | Pressurized
CUSTOM CLEANERS/HARRY LOPER | WILMINGTON ISLAND RD & JOHNNY MR | SAVANNAH | Chatham | 4250451 | 1 | [5 empty] | Permanently Out of Use - historical purposes | Empty | 3000 | Bare Steel | 1958-05-02 | 1899-12-31 | Galvanized Steel
SOMMERS HOUSE | 10 TOMOCHICHI LN | SAVANNAH | Chatham | 10002041 | 1 |  | 1979-01-01 | FALSE | 1979-01-01 | FALSE | Removed from Ground | Diesel | 2000 | Bare Steel | 1979-01-01 | 2011-12-06 | Bare Steel
ENK852 | 830 US HWY 80 WEST | POOLER | Chatham | 10002098 | 1B | Flapper Valve | 2012-02-15 | FALSE | 2012-02-15 | FALSE | Currently in Use | Diesel | 8000 | Fiberglass Double Walled | 2012-02-15 |  | Double-Walled Fiberglass | Pressurized
SAMS CLUB #4820 | 15 Mill Creek Circle | POOLER | Chatham | 10001177 | T2 | Flapper Valve | 2006-08-24 | FALSE | 2006-08-24 | FALSE | Currently in Use | Regular | 20000 | Fiberglass Double Walled | 2006-07-25 |  | Double-Walled Fiberglass | Pressurized
SAMS CLUB #4820 | 15 Mill Creek Circle | POOLER | Chatham | 10001177 | T3B | Flapper Valve | 2006-08-24 | FALSE | 2006-08-24 | FALSE | Currently in Use | Diesel | 12000 | Fiberglass Double Walled | 2006-07-25 |  | Double-Walled Fiberglass | Pressurized
ENK830 | 907 E HWY 80 | POOLER | Chatham | 250553 | 1 | Flapper Valve | 1987-11-04 | FALSE | 1987-11-04 | FALSE | Currently in Use | E-10 | 20000 | Composite Double Walled | 1987-11-04 |  | Fiberglass Reinforced Plastic | Pressurized
ENMARK POOLER #430 | 1100 EAST US HWY 80 | POOLER | Chatham | 9000027 | 4 |  | 1991-01-19 |  | 1991-01-19 |  | Removed from Ground | Diesel | 10000 | Steel-Impressed Current | 1980-05-08 | 2010-04-28 | Cathodically Protected | Pressurized
PHASE I/MAINT FAC | LANDINGS WAY N | SAVANNAH | Chatham | 4250243 | 3 |  |  | TRUE |  | TRUE | Removed from Ground | Used Oil | 300 | Bare Steel | 1977-01-01 | 1899-12-31 | Unknown
PARKERS 37 | 10 N GODLEY STATION BLVD | POOLER | Chatham | 10002027 | 2C | Flapper Valve | 2011-10-01 | FALSE | 2011-10-01 | FALSE | Currently in Use | E-0 | 5000 | Composite Double Walled | 2011-10-01 |  | Double-Walled Fiberglass | Pressurized
PARKERS 37 | 10 N GODLEY STATION BLVD | POOLER | Chatham | 10002027 | 1 | Flapper Valve | 2011-10-01 | FALSE | 2011-10-01 | FALSE | Currently in Use | Regular | 15000 | Composite Double Walled | 2011-10-01 |  | Double-Walled Fiberglass | Pressurized
PARKERS 37 | 10 N GODLEY STATION BLVD | POOLER | Chatham | 10002027 | 2B | Flapper Valve | 2011-10-01 | FALSE | 2011-10-01 | FALSE | Currently in Use | Diesel | 5000 | Composite Double Walled | 2011-10-01 |  | Double-Walled Fiberglass | Pressurized
MOONLIGHT BP | 100 MOON LIGHT LN | POOLER | Chatham | 10001473 | 1 | Ball Float | 2007-07-01 | FALSE | 2007-07-01 | FALSE | Currently in Use | E-10 | 12000 | Composite Double Walled | 2007-07-01 |  | Double-Walled Fiberglass | Pressurized
MOONLIGHT BP | 100 MOON LIGHT LN | POOLER | Chatham | 10001473 | 2B | Ball Float | 2007-07-01 | FALSE | 2007-07-01 | FALSE | Currently in Use | Diesel | 6000 | Composite Double Walled | 2007-07-01 |  | Double-Walled Fiberglass | Pressurized
Circle K 2745163 | 1080 HWY 80 EAST | POOLER | Chatham | 10001353 | 2 | Flapper Valve | 2007-05-16 | FALSE | 2007-05-16 | FALSE | Currently in Use | Diesel | 12000 | Composite Double Walled | 2007-05-16 |  | Double-Walled Flex | Pressurized
PLOOF TRUCK LINES INC | 140 PINE MEADOW RD | POOLER | Chatham | 4250337 | 1 | [5 empty] | Removed from Ground | Empty | 20000 | Bare Steel | 1983-03-17 | 2001-08-23 | Galvanized Steel | Suction (American)
AMIT FOOD MART | 211 W HWY 80 | POOLER | Chatham | 9025196 | 1 |  | 1995-01-01 |  | 1995-01-01 |  | Removed from Ground | Gas (Historical Use) | 4000 | Steel-Impressed Current | 1980-01-01 | 2014-01-13 | Double-Walled Flex | Pressurized
SHELL POOLER | 50 TANGER OUTLET BLVD | POOLER | Chatham | 9025332 | 2 | Ball Float | 2000-04-19 | FALSE | 2000-04-19 | FALSE | Currently in Use | Premium | 8000 | Composite Double Walled | 1999-08-01 |  | Double-Walled Flex | Pressurized
GANESH SV CONVENIENCE LLC | 235 HWY 80 | POOLER | Chatham | 9025325 | 1 | Ball Float | 1999-04-01 | FALSE | 1999-04-01 | FALSE | Currently in Use | E-10 | 12000 | Composite | 1999-04-01 |  | Flex | Pressurized
GA FC-CHATHAM CO UNIT | 836 US HWY 80 WEST | POOLER | Chatham | 4250018 | 5 |  | 1990-09-21 |  | 1990-09-21 |  | Removed from Ground | Gas (Historical Use) | 550 | Galvanic (STIP-3) | 1990-09-21 | 2008-07-08 | Cathodically Protected | Safe Suction (Euro)
GA FC-CHATHAM CO UNIT | 836 US HWY 80 WEST | POOLER | Chatham | 4250018 | 4 | [5 empty] | Removed from Ground | Diesel | 560 | Bare Steel | 1957-12-12 | 1990-09-01 | Galvanized Steel
POOLER TIRE & AUTO CTR INC | 135 EAST HWY 80 | POOLER | Chatham | 4250056 | 8 | [5 empty] | Removed from Ground | Gas (Historical Use) | 1 | Bare Steel | 1972-02-22 | 1998-08-01 | Galvanized Steel
PHASE I/MAINT FAC | LANDINGS WAY N | SAVANNAH | Chatham | 4250243 | 1 | [5 empty] | Removed from Ground | Diesel | 1000 | Marked Unknown | 1979-03-20 | 1899-12-31 | Unknown
MARSHWOOD MAINT FACILITY | 412 LANDINGS WAY N | SAVANNAH | Chatham | 10000042 | 2 | Flapper Valve | 2002-01-30 | FALSE | 2002-01-30 | FALSE | Removed from Ground | Regular | 2000 | Composite Double Walled | 2002-01-30 |  | Fiberglass Reinforced Plastic | Safe Suction (Euro)
ENK852 | 830 US HWY 80 WEST | POOLER | Chatham | 10002098 | 2 | Flapper Valve | 2012-02-15 | FALSE | 2012-02-15 | FALSE | Currently in Use | Premium | 20000 | Fiberglass Double Walled | 2012-02-15 |  | Double-Walled Fiberglass | Pressurized
ENK852 | 830 US HWY 80 WEST | POOLER | Chatham | 10002098 | 1A | Flapper Valve | 2012-02-15 | FALSE | 2012-02-15 | FALSE | Currently in Use | Regular | 12000 | Fiberglass Double Walled | 2012-02-15 |  | Double-Walled Fiberglass | Pressurized
Pump & Pantry #6 | 231 US HWY 80 E | POOLER | Chatham | 9025001 | 3 | [5 empty] | Closed in Ground | Diesel | 4000 | Cathodically Protected Steel | 1985-01-02 | 1990-09-01 | Fiberglass Reinforced Plastic
LYNCH'S TRUCKSTOP | 1554 HWY 80 | POOLER | Chatham | 9025257 | 2 | [5 empty] | Removed from Ground | Diesel | 4000 | Not Marked/Unknown | 1996-05-20 | 1996-05-20 | Not Marked
GATE #209 | 418 E HWY 80 | POOLER | Chatham | 4250242 | 3 |  | 1989-05-01 |  | 1989-05-01 |  | Removed from Ground | Gas (Historical Use) | 12000 | Bare Steel | 1980-03-18 | 1899-12-31 | Galvanized Steel | Pressurized
WTOC TRANSMITTER SITE | 137 UNCLE SHED'S RD | POOLER | Chatham | 4250213 | 1 | [5 empty] | Removed from Ground | Diesel | 500 | Bare Steel | 1983-03-04 | 2004-11-17 | Galvanized Steel
GA FC-CHATHAM CO UNIT | 836 US HWY 80 WEST | POOLER | Chatham | 4250018 | 2 | [5 empty] | Removed from Ground | Kerosene | 2000 | Bare Steel | 1957-12-12 | 1990-09-01 | Galvanized Steel
CIRCLE K STORE #2634233 | 1 -95 & GA HWY 21 | PORT WENTWORTH | Chatham | 252000 | 3 |  | 1988-01-01 |  | 1988-01-01 |  | Removed from Ground | Gas (Historical Use) | 10000 | Fiberglass | 1988-01-01 | 2002-05-20 | Fiberglass Reinforced Plastic | Pressurized
ROMINE INC | 122 RAYMOND RD | POOLER | Chatham | 9025321 | 2 |  | 1998-12-01 |  | 1998-12-01 |  | Removed from Ground | Diesel | 0 | Cathodically Protected Steel | 1978-01-01 | 2007-06-11 | Cathodically Protected | Safe Suction (Euro)
GATE #209 | 418 E HWY 80 | POOLER | Chatham | 4250242 | 2 |  | 1989-05-01 |  | 1989-05-01 |  | Removed from Ground | Gas (Historical Use) | 12000 | Bare Steel | 1980-03-18 | 1899-12-31 | Galvanized Steel | Pressurized
HERTZ RENT-A-CAR | ARMSTEAD RD & DAVIDSON RD | SAVANNAH | Chatham | 4250306 | 1 | [5 empty] | Removed from Ground | Gas (Historical Use) | 10000 | Bare Steel | 1976-03-26 | 1995-01-10 | Galvanized Steel
DEER CREEK GOLF MAINTENANCE FACI | 1 MAINTENANCE WAY | SAVANNAH | Chatham | 9025350 | 1B | Flapper Valve | 2000-07-01 | FALSE | 2000-07-01 | FALSE | Currently in Use | Diesel | 1000 | Fiberglass Double Walled | 2000-07-01 |  | Fiberglass Reinforced Plastic | Safe Suction (Euro)
VILLAGE STATION | 10 MEETING ST | SAVANNAH | Chatham | 250549 | 2 | Ball Float | 1987-11-04 | FALSE | 1987-11-04 | FALSE | Currently in Use | Regular | 10000 | Galvanic (STIP-3) | 1987-11-04 |  | Fiberglass Reinforced Plastic | Pressurized
SAMS CLUB #4820 | 15 Mill Creek Circle | POOLER | Chatham | 10001177 | T3A | Flapper Valve | 2006-08-24 | FALSE | 2006-08-24 | FALSE | Currently in Use | Premium | 8000 | Fiberglass Double Walled | 2006-07-25 |  | Double-Walled Fiberglass | Pressurized
JENKINS PLUMBLING | 86 COLUMBIA DR | POOLER | Chatham | 10001073 | 1B | Flapper Valve | 2006-01-01 | FALSE | 2006-01-01 | FALSE | Currently in Use | Regular | 5000 | Composite | 2006-01-01 |  | Fiberglass Reinforced Plastic | Safe Suction (Euro)
AMIT FOOD MART | 211 W HWY 80 | POOLER | Chatham | 9025196 | 3 |  | 1995-01-01 |  | 1995-01-01 |  | Removed from Ground | Gas (Historical Use) | 4000 | Steel-Impressed Current | 1980-01-01 | 2014-01-13 | Double-Walled Flex | Pressurized
SOUTHEASTERN FREIGHT LINES | 1717 OLD DEAN FOREST RD | POOLER | Chatham | 4250100 | 2 | [5 empty] | Removed from Ground | Diesel | 12000 | Bare Steel | 1976-05-05 | 1993-08-11 | Galvanized Steel | Pressurized
POOLER SERVICE STATION | 305 US HWY 80 | POOLER | Chatham | 4250034 | 2 |  | 1998-01-01 | FALSE | 1998-01-01 | FALSE | Removed from Ground | Empty | 3000 | Steel-Impressed Current | 1998-01-01 |  | Steel (Impressed Current)
TODD EXXON | 1005 LOUISVILLE RD | SAVANNAH | Chatham | 4250145 | 7 | [5 empty] | Closed in Ground | Gas (Historical Use) | 200 | Not Marked/Unknown | 1960-01-01 | 1993-06-11 | Bare Steel
TODD EXXON | 1005 LOUISVILLE RD | SAVANNAH | Chatham | 4250145 | 5 | [5 empty] | Closed in Ground | Gas (Historical Use) | 200 | Not Marked/Unknown | 1960-01-01 | 1993-06-11 | Bare Steel
TODD EXXON | 1005 LOUISVILLE RD | SAVANNAH | Chatham | 4250145 | 4 | [5 empty] | Removed from Ground | Gas (Historical Use) | 1000 | Not Marked/Unknown | 1960-01-01 | 1993-06-11 | Bare Steel
TODD EXXON | 1005 LOUISVILLE RD | SAVANNAH | Chatham | 4250145 | 1 | [5 empty] | Removed from Ground | Gas (Historical Use) | 3000 | Bare Steel | 1981-05-05 | 1993-06-11 | Galvanized Steel
SHYUM FOOD MART | 2201 WEST BAY ST | SAVANNAH | Chatham | 4250192 | 5 |  | 1995-04-18 |  | 1995-04-18 |  | Removed from Ground | Gas (Historical Use) | 3000 | Steel-Impressed Current | 1971-02-26 | 2013-06-25 | Steel (Impressed Current) | Suction (American)
HARMAN MOTORS | 340 MONTGOMERY ST | SAVANNAH | Chatham | 4250225 | 6 | [5 empty] | Removed from Ground | Gas (Historical Use) | 2000 | Not Marked/Unknown | 1997-10-16 | 1997-10-16 | Not Marked
SMITH'S TEXACO | 236 DRAYTON ST | SAVANNAH | Chatham | 4250230 | 5 |  | 1998-06-29 |  | 1998-06-29 |  | Removed from Ground | Gas (Historical Use) | 5000 | Galvanic (STIP-3) | 1987-07-31 | 2014-06-01 | Fiberglass Reinforced Plastic | Suction (American)
SMITH'S TEXACO | 236 DRAYTON ST | SAVANNAH | Chatham | 4250230 | 4 | [5 empty] | Removed from Ground | Gas (Historical Use) | 2000 | Bare Steel | 1972-03-05 | 1899-12-31 | Galvanized Steel
H&H TIRE CO/PARRISH AUTO REPAIR | 2501 HABERSHAM ST | SAVANNAH | Chatham | 4250234 | 3 | [5 empty] | Removed from Ground | Gas (Historical Use) | 4000 | Bare Steel | 1956-03-18 | 1994-08-04 | Bare Steel | Suction (American)
ENK830 | 907 E HWY 80 | POOLER | Chatham | 250553 | 3 | Flapper Valve | 1987-11-04 | FALSE | 1987-11-04 | FALSE | Currently in Use | Diesel | 12000 | Composite Double Walled | 1987-11-04 |  | Fiberglass Reinforced Plastic | Pressurized
Pump & Pantry #6 | 231 US HWY 80 E | POOLER | Chatham | 9025001 | 5 | [5 empty] | Removed from Ground | Diesel | 1000 | Bare Steel | 1989-02-01 | 1989-02-01 | Not Marked
ENK742 | 1031 W HWY 80 | POOLER | Chatham | 9025338 | 1A | Ball Float | 2000-04-25 | FALSE | 2000-04-25 | FALSE | Removed from Ground | Gas (Historical Use) | 16000 | Composite | 2000-04-25 |  | Double-Walled Flex | Pressurized
PHASE II GOLF MAINT FACILITY | 165 YAM GANDY RD | SAVANNAH | Chatham | 4250491 | 2 | [5 empty] | Closed in Ground | Gas (Historical Use) | 3000 | Marked Unknown | 1981-03-19 | 1995-01-11 | Unknown
OAKRIDGE GOLF MAINTENCE FACILITY | 75 GREEN ISLAND RD | SAVANNAH | Chatham | 252003 | 3A | Flapper Valve | 2009-04-01 | FALSE | 2009-04-01 | FALSE | Currently in Use | Regular | 3000 | Composite Double Walled | 2009-04-01 |  | Fiberglass Reinforced Plastic | Suction (American)
PARKERS 37 | 10 N GODLEY STATION BLVD | POOLER | Chatham | 10002027 | 2A | Flapper Valve | 2011-10-01 | FALSE | 2011-10-01 | FALSE | Currently in Use | Premium | 5000 | Composite Double Walled | 2011-10-01 |  | Double-Walled Fiberglass | Pressurized
ENMARK POOLER #430 | 1100 EAST US HWY 80 | POOLER | Chatham | 9000027 | 3 |  | 1991-01-19 |  | 1991-01-19 |  | Removed from Ground | Gas (Historical Use) | 10000 | Steel-Impressed Current | 1980-05-08 | 2010-04-28 | Cathodically Protected | Pressurized
MURPHY USA #6515 | 120 POOLER PKWY | POOLER | Chatham | 9025334 | 1 | Flapper Valve | 2000-05-26 | FALSE | 2000-05-26 | FALSE | Currently in Use | Regular | 12000 | Fiberglass Double Walled | 2000-05-24 |  | Double-Walled Flex | Pressurized
LYNCH'S TRUCKSTOP | 1554 HWY 80 | POOLER | Chatham | 9025257 | 3 | [5 empty] | Removed from Ground | Diesel | 4000 | Not Marked/Unknown | 1996-05-20 | 1996-05-20 | Not Marked
GA FC-CHATHAM CO UNIT | 836 US HWY 80 WEST | POOLER | Chatham | 4250018 | 3 | [5 empty] | Removed from Ground | Diesel | 560 | Bare Steel | 1957-12-12 | 1990-09-01 | Galvanized Steel
HERTZ RENT-A-CAR | ARMSTEAD RD & DAVIDSON RD | SAVANNAH | Chatham | 4250306 | 2 | [5 empty] | Removed from Ground | Gas (Historical Use) | 3000 | Bare Steel | 1974-03-26 | 1899-12-31 | Galvanized Steel
PHASE II GOLF MAINT FACILITY | 165 YAM GANDY RD | SAVANNAH | Chatham | 4250491 | 3 |  |  | TRUE |  | TRUE | Removed from Ground | Used Oil | 300 | Bare Steel | 1981-01-01 | 1988-11-01 | Unknown
VILLAGE STATION | 10 MEETING ST | SAVANNAH | Chatham | 250549 | 4 | Ball Float | 1987-11-04 | FALSE | 1987-11-04 | FALSE | Currently in Use | Diesel | 4000 | Composite | 1988-11-10 |  | Fiberglass Reinforced Plastic | Pressurized
FOOD MART | 990 PINE BARREN RD | POOLER | Chatham | 10001617 | 1A | Ball Float | 2008-03-01 | FALSE | 2008-03-01 | FALSE | Currently in Use | Regular | 8500 | Composite Double Walled | 2008-03-01 |  | Double-Walled Fiberglass | Pressurized
ENMARK POOLER #430 | 1100 EAST US HWY 80 | POOLER | Chatham | 9000027 | 2 |  | 1991-01-19 |  | 1991-01-19 |  | Removed from Ground | Gas (Historical Use) | 10000 | Steel-Impressed Current | 1980-05-08 | 2010-04-28 | Cathodically Protected | Pressurized
POOLER SERVICE STATION | 305 US HWY 80 | POOLER | Chatham | 4250034 | 1 |  | 1998-01-01 | FALSE | 1998-01-01 | FALSE | Removed from Ground | Empty | 3000 | Steel-Impressed Current | 1998-01-01 |  | Steel (Impressed Current)
MURPHY USA #6515 | 120 POOLER PKWY | POOLER | Chatham | 9025334 | 2A | Flapper Valve | 2000-05-26 | FALSE | 2000-05-26 | FALSE | Currently in Use | Regular | 6000 | Fiberglass Double Walled | 2000-05-24 |  | Double-Walled Flex | Pressurized
GATE #209 | 418 E HWY 80 | POOLER | Chatham | 4250242 | 5 | Flapper Valve | 1996-05-23 | FALSE | 1996-05-23 | FALSE | Currently in Use | E-10 | 15000 | Fiberglass Double Walled | 1996-05-21 |  | Double-Walled Fiberglass | Pressurized
GATE #209 | 418 E HWY 80 | POOLER | Chatham | 4250242 | 4 |  | 1989-05-01 |  | 1989-05-01 |  | Removed from Ground | Diesel | 12000 | Bare Steel | 1980-03-18 | 1899-12-31 | Galvanized Steel | Pressurized
CIRCLE K STORE #2634233 | 1 -95 & GA HWY 21 | PORT WENTWORTH | Chatham | 252000 | 2 |  | 1988-01-01 |  | 1988-01-01 |  | Removed from Ground | Gas (Historical Use) | 10000 | Fiberglass | 1988-01-01 | 2002-05-20 | Fiberglass Reinforced Plastic | Pressurized
SHYUM FOOD MART | 2201 WEST BAY ST | SAVANNAH | Chatham | 4250192 | 4 |  | 1995-04-18 |  | 1995-04-18 |  | Removed from Ground | Gas (Historical Use) | 3000 | Steel-Impressed Current | 1971-02-26 | 2013-06-25 | Steel (Impressed Current) | Suction (American)
SHYUM FOOD MART | 2201 WEST BAY ST | SAVANNAH | Chatham | 4250192 | 1 |  | 1995-04-18 |  | 1995-04-18 |  | Removed from Ground | Gas (Historical Use) | 3000 | Steel-Impressed Current | 1971-02-26 | 2013-06-25 | Steel (Impressed Current) | Suction (American)
SUNFLY | 2100 MONTGOMERY @ 37TH | SAVANNAH | Chatham | 4250143 | 2 | Flapper Valve | 1995-05-25 | FALSE | 1995-05-25 | FALSE | Currently in Use | Premium | 6000 | Steel-Impressed Current | 1985-05-05 |  | Fiberglass Reinforced Plastic | Pressurized
HARMAN MOTORS | 340 MONTGOMERY ST | SAVANNAH | Chatham | 4250225 | 5 | [5 empty] | Removed from Ground | Gas (Historical Use) | 1000 | Not Marked/Unknown | 1997-10-10 | 1997-10-10 | Not Marked
SUNFLY | 2100 MONTGOMERY @ 37TH | SAVANNAH | Chatham | 4250143 | 3 | Flapper Valve | 1995-05-25 | FALSE | 1995-05-25 | FALSE | Currently in Use | Regular | 6000 | Steel-Impressed Current | 1985-05-05 |  | Fiberglass Reinforced Plastic | Pressurized
H&H TIRE CO/PARRISH AUTO REPAIR | 2501 HABERSHAM ST | SAVANNAH | Chatham | 4250234 | 5 |  |  | TRUE |  | TRUE | Closed in Ground | Used Oil | 550 | Bare Steel | 1956-03-18 | 1994-08-05 | Bare Steel | Gravity Fed
H&H TIRE CO/PARRISH AUTO REPAIR | 2501 HABERSHAM ST | SAVANNAH | Chatham | 4250234 | 4 | [5 empty] | Removed from Ground | Gas (Historical Use) | 3000 | Bare Steel | 1956-03-18 | 1994-08-04 | Bare Steel | Suction (American)
Blue Ribbon Dry Cleaners | 2021 Montgomery Street | SAVANNAH | Chatham | 4250245 | 1 | [5 empty] | Removed from Ground | Gas (Historical Use) | 4000 | Bare Steel | 1966-03-21 | 1899-12-31 | Galvanized Steel
Blue Ribbon Dry Cleaners | 2021 Montgomery Street | SAVANNAH | Chatham | 4250245 | 4 |  |  | TRUE |  | TRUE | Closed in Ground | Other | 250 | Marked Unknown |  | 1899-12-31 | Unknown
JACKSON BROTHERS SERVICE CTR | 1141 W GWINNETT ST | SAVANNAH | Chatham | 4250246 | 5B |  | 2011-11-16 | FALSE | 2011-11-16 | FALSE | Removed from Ground | Gas (Historical Use) | 3500 | Fiberglass | 2003-12-01 | 2019-11-14 | Fiberglass Reinforced Plastic
LANDINGS HARBOR | 600 PRIEST LANDING DR | SAVANNAH | Chatham | 4250231 | 1 | Ball Float | 1990-03-01 | FALSE | 1990-03-01 | FALSE | Currently in Use | E-0 | 3000 | Composite | 1980-03-12 |  | Fiberglass Reinforced Plastic | Pressurized
CUSTOM CLEANERS/HARRY LOPER | WILMINGTON ISLAND RD & JOHNNY MR | SAVANNAH | Chatham | 4250451 | 2 | [5 empty] | Permanently Out of Use - historical purposes | Gas (Historical Use) | 3000 | Bare Steel | 1958-05-02 | 1899-12-31 | Galvanized Steel
MARSHWOOD MAINT FACILITY | 412 LANDINGS WAY N | SAVANNAH | Chatham | 10000042 | 1 | Flapper Valve | 2002-01-30 | FALSE | 2002-01-30 | FALSE | Removed from Ground | Diesel | 1000 | Composite Double Walled | 2002-01-30 |  | Fiberglass Reinforced Plastic | Safe Suction (Euro)
OAKRIDGE GOLF MAINTENCE FACILITY | 75 GREEN ISLAND RD | SAVANNAH | Chatham | 252003 | 1 |  | 1987-11-04 |  | 1987-11-04 |  | Removed from Ground | Diesel | 3000 | Galvanic (STIP-3) | 1987-11-04 | 2009-04-14 | Fiberglass Reinforced Plastic | Pressurized
JACKSON BROTHERS SERVICE CTR | 1141 W GWINNETT ST | SAVANNAH | Chatham | 4250246 | 3 | [5 empty] | Removed from Ground | Gas (Historical Use) | 3000 | Bare Steel | 1985-03-21 | 1999-07-23 | Galvanized Steel
JACKSON BROTHERS SERVICE CTR | 1141 W GWINNETT ST | SAVANNAH | Chatham | 4250246 | 5A |  | 2011-11-16 | FALSE | 2011-11-16 | FALSE | Removed from Ground | Gas (Historical Use) | 8500 | Fiberglass | 2003-12-01 | 2019-11-14
SAVANNAH FIRE DEPARTMENT | 121 E OGLETHORPE AVE | SAVANNAH | Chatham | 4250259 | 1 | [5 empty] | Removed from Ground | Gas (Historical Use) | 1000 | Bare Steel | 1966-03-12 | 1988-07-01 | Galvanized Steel
SAVANNAH FIRE DEPARTMENT | 232 E LATHROP S | SAVANNAH | Chatham | 4250262 | 1 | [5 empty] | Closed in Ground | Diesel | 500 | Bare Steel | 1966-03-12 | 1990-02-20 | Galvanized Steel
HORTON'S CHEVRON | 401 WEST BAY ST | SAVANNAH | Chatham | 4250299 | 4 | [5 empty] | Removed from Ground | Diesel | 10000 | Fiberglass | 1982-03-24 | 1985-01-01 | Fiberglass Reinforced Plastic
H&H TIRE CO/PARRISH AUTO REPAIR | 2501 HABERSHAM ST | SAVANNAH | Chatham | 4250234 | 2 | [5 empty] | Removed from Ground | Gas (Historical Use) | 4000 | Bare Steel | 1965-03-18 | 1994-08-04 | Bare Steel | Suction (American)
HOLLINGSWORTH AUTO SERVICES INC | 500 MONTGOMERY ST | SAVANNAH | Chatham | 4250253 | 1 | [5 empty] | Removed from Ground | Diesel | 6000 | Bare Steel | 1961-04-09 | 1996-07-31 | Galvanized Steel
SAVANNAH FIRE DEPARTMENT | 6 W HENRY ST | SAVANNAH | Chatham | 4250260 | 3 | [5 empty] | Removed from Ground | Gas (Historical Use) | 300 | Bare Steel | 1966-03-12 | 1990-08-24 | Galvanized Steel
SAVANNAH VEHICLE MAINTENANCE CEN | 1100 WEST GWINNETT ST | SAVANNAH | Chatham | 4250270 | 3 | [5 empty] | Removed from Ground | Diesel | 10000 | Bare Steel | 1974-03-12 | 1997-05-01 | Galvanized Steel
ALLEN OIL CO PUMP N PANTRY #20 | 102 W 37TH ST | SAVANNAH | Chatham | 4250289 | 5 | Ball Float | 1994-06-17 | FALSE | 1994-06-17 | FALSE | Currently in Use | Plus | 10000 | Fiberglass | 1988-05-01 |  | Fiberglass Reinforced Plastic | Pressurized
AMIT FOOD MART #2 | 1107 S ROGERS ST | POOLER | Chatham | 9025043 | 3 | Ball Float | 1990-01-01 | FALSE | 1990-01-01 | FALSE | Currently in Use | Premium | 6000 | Galvanic (STIP-3) | 1990-01-01 |  | Fiberglass Reinforced Plastic | Pressurized
GATE #209 | 418 E HWY 80 | POOLER | Chatham | 4250242 | 7 |  | 1996-05-23 | FALSE | 1996-05-23 | FALSE | Currently in Use | Diesel | 10000 | Fiberglass Double Walled | 1996-05-21 |  |  | Pressurized
GATE #209 | 418 E HWY 80 | POOLER | Chatham | 4250242 | 1 |  | 1989-05-01 |  | 1989-05-01 |  | Removed from Ground | Gas (Historical Use) | 12000 | Not Marked/Unknown | 1980-03-18 | 1899-12-31 | Fiberglass Reinforced Plastic | Pressurized
SAVANNAH COCA-COLA BTLG CO | 102 COLEMAN BOULEVARD | POOLER | Chatham | 4250203 | 5 | Ball Float | 2005-09-30 | FALSE | 2005-09-30 | FALSE | Currently in Use | Diesel | 10000 | Composite Double Walled | 2005-09-29 |  | Double-Walled Fiberglass | Pressurized
SHYUM FOOD MART | 2201 WEST BAY ST | SAVANNAH | Chatham | 4250192 | 2 |  | 1995-04-18 |  | 1995-04-18 |  | Removed from Ground | Gas (Historical Use) | 3000 | Steel-Impressed Current | 1971-02-26 | 2013-06-25 | Steel (Impressed Current) | Suction (American)
CSX TRANSPORATION/POWELL DUFFRYN | HUTCHINSON ISLAND | SAVANNAH | Chatham | 9033249 | 2 | [5 empty] | Permanently Out of Use - historical purposes | Diesel | 0 | Unknown |  | 1899-12-31 | Not Marked
PARKERS #19 | 222 DRAYTON ST | SAVANNAH | Chatham | 9025141 | 1 | [5 empty] | Closed in Ground | Gas (Historical Use) | 4000 | Bare Steel | 1978-01-01 | 1997-02-01 | Bare Steel | Suction (American)
SHADIES | 2215 MLK JR BLVD | SAVANNAH | Chatham | 9025234 | 6 | [5 empty] | Removed from Ground | Gas (Historical Use) | 3000 | Bare Steel | 1957-05-01 | 1989-06-01 | Galvanized Steel
GREYHOUND TERMINAL #4130 | 610 W OGLETHORPE AVE | SAVANNAH | Chatham | 4250371 | 3 |  | 1995-05-25 |  | 1995-05-25 |  | Removed from Ground | Diesel | 10000 | Composite Double Walled | 1995-05-25 | 2012-04-17 | Double-Walled Fiberglass | Pressurized
ROADWAY PKG SYS/THURSTON MOTOR L | 802 US HWY 80 WEST | SAVANNAH | Chatham | 4250252 | 2 | [5 empty] | Removed from Ground | Diesel | 4000 | Bare Steel | 1971-01-01 | 1992-06-01 | Galvanized Steel
PRIESTER'S FINA STATION | 1509 WEST BROAD ST | SAVANNAH | Chatham | 4250254 | 3 | [5 empty] | Removed from Ground | Gas (Historical Use) | 1000 | Bare Steel | 1999-05-20 | 1899-12-31 | Galvanized Steel | Suction (American)
SAVANNAH FIRE DEPARTMENT | 121 E OGLETHORPE AVE | SAVANNAH | Chatham | 4250259 | 2 | [5 empty] | Removed from Ground | Diesel | 1000 | Bare Steel | 1966-03-12 | 1988-07-01 | Galvanized Steel
SAVANNAH FIRE DEPARTMENT | 6 W HENRY ST | SAVANNAH | Chatham | 4250260 | 2 | [5 empty] | Removed from Ground | Diesel | 560 | Bare Steel | 1966-03-12 | 1990-08-24 | Galvanized Steel
CITY OF POOLER | 1095 S ROGERS STREET | POOLER | Chatham | 10002104 | 1B | Flapper Valve | 1996-08-20 | FALSE | 1996-08-20 | FALSE | Currently in Use | Regular | 8000 | Composite | 1996-08-01 |  | Fiberglass Reinforced Plastic | Safe Suction (Euro)
MURPHY EXPRESS #8603 | 1555 POOLER PKWY | POOLER | Chatham | 10001896 | 2A | Flapper Valve | 2010-07-20 | FALSE | 2010-07-20 | FALSE | Currently in Use | Diesel | 12000 | Fiberglass Double Walled | 2010-07-01 |  | Double-Walled Flex | Pressurized
MOONLIGHT BP | 100 MOON LIGHT LN | POOLER | Chatham | 10001473 | 2A | Ball Float | 2007-07-01 | FALSE | 2007-07-01 | FALSE | Currently in Use | Aviaion gas/AV Gas | 6000 | Composite Double Walled | 2007-07-01 |  | Double-Walled Fiberglass | Pressurized
Circle K 2745163 | 1080 HWY 80 EAST | POOLER | Chatham | 10001353 | 1 | Flapper Valve | 2007-05-16 | FALSE | 2007-05-16 | FALSE | Currently in Use | Regular | 15000 | Composite Double Walled | 2007-05-16 |  | Double-Walled Flex | Pressurized
AMIT FOOD MART #2 | 1107 S ROGERS ST | POOLER | Chatham | 9025043 | 1 | Ball Float | 1990-01-01 | FALSE | 1990-01-01 | FALSE | Currently in Use | Regular | 8000 | Galvanic (STIP-3) | 1990-01-01 |  | Fiberglass Reinforced Plastic | Pressurized
Pump & Pantry #6 | 231 US HWY 80 E | POOLER | Chatham | 9025001 | 6 | Flapper Valve | 1990-09-01 | FALSE | 1990-09-01 | FALSE | Currently in Use | Premium | 8000 | Composite | 1990-09-01 |  | Fiberglass Reinforced Plastic | Pressurized
JACKSON BROTHERS SERVICE CTR | 1141 W GWINNETT ST | SAVANNAH | Chatham | 4250246 | 2 | [5 empty] | Removed from Ground | Diesel | 2000 | Bare Steel | 1975-03-22 | 1999-07-23 | Galvanized Steel
PARKERS #19 | 222 DRAYTON ST | SAVANNAH | Chatham | 9025141 | 6 | Ball Float | 1998-03-20 | FALSE | 1998-03-20 | FALSE | Currently in Use | Premium | 4000 | Fiberglass Double Walled | 1998-02-25 |  | Fiberglass Reinforced Plastic | Pressurized
OAKRIDGE GOLF MAINTENCE FACILITY | 75 GREEN ISLAND RD | SAVANNAH | Chatham | 252003 | 2 |  | 1987-11-04 |  | 1987-11-04 |  | Removed from Ground | Gas (Historical Use) | 3000 | Galvanic (STIP-3) | 1987-11-04 | 2009-04-14 | Fiberglass Reinforced Plastic | Pressurized
MURPHY EXPRESS #8603 | 1555 POOLER PKWY | POOLER | Chatham | 10001896 | 2B | Ball Float | 2010-07-20 | FALSE | 2010-07-20 | FALSE | Currently in Use | Premium | 8000 | Fiberglass Double Walled | 2010-07-01 |  | Double-Walled Flex | Pressurized
SAMS CLUB #4820 | 15 Mill Creek Circle | POOLER | Chatham | 10001177 | T1 | Flapper Valve | 2006-08-24 | FALSE | 2006-08-24 | FALSE | Currently in Use | Regular | 20000 | Fiberglass Double Walled | 2006-07-25 |  | Double-Walled Fiberglass | Pressurized
ENK830 | 907 E HWY 80 | POOLER | Chatham | 250553 | 5 | Flapper Valve | 1987-11-04 | FALSE | 1987-11-04 | FALSE | Currently in Use | Premium | 12000 | Composite Double Walled | 1987-11-04 |  | Fiberglass Reinforced Plastic | Pressurized
ENK830 | 907 E HWY 80 | POOLER | Chatham | 250553 | 4 | Flapper Valve | 1987-11-04 | FALSE | 1987-11-04 | FALSE | Currently in Use | Plus | 12000 | Composite Double Walled | 1987-11-04 |  | Fiberglass Reinforced Plastic | Pressurized
AMIT FOOD MART | 211 W HWY 80 | POOLER | Chatham | 9025196 | 2 |  | 1995-01-01 |  | 1995-01-01 |  | Removed from Ground | Gas (Historical Use) | 4000 | Steel-Impressed Current | 1980-01-01 | 2014-01-13 | Double-Walled Flex | Pressurized
GANESH SV CONVENIENCE LLC | 235 HWY 80 | POOLER | Chatham | 9025325 | 2 | Ball Float | 1999-04-01 | FALSE | 1999-04-01 | FALSE | Currently in Use | Premium | 8000 | Composite | 1999-04-01 |  | Flex | Pressurized
SAVANNAH COCA-COLA BTLG CO | 102 COLEMAN BOULEVARD | POOLER | Chatham | 4250203 | 3 |  | 1995-06-20 |  | 1995-06-20 |  | Closed in Ground | Gas (Historical Use) | 3000 | Cathodically Protected Steel | 1980-01-22 | 2002-04-22 | Cathodically Protected | Suction (American)
POOLER CONCRETE PLANT | 186 PINE BARREN RD | POOLER | Chatham | 9025343 | 1 | Flapper Valve | 2014-06-01 | FALSE | 2001-03-16 | FALSE | Currently in Use | Diesel | 12000 | Fiberglass | 2001-03-15 |  | Double-Walled Fiberglass | Safe Suction (Euro)
SHELL POOLER | 50 TANGER OUTLET BLVD | POOLER | Chatham | 9025332 | 1 | Ball Float | 2000-04-19 | FALSE | 2000-04-19 | FALSE | Currently in Use | Regular | 12000 | Composite Double Walled | 1999-08-01 |  | Double-Walled Flex | Pressurized
GA FC-CHATHAM CO UNIT | 836 US HWY 80 WEST | POOLER | Chatham | 4250018 | 6 |  | 1990-09-21 |  | 1990-09-21 |  | Removed from Ground | Diesel | 1000 | Galvanic (STIP-3) | 1990-09-21 | 2008-07-08 | Cathodically Protected | Safe Suction (Euro)
POOLER TIRE & AUTO CTR INC | 135 EAST HWY 80 | POOLER | Chatham | 4250056 | 4 | [5 empty] | Removed from Ground | Gas (Historical Use) | 1 | Bare Steel | 1998-08-01 | 1998-08-01 | Galvanized Steel
CIRCLE K STORE #2634233 | 1 -95 & GA HWY 21 | PORT WENTWORTH | Chatham | 252000 | 1 |  | 1988-01-01 |  | 1988-01-01 |  | Removed from Ground | Gas (Historical Use) | 10000 | Fiberglass | 1988-01-01 | 2002-05-20 | Fiberglass Reinforced Plastic | Pressurized
H&H TIRE CO/PARRISH AUTO REPAIR | 2501 HABERSHAM ST | SAVANNAH | Chatham | 4250234 | 1 | [5 empty] | Removed from Ground | Gas (Historical Use) | 6000 | Bare Steel | 1981-03-18 | 1994-08-04 | Bare Steel | Suction (American)
YELLOW FREIGHT SYSTEM INC | 2601 SEABOARD COASTLINE DR | SAVANNAH | Chatham | 4250255 | 2 | [5 empty] | Removed from Ground | Diesel | 2000 | Bare Steel | 1962-01-01 | 1991-12-10 | Bare Steel | Suction (American)
SAVANNAH FIRE DEPARTMENT | 2824 BEE RD | SAVANNAH | Chatham | 4250264 | 1 |  | 1989-01-23 |  | 1989-01-23 |  | Removed from Ground | Diesel | 1000 | Cathodically Protected Steel | 1989-01-23 | 1998-03-28 | Cathodically Protected | Suction (American)
MORRIS NEWSPAPER CORP | 27 ABERCORN ST | SAVANNAH | Chatham | 4250233 | 1 | [5 empty] | Closed in Ground | Gas (Historical Use) | 3000 | Bare Steel | 1974-03-13 | 1991-02-01 | Unknown
PRIESTER'S FINA STATION | 1509 WEST BROAD ST | SAVANNAH | Chatham | 4250254 | 2 | [5 empty] | Removed from Ground | Gas (Historical Use) | 1000 | Bare Steel | 1999-05-20 | 1899-12-31 | Galvanized Steel | Suction (American)
SAVANNAH FIRE DEPARTMENT | 121 E OGLETHORPE AVE | SAVANNAH | Chatham | 4250259 | 3 |  | 1988-07-01 |  | 1988-07-01 |  | Removed from Ground | Diesel | 1000 | Steel-Impressed Current | 1988-07-01 | 2016-02-25 | Cathodically Protected | Safe Suction (Euro)
ROSE OF SHARON APARTMENTS | 322 E TAYLOR ST | SAVANNAH | Chatham | 9025322 | 2 | Flapper Valve | 1999-04-01 | FALSE | 1999-04-01 | FALSE | Currently in Use | Diesel | 550 | Composite | 1999-04-01 |  | Flex | Suction (American)
DOYLE CHEMICAL COMPANY | 2424 DRAYTON STREET | SAVANNAH | Chatham | 9025336 | 2 | [5 empty] | Removed from Ground | Gas (Historical Use) | 4000 | Bare Steel | 2000-03-01 | 2000-03-01 | Bare Steel | Suction (American)
PUMP N PANTRY #19 | 1816 MONTGOMERY ST | SAVANNAH | Chatham | 4250366 | 2 | Flapper Valve | 1996-01-05 | FALSE | 1996-01-05 | FALSE | Currently in Use | Regular | 4000 | Steel-Impressed Current | 1982-01-29 |  | Double-Walled Flex | Pressurized
GREYHOUND TERMINAL #4130 | 610 W OGLETHORPE AVE | SAVANNAH | Chatham | 4250371 | 1 | [5 empty] | Removed from Ground | Diesel | 8000 | Marked Unknown | 1964-04-24 | 1995-05-26 | Bare Steel
HILTON SAVANNAH DESOTO HOTEL | 15 E LIBERTY ST | SAVANNAH | Chatham | 4250425 | 1 |  | 1998-10-26 | FALSE | 1998-10-26 | FALSE | Closed in Ground | Diesel | 10000 | Steel-Impressed Current | 1967-05-01 |  |  | Suction (American)
TODD EXXON | 1005 LOUISVILLE RD | SAVANNAH | Chatham | 4250145 | 3 | [5 empty] | Removed from Ground | Gas (Historical Use) | 1000 | Not Marked/Unknown | 1960-01-01 | 1993-06-11 | Bare Steel
SMITH'S TEXACO | 236 DRAYTON ST | SAVANNAH | Chatham | 4250230 | 2 | [5 empty] | Removed from Ground | Gas (Historical Use) | 4000 | Bare Steel | 1976-03-05 | 1899-12-31 | Galvanized Steel
FIRESTONE STORE #0840/021490/#05 | 63 1/2 WEST BROAD ST | SAVANNAH | Chatham | 4250240 | 1 |  |  | TRUE |  | TRUE | Closed in Ground | Used Oil | 300 | Bare Steel | 1966-03-12 | 1986-03-01 | Unknown
Blue Ribbon Dry Cleaners | 2021 Montgomery Street | SAVANNAH | Chatham | 4250245 | 3 | [5 empty] | Removed from Ground | Gas (Historical Use) | 4000 | Bare Steel | 1966-03-21 | 1899-12-31 | Galvanized Steel
TODD EXXON | 1005 LOUISVILLE RD | SAVANNAH | Chatham | 4250145 | 2 | [5 empty] | Removed from Ground | Gas (Historical Use) | 1000 | Not Marked/Unknown | 1993-06-11 | 1993-06-11 | Not Marked
SHYUM FOOD MART | 2201 WEST BAY ST | SAVANNAH | Chatham | 4250192 | 3 |  | 1995-04-18 |  | 1995-04-18 |  | Removed from Ground | Gas (Historical Use) | 3000 | Steel-Impressed Current | 1971-02-26 | 2013-06-25 | Steel (Impressed Current) | Suction (American)
HARMAN MOTORS | 340 MONTGOMERY ST | SAVANNAH | Chatham | 4250225 | 3 | [5 empty] | Removed from Ground | Gas (Historical Use) | 550 | Not Marked/Unknown | 1997-10-10 | 1997-10-10 | Not Marked
SHADIES | 2215 MLK JR BLVD | SAVANNAH | Chatham | 9025234 | 1 | Flapper Valve | 1999-01-01 | FALSE | 1999-01-01 | FALSE | Currently in Use | Regular | 8000 | Galvanic (STIP-3) | 1987-01-01 |  | Fiberglass Reinforced Plastic | Pressurized
TODD EXXON | 1005 LOUISVILLE RD | SAVANNAH | Chatham | 4250145 | 6 | [5 empty] | Closed in Ground | Gas (Historical Use) | 200 | Not Marked/Unknown | 1960-01-01 | 1993-06-11 | Bare Steel
ROADWAY PKG SYS/THURSTON MOTOR L | 802 US HWY 80 WEST | SAVANNAH | Chatham | 4250252 | 3 |  |  | TRUE |  | TRUE | Removed from Ground | Used Oil | 500 | Bare Steel | 1971-01-01 | 1992-06-01 | Galvanized Steel
YELLOW FREIGHT SYSTEM INC | 2601 SEABOARD COASTLINE DR | SAVANNAH | Chatham | 4250255 | 1 | [5 empty] | Removed from Ground | Diesel | 2000 | Bare Steel | 1962-01-01 | 1991-12-10 | Bare Steel | Suction (American)
SAVANNAH FIRE DEPARTMENT | 6 W HENRY ST | SAVANNAH | Chatham | 4250260 | 1 | [5 empty] | Removed from Ground | Diesel | 1000 | Bare Steel | 1966-03-12 | 1990-08-24 | Galvanized Steel
SMITH'S TEXACO | 236 DRAYTON ST | SAVANNAH | Chatham | 4250230 | 3 | [5 empty] | Removed from Ground | Gas (Historical Use) | 2000 | Bare Steel | 1972-03-05 | 1899-12-31 | Galvanized Steel
TRANSUS INC/SAVANNAH TERMINAL | 130 TELFAIR RD | SAVANNAH | Chatham | 4250250 | 1 | [5 empty] | Removed from Ground | Diesel | 8000 | Bare Steel | 1961-04-10 | 1990-05-07 | Galvanized Steel
SAVANNAH FIRE DEPARTMENT | 6 W HENRY ST | SAVANNAH | Chatham | 4250260 | 4 |  | 1990-08-24 |  | 1990-08-24 |  | Removed from Ground | Gas (Historical Use) | 1000 | Galvanic (STIP-3) | 1990-08-24 | 2014-12-03 | Cathodically Protected | Safe Suction (Euro)
SAVANNAH FIRE DEPARTMENT | 6 W HENRY ST | SAVANNAH | Chatham | 4250260 | 5 |  | 1990-08-24 |  | 1990-08-24 |  | Removed from Ground | Diesel | 1000 | Galvanic (STIP-3) | 1990-08-24 | 2014-12-03 | Cathodically Protected | Safe Suction (Euro)
SAVANNAH FIRE DEPARTMENT | 2824 BEE RD | SAVANNAH | Chatham | 4250264 | 2 | [5 empty] | Removed from Ground | Gas (Historical Use) | 300 | Not Marked/Unknown | 1966-03-12 | 1989-01-24 | Galvanized Steel
SAVANNAH VEHICLE MAINTENANCE CEN | 1100 WEST GWINNETT ST | SAVANNAH | Chatham | 4250270 | 6 | Ball Float | 1997-05-01 | FALSE | 1997-05-01 | FALSE | Removed from Ground | Diesel | 10000 | Composite Double Walled | 1997-05-01 |  | Double-Walled Flex | Pressurized
CHATHAM COUNTY PARKING GARAGE | 415 WEST BROUGHTON ST | SAVANNAH | Chatham | 4250487 | 1 | [5 empty] | Removed from Ground | Gas (Historical Use) | 2500 | Bare Steel | 1971-05-08 | 1991-09-01 | Galvanized Steel | Suction (American)
PUMP N PANTRY #19 | 1816 MONTGOMERY ST | SAVANNAH | Chatham | 4250366 | 3 | Flapper Valve | 1996-01-05 | FALSE | 1996-01-05 | FALSE | Temporarily out of use | Plus | 4000 | Steel-Impressed Current | 1982-01-29 |  | Double-Walled Flex | Pressurized
LANDMARK TOURS/FORMER CHEVRON | 215 WEST BOUNDARY ST | SAVANNAH | Chatham | 9025118 | 1 | [5 empty] | Removed from Ground | Gas (Historical Use) | 1 | Not Marked/Unknown |  | 1899-12-31 | Not Marked
VACANT LOT/HERTZ RENT-A-CAR | 730 WEST OGLETHORPE | SAVANNAH | Chatham | 9025123 | 1 | [5 empty] | Removed from Ground | Empty | 2000 | Not Marked/Unknown | 1967-01-01 | 1993-02-07 | Not Marked
SAVANNAH STEEL SCAFFOLD CO INC | 615 STILES AVE | SAVANNAH | Chatham | 4250202 | 1 | [5 empty] | Removed from Ground | Gas (Historical Use) | 1000 | Bare Steel | 1976-02-26 | 1994-12-31 | Galvanized Steel
HARMAN MOTORS | 340 MONTGOMERY ST | SAVANNAH | Chatham | 4250225 | 1 | [5 empty] | Removed from Ground | Gas (Historical Use) | 1000 | Bare Steel | 1976-03-05 | 1997-10-10 | Galvanized Steel
Blue Ribbon Dry Cleaners | 2021 Montgomery Street | SAVANNAH | Chatham | 4250245 | 2 | [5 empty] | Removed from Ground | Gas (Historical Use) | 4000 | Bare Steel | 1966-03-21 | 1899-12-31 | Galvanized Steel
JACKSON BROTHERS SERVICE CTR | 1141 W GWINNETT ST | SAVANNAH | Chatham | 4250246 | 4 | [5 empty] | Removed from Ground | Gas (Historical Use) | 3000 | Bare Steel | 1985-03-21 | 1999-07-23 | Galvanized Steel
ROADWAY PKG SYS/THURSTON MOTOR L | 802 US HWY 80 WEST | SAVANNAH | Chatham | 4250252 | 1 | [5 empty] | Removed from Ground | Diesel | 8000 | Bare Steel | 1971-01-01 | 1992-06-01 | Galvanized Steel
SAVANNAH FIRE DEPARTMENT | 535 E 63RD ST | SAVANNAH | Chatham | 4250265 | 2 |  | 1989-01-23 |  | 1989-01-23 |  | Removed from Ground | Diesel | 1000 | Cathodically Protected Steel | 1989-01-23 | 1998-03-01 | Cathodically Protected | Suction (American)
ALLEN OIL CO PUMP N PANTRY #20 | 102 W 37TH ST | SAVANNAH | Chatham | 4250289 | 1 | [5 empty] | Removed from Ground | Gas (Historical Use) | 3000 | Bare Steel | 1961-03-05 | 1988-05-01 | Galvanized Steel
ALLEN OIL CO PUMP N PANTRY #20 | 102 W 37TH ST | SAVANNAH | Chatham | 4250289 | 6 | Flapper Valve | 1994-06-17 | FALSE | 1994-06-17 | FALSE | Currently in Use | Premium | 10000 | Fiberglass | 1988-05-01 |  | Fiberglass Reinforced Plastic | Pressurized
UNKNOWN | 301 W BOUNDARY STREET | SAVANNAH | Chatham | 9025328 | 1 | [5 empty] | Removed from Ground | Gas (Historical Use) | 0 | Bare Steel | 1979-01-01 | 1979-01-01 | Galvanized Steel | Pressurized
SAVANNAH MORNING NEWS | 111 W BAY ST | SAVANNAH | Chatham | 9025223 | 1 |  | 1997-05-07 |  | 1997-05-07 |  | Removed from Ground | Gas (Historical Use) | 3000 | Cathodically Protected Steel | 1986-06-01 | 2005-01-25 | Fiberglass Reinforced Plastic | Suction (American)
BST/SAVANNAH BULL ST - R2233 | 1300 BULL ST | SAVANNAH | Chatham | 4250436 | 1 | [5 empty] | Closed in Ground | Other | 30000 | Bare Steel | 1974-07-17 | 1997-01-14 | Bare Steel | Suction (American)
HARES FOOD STORE | 2200 HABERSHAM ST | SAVANNAH | Chatham | 4250474 | 2 |  | 1998-02-13 |  | 1998-02-13 |  | Temporarily out of use | Gas (Historical Use) | 8000 | Steel-Impressed Current | 1981-05-01 |  | Steel (Impressed Current) | Pressurized
CIRCLE K #2705160 | 1008 KING GEORGE BLVD | SAVANNAH | Chatham | 9025054 | 2 | Flapper Valve | 2017-03-30 | FALSE | 2017-03-30 | FALSE | Currently in Use | Gas (Historical Use) | 8000 | Fiberglass Double Walled | 2017-03-30 |  | Double-Walled Fiberglass | Pressurized
SANDFLY #8 | 1 DIAMOND CAUSEWAY SUITE 11 | SAVANNAH | Chatham | 9025014 | 1 | Flapper Valve | 1996-08-01 | FALSE | 1996-08-01 | FALSE | Currently in Use | E-10 | 8000 | Steel-Impressed Current | 1987-01-01 |  | Fiberglass Reinforced Plastic | Pressurized
SAVANNAH FIRE DEPARTMENT | 101 MLK JR BLVD | SAVANNAH | Chatham | 4250261 | 1 | [5 empty] | Removed from Ground | Gas (Historical Use) | 500 | Bare Steel | 1971-03-13 | 1990-07-01 | Galvanized Steel
AARON VAN LINES | 88 RANDOLPH STREET | SAVANNAH | Chatham | 9025320 | 1 | [5 empty] | Removed from Ground | Gas (Historical Use) | 1000 | Bare Steel | 1998-12-01 | 1998-12-01 | Bare Steel | Safe Suction (Euro)
NORFOLK SOUTHERN ACCESS PROPERTY | PRESIDENTS ROAD 1/2 MILE EAST OF | SAVANNAH | Chatham | 9025273 | 1 | [5 empty] | Removed from Ground | Gas (Historical Use) | 2000 | Not Marked/Unknown | 1996-07-01 | 1996-07-01 | Not Marked
GREYHOUND TERMINAL #4130 | 610 W OGLETHORPE AVE | SAVANNAH | Chatham | 4250371 | 2 | [5 empty] | Removed from Ground | Diesel | 4000 | Marked Unknown | 1964-04-24 | 1995-05-26 | Bare Steel
CONSOLIDATED FREIGHTWAYS | 425 TELFAIR RD | SAVANNAH | Chatham | 4250335 | 2 | [5 empty] | Removed from Ground | Gas (Historical Use) | 4000 | Bare Steel | 1971-04-04 | 1978-07-01 | Unknown
SAVANNAH FIRE DEPARTMENT | 535 E 63RD ST | SAVANNAH | Chatham | 4250265 | 1 | [5 empty] | Closed in Ground | Diesel | 285 | Bare Steel | 1976-03-12 | 1989-01-23 | Galvanized Steel
SAVANNAH VEHICLE MAINTENANCE CEN | 1100 WEST GWINNETT ST | SAVANNAH | Chatham | 4250270 | 2 | [5 empty] | Removed from Ground | Gas (Historical Use) | 10000 | Bare Steel | 1974-03-12 | 1997-05-01 | Galvanized Steel
SAVANNAH VEHICLE MAINTENANCE CEN | 1100 WEST GWINNETT ST | SAVANNAH | Chatham | 4250270 | 8 | Ball Float | 1997-05-01 | FALSE | 1997-05-01 | FALSE | Removed from Ground | Regular | 10000 | Composite Double Walled | 1997-05-01 |  | Double-Walled Flex | Pressurized
HORTON'S CHEVRON | 401 WEST BAY ST | SAVANNAH | Chatham | 4250299 | 3 | [5 empty] | Removed from Ground | Gas (Historical Use) | 10000 | Fiberglass | 1982-03-24 | 1985-01-01 | Fiberglass Reinforced Plastic
BEST WESTERN HOTEL | 412 W BAY STREET | SAVANNAH | Chatham | 9025301 | 1 | [5 empty] | Removed from Ground | Diesel | 0 | Not Marked/Unknown |  | 1899-12-31 | Not Marked
BARRETT OIL BULK PLANT | 2126 W BAY ST | SAVANNAH | Chatham | 9025233 | 2 | Ball Float | 1988-01-01 | FALSE | 1988-01-01 | FALSE | Currently in Use | Regular | 12000 | Steel-Impressed Current | 1988-01-01 |  | Steel (Impressed Current) | Pressurized
FORMER HARRIS HOSPITAL | 644 WEST 36TH STREET | SAVANNAH | Chatham | 9025267 | 1 | [5 empty] | Permanently Out of Use - historical purposes | Diesel | 1000 | Bare Steel |  | 1899-12-31 | Bare Steel
STAR SERVICE & PETROLEUM CO | 731 WEST BROAD ST | SAVANNAH | Chatham | 4250321 | 3 | [5 empty] | Removed from Ground | Gas (Historical Use) | 10000 | Bare Steel | 1966-03-21 | 1998-02-15 | Galvanized Steel
PARKERS #22 | 325 MLK JR BLVD | SAVANNAH | Chatham | 4250394 | 2 | Flapper Valve | 1998-12-01 | FALSE | 1998-12-01 | FALSE | Currently in Use | Regular | 12000 | Steel-Impressed Current | 1980-03-10 |  | Fiberglass Reinforced Plastic | Pressurized
SOUTHERN BELL/SVNHGASG/R2294 | 708 EAST GWINNETT ST | SAVANNAH | Chatham | 4250441 | 3 |  |  | TRUE |  | TRUE | Removed from Ground | Used Oil | 550 | Bare Steel | 1978-12-01 | 1990-11-06 | Bare Steel | Gravity Fed
SAVANNAH VEHICLE MAINTENANCE CEN | 1100 WEST GWINNETT ST | SAVANNAH | Chatham | 4250270 | 4 | [5 empty] | Removed from Ground | Diesel | 10000 | Bare Steel | 1974-03-12 | 1997-05-01 | Galvanized Steel
SAVANNAH VEHICLE MAINTENANCE CEN | 1100 WEST GWINNETT ST | SAVANNAH | Chatham | 4250270 | 7 | Ball Float | 1997-05-01 | FALSE | 1997-05-01 | FALSE | Removed from Ground | Regular | 10000 | Composite Double Walled | 1997-05-01 |  | Double-Walled Flex | Pressurized
SAVANNAH VEHICLE MAINTENANCE CEN | 1100 WEST GWINNETT ST | SAVANNAH | Chatham | 4250270 | 1 | [5 empty] | Removed from Ground | Diesel | 10000 | Bare Steel | 1974-03-12 | 1997-05-01 | Galvanized Steel
WATKINS SERVICE CO INC | 2760 LOUISVILLE RD | SAVANNAH | Chatham | 4250370 | 1 | [5 empty] | Removed from Ground | Gas (Historical Use) | 1000 | Bare Steel | 1979-03-30 | 1988-09-01 | Galvanized Steel
PUMP N PANTRY #19 | 1816 MONTGOMERY ST | SAVANNAH | Chatham | 4250366 | 4 |  |  | TRUE |  | TRUE | Removed from Ground | Used Oil | 1000 | Bare Steel | 1965-01-01 | 1993-09-01 | Galvanized Steel | Gravity Fed
PUMP N PANTRY #19 | 1816 MONTGOMERY ST | SAVANNAH | Chatham | 4250366 | 5 | Flapper Valve | 1996-01-05 | FALSE | 1996-01-05 | FALSE | Currently in Use | Premium | 6000 | Composite | 1996-01-05 |  | Double-Walled Flex | Pressurized
WATKINS MOTOR LINES | 520 TREMONT RD | SAVANNAH | Chatham | 4250334 | 1 | [5 empty] | Removed from Ground | Diesel | 8000 | Bare Steel | 1982-04-20 | 1993-12-22 | Bare Steel | Suction (American)
SOUTHERN BELL/SVNHGASG/R2294 | 708 EAST GWINNETT ST | SAVANNAH | Chatham | 4250441 | 1 | [5 empty] | Removed from Ground | Gas (Historical Use) | 12000 | Bare Steel | 1980-07-17 | 1990-11-23 | Galvanized Steel | Pressurized
CIRCLE K #2705160 | 1008 KING GEORGE BLVD | SAVANNAH | Chatham | 9025054 | 4 |  | 1997-10-01 | FALSE | 1997-10-01 | FALSE | Removed from Ground | Gas (Historical Use) | 8000 | Fiberglass | 1997-10-01 |  | Fiberglass Reinforced Plastic | Pressurized
CIRCLE K #2705160 | 1008 KING GEORGE BLVD | SAVANNAH | Chatham | 9025054 | 5 |  | 1997-10-01 | FALSE | 1997-10-01 | FALSE | Removed from Ground | Gas (Historical Use) | 15000 | Fiberglass | 1997-10-01 |  | Fiberglass Reinforced Plastic | Pressurized
BUDGET FOOD STORE | 1028 WEST BAY ST | SAVANNAH | Chatham | 9025015 | 1 | Flapper Valve | 1996-01-01 | FALSE | 1996-01-01 | FALSE | Currently in Use | Regular | 8000 | Galvanic (STIP-3) | 1987-01-01 |  | Fiberglass Reinforced Plastic | Pressurized
SAVANNAH FIRE DEPARTMENT | 101 MLK JR BLVD | SAVANNAH | Chatham | 4250261 | 2 | [5 empty] | Removed from Ground | Diesel | 500 | Bare Steel | 1971-03-13 | 1990-07-01 | Galvanized Steel
ALLEN OIL CO PUMP N PANTRY #20 | 102 W 37TH ST | SAVANNAH | Chatham | 4250289 | 2 | [5 empty] | Removed from Ground | Gas (Historical Use) | 3000 | Bare Steel | 1961-03-05 | 1988-05-01 | Galvanized Steel
HORTON'S CHEVRON | 401 WEST BAY ST | SAVANNAH | Chatham | 4250299 | 5 |  |  | TRUE |  | TRUE | Removed from Ground | Used Oil | 1000 | Fiberglass | 1982-03-24 | 1985-01-01 | Fiberglass Reinforced Plastic
AARON VAN LINES | 88 RANDOLPH STREET | SAVANNAH | Chatham | 9025320 | 2 | [5 empty] | Removed from Ground | Diesel | 2000 | Bare Steel | 1998-12-01 | 1998-12-01 | Bare Steel | Safe Suction (Euro)
RALPH MARK GILBERT CIVIL RIGHTS | 460 M L KING JR BLVD | SAVANNAH | Chatham | 9025307 | 2 |  |  | TRUE |  | TRUE | Removed from Ground | Other | 564 | Bare Steel | 1998-03-01 | 1998-03-01 | Bare Steel | Suction (American)
WATKINS SERVICE CO INC | 2760 LOUISVILLE RD | SAVANNAH | Chatham | 4250370 | 2 | [5 empty] | Removed from Ground | Diesel | 1000 | Bare Steel | 1979-03-30 | 1988-09-01 | Galvanized Steel
FLEET TRANSPORT CO | 36 TELFAIR PLACE | SAVANNAH | Chatham | 4250404 | 1 | [5 empty] | Removed from Ground | Empty | 10000 | Bare Steel | 1972-04-28 | 1995-10-19 | Unknown | Suction (American)
CHU'S MINIT MART | 1407 MONTGOMERY ST | SAVANNAH | Chatham | 9025117 | 2 |  | 1993-05-23 |  | 1993-05-23 |  | Removed from Ground | Gas (Historical Use) | 6000 | Galvanic (STIP-3) | 1990-03-03 | 2006-08-23 | Fiberglass Reinforced Plastic | Pressurized
STEVEDORING SERVICES OF AMERICA | 1619 ROGERS ST | SAVANNAH | Chatham | 9025067 | 1 | [5 empty] | Removed from Ground | Gas (Historical Use) | 5000 | Marked Unknown | 1985-01-01 | 1992-06-18 | Unknown
CSX RAIL WELDING FACILITY | GWINNETT ST EXTENSION | SAVANNAH | Chatham | 9025055 | 1 | [5 empty] | Closed in Ground | Gas (Historical Use) | 500 | Bare Steel | 1961-01-01 | 1899-12-31 | Unknown
Kroger#657 | 2960 SHALLOWFORD RD | MARIETTA | Chatham | 10003012 | 2B | Flapper Valve | 2020-01-09 | FALSE | 2020-01-09 | FALSE | Currently in Use | Premium | 8000 | Fiberglass Double Walled | 2020-01-09 |  | Double-Walled Flex | Pressurized
Kroger#657 | 2960 SHALLOWFORD RD | MARIETTA | Chatham | 10003012 | 1 | Flapper Valve | 2020-01-09 | FALSE | 2020-01-09 | FALSE | Currently in Use | Regular | 20000 | Fiberglass Double Walled | 2020-01-09 |  | Double-Walled Flex | Pressurized
Kroger#657 | 2960 SHALLOWFORD RD | MARIETTA | Chatham | 10003012 | 2A | Flapper Valve | 2020-01-09 | FALSE | 2020-01-09 | FALSE | Currently in Use | Diesel | 10000 | Fiberglass Double Walled | 2020-01-09 |  | Double-Walled Flex | Pressurized
Murphy Express #8829 | 14080 Abercorn ST | SAVANNAH | Chatham | 10002763 | 2B | Flapper Valve |  | FALSE |  | FALSE | Currently in Use | Diesel | 10000 | Fiberglass Double Walled | 2017-10-13 |  | Double-Walled Fiberglass | Pressurized
Murphy Express #8829 | 14080 Abercorn ST | SAVANNAH | Chatham | 10002763 | 2C | Flapper Valve |  | FALSE |  | FALSE | Currently in Use | E-0 | 8000 | Fiberglass Double Walled | 2017-10-13 |  | Double-Walled Fiberglass | Pressurized
Murphy Express #8829 | 14080 Abercorn ST | SAVANNAH | Chatham | 10002763 | 1 | Flapper Valve |  | FALSE |  | FALSE | Currently in Use | Regular | 25000 | Fiberglass Double Walled | 2017-10-13 |  | Double-Walled Fiberglass | Pressurized
Murphy Express #8829 | 14080 Abercorn ST | SAVANNAH | Chatham | 10002763 | 2A | Flapper Valve |  | FALSE |  | FALSE | Currently in Use | Premium | 8000 | Fiberglass Double Walled | 2017-10-13 |  | Double-Walled Fiberglass | Pressurized
PHASE I/MAINT FAC | LANDINGS WAY N | SAVANNAH | Chatham | 4250243 | 2 | [5 empty] | Removed from Ground | Gas (Historical Use) | 2000 | Marked Unknown | 1979-03-20 | 1899-12-31 | Unknown
TCW | 230 NORDIC WAY | POOLER | Chatham | 10002609 | 1 | Flapper Valve | 2016-05-01 | FALSE | 2016-05-01 | FALSE | Currently in Use | Diesel | 20000 | Fiberglass Double Walled | 2016-05-01 |  | Double-Walled Flex
STRICKLAND OIL CO | 142 PINE BARREN RD | POOLER | Chatham | 10001066 | 1B | Flapper Valve | 2005-09-01 | FALSE | 2005-09-01 | FALSE | Currently in Use | E-0 | 3000 | Composite | 2005-09-01 |  | Fiberglass Reinforced Plastic | Safe Suction (Euro)
ENK830 | 907 E HWY 80 | POOLER | Chatham | 250553 | 2 | Flapper Valve | 1987-11-04 | FALSE | 1987-11-04 | FALSE | Currently in Use | E-10 | 12000 | Composite Double Walled | 1987-11-04 |  | Fiberglass Reinforced Plastic | Pressurized
CITY OF POOLER | 103 S ROGERS ST | POOLER | Chatham | 9025114 | 2 | [5 empty] | Removed from Ground | Gas (Historical Use) | 3000 | Bare Steel | 1982-01-01 | 1997-07-30 | Galvanized Steel | Pressurized
LYNCH'S TRUCKSTOP | 1554 HWY 80 | POOLER | Chatham | 9025257 | 1 | [5 empty] | Removed from Ground | Diesel | 4000 | Not Marked/Unknown | 1996-05-26 | 1996-05-26 | Not Marked
GATE #209 | 418 E HWY 80 | POOLER | Chatham | 4250242 | 8 |  | 2013-08-01 | FALSE | 2013-08-01 | FALSE | Currently in Use | E-0 | 5000 | Composite Double Walled | 2013-08-01 |  | Double-Walled Fiberglass | Pressurized
GATE #209 | 418 E HWY 80 | POOLER | Chatham | 4250242 | 6 | Flapper Valve | 1996-05-23 | FALSE | 1996-05-23 | FALSE | Currently in Use | Premium | 15000 | Fiberglass Double Walled | 1996-05-21 |  | Double-Walled Fiberglass | Pressurized
SOUTHEASTERN FREIGHT LINES | 1717 OLD DEAN FOREST RD | POOLER | Chatham | 4250100 | 1 | [5 empty] | Removed from Ground | Diesel | 20000 | Bare Steel | 1976-05-05 | 1993-08-11 | Galvanized Steel | Pressurized
HARMAN MOTORS | 340 MONTGOMERY ST | SAVANNAH | Chatham | 4250225 | 4 | [5 empty] | Removed from Ground | Gas (Historical Use) | 550 | Not Marked/Unknown | 1997-10-10 | 1997-10-10 | Not Marked
JACKSON BROTHERS SERVICE CTR | 1141 W GWINNETT ST | SAVANNAH | Chatham | 4250246 | 1 | [5 empty] | Removed from Ground | Gas (Historical Use) | 2000 | Bare Steel | 1975-03-22 | 1999-07-23 | Galvanized Steel
SOUTHERN MOTORS ACURA | 402 EAST BROUGHTON STREET | SAVANNAH | Chatham | 9025272 | 1 |  |  | TRUE |  | TRUE | Removed from Ground | Used Oil | 250 | Not Marked/Unknown | 1996-06-14 | 1996-07-01 | Not Marked
CHATHAM CO/OLD AMOCO STATION | 203 MONTGOMERY STREET | SAVANNAH | Chatham | 4250486 | 4 |  |  | TRUE |  | TRUE | Removed from Ground | Used Oil | 500 | Bare Steel | 1956-05-07 | 1983-12-01 | Unknown
HICKLIN MOTOR LINE INC | 308 CAROLAN ST | SAVANNAH | Chatham | 4250379 | 1 | [5 empty] | Removed from Ground | Diesel | 8000 | Bare Steel | 1976-04-24 | 1987-06-01 | Galvanized Steel
TRANSUS (TENANT) | 1100 WEST LATHROP AVE | SAVANNAH | Chatham | 4250323 | 1 | [5 empty] | Removed from Ground | Diesel | 10000 | Bare Steel | 1990-03-26 | 1990-03-26 | Unknown
AVIS RENT A CAR | OGLETHORPE & BARNARD/SE CORNER | SAVANNAH | Chatham | 4250459 | 2 | [5 empty] | Removed from Ground | Empty | 3000 | Marked Unknown | 1998-06-30 | 1998-06-30 | Unknown
CHU'S MINIT MART | 1407 MONTGOMERY ST | SAVANNAH | Chatham | 9025117 | 3 |  | 1993-05-23 |  | 1993-05-23 |  | Removed from Ground | Gas (Historical Use) | 4000 | Galvanic (STIP-3) | 1990-03-03 | 2006-08-23 | Fiberglass Reinforced Plastic | Pressurized
CHATHAM CO\FORMER KAYO STATION | 1302 PRESIDENT ST EXT | SAVANNAH | Chatham | 9025135 | 6 | [5 empty] | Removed from Ground | Gas (Historical Use) | 4000 | Bare Steel | 1994-03-21 | 1994-03-21 | Galvanized Steel
NO FACILITY NAME | 225 HOUSTON ST | SAVANNAH | Chatham | 9025079 | 1 | [5 empty] | Removed from Ground | Gas (Historical Use) | 1000 | Bare Steel | 1993-02-10 | 1993-02-10 | Galvanized Steel | Suction (American)
PUMP N PANTRY #14 | 329 E MONTGOMERY CROSSROADS | SAVANNAH | Chatham | 9025002 | 5 | [5 empty] | Removed from Ground | Diesel | 3000 | Bare Steel | 1984-03-01 | 1991-04-01 | Unknown
PUMP N PANTRY #14 | 329 E MONTGOMERY CROSSROADS | SAVANNAH | Chatham | 9025002 | 7 | Ball Float | 1991-04-29 | FALSE | 1991-04-29 | FALSE | Currently in Use | Premium | 8000 | Composite | 1991-04-29 |  | Fiberglass Reinforced Plastic | Pressurized
PUMP N PANTRY #14 | 329 E MONTGOMERY CROSSROADS | SAVANNAH | Chatham | 9025002 | 8A | Ball Float | 1991-04-29 | FALSE | 1991-04-29 | FALSE | Currently in Use | E-0 | 4000 | Composite | 1991-04-29 |  | Fiberglass Reinforced Plastic | Pressurized
PUMP N PANTRY #14 | 329 E MONTGOMERY CROSSROADS | SAVANNAH | Chatham | 9025002 | 4 | [5 empty] | Removed from Ground | Gas (Historical Use) | 8000 | Bare Steel | 1982-03-01 | 1991-04-01 | Unknown
SAVANNAH FIRE DEPARTMENT | 101 MLK JR BLVD | SAVANNAH | Chatham | 4250261 | 3 |  | 1990-07-28 |  | 1990-07-28 |  | Removed from Ground | Diesel | 1000 | Cathodically Protected Steel | 1990-07-28 | 1998-01-31 | Cathodically Protected | Safe Suction (Euro)
CSX TRANSPORATION/POWELL DUFFRYN | HUTCHINSON ISLAND | SAVANNAH | Chatham | 9033249 | 1 | [5 empty] | Permanently Out of Use - historical purposes | Used Oil | 0 | Marked Unknown |  | 1899-12-31 | Not Marked
PARKERS #19 | 222 DRAYTON ST | SAVANNAH | Chatham | 9025141 | 3 | [5 empty] | Closed in Ground | Gas (Historical Use) | 5000 | Bare Steel | 1978-01-01 | 1997-02-01 | Bare Steel | Suction (American)
ROCKINGHAM FARMS | SW BY-PASS | SAVANNAH | Chatham | 9025187 | DUMMY | [5 empty] | Currently in Use | Diesel | 0 | Not Marked/Unknown |  |  | Not Marked
NORMAN W FRIES INC | 663 E 33RD ST | SAVANNAH | Chatham | 9025206 | 1 | [5 empty] | Removed from Ground | Diesel | 10000 | Bare Steel | 1995-09-13 | 1995-09-13 | Galvanized Steel | Suction (American)
SAVANNAH TRADE CENTER | HUTCHINSON ISLAND | SAVANNAH | Chatham | 9025294 | 1 | [5 empty] | Removed from Ground | Diesel | 0 | Not Marked/Unknown |  | 1899-12-31 | Not Marked
SHADIES | 2215 MLK JR BLVD | SAVANNAH | Chatham | 9025234 | 3 | Flapper Valve | 1999-01-01 | FALSE | 1999-01-01 | FALSE | Currently in Use | Plus | 6000 | Galvanic (STIP-3) | 1987-01-01 |  | Fiberglass Reinforced Plastic | Pressurized
BST/WHITE BLUFF CO/R2225 | 11611 WHITE BLUFF RD | SAVANNAH | Chatham | 4250442 | 1 | [5 empty] | Removed from Ground | Kerosene | 10000 | Bare Steel | 1971-07-18 | 1994-07-01 | Copper | Suction (American)
CIRCLE K #2705160 | 1008 KING GEORGE BLVD | SAVANNAH | Chatham | 9025054 | 3 | Flapper Valve | 2017-03-30 | FALSE | 2017-03-30 | FALSE | Currently in Use | Diesel | 12000 | Fiberglass Double Walled | 2017-03-30 |  | Double-Walled Fiberglass | Pressurized
BUDGET FOOD STORE | 1028 WEST BAY ST | SAVANNAH | Chatham | 9025015 | 3 | Flapper Valve | 1996-01-01 | FALSE | 1996-01-01 | FALSE | Currently in Use | Premium | 6000 | Galvanic (STIP-3) | 1987-01-01 |  | Fiberglass Reinforced Plastic | Pressurized
PUMP N PANTRY #14 | 329 E MONTGOMERY CROSSROADS | SAVANNAH | Chatham | 9025002 | 1 | [5 empty] | Removed from Ground | Gas (Historical Use) | 3000 | Bare Steel | 1970-03-01 | 1991-04-01 | Unknown
ENK600 | 7406 WATERS AVE | SAVANNAH | Chatham | 4250433 | 3 | Flapper Valve | 1985-05-05 | FALSE | 1985-05-05 | FALSE | Currently in Use | Regular | 12000 | Composite | 1985-05-05 |  | Fiberglass Reinforced Plastic | Pressurized
RAM FOODMART | 1101 E MONTGOMERY CROSS RD | SAVANNAH | Chatham | 9025115 | 2 | Ball Float | 1990-01-01 | FALSE | 1990-01-01 | FALSE | Currently in Use | Premium | 6000 | Galvanic (STIP-3) | 1990-01-01 |  | Fiberglass Reinforced Plastic | Pressurized
ENK600 | 7406 WATERS AVE | SAVANNAH | Chatham | 4250433 | 2 | Flapper Valve | 1985-05-05 | FALSE | 1985-05-05 | FALSE | Currently in Use | Regular | 12000 | Composite | 1985-05-05 |  | Fiberglass Reinforced Plastic | Pressurized
HARMAN MOTORS | 340 MONTGOMERY ST | SAVANNAH | Chatham | 4250225 | 2 | [5 empty] | Removed from Ground | Gas (Historical Use) | 550 | Not Marked/Unknown | 1997-10-10 | 1997-10-10 | Not Marked
SMITH'S TEXACO | 236 DRAYTON ST | SAVANNAH | Chatham | 4250230 | 7 |  | 1998-06-29 |  | 1998-06-29 |  | Removed from Ground | Diesel | 3000 | Galvanic (STIP-3) | 1987-07-31 | 2014-06-01 | Fiberglass Reinforced Plastic | Suction (American)
SMITH'S TEXACO | 236 DRAYTON ST | SAVANNAH | Chatham | 4250230 | 1 | [5 empty] | Removed from Ground | Gas (Historical Use) | 3000 | Bare Steel | 1972-03-05 | 1899-12-31 | Galvanized Steel
SAVANNAH VEHICLE MAINTENANCE CEN | 1100 WEST GWINNETT ST | SAVANNAH | Chatham | 4250270 | 5 | Ball Float | 1997-05-01 | FALSE | 1997-05-01 | FALSE | Removed from Ground | Diesel | 10000 | Composite Double Walled | 1997-05-01 |  | Double-Walled Flex | Pressurized
ALLEN OIL CO PUMP N PANTRY #20 | 102 W 37TH ST | SAVANNAH | Chatham | 4250289 | 3 | [5 empty] | Removed from Ground | Gas (Historical Use) | 3000 | Bare Steel | 1961-03-05 | 1988-05-01 | Galvanized Steel
DOYLE CHEMICAL COMPANY | 2424 DRAYTON STREET | SAVANNAH | Chatham | 9025336 | 1 | [5 empty] | Removed from Ground | Gas (Historical Use) | 4000 | Bare Steel | 2000-03-01 | 2000-03-01 | Bare Steel | Suction (American)
LEES COMPLETE DIESEL SERVICE | 2333 LOUISVILLE RD | SAVANNAH | Chatham | 9025271 | 1 | [5 empty] | Removed from Ground | Other | 600 | Bare Steel | 1940-01-01 | 1996-02-01 | Bare Steel
COIN LAUNDY MAT/GOODIES FOOD STO | 1218 MONTGOMERY ST | SAVANNAH | Chatham | 4250477 | 3 | [5 empty] | Removed from Ground | Gas (Historical Use) | 4000 | Bare Steel | 1984-05-01 | 1994-04-13 | Galvanized Steel
HOLLINGSWORTH AUTO SERVICES INC | 500 MONTGOMERY ST | SAVANNAH | Chatham | 4250253 | 2 | [5 empty] | Removed from Ground | Diesel | 6000 | Bare Steel | 1961-04-09 | 1996-07-31 | Galvanized Steel
PRIESTER'S FINA STATION | 1509 WEST BROAD ST | SAVANNAH | Chatham | 4250254 | 1 | [5 empty] | Removed from Ground | Gas (Historical Use) | 1000 | Bare Steel | 1999-05-20 | 1899-12-31 | Galvanized Steel | Suction (American)
HORTON'S CHEVRON | 401 WEST BAY ST | SAVANNAH | Chatham | 4250299 | 1 | [5 empty] | Removed from Ground | Gas (Historical Use) | 10000 | Fiberglass | 1982-03-24 | 1985-01-01 | Fiberglass Reinforced Plastic
LOUISE MATHEWS SEAFOOD | 518 MLK JR BLVD | SAVANNAH | Chatham | 9025330 | 1 | [5 empty] | Removed from Ground | Diesel | 1000 | Bare Steel | 1999-12-08 | 1999-12-08 | Galvanized Steel | Safe Suction (Euro)
UNKNOWN | 301 W BOUNDARY STREET | SAVANNAH | Chatham | 9025328 | 2 | [5 empty] | Removed from Ground | Gas (Historical Use) | 0 | Bare Steel | 1979-01-01 | 1979-01-01 | Galvanized Steel | Pressurized
CIRCLE K #2705160 | 1008 KING GEORGE BLVD | SAVANNAH | Chatham | 9025054 | 1 | Flapper Valve | 2017-03-30 | FALSE | 2017-03-30 | FALSE | Currently in Use | E-10 | 20000 | Fiberglass Double Walled | 2017-03-30 |  | Double-Walled Fiberglass | Pressurized
Chevron Abercorn | 7203 ABERCORN ST | SAVANNAH | Chatham | 9025020 | 3 | Ball Float | 1988-08-01 | FALSE | 1988-08-01 | FALSE | Currently in Use | Diesel On Road | 10000 | Fiberglass | 1988-08-01 |  | Fiberglass Reinforced Plastic | Pressurized
SPEEDWAY #41/STARVIN MARVIN #41 | 7705 WATERS RD | SAVANNAH | Chatham | 4250392 | 4 | [5 empty] | Removed from Ground | Gas (Historical Use) | 4000 | Bare Steel | 1980-03-10 | 1991-09-25 | Galvanized Steel
PUMP N PANTRY #3 | 8502 ABERCORN ST | SAVANNAH | Chatham | 4250363 | 3 | [5 empty] | Removed from Ground | Gas (Historical Use) | 4000 | Bare Steel | 1966-01-29 | 1989-08-01 | Galvanized Steel | Pressurized
CHATHAM COUNTY MOSQUITO CONTROL | 1321 EISENHOWER DR | SAVANNAH | Chatham | 4250488 | 2 | [5 empty] | Removed from Ground | Gas (Historical Use) | 2000 | Bare Steel | 1971-05-08 | 2007-06-20 | Galvanized Steel
ABERCORN U-HAUL CTR | 8810 ABERCORN EXPRESSWAY | SAVANNAH | Chatham | 4250493 | 2 | [5 empty] | Removed from Ground | Gas (Historical Use) | 6000 | Bare Steel | 1983-04-15 | 1996-12-01 | Galvanized Steel
PARKERS #19 | 222 DRAYTON ST | SAVANNAH | Chatham | 9025141 | 2 | [5 empty] | Closed in Ground | Gas (Historical Use) | 3000 | Bare Steel | 1978-01-01 | 1997-02-01 | Bare Steel | Suction (American)
ROSE OF SHARON APARTMENTS | 322 E TAYLOR ST | SAVANNAH | Chatham | 9025322 | 1 | [5 empty] | Removed from Ground | Diesel | 500 | Bare Steel | 1999-03-31 | 1999-03-31 | Bare Steel | Safe Suction (Euro)
BARRETT OIL BULK PLANT | 2126 W BAY ST | SAVANNAH | Chatham | 9025233 | 3 | Ball Float | 1988-01-01 | FALSE | 1988-01-01 | FALSE | Currently in Use | Diesel Off Road | 12000 | Steel-Impressed Current | 1988-01-01 |  | Steel (Impressed Current) | Pressurized
SHADIES | 2215 MLK JR BLVD | SAVANNAH | Chatham | 9025234 | 4 | [5 empty] | Removed from Ground | Gas (Historical Use) | 4000 | Bare Steel | 1957-05-01 | 1989-06-01 | Galvanized Steel
SHADIES | 2215 MLK JR BLVD | SAVANNAH | Chatham | 9025234 | 5 | [5 empty] | Removed from Ground | Gas (Historical Use) | 4000 | Bare Steel | 1957-05-01 | 1989-06-01 | Galvanized Steel
NORFOLK SOUTHERN ACCESS PROPERTY | PRESIDENTS ROAD 1/2 MILE EAST OF | SAVANNAH | Chatham | 9025273 | 2 | [5 empty] | Removed from Ground | Gas (Historical Use) | 2000 | Not Marked/Unknown | 1996-07-01 | 1996-07-01 | Not Marked
CHATHAM CO/OLD AMOCO STATION | 203 MONTGOMERY STREET | SAVANNAH | Chatham | 4250486 | 1 | [5 empty] | Removed from Ground | Gas (Historical Use) | 1000 | Bare Steel | 1956-05-07 | 1983-12-01 | Unknown
STAR SERVICE & PETROLEUM CO | 731 WEST BROAD ST | SAVANNAH | Chatham | 4250321 | 2 | [5 empty] | Removed from Ground | Gas (Historical Use) | 8000 | Bare Steel | 1966-03-21 | 1998-02-15 | Galvanized Steel
CONSOLIDATED FREIGHTWAYS | 425 TELFAIR RD | SAVANNAH | Chatham | 4250335 | 1 | [5 empty] | Removed from Ground | Diesel | 8000 | Bare Steel | 1971-04-04 | 1978-07-01 | Unknown
PARKERS #22 | 325 MLK JR BLVD | SAVANNAH | Chatham | 4250394 | 3 | Flapper Valve | 1998-12-01 | FALSE | 1998-12-01 | FALSE | Currently in Use | Regular | 12000 | Steel-Impressed Current | 1980-03-10 |  | Fiberglass Reinforced Plastic | Pressurized
HARES FOOD STORE | 2200 HABERSHAM ST | SAVANNAH | Chatham | 4250474 | 1 |  | 1998-02-15 |  | 1998-02-15 |  | Temporarily out of use | Gas (Historical Use) | 8000 | Steel-Impressed Current | 1981-05-01 |  | Steel (Impressed Current) | Pressurized
ENK600 | 7406 WATERS AVE | SAVANNAH | Chatham | 4250433 | 6 |  |  | TRUE |  | TRUE | Removed from Ground | Used Oil | 500 | Marked Unknown | 2000-03-01 | 2000-03-01 | Unknown
BP #24085/GULF #598805 | 7100 HODGSON MEMORIAL DR | SAVANNAH | Chatham | 4250406 | 3 | [5 empty] | Removed from Ground | Gas (Historical Use) | 10000 | Bare Steel | 1981-04-30 | 1990-01-01 | Galvanized Steel
Discount Corner #5 | 1170 E DERENNE AVE | SAVANNAH | Chatham | 4250375 | 1 |  | 1998-03-20 | FALSE | 1998-03-20 | FALSE | Removed from Ground | Gas (Historical Use) | 5000 |  | 1986-11-12 | 2018-08-01 |  | Pressurized
JERRYS PAINT & BODY SHOP | 116 RANDOLPH | SAVANNAH | Chatham | 9025349 | 1 | [5 empty] | Removed from Ground | Kerosene | 550 | Marked Unknown | 2001-08-08 | 2001-08-08 | Unknown
PARKERS #22 | 325 MLK JR BLVD | SAVANNAH | Chatham | 4250394 | 5 | Ball Float | 1998-12-01 | FALSE | 1998-12-01 | FALSE | Currently in Use | Diesel | 6000 | Steel-Impressed Current | 1980-03-10 |  | Fiberglass Reinforced Plastic | Pressurized
CHATHAM CO\FORMER KAYO STATION | 1302 PRESIDENT ST EXT | SAVANNAH | Chatham | 9025135 | 5 | [5 empty] | Removed from Ground | Gas (Historical Use) | 4000 | Bare Steel | 1994-03-21 | 1994-03-21 | Galvanized Steel
SANDFLY #8 | 1 DIAMOND CAUSEWAY SUITE 11 | SAVANNAH | Chatham | 9025014 | 2 | Flapper Valve | 1996-08-01 | FALSE | 1996-08-01 | FALSE | Currently in Use | Plus | 8000 | Steel-Impressed Current | 1987-01-01 |  | Fiberglass Reinforced Plastic | Pressurized
VADEN TRUCK SALES | 5903 OGEECHEE RD | SAVANNAH | Chatham | 9025013 | 1 | [5 empty] | Removed from Ground | Gas (Historical Use) | 4000 | Marked Unknown | 1992-02-11 | 1992-03-18 | Unknown
PUMP N PANTRY #14 | 329 E MONTGOMERY CROSSROADS | SAVANNAH | Chatham | 9025002 | 3 | [5 empty] | Removed from Ground | Gas (Historical Use) | 3000 | Bare Steel | 1970-03-01 | 1991-04-01 | Unknown
ENK600 | 7406 WATERS AVE | SAVANNAH | Chatham | 4250433 | 1 | Flapper Valve | 1985-05-05 | FALSE | 1985-05-05 | FALSE | Currently in Use | Premium | 12000 | Composite | 1985-05-05 |  | Fiberglass Reinforced Plastic | Pressurized
Discount Corner #5 | 1170 E DERENNE AVE | SAVANNAH | Chatham | 4250375 | 4B | Flapper Valve | 2018-10-01 | FALSE | 2018-10-01 | FALSE | Currently in Use | Gas (Historical Use) | 2500 | Composite Double Walled | 2018-08-03 |  | Fiberglass Reinforced Plastic | Pressurized
J C LEWIS MOTOR CO INC | 9505 ABERCORN ST | SAVANNAH | Chatham | 4250356 | 5 |  |  | TRUE |  | TRUE | Permanently Out of Use - historical purposes | Used Oil | 500 | Bare Steel | 1971-01-01 | 1899-12-31 | Not Marked
HORTON'S CHEVRON | 401 WEST BAY ST | SAVANNAH | Chatham | 4250299 | 2 | [5 empty] | Removed from Ground | Gas (Historical Use) | 10000 | Fiberglass | 1982-03-24 | 1985-01-01 | Fiberglass Reinforced Plastic
CUMMINS SOUTH INC | 8 INTERCHANGE CT | SAVANNAH | Chatham | 9025316 | 1 |  |  | TRUE |  | TRUE | Removed from Ground | Used Oil | 500 | Not Marked/Unknown | 1998-10-27 | 1998-10-27 | Not Marked
STAR SERVICE & PETROLEUM CO | 731 WEST BROAD ST | SAVANNAH | Chatham | 4250321 | 4 | [5 empty] | Removed from Ground | Gas (Historical Use) | 2000 | Bare Steel | 1966-03-21 | 1998-02-15 | Galvanized Steel
PARKERS #22 | 325 MLK JR BLVD | SAVANNAH | Chatham | 4250394 | 1 | [5 empty] | Removed from Ground | Gas (Historical Use) | 4000 | Bare Steel | 1985-03-10 | 1986-01-01 | Galvanized Steel | Pressurized
BST/SAVANNAH BULL ST - R2233 | 1300 BULL ST | SAVANNAH | Chatham | 4250436 | 2 | Flapper Valve | 1997-02-12 | FALSE | 1997-02-12 | FALSE | Currently in Use | Diesel | 15000 |  | 1997-02-12 |  | Copper | Suction (American)
SOUTHERN BELL/SVNHGASG/R2294 | 708 EAST GWINNETT ST | SAVANNAH | Chatham | 4250441 | 2 | [5 empty] | Removed from Ground | Gas (Historical Use) | 3000 | Bare Steel | 1959-01-01 | 1987-07-17 | Galvanized Steel | Pressurized
COIN LAUNDY MAT/GOODIES FOOD STO | 1218 MONTGOMERY ST | SAVANNAH | Chatham | 4250477 | 2 | [5 empty] | Removed from Ground | Gas (Historical Use) | 6000 | Bare Steel | 1984-05-01 | 1994-04-13 | Galvanized Steel
CHATHAM CO\FORMER KAYO STATION | 1302 PRESIDENT ST EXT | SAVANNAH | Chatham | 9025135 | 3 | [5 empty] | Removed from Ground | Gas (Historical Use) | 4000 | Bare Steel | 1994-03-21 | 1994-03-21 | Galvanized Steel
SANDFLY #8 | 1 DIAMOND CAUSEWAY SUITE 11 | SAVANNAH | Chatham | 9025014 | 3 | Flapper Valve | 1996-08-01 | FALSE | 1996-08-01 | FALSE | Currently in Use | Premium | 8000 | Steel-Impressed Current | 1987-01-01 |  | Fiberglass Reinforced Plastic | Pressurized
SPEEDWAY #41/STARVIN MARVIN #41 | 7705 WATERS RD | SAVANNAH | Chatham | 4250392 | 3 | [5 empty] | Removed from Ground | Diesel | 8000 | Bare Steel | 1980-03-10 | 1991-09-24 | Galvanized Steel
SAVANNAH VEHICLE MAINT DEPT | 6900 SALLIE MOOD RD | SAVANNAH | Chatham | 9025169 | 9 | [5 empty] | Removed from Ground | Other | 0 | Fiberglass | 1998-12-05 | 1998-12-05 | Fiberglass Reinforced Plastic
SAVANNAH VEHICLE MAINT DEPT | 6900 SALLIE MOOD RD | SAVANNAH | Chatham | 9025169 | 2 | Flapper Valve | 1986-01-01 | FALSE | 1991-11-01 | FALSE | Currently in Use | Regular | 10000 | Fiberglass | 1986-01-01 |  | Fiberglass Reinforced Plastic
SAVANNAH VEHICLE MAINT DEPT | 6900 SALLIE MOOD RD | SAVANNAH | Chatham | 9025169 | 8 | [5 empty] | Removed from Ground | Other | 0 | Fiberglass | 1998-12-05 | 1998-12-05 | Fiberglass Reinforced Plastic
LARGO CHEVRON | 11434 ABERCORN ST | SAVANNAH | Chatham | 4250297 | 4 |  |  | TRUE |  | TRUE | Removed from Ground | Used Oil | 1000 | Fiberglass | 1982-03-24 | 1988-04-02 | Fiberglass Reinforced Plastic
RICKS GLASS CO INC | 909 WHEATON ST | SAVANNAH | Chatham | 4250221 | 1 | [5 empty] | Permanently Out of Use - historical purposes | Other | 1000 | Epoxy | 1985-03-11 | 1899-12-31 | Galvanized Steel
SMITH'S TEXACO | 236 DRAYTON ST | SAVANNAH | Chatham | 4250230 | 6 |  | 1998-06-29 |  | 1998-06-29 |  | Removed from Ground | Gas (Historical Use) | 5000 | Galvanic (STIP-3) | 1987-07-31 | 2014-06-01 | Fiberglass Reinforced Plastic | Suction (American)
SMITH'S TEXACO | 236 DRAYTON ST | SAVANNAH | Chatham | 4250230 | 9 |  |  | FALSE |  | FALSE | Removed from Ground | Used Oil | 250 | Bare Steel | 2014-06-01 | 2014-06-01 | Galvanized Steel | Suction (American)
SMITH'S TEXACO | 236 DRAYTON ST | SAVANNAH | Chatham | 4250230 | 8 |  |  | FALSE |  | FALSE | Closed in Ground | Used Oil | 3000 | Bare Steel |  | 1899-12-31 | Galvanized Steel | Suction (American)
SAVANNAH FIRE DEPARTMENT | 232 E LATHROP S | SAVANNAH | Chatham | 4250262 | 2 | [5 empty] | Closed in Ground | Diesel | 300 | Bare Steel | 1966-03-12 | 1990-02-20 | Galvanized Steel
SAVANNAH/WATER POLLUTION CTRL | 23 YAMACRAW VILLAGE | SAVANNAH | Chatham | 4250274 | 1 | [5 empty] | Removed from Ground | Diesel | 550 | Bare Steel | 1976-01-01 | 1899-12-31 | Galvanized Steel
PARKERS #19 | 222 DRAYTON ST | SAVANNAH | Chatham | 9025141 | 4 | Ball Float | 1998-03-20 | FALSE | 1998-03-20 | FALSE | Currently in Use | Regular | 4000 | Fiberglass Double Walled | 1998-02-25 |  | Fiberglass Reinforced Plastic | Pressurized
PARKERS #19 | 222 DRAYTON ST | SAVANNAH | Chatham | 9025141 | 5 | Ball Float | 1998-03-20 | FALSE | 1998-03-20 | FALSE | Currently in Use | Regular | 4000 | Fiberglass Double Walled | 1998-02-25 |  | Fiberglass Reinforced Plastic | Pressurized
SHADIES | 2215 MLK JR BLVD | SAVANNAH | Chatham | 9025234 | 2 | Flapper Valve | 1999-01-01 | FALSE | 1999-01-01 | FALSE | Currently in Use | Premium | 6000 | Galvanic (STIP-3) | 1987-01-01 |  | Fiberglass Reinforced Plastic | Pressurized
CHATHAM CO/OLD AMOCO STATION | 203 MONTGOMERY STREET | SAVANNAH | Chatham | 4250486 | 3 | [5 empty] | Removed from Ground | Gas (Historical Use) | 1000 | Bare Steel | 1956-05-07 | 1983-12-01 | Unknown
PUMP N PANTRY #19 | 1816 MONTGOMERY ST | SAVANNAH | Chatham | 4250366 | 1 | Flapper Valve | 1996-01-05 | FALSE | 1996-01-05 | FALSE | Currently in Use | Regular | 4000 | Steel-Impressed Current | 1982-01-29 |  | Double-Walled Flex | Pressurized
AVIS RENT A CAR | OGLETHORPE & BARNARD/SE CORNER | SAVANNAH | Chatham | 4250459 | 1 | [5 empty] | Removed from Ground | Empty | 3000 | Marked Unknown | 1966-05-08 | 1998-06-30 | Unknown
PUMP N PANTRY #14 | 329 E MONTGOMERY CROSSROADS | SAVANNAH | Chatham | 9025002 | 2 | [5 empty] | Removed from Ground | Gas (Historical Use) | 3000 | Bare Steel | 1970-03-01 | 1991-04-01 | Unknown
BOAEN'S SANITARY SERVICE | RT 3 BOX 241 | SAVANNAH | Chatham | 4250452 | 1 | [5 empty] | Closed in Ground | Gas (Historical Use) | 950 | Bare Steel | 1972-05-05 | 1986-04-01 | Unknown
DAYS INN MOTEL #0094 | 114 MALL BLVD | SAVANNAH | Chatham | 4250388 | 2 | [5 empty] | Removed from Ground | Gas (Historical Use) | 10000 | Bare Steel | 1963-01-01 | 1993-01-01 | Galvanized Steel
GA DEPT OF DEF/OMS #3 GAARNG | 1248 EISENHOWER DR | SAVANNAH | Chatham | 4250395 | 2 | [5 empty] | Removed from Ground | Diesel | 8000 | Bare Steel | 1965-12-31 | 1996-01-10 | Galvanized Steel
BP #24085/GULF #598805 | 7100 HODGSON MEMORIAL DR | SAVANNAH | Chatham | 4250406 | 1 | [5 empty] | Removed from Ground | Gas (Historical Use) | 10000 | Bare Steel | 1981-04-30 | 1990-01-01 | Galvanized Steel
Discount Corner #5 | 1170 E DERENNE AVE | SAVANNAH | Chatham | 4250375 | 3 |  | 1998-03-20 | FALSE | 1998-03-20 | FALSE | Removed from Ground | Gas (Historical Use) | 2000 |  | 1986-11-12 | 2018-08-01 |  | Pressurized
CHATHAM CO FLEET OPERATIONS | 7235 SALLIE MOOD DR | SAVANNAH | Chatham | 4250489 | 4 | [5 empty] | Removed from Ground | Gas (Historical Use) | 1000 | Bare Steel | 1971-05-08 | 1995-05-02 | Galvanized Steel
CHATHAM CO FLEET OPERATIONS | 7235 SALLIE MOOD DR | SAVANNAH | Chatham | 4250489 | 7 |  | 1995-01-20 |  | 1995-01-20 |  | Removed from Ground | Gas (Historical Use) | 10000 | Composite Double Walled | 1995-01-20 | 2012-10-25 | Double-Walled Flex | Pressurized
CHATHAM CO FLEET OPERATIONS | 7235 SALLIE MOOD DR | SAVANNAH | Chatham | 4250489 | 5 | [5 empty] | Removed from Ground | Gas (Historical Use) | 8000 | Not Marked/Unknown | 1995-05-02 | 1995-05-02 | Unknown
ABERCORN U-HAUL CTR | 8810 ABERCORN EXPRESSWAY | SAVANNAH | Chatham | 4250493 | 1 | [5 empty] | Removed from Ground | Gas (Historical Use) | 6000 | Bare Steel | 1983-04-15 | 1996-12-01 | Galvanized Steel
CHUS ABERCORN | 7204 ABERCORN | SAVANNAH | Chatham | 9025339 | 2 | Ball Float | 2000-06-10 | FALSE | 2000-06-10 | FALSE | Currently in Use | Premium | 12000 | Composite | 2000-04-05 |  |  | Pressurized
OLD GAS STATION (PARKING LOT OF | 15 E MONTGOMERY CROSS ROADS | SAVANNAH | Chatham | 9025312 | 1 | [5 empty] | Removed from Ground | Gas (Historical Use) | 2000 | Not Marked/Unknown | 1998-09-19 | 1998-09-19 | Not Marked
OLD GAS STATION (PARKING LOT OF | 15 E MONTGOMERY CROSS ROADS | SAVANNAH | Chatham | 9025312 | 4 | [5 empty] | Removed from Ground | Gas (Historical Use) | 2000 | Not Marked/Unknown | 1998-09-19 | 1998-09-19 | Not Marked
OVERNITE TRANSPORTATION CO | 1503 LISSNER AVE | SAVANNAH | Chatham | 4250349 | 1 | [5 empty] | Closed in Ground | Diesel | 5000 | Bare Steel | 1959-04-12 | 1987-06-01 | Galvanized Steel | Suction (American)
SHOP N GO #1 | 728 W OGLETHORPE AVE | SAVANNAH | Chatham | 4250480 | 4 | Ball Float | 2012-07-01 | FALSE | 2012-07-01 | FALSE | Currently in Use | Regular | 10000 | Composite Double Walled | 2012-07-01 |  | Double-Walled Fiberglass | Pressurized
COIN LAUNDY MAT/GOODIES FOOD STO | 1218 MONTGOMERY ST | SAVANNAH | Chatham | 4250477 | 1 | [5 empty] | Removed from Ground | Gas (Historical Use) | 6000 | Bare Steel | 1984-05-01 | 1994-04-13 | Galvanized Steel | Pressurized
CHATHAM CO\FORMER KAYO STATION | 1302 PRESIDENT ST EXT | SAVANNAH | Chatham | 9025135 | 2 | [5 empty] | Removed from Ground | Gas (Historical Use) | 4000 | Bare Steel | 1994-03-21 | 1994-03-21 | Galvanized Steel
NO FACILITY NAME GIVEN | 1110 EAST 40TH LANE | SAVANNAH | Chatham | 9025047 | 1 | [5 empty] | Closed in Ground | Gas (Historical Use) | 1000 | Bare Steel | 1986-05-21 | 1986-05-21 | Unknown
WJCL-FM TRANSMITTER SITE | 10001 ABERCORN ST | SAVANNAH | Chatham | 9025017 | 1 | [5 empty] | Removed from Ground | Diesel | 500 | Bare Steel | 1982-01-01 | 1998-12-18 | Bare Steel | Safe Suction (Euro)
OLD GAS STATION | MLK JR DR & HALL ST | SAVANNAH | Chatham | 9025139 | 1 | [5 empty] | Removed from Ground | Gas (Historical Use) | 550 | Bare Steel | 1964-01-01 | 1994-03-02 | Galvanized Steel | Safe Suction (Euro)
SPEEDWAY #41/STARVIN MARVIN #41 | 7705 WATERS RD | SAVANNAH | Chatham | 4250392 | 2 | [5 empty] | Removed from Ground | Gas (Historical Use) | 10000 | Bare Steel | 1980-03-10 | 1991-09-24 | Galvanized Steel
Discount Corner #5 | 1170 E DERENNE AVE | SAVANNAH | Chatham | 4250375 | 4A | Flapper Valve | 2018-10-01 | FALSE | 2018-10-01 | FALSE | Currently in Use | Gas (Historical Use) | 8000 | Composite Double Walled | 2018-08-03 |  | Fiberglass Reinforced Plastic | Pressurized
COASTAL TRANSMISSION SVC INC | 101 EISENHOWER DR | SAVANNAH | Chatham | 4250483 | 1 |  |  | TRUE |  | TRUE | Removed from Ground | Used Oil | 1000 | Bare Steel | 1982-05-06 | 1987-01-01 | Unknown
KELLY MOTORS | 7300 ABERCORN ST | SAVANNAH | Chatham | 4250481 | 4 |  |  | TRUE |  | TRUE | Removed from Ground | Used Oil | 10000 | Bare Steel | 1966-05-06 | 1987-01-01 | Unknown
AUTO-SHINE II | 239 E MONTGOMERY CROSSROAD | SAVANNAH | Chatham | 9025281 | 2 | Flapper Valve | 1996-08-01 | FALSE | 1996-08-01 | FALSE | Closed in Ground | Premium | 6000 | Composite | 1996-08-01 |  | Fiberglass Reinforced Plastic | Pressurized
SAVANNAH DODGE | 7011 ABERCORN ST | SAVANNAH | Chatham | 9025250 | 1 | [5 empty] | Closed in Ground | Gas (Historical Use) | 10000 | Bare Steel | 1970-01-01 | 1996-09-01 | Bare Steel | Pressurized
VERNON VIEW BOAT DOCK | 306 -B MCALPIN ST | SAVANNAH | Chatham | 9025251 | 2 | [5 empty] | Removed from Ground | Gas (Historical Use) | 1000 | Not Marked/Unknown | 1997-02-19 | 1997-02-19 | Not Marked
GREAT DANE TRAILERS INC | EAST LATHROP AVE | SAVANNAH | Chatham | 4250420 | 1 | [5 empty] | Removed from Ground | Diesel | 10000 | Bare Steel | 1976-05-02 | 1990-06-01 | Galvanized Steel
LIFT STATION 131 | PRESIDENT ST | SAVANNAH | Chatham | 9025227 | 1 | [5 empty] | Closed in Ground | Diesel | 700 | Marked Unknown | 1986-01-01 | 1996-07-01 | Unknown | Pressurized
ABANDONED SERVICE STATION | OGEECHEE RD | SAVANNAH | Chatham | 9025262 | 1 | [5 empty] | Temporarily out of use | Other | 0 | Marked Unknown |  |  | Unknown
SPEEDWAY #41/STARVIN MARVIN #41 | 7705 WATERS RD | SAVANNAH | Chatham | 4250392 | 1 | [5 empty] | Removed from Ground | Gas (Historical Use) | 10000 | Bare Steel | 1980-03-10 | 1991-09-24 | Galvanized Steel
GA DEPT OF DEF/OMS #3 GAARNG | 1248 EISENHOWER DR | SAVANNAH | Chatham | 4250395 | 1 | [5 empty] | Removed from Ground | Gas (Historical Use) | 5000 | Bare Steel | 1943-12-31 | 1996-01-10 | Unknown
Discount Corner #5 | 1170 E DERENNE AVE | SAVANNAH | Chatham | 4250375 | 4C | Flapper Valve | 2018-10-01 | FALSE | 2018-10-01 | FALSE | Currently in Use | Diesel | 2500 | Composite Double Walled | 2018-08-03 |  | Fiberglass Reinforced Plastic | Pressurized
KELLY MOTORS | 7300 ABERCORN ST | SAVANNAH | Chatham | 4250481 | 1 |  |  | TRUE |  | TRUE | Removed from Ground | Used Oil | 10000 | Bare Steel | 1966-05-06 | 1987-01-01 | Unknown
ABERCORN U-HAUL CTR | 8810 ABERCORN EXPRESSWAY | SAVANNAH | Chatham | 4250493 | 5 | [5 empty] | Closed in Ground | Diesel | 6000 | Marked Unknown | 1980-03-01 | 1980-03-01 | Unknown
SAVANNAH VEHICLE MAINT DEPT | 6900 SALLIE MOOD RD | SAVANNAH | Chatham | 9025169 | 1 | Flapper Valve | 1986-01-01 | FALSE | 1991-11-01 | FALSE | Currently in Use | Regular | 10000 | Fiberglass | 1986-01-01 |  | Fiberglass Reinforced Plastic
EAST COAST TERM/SOUTHEASTERN MAR | HARBOR ST | SAVANNAH | Chatham | 4250390 | 1 | [5 empty] | Removed from Ground | Gas (Historical Use) | 8000 | Cathodically Protected Steel | 1981-04-23 | 1992-03-05 | Galvanized Steel | Suction (American)
CENTRAL OF GEORGIA RAILROAD | LOUISVILLE RD AND FAIR STREET | SAVANNAH | Chatham | 9025213 | 1 | [5 empty] | Removed from Ground | Diesel | 2000 | Marked Unknown | 1995-08-07 | 1995-08-07 | Galvanized Steel | Safe Suction (Euro)
J C LEWIS MOTOR CO INC | 9505 ABERCORN ST | SAVANNAH | Chatham | 4250356 | 4 |  |  | TRUE |  | TRUE | Permanently Out of Use - historical purposes | Used Oil | 1800 | Bare Steel | 1972-04-17 | 1899-12-31 | Galvanized Steel
EISENHOWER BP | 2010 EISENHOWER DR | SAVANNAH | Chatham | 9025331 | 2 | Flapper Valve | 1999-02-28 | FALSE | 1999-02-28 | FALSE | Currently in Use | Premium | 10000 | Composite | 1998-09-20 |  | Double-Walled Flex | Pressurized
SAVANNAH VEHICLE MAINT DEPT | 6900 SALLIE MOOD RD | SAVANNAH | Chatham | 9025169 | 3 |  | 1986-01-01 | FALSE | 1991-11-01 | FALSE | Currently in Use | Diesel | 10000 | Fiberglass | 1986-01-01 |  | Fiberglass Reinforced Plastic
CIRCLE K 2701869 | 5520 HWY 21 | SAVANNAH | Chatham | 10002656 | 5 | Flapper Valve | 2016-11-01 | FALSE | 2016-11-01 | FALSE | Currently in Use | Diesel | 20000 | Composite Double Walled | 2016-09-01 |  | Double-Walled Fiberglass | Pressurized
CIRCLE K 2701869 | 5520 HWY 21 | SAVANNAH | Chatham | 10002656 | 4 | Flapper Valve | 2016-11-01 | FALSE | 2016-11-01 | FALSE | Currently in Use | Diesel | 20000 | Composite Double Walled | 2016-09-01 |  | Double-Walled Fiberglass | Pressurized
COUNTRY CONVENIENCE #3 | 1102 EAST VICTORY DRIVE | SAVANNAH | Chatham | 10000795 | 2 |  |  | FALSE |  | FALSE | Closed in Ground | Gas (Historical Use) | 4000 | Bare Steel | 1983-01-01 | 1983-01-01
PARKERS #35 | 5300 SKIDAWAY RD | SAVANNAH | Chatham | 10001956 | 2A | Flapper Valve | 2011-01-01 | FALSE | 2011-01-01 | FALSE | Currently in Use | Premium | 5000 | Composite Double Walled | 2011-01-01 |  | Double-Walled Fiberglass | Pressurized
GREEN THUMB INC | 3932 WATERS AVE | SAVANNAH | Chatham | 9025210 | 3 |  |  | TRUE |  | TRUE | Removed from Ground | Used Oil | 500 | Marked Unknown | 1996-06-19 | 1996-06-19 | Unknown
KEM DISTRIBUTING INC | 2604 CAUSTON BLUFF RD | SAVANNAH | Chatham | 9025194 | 3 | [5 empty] | Removed from Ground | Gas (Historical Use) | 5000 | Bare Steel | 1979-08-01 | 1995-03-27 | Galvanized Steel | Suction (American)
CALVARY BAPTIST CHURCH GARAGE | 4625 WATERS AVE | SAVANNAH | Chatham | 9025317 | 1 | [5 empty] | Removed from Ground | Gas (Historical Use) | 1000 | Bare Steel | 1978-01-01 | 1998-08-01 | Galvanized Steel | Suction (American)
SKYTEST INC | 1607 WHEATON ST | SAVANNAH | Chatham | 4250381 | 3 | [5 empty] | Removed from Ground | Gas (Historical Use) | 2000 | Bare Steel | 1958-04-02 | 1989-08-01 | Galvanized Steel
PUMP & PANTRY #18 | 2511 SKIDAWAY RD | SAVANNAH | Chatham | 4250364 | 5 | Flapper Valve | 1993-08-11 | FALSE | 1993-08-11 | FALSE | Currently in Use | E-10 | 10000 | Composite | 1993-08-11 |  | Fiberglass Reinforced Plastic | Pressurized
PEP BOYS #129 | 8702 ABERCORN ST | SAVANNAH | Chatham | 9025022 | 1 |  |  | TRUE |  | TRUE | Removed from Ground | Used Oil | 550 | Double Walled | 1990-01-01 | 1998-09-01 | Fiberglass Reinforced Plastic
BST/WHITE BLUFF CO/R2225 | 11611 WHITE BLUFF RD | SAVANNAH | Chatham | 4250442 | 2 | Overfill Alarm | 1994-07-01 | FALSE | 1994-07-01 | FALSE | Currently in Use | Diesel | 6000 | Fiberglass Double Walled | 1994-07-01 |  | Copper/Secondry Containment | Suction (American)
CHU'S MINIT MART | 1407 MONTGOMERY ST | SAVANNAH | Chatham | 9025117 | 1 |  | 1993-05-23 |  | 1993-05-23 |  | Removed from Ground | Gas (Historical Use) | 8000 | Galvanic (STIP-3) | 1990-03-03 | 2006-08-23 | Fiberglass Reinforced Plastic | Pressurized
FORMER SOUTHERN BELL/SVNHGAOO | 5510 PAULSEN SE | SAVANNAH | Chatham | 4250440 | 1 | [5 empty] | Closed in Ground | Diesel | 3000 | Bare Steel | 1971-07-18 | 1988-01-01 | Galvanized Steel
AVIS RENT A CAR | OGLETHORPE & BARNARD/SE CORNER | SAVANNAH | Chatham | 4250459 | 3 |  |  | FALSE |  | FALSE | Removed from Ground | Gas (Historical Use) | 1000 | Unknown | 1998-06-30 | 1998-06-30
OLD GAS STATION | MLK JR DR & HALL ST | SAVANNAH | Chatham | 9025139 | 3 | [5 empty] | Removed from Ground | Gas (Historical Use) | 550 | Bare Steel | 1964-01-01 | 1994-03-02 | Galvanized Steel | Safe Suction (Euro)
OLD GAS STATION (PARKING LOT OF | 15 E MONTGOMERY CROSS ROADS | SAVANNAH | Chatham | 9025312 | 2 | [5 empty] | Removed from Ground | Gas (Historical Use) | 2000 | Not Marked/Unknown | 1998-09-19 | 1998-09-19 | Not Marked
LARGO CHEVRON | 11434 ABERCORN ST | SAVANNAH | Chatham | 4250297 | 1 | [5 empty] | Removed from Ground | Gas (Historical Use) | 10000 | Fiberglass | 1982-03-24 | 1988-04-02 | Fiberglass Reinforced Plastic
SHOP N GO #1 | 728 W OGLETHORPE AVE | SAVANNAH | Chatham | 4250480 | 1 |  | 1996-07-03 |  | 1996-07-03 |  | Removed from Ground | Gas (Historical Use) | 4000 | Steel-Impressed Current | 1981-05-01 | 2012-07-16 | Cathodically Protected | Suction (American)
HUNTER ARMY AIRFIELD | BARRACKS COMPLEX | SAVANNAH | Chatham | 10001889 | 2 |  |  | FALSE |  | FALSE | Removed from Ground | Diesel | 12000 | Unknown | 2010-07-09 | 2010-07-09 | Unknown
PARKERS #27 | 1910 PRESIDENT ST | SAVANNAH | Chatham | 10000331 | 2 | Flapper Valve | 2003-02-01 | FALSE | 2003-02-01 | FALSE | Currently in Use | E-10 | 15000 | Composite | 2003-02-01 |  | Double-Walled Flex | Pressurized
PUMP N PANTRY #8 | 5806 WATERS AVE | SAVANNAH | Chatham | 252001 | 2 | [5 empty] | Removed from Ground | Empty | 2000 | Bare Steel | 1956-03-20 | 1987-11-01 | Galvanized Steel
J D BYRIDER | 2237 EAST VICTORY DRIVE | SAVANNAH | Chatham | 10001877 | 1 |  |  | FALSE |  | FALSE | Closed in Ground | Used Oil | 550 | Bare Steel | 2010-07-16 | 2010-07-16 | Bare Steel
UNKNOWN | 1020 EAST BROAD STREET | SAVANNAH | Chatham | 10001551 | 2 |  |  | FALSE |  | FALSE | Removed from Ground | Gas (Historical Use) | 1000 | Bare Steel | 2008-04-02 | 2008-04-02 | Bare Steel
ABANDONED GAS STATION | 1702 EAST PRESIDENT STREET | SAVANNAH | Chatham | 9025263 | 3 | [5 empty] | Removed from Ground | Gas (Historical Use) | 5000 | Not Marked/Unknown | 1996-04-01 | 1996-04-01 | Not Marked
3G GAS GOODS GRUB | 703 WHEATON ST | SAVANNAH | Chatham | 9025172 | 1 | Flapper Valve | 1998-10-01 | FALSE | 1998-10-01 | FALSE | Currently in Use | Diesel | 8000 | STIP-3/Impressed Current | 1986-07-01 |  | Fiberglass Reinforced Plastic | Pressurized
SAVANNAH AIRPORT COMMISSION | PO BOX 2723 | SAVANNAH | Chatham | 4250338 | 3 | [5 empty] | Currently in Use | Diesel | 550 | Fiberglass | 1985-03-31 |  | Copper
KROGER-979 | 1900 E VICTORY DR | SAVANNAH | Chatham | 10002173 | 2B | Ball Float | 2012-10-08 | FALSE | 2013-03-27 | FALSE | Currently in Use | Gas (Historical Use) | 8000 | Fiberglass | 2012-08-27 |  | Double-Walled Flex | Pressurized
AUTO INTENSIVE CARE | 4406 WATERS AVE | SAVANNAH | Chatham | 9025185 | 3 | [5 empty] | Removed from Ground | Gas (Historical Use) | 1000 | Not Marked/Unknown |  | 1899-12-31 | Not Marked
AKINS & BOBB MOTORS INC | 2309 SKIDAWAY RD | SAVANNAH | Chatham | 9025315 | 1 |  |  | FALSE |  | FALSE | Removed from Ground |  | 550 |  |  | 1899-12-31
SAVANNAH GARDENS INC | PEN AVE & ELGIN ST | SAVANNAH | Chatham | 4250461 | 1 | [5 empty] | Removed from Ground | Gas (Historical Use) | 1120 | Bare Steel | 1944-05-05 | 1995-01-01 | Galvanized Steel
DIAMOND OIL #47 | 1402 E BROAD ST | SAVANNAH | Chatham | 4250478 | 5 | Ball Float | 2014-08-20 | FALSE | 2014-08-20 | FALSE | Currently in Use | Premium | 3000 | Composite Double Walled | 2014-08-20 |  | Double-Walled Fiberglass | Pressurized
WATERS CHEVRON | 5009 WATERS AVE | SAVANNAH | Chatham | 4250362 | 5 |  |  | TRUE |  | TRUE | Removed from Ground | Used Oil | 1000 | Bare Steel | 1965-01-01 | 1993-09-28 | Galvanized Steel | Gravity Fed
STEVEDORING SERVICES OF AMERICA | 1619 ROGERS ST | SAVANNAH | Chatham | 9025067 | 2 | [5 empty] | Removed from Ground | Diesel | 5000 | Marked Unknown | 1985-01-01 | 1992-06-18 | Unknown
GULF PRODUCTS DIV BP OIL CO | EISENHOWER & HODGSON MEMORIAL | SAVANNAH | Chatham | 9025033 | 3 | [5 empty] | Temporarily out of use | Gas (Historical Use) | 10000 | Fiberglass | 1988-01-01 |  | Fiberglass Reinforced Plastic
ENK600 | 7406 WATERS AVE | SAVANNAH | Chatham | 4250433 | 4 | Flapper Valve | 1985-05-05 | FALSE | 1985-05-05 | FALSE | Currently in Use | E-0 | 6000 | Composite | 1985-05-05 |  | Fiberglass Reinforced Plastic | Pressurized
ENK600 | 7406 WATERS AVE | SAVANNAH | Chatham | 4250433 | 5 | Flapper Valve | 1985-05-05 | FALSE | 1985-05-05 | FALSE | Currently in Use | Diesel | 6000 | Composite | 1985-05-05 |  | Fiberglass Reinforced Plastic | Pressurized
BP #24085/GULF #598805 | 7100 HODGSON MEMORIAL DR | SAVANNAH | Chatham | 4250406 | 4 | [5 empty] | Removed from Ground | Diesel | 0 | Bare Steel | 1981-04-30 | 1990-01-01 | Galvanized Steel
CHATHAM CO FLEET OPERATIONS | 7235 SALLIE MOOD DR | SAVANNAH | Chatham | 4250489 | 1 | [5 empty] | Removed from Ground | Gas (Historical Use) | 10000 | Bare Steel | 1971-05-08 | 1995-05-04 | Galvanized Steel
UNION CAMP CORP | PO BOX 1391-ALLEN BLVD | SAVANNAH | Chatham | 9025216 | 1 | [5 empty] | Closed in Ground | Diesel | 10000 | Bare Steel | 1997-04-01 | 1997-04-01 | Galvanized Steel
THE RUG SHOP (FORMER GAS STATION | 1734 E PRESIDENT ST | SAVANNAH | Chatham | 9025155 | 2 | [5 empty] | Removed from Ground | Gas (Historical Use) | 4000 | Bare Steel | 1974-01-01 | 1992-12-11 | Galvanized Steel | Safe Suction (Euro)
CIRCLE K 2701869 | 5520 HWY 21 | SAVANNAH | Chatham | 10002656 | 1 | Flapper Valve | 2016-11-01 | FALSE | 2016-11-01 | FALSE | Currently in Use | Regular | 20000 | Composite Double Walled | 2016-09-01 |  | Double-Walled Fiberglass | Pressurized
TICO/TERMINAL SERVICES | 746 Wheaton St, Savannah, GA 31401 | SAVANNAH | Chatham | 10001169 | 2 | Flapper Valve | 2006-03-01 | FALSE | 2006-03-01 | FALSE | Currently in Use | Regular | 12000 | Fiberglass Double Walled | 2006-03-01 |  | Double-Walled Fiberglass | Pressurized
PUMP N PANTRY #8 | 5806 WATERS AVE | SAVANNAH | Chatham | 252001 | 3 | [5 empty] | Removed from Ground | Empty | 2000 | Bare Steel | 1956-03-20 | 1987-11-01 | Galvanized Steel
VICTORY BP INC | 1603 EAST VICTORY DR | SAVANNAH | Chatham | 9025171 | 5 | Flapper Valve | 1997-03-20 | FALSE | 1997-03-20 | FALSE | Currently in Use | Premium | 10000 | Composite | 1997-03-12 |  | Flex | Pressurized
KELLY MOTORS | 7300 ABERCORN ST | SAVANNAH | Chatham | 4250481 | 2 |  |  | TRUE |  | TRUE | Removed from Ground | Used Oil | 10000 | Bare Steel | 1966-05-06 | 1987-01-01 | Unknown
CHUS ABERCORN | 7204 ABERCORN | SAVANNAH | Chatham | 9025339 | 1 | Ball Float | 2000-06-10 | FALSE | 2000-06-10 | FALSE | Currently in Use | Regular | 10000 | Composite | 2000-04-05 |  |  | Pressurized
SAVANNAH VEHICLE MAINT DEPT | 6900 SALLIE MOOD RD | SAVANNAH | Chatham | 9025169 | 4 | Flapper Valve | 1986-01-01 | FALSE | 1991-11-01 | FALSE | Currently in Use | Diesel | 10000 | Fiberglass | 1986-01-01 |  | Fiberglass Reinforced Plastic
SAVANNAH VEHICLE MAINT DEPT | 6900 SALLIE MOOD RD | SAVANNAH | Chatham | 9025169 | 7 | [5 empty] | Removed from Ground | Other | 550 | Fiberglass | 1986-01-01 | 1998-12-05 | Fiberglass Reinforced Plastic
SAVANNAH VEHICLE MAINT DEPT | 6900 SALLIE MOOD RD | SAVANNAH | Chatham | 9025169 | 5 |  |  | TRUE |  | TRUE | Removed from Ground | Used Oil | 1100 | Fiberglass | 1986-01-01 | 1998-12-05 | Fiberglass Reinforced Plastic
CIRCLE K 2701869 | 5520 HWY 21 | SAVANNAH | Chatham | 10002656 | 3 | Flapper Valve | 2016-11-01 | FALSE | 2016-11-01 | FALSE | Currently in Use | E-0 | 8000 | Composite Double Walled | 2016-09-01 |  | Double-Walled Fiberglass | Pressurized
G-P GYPSUM | 151 WAHLSTROM ROAD | SAVANNAH | Chatham | 10000686 | 1 |  |  | FALSE |  | FALSE | Removed from Ground | Used Oil | 200 | Unknown | 2004-06-07 | 2004-06-07
PARKERS #35 | 5300 SKIDAWAY RD | SAVANNAH | Chatham | 10001956 | 1 | Flapper Valve | 2011-01-01 | FALSE | 2011-01-01 | FALSE | Currently in Use | Regular | 15000 | Composite Double Walled | 2011-01-01 |  | Double-Walled Fiberglass | Pressurized
VICTORY BP INC | 1603 EAST VICTORY DR | SAVANNAH | Chatham | 9025171 | 2 | [5 empty] | Removed from Ground | Gas (Historical Use) | 8000 | Fiberglass | 1994-07-12 | 1994-07-12 | Fiberglass Reinforced Plastic
GREEN THUMB INC | 3932 WATERS AVE | SAVANNAH | Chatham | 9025210 | 1 | [5 empty] | Removed from Ground | Gas (Historical Use) | 500 | Marked Unknown | 1996-06-19 | 1996-06-19 | Unknown
POWELL DUFFRYN TERMINAL INC | 2 WAHLSTROM RD | SAVANNAH | Chatham | 9025204 | 3 | [5 empty] | Removed from Ground | Gas (Historical Use) | 1000 | Marked Unknown | 1995-06-16 | 1995-06-16 | Unknown
Chevron Abercorn | 7203 ABERCORN ST | SAVANNAH | Chatham | 9025020 | 1 | Ball Float | 1988-08-01 | FALSE | 1988-08-01 | FALSE | Currently in Use | E-10 | 10000 | Fiberglass | 1988-08-01 |  | Fiberglass Reinforced Plastic | Pressurized
PUMP N PANTRY #14 | 329 E MONTGOMERY CROSSROADS | SAVANNAH | Chatham | 9025002 | 8B | Ball Float | 1991-04-29 | FALSE | 1991-04-29 | FALSE | Currently in Use | Plus | 4000 | Composite | 1991-04-29 |  | Fiberglass Reinforced Plastic | Pressurized
PUMP N PANTRY #14 | 329 E MONTGOMERY CROSSROADS | SAVANNAH | Chatham | 9025002 | 6 | Ball Float | 1991-04-29 | FALSE | 1991-04-29 | FALSE | Currently in Use | E-10 | 8000 | Composite | 1991-04-29 |  | Fiberglass Reinforced Plastic | Pressurized
J C LEWIS MOTOR CO INC | 9505 ABERCORN ST | SAVANNAH | Chatham | 4250356 | 3 |  |  | TRUE |  | TRUE | Permanently Out of Use - historical purposes | Used Oil | 1800 | Bare Steel | 1972-04-17 | 1899-12-31 | Galvanized Steel
ABERCORN U-HAUL CTR | 8810 ABERCORN EXPRESSWAY | SAVANNAH | Chatham | 4250493 | 4 |  |  | TRUE |  | TRUE | Removed from Ground | Used Oil | 550 | Bare Steel | 1980-04-14 | 1996-12-01 | Galvanized Steel
VERNON VIEW BOAT DOCK | 306 -B MCALPIN ST | SAVANNAH | Chatham | 9025251 | 1 | [5 empty] | Removed from Ground | Gas (Historical Use) | 1000 | Not Marked/Unknown | 1997-02-19 | 1997-02-19 | Not Marked
EISENHOWER BP | 2010 EISENHOWER DR | SAVANNAH | Chatham | 9025331 | 1 | Flapper Valve | 1999-02-28 | FALSE | 1999-02-28 | FALSE | Currently in Use | E-10 | 12000 | Composite | 1998-09-20 |  | Double-Walled Flex | Pressurized
ENMARK STATIONS PROPERTY | 7404 WATERS AVENUE | SAVANNAH | Chatham | 9025333 | 1 |  |  | TRUE |  | TRUE | Removed from Ground | Used Oil | 500 | Bare Steel | 2000-03-01 | 2000-03-01 | Bare Steel | Gravity Fed
LARGO CHEVRON | 11434 ABERCORN ST | SAVANNAH | Chatham | 4250297 | 3 | [5 empty] | Removed from Ground | Gas (Historical Use) | 10000 | Fiberglass | 1982-03-24 | 1988-04-02 | Fiberglass Reinforced Plastic
COUNTRY CONVENIENCE #3 | 1102 EAST VICTORY DRIVE | SAVANNAH | Chatham | 10000795 | 1 |  |  | FALSE |  | FALSE | Closed in Ground | Gas (Historical Use) | 4000 | Bare Steel | 1983-01-01 | 1983-01-01
COUNTRY CONVENIENCE #3 | 1102 EAST VICTORY DRIVE | SAVANNAH | Chatham | 10000795 | 6A | Ball Float | 2005-01-01 | FALSE | 2005-01-01 | FALSE | Currently in Use | Premium | 4000 | Composite | 2005-01-01 |  | Fiberglass Reinforced Plastic | Pressurized
COUNTRY CONVENIENCE #3 | 1102 EAST VICTORY DRIVE | SAVANNAH | Chatham | 10000795 | 6B | Ball Float | 2005-01-01 | FALSE | 2005-01-01 | FALSE | Currently in Use | Diesel | 4000 | Composite | 2005-01-01 |  | Fiberglass Reinforced Plastic | Pressurized
BUDGET FOOD STORE | 1028 WEST BAY ST | SAVANNAH | Chatham | 9025015 | 2 | Flapper Valve | 1996-01-01 | FALSE | 1996-01-01 | FALSE | Currently in Use | Plus | 6000 | Galvanic (STIP-3) | 1987-01-01 |  | Fiberglass Reinforced Plastic | Pressurized
Chevron Abercorn | 7203 ABERCORN ST | SAVANNAH | Chatham | 9025020 | 2 | Ball Float | 1988-08-01 | FALSE | 1988-08-01 | FALSE | Currently in Use | Premium | 10000 | Fiberglass | 1988-08-01 |  | Fiberglass Reinforced Plastic | Pressurized
PUMP N PANTRY #3 | 8502 ABERCORN ST | SAVANNAH | Chatham | 4250363 | 2 | [5 empty] | Removed from Ground | Gas (Historical Use) | 4000 | Bare Steel | 1966-01-29 | 1989-08-01 | Galvanized Steel | Pressurized
CHATHAM COUNTY MOSQUITO CONTROL | 1321 EISENHOWER DR | SAVANNAH | Chatham | 4250488 | 3 |  | 1989-10-01 |  | 1989-10-01 |  | Removed from Ground | Gas (Historical Use) | 6000 | Cathodically Protected Steel | 1989-10-01 | 2007-06-20 | Fiberglass Reinforced Plastic | Safe Suction (Euro)
ABERCORN U-HAUL CTR | 8810 ABERCORN EXPRESSWAY | SAVANNAH | Chatham | 4250493 | 3 | [5 empty] | Removed from Ground | Empty | 6000 | Bare Steel | 1983-04-15 | 1996-12-01 | Galvanized Steel
AUTO-SHINE II | 239 E MONTGOMERY CROSSROAD | SAVANNAH | Chatham | 9025281 | 1 | Flapper Valve | 1996-08-01 | FALSE | 1996-08-01 | FALSE | Closed in Ground | Regular | 10000 | Composite | 1996-08-01 |  | Fiberglass Reinforced Plastic | Pressurized
SAVANNAH DODGE | 7011 ABERCORN ST | SAVANNAH | Chatham | 9025250 | 2 | [5 empty] | Removed from Ground | Gas (Historical Use) | 500 | Not Marked/Unknown | 1997-06-01 | 1997-06-01 | Not Marked
VERNON VIEW BOAT DOCK | 306 -B MCALPIN ST | SAVANNAH | Chatham | 9025251 | 3 | Flapper Valve | 1997-02-01 | FALSE | 1997-02-01 | FALSE | Currently in Use | E-0 | 2500 | Fiberglass Double Walled | 1997-02-01 |  | Fiberglass Reinforced Plastic | Safe Suction (Euro)
LARGO CHEVRON | 11434 ABERCORN ST | SAVANNAH | Chatham | 4250297 | 2 | [5 empty] | Removed from Ground | Gas (Historical Use) | 10000 | Fiberglass | 1982-03-24 | 1988-04-02 | Fiberglass Reinforced Plastic
SHOP N GO #1 | 728 W OGLETHORPE AVE | SAVANNAH | Chatham | 4250480 | 2 |  | 1996-07-03 |  | 1996-07-03 |  | Removed from Ground | Gas (Historical Use) | 6000 | Steel-Impressed Current | 1985-05-01 | 2012-07-16 | Fiberglass Reinforced Plastic | Pressurized
TRANSUS (TENANT) | 1100 WEST LATHROP AVE | SAVANNAH | Chatham | 4250323 | 2 | [5 empty] | Removed from Ground | Gas (Historical Use) | 10999 | Bare Steel | 1990-03-26 | 1990-03-26 | Unknown
CHATHAM CO\FORMER KAYO STATION | 1302 PRESIDENT ST EXT | SAVANNAH | Chatham | 9025135 | 1 | [5 empty] | Removed from Ground | Gas (Historical Use) | 4000 | Bare Steel | 1994-03-21 | 1994-03-21 | Galvanized Steel
CHATHAM CO\FORMER KAYO STATION | 1302 PRESIDENT ST EXT | SAVANNAH | Chatham | 9025135 | 4 | [5 empty] | Removed from Ground | Gas (Historical Use) | 4000 | Bare Steel | 1994-03-21 | 1994-03-21 | Galvanized Steel
RAM FOODMART | 1101 E MONTGOMERY CROSS RD | SAVANNAH | Chatham | 9025115 | 3 |  | 1990-01-01 |  | 1990-01-01 |  | Temporarily out of use | Gas (Historical Use) | 4000 | Galvanic (STIP-3) | 1990-01-01 |  | Fiberglass Reinforced Plastic | Pressurized
J C LEWIS MOTOR CO INC | 9505 ABERCORN ST | SAVANNAH | Chatham | 4250356 | 1 | [5 empty] | Removed from Ground | Gas (Historical Use) | 8000 | Bare Steel | 1972-04-17 | 1997-12-16 | Galvanized Steel
KELLY MOTORS | 7300 ABERCORN ST | SAVANNAH | Chatham | 4250481 | 3 |  |  | TRUE |  | TRUE | Removed from Ground | Used Oil | 10000 | Bare Steel | 1966-05-06 | 1987-01-01 | Unknown
ALL IN ONE GARAGE | 321 MONTGOMERY STREET | SAVANNAH | Chatham | 9025278 | 2 | [5 empty] | Closed in Ground | Gas (Historical Use) | 1000 | Bare Steel | 1930-01-01 | 1996-08-15 | Bare Steel
H-H OF SAVANNAH INC | 2501 E PRESIDENT ST | SAVANNAH | Chatham | 9025224 | 1 |  | 1991-03-01 |  | 1991-03-01 |  | Removed from Ground | Gas (Historical Use) | 10000 | Cathodically Protected Steel | 1991-03-15 | 2002-10-18 | Fiberglass Reinforced Plastic | Suction (American)
COASTAL TRANSMISSION SVC INC | 2110 SKIDAWAY RD | SAVANNAH | Chatham | 4250482 | 1 |  |  | TRUE |  | TRUE | Removed from Ground | Used Oil | 4000 | Bare Steel | 1966-05-06 | 1899-12-31 | Unknown
DIAMOND OIL #47 | 1402 E BROAD ST | SAVANNAH | Chatham | 4250478 | 4 | Ball Float | 2014-08-20 | FALSE | 2014-08-20 | FALSE | Currently in Use | Regular | 10000 | Composite Double Walled | 2014-08-20 |  | Double-Walled Fiberglass | Pressurized
COUNTRY CONVENIENCE #3 | 1102 EAST VICTORY DRIVE | SAVANNAH | Chatham | 10000795 | 4 |  |  | FALSE |  | FALSE | Closed in Ground | Gas (Historical Use) | 4000 | Bare Steel | 1983-01-01 | 1983-01-01
3G GAS GOODS GRUB | 703 WHEATON ST | SAVANNAH | Chatham | 9025172 | 3 | Flapper Valve | 1998-10-01 | FALSE | 1998-10-01 | FALSE | Temporarily out of use | Regular | 5000 | STIP-3/Impressed Current | 1986-07-01 |  | Fiberglass Reinforced Plastic | Pressurized
HUNTER ARMY AIRFIELD | BARRACKS COMPLEX | SAVANNAH | Chatham | 10001889 | 1 |  |  | FALSE |  | FALSE | Removed from Ground | Diesel | 12000 | Unknown | 2010-07-09 | 2010-07-09 | Unknown
SIDNEY JONES FUNERAL HOME | 124 WEST PARK AVENUE | SAVANNAH | Chatham | 10000973 | 1 |  |  | FALSE |  | FALSE | Removed from Ground |  | 1000 | Bare Steel | 1995-01-01 | 1995-01-01
ALLEN OIL CO PUMP N PANTRY #20 | 102 W 37TH ST | SAVANNAH | Chatham | 4250289 | 4 | Flapper Valve | 1994-06-17 | FALSE | 1994-06-17 | FALSE | Currently in Use | E-10 | 10000 | Fiberglass | 1988-05-01 |  | Fiberglass Reinforced Plastic | Pressurized
GULF PRODUCTS DIV BP OIL CO | EISENHOWER & HODGSON MEMORIAL | SAVANNAH | Chatham | 9025033 | 2 | [5 empty] | Temporarily out of use | Gas (Historical Use) | 10000 | Fiberglass | 1988-01-01 |  | Fiberglass Reinforced Plastic
RAM FOODMART | 1101 E MONTGOMERY CROSS RD | SAVANNAH | Chatham | 9025115 | 1 | Ball Float | 1990-01-01 | FALSE | 1990-01-01 | FALSE | Currently in Use | Regular | 6000 | Galvanic (STIP-3) | 1990-01-01 |  | Fiberglass Reinforced Plastic | Pressurized
FORMERLY CARDINAL RENT-A-CAR | 6728 WHITE BLUFF RD | SAVANNAH | Chatham | 4250460 | 1 | [5 empty] | Removed from Ground | Gas (Historical Use) | 1000 | Bare Steel | 1987-04-29 | 1987-10-07 | Galvanized Steel
Discount Corner #5 | 1170 E DERENNE AVE | SAVANNAH | Chatham | 4250375 | 2 |  | 1998-03-20 | FALSE | 1998-03-20 | FALSE | Removed from Ground | Gas (Historical Use) | 5000 |  | 1986-11-12 | 2018-08-01 |  | Pressurized
PUMP N PANTRY #3 | 8502 ABERCORN ST | SAVANNAH | Chatham | 4250363 | 1 | [5 empty] | Removed from Ground | Gas (Historical Use) | 6000 | Bare Steel | 1966-01-29 | 1989-08-01 | Galvanized Steel | Pressurized
CHATHAM CO FLEET OPERATIONS | 7235 SALLIE MOOD DR | SAVANNAH | Chatham | 4250489 | 2 | [5 empty] | Removed from Ground | Gas (Historical Use) | 10000 | Bare Steel | 1971-05-08 | 1995-05-04 | Galvanized Steel
CHATHAM CO FLEET OPERATIONS | 7235 SALLIE MOOD DR | SAVANNAH | Chatham | 4250489 | 8 |  | 1995-01-20 |  | 1995-01-20 |  | Removed from Ground | Diesel | 15000 | Composite Double Walled | 1995-01-20 | 2012-10-25 | Double-Walled Flex | Pressurized
US POSTAL SERVICE | 1348 EISENHOWER DRIVE | SAVANNAH | Chatham | 9025276 | 35 | [5 empty] | Closed in Ground | Gas (Historical Use) | 12000 | Double Walled | 1998-11-01 | 1998-11-01 | Double Walled | Pressurized
SAVANNAH VEHICLE MAINT DEPT | 6900 SALLIE MOOD RD | SAVANNAH | Chatham | 9025169 | 6 | [5 empty] | Removed from Ground | Other | 550 | Fiberglass | 1986-01-01 | 1998-12-05 | Fiberglass Reinforced Plastic
SHOP N GO #1 | 728 W OGLETHORPE AVE | SAVANNAH | Chatham | 4250480 | 3 |  | 1996-07-03 |  | 1996-07-03 |  | Removed from Ground | Gas (Historical Use) | 6000 | Steel-Impressed Current | 1985-05-01 | 2012-07-16 | Fiberglass Reinforced Plastic | Pressurized
CSX TRANSPORTATION INC-SIGNAL SH | 643 E LIBERTY ST | SAVANNAH | Chatham | 9025157 | 1 | [5 empty] | Closed in Ground | Gas (Historical Use) | 1000 | Bare Steel | 1994-04-11 | 1994-04-11 | Galvanized Steel | Safe Suction (Euro)
CIRCLE K 2701869 | 5520 HWY 21 | SAVANNAH | Chatham | 10002656 | 2 | Flapper Valve | 2016-11-01 | FALSE | 2016-11-01 | FALSE | Currently in Use | Premium | 12000 | Composite Double Walled | 2016-09-01 |  | Double-Walled Fiberglass | Pressurized
RONS PHILLIPS 66/GALBREATHS CHEV | 10004 ABERCORN ST | SAVANNAH | Chatham | 4250301 | 4 |  |  | TRUE |  | TRUE | Removed from Ground | Used Oil | 550 | Bare Steel | 1970-03-24 | 1992-05-14 | Bare Steel | Gravity Fed
FORMER SAVANNAH CONCRETE (CONEX | 1502 LOUISVILLE ROAD | SAVANNAH | Chatham | 9025268 | 1 | [5 empty] | Removed from Ground | Gas (Historical Use) | 1000 | Bare Steel | 1981-01-01 | 1981-01-01 | Galvanized Steel | Pressurized
3G GAS GOODS GRUB | 703 WHEATON ST | SAVANNAH | Chatham | 9025172 | 2 | Flapper Valve | 1998-10-01 | FALSE | 1998-10-01 | FALSE | Currently in Use | Premium | 8000 | STIP-3/Impressed Current | 1986-07-01 |  | Fiberglass Reinforced Plastic | Pressurized
THE RUG SHOP (FORMER GAS STATION | 1734 E PRESIDENT ST | SAVANNAH | Chatham | 9025155 | 1 | [5 empty] | Removed from Ground | Gas (Historical Use) | 4000 | Bare Steel | 1974-01-01 | 1992-12-11 | Galvanized Steel | Safe Suction (Euro)
TICO/TERMINAL SERVICES | 746 Wheaton St, Savannah, GA 31401 | SAVANNAH | Chatham | 10001169 | 1 | Flapper Valve | 2006-03-01 | FALSE | 2006-03-01 | FALSE | Currently in Use | Diesel | 15000 | Fiberglass Double Walled | 2006-03-01 |  | Double-Walled Fiberglass | Pressurized
Memorial University Medical Center | 5002 WATERS AVENUE | SAVANNAH | Chatham | 9025280 | 1 | [5 empty] | Removed from Ground | Diesel | 280 | Bare Steel | 1978-01-01 | 1997-12-01 | Copper | Safe Suction (Euro)
MEINEKE DISCOUNT MUFFLERS | 2065 E VICTORY DR | SAVANNAH | Chatham | 9025297 | 2 | [5 empty] | Removed from Ground | Gas (Historical Use) | 0 | Not Marked/Unknown |  | 1899-12-31 | Not Marked
PARKERS #21 | 1976 E VICTORY DR | SAVANNAH | Chatham | 9025340 | 2 |  | 2000-10-20 | FALSE | 2000-10-20 | FALSE | Currently in Use | Regular | 12000 | Composite | 2000-09-20 |  | Fiberglass Reinforced Plastic | Pressurized
COASTAL TRANSMISSION SVC INC | 2110 SKIDAWAY RD | SAVANNAH | Chatham | 4250482 | 2 |  |  | TRUE |  | TRUE | Removed from Ground | Used Oil | 3000 | Bare Steel | 1966-05-06 | 1899-12-31 | Unknown
AIR LIQUIDE AMERICA CORP | 2601 E PRESIDENTS ST EXTENSION & | SAVANNAH | Chatham | 4250448 | 3 |  |  | TRUE |  | TRUE | Permanently Out of Use - historical purposes | Used Oil | 0 | Bare Steel | 1971-05-10 | 1899-12-31 | Bare Steel
WATERS CHEVRON | 5009 WATERS AVE | SAVANNAH | Chatham | 4250362 | 8 | Ball Float | 2010-07-10 | FALSE | 2010-07-10 | FALSE | Currently in Use | Premium | 4000 | Composite Double Walled | 2010-07-10 |  | Double-Walled Fiberglass | Pressurized
WATERS CHEVRON | 5009 WATERS AVE | SAVANNAH | Chatham | 4250362 | 6 |  | 1997-09-11 |  | 1997-09-11 |  | Removed from Ground | Gas (Historical Use) | 4000 | Composite | 1997-09-11 | 2010-06-29 | Fiberglass Reinforced Plastic | Pressurized
SAVANNAH/WATER POLLUTION CONTROL | 63 ELGIN ST | SAVANNAH | Chatham | 4250019 | 1 | [5 empty] | Removed from Ground | Other | 1 | Not Marked/Unknown |  | 1899-12-31 | Not Marked
NO FACILITY NAME | 1621 MONTGOMERY CROSSROADS | SAVANNAH | Chatham | 4250086 | 2 | [5 empty] | Closed in Ground | Gas (Historical Use) | 2000 | Bare Steel | 1956-05-05 | 1996-05-21 | Galvanized Steel
GANESH FOOD MART INC | 3014 SKIDAWAY RD | SAVANNAH | Chatham | 9000012 | 5 | [5 empty] | Permanently Out of Use - historical purposes | Gas (Historical Use) | 10000 | Bare Steel | 1976-04-23 | 1899-12-31 | Galvanized Steel
COUNTRY CONVENIENCE #3 | 1102 EAST VICTORY DRIVE | SAVANNAH | Chatham | 10000795 | 3 |  |  | FALSE |  | FALSE | Closed in Ground | Gas (Historical Use) | 4000 | Bare Steel | 1983-01-01 | 1983-01-01
PUMP N PANTRY #8 | 5806 WATERS AVE | SAVANNAH | Chatham | 252001 | 6 | Flapper Valve | 1998-06-04 | FALSE | 1987-06-04 | FALSE | Currently in Use | Premium | 8000 | Steel-Impressed Current | 1987-06-04 |  | Flex | Pressurized
1801 WEST BAY STREET | 1801 WEST BAY STREET | SAVANNAH | Chatham | 10001424 | 2 |  |  | FALSE |  | FALSE | Removed from Ground | Gas (Historical Use) | 1000 | Bare Steel | 1975-01-01 | 1975-01-01
KEM DISTRIBUTING INC | 2604 CAUSTON BLUFF RD | SAVANNAH | Chatham | 9025194 | 2 | [5 empty] | Removed from Ground | Diesel | 5000 | Bare Steel | 1979-08-01 | 1995-03-27 | Galvanized Steel | Suction (American)
PETES EXXON SERVICE 4-4311 | 6707 WATERS AVE | SAVANNAH | Chatham | 4250327 | 3 | [5 empty] | Closed in Ground | Gas (Historical Use) | 3000 | Bare Steel | 1962-04-21 | 1899-12-31 | Galvanized Steel
SKYTEST INC | 1607 WHEATON ST | SAVANNAH | Chatham | 4250381 | 2 | [5 empty] | Removed from Ground | Gas (Historical Use) | 4000 | Bare Steel | 1958-04-02 | 1989-08-01 | Galvanized Steel
PUMP & PANTRY #18 | 2511 SKIDAWAY RD | SAVANNAH | Chatham | 4250364 | 6B | Flapper Valve | 1993-08-11 | FALSE | 1993-08-11 | FALSE | Currently in Use | Premium | 5000 | Composite | 1993-08-11 |  | Fiberglass Reinforced Plastic | Pressurized
PUMP & PANTRY #18 | 2511 SKIDAWAY RD | SAVANNAH | Chatham | 4250364 | 6A | Flapper Valve | 1993-08-11 | FALSE | 1993-08-11 | FALSE | Currently in Use | Plus | 5000 | Composite | 1993-08-11 |  | Fiberglass Reinforced Plastic | Pressurized
BIG THREE INDUSTRIES | 2601 EAST PRESIDENT ST | SAVANNAH | Chatham | 9025078 | 3 | [5 empty] | Removed from Ground | Diesel | 10000 | Marked Unknown | 1992-11-25 | 1992-11-25 | Unknown
SOUTHERN STATES PHOSPHATE & FERT | 1600 EAST PRESIDENT ST | SAVANNAH | Chatham | 4250207 | 4 | [5 empty] | Removed from Ground | Diesel | 4000 | Bare Steel | 1969-01-01 | 1998-12-01 | Bare Steel | Safe Suction (Euro)
SOUTHERN STATES PHOSPHATE & FERT | 1600 EAST PRESIDENT ST | SAVANNAH | Chatham | 4250207 | 5 | [5 empty] | Removed from Ground | Diesel | 1000 | Bare Steel | 1951-02-27 | 1993-02-22 | Galvanized Steel | Safe Suction (Euro)
LIL CHAMP/HUNTLEY JIFFY STORE #3 | 348 JOHNNY MERCER BLVD | SAVANNAH | Chatham | 4250180 | 3 | [5 empty] | Removed from Ground | Gas (Historical Use) | 8000 | Bare Steel | 1980-02-18 | 1994-07-27 | Galvanized Steel | Suction (American)
RADISSON PLAZA HOTEL | BAY ST @ GENERAL MCINTOSH BLVD | SAVANNAH | Chatham | 9025063 | 1 | [5 empty] | Removed from Ground | Gas (Historical Use) | 2000 | Bare Steel | 1964-01-01 | 1989-05-17 | Galvanized Steel
HYATT REGENCY SAVANNAH | 2 WEST BAY ST | SAVANNAH | Chatham | 9025024 | 2 | [5 empty] | Removed from Ground | Diesel | 250 | Bare Steel | 1979-01-01 | 1995-08-31 | Bare Steel
CHARTER HOSPITAL OF SAVANNAH | 1150 CORNELL AVE | SAVANNAH | Chatham | 9025028 | 1 | [5 empty] | Removed from Ground | Diesel | 1000 | Bare Steel | 1998-02-18 | 1998-02-18 | Galvanized Steel
GULF PRODUCTS DIV BP OIL CO | EISENHOWER & HODGSON MEMORIAL | SAVANNAH | Chatham | 9025033 | 1 | [5 empty] | Temporarily out of use | Gas (Historical Use) | 10000 | Fiberglass | 1988-01-01 |  | Fiberglass Reinforced Plastic
DAYS INN MOTEL #0094 | 114 MALL BLVD | SAVANNAH | Chatham | 4250388 | 1 | [5 empty] | Removed from Ground | Gas (Historical Use) | 10000 | Bare Steel | 1963-01-01 | 1993-01-01 | Galvanized Steel
FINA #6751/HUNTLEY JIFFY #373 | 3207 WATERS AVE | SAVANNAH | Chatham | 9000452 | 5 |  |  | TRUE |  | TRUE | Removed from Ground | Used Oil | 550 | Bare Steel | 1952-05-01 | 1993-03-03 | Bare Steel
PARKERS #13 | 2004 BEECH ST | SAVANNAH | Chatham | 250534 | 3 | Flapper Valve | 1992-04-10 | FALSE | 1992-04-10 | FALSE | Currently in Use | Premium | 8000 | Galvanic (STIP-3) | 2001-08-29 |  | Fiberglass Reinforced Plastic | Pressurized
DELTA AIR LINES/SAVANNAH INTL AI | TRAVIS FIELD/RT 1 BOX 286B | SAVANNAH | Chatham | 9000672 | 4 |  |  | TRUE |  | TRUE | Removed from Ground | Other | 10000 | Bare Steel | 1975-05-11 | 1899-12-31 | Bare Steel
DELTA AIR LINES/SAVANNAH INTL AI | TRAVIS FIELD/RT 1 BOX 286B | SAVANNAH | Chatham | 9000672 | 7 | [5 empty] | Removed from Ground | Gas (Historical Use) | 10000 | Bare Steel | 1971-01-01 | 1899-12-31 | Bare Steel
G-P GYPSUM | 151 WAHLSTROM ROAD | SAVANNAH | Chatham | 10000686 | 2 |  |  | FALSE |  | FALSE | Removed from Ground | Used Oil | 200 | Unknown | 2004-06-07 | 2004-06-07
GOODYEAR ASC 2455 | 2063 EAST VICTORY DR | SAVANNAH | Chatham | 9025145 | 1 |  |  | TRUE |  | TRUE | Removed from Ground | Used Oil | 550 | Not Marked/Unknown | 1995-04-11 | 1995-04-11 | Not Marked
KEM DISTRIBUTING INC | 2604 CAUSTON BLUFF RD | SAVANNAH | Chatham | 9025194 | 5 |  | 1995-04-21 |  | 1995-04-21 |  | Removed from Ground | Gas (Historical Use) | 8000 | Composite | 1995-04-19 | 2002-08-01 | Double Walled | Pressurized
KEM DISTRIBUTING INC | 2604 CAUSTON BLUFF RD | SAVANNAH | Chatham | 9025194 | 4 |  | 1995-04-21 |  | 1995-04-21 |  | Removed from Ground | Diesel | 8000 | Composite | 1995-04-19 | 2002-08-01 | Double Walled | Pressurized
RALPH MARK GILBERT CIVIL RIGHTS | 460 M L KING JR BLVD | SAVANNAH | Chatham | 9025307 | 1 | [5 empty] | Removed from Ground | Gas (Historical Use) | 1000 | Bare Steel | 1998-03-01 | 1998-03-01 | Bare Steel | Suction (American)
BARRETT OIL BULK PLANT | 2126 W BAY ST | SAVANNAH | Chatham | 9025233 | 4 | Ball Float | 1988-01-01 | FALSE | 1988-01-01 | FALSE | Currently in Use | Diesel On Road | 12000 | Steel-Impressed Current | 1988-01-01 |  | Steel (Impressed Current) | Pressurized
BARRETT OIL BULK PLANT | 2126 W BAY ST | SAVANNAH | Chatham | 9025233 | 1 | Ball Float | 1988-01-01 | FALSE | 1988-01-01 | FALSE | Currently in Use | E-0 | 12000 | Steel-Impressed Current | 1988-01-01 |  | Steel (Impressed Current) | Pressurized
CHATHAM CO/OLD AMOCO STATION | 203 MONTGOMERY STREET | SAVANNAH | Chatham | 4250486 | 2 | [5 empty] | Removed from Ground | Gas (Historical Use) | 1000 | Bare Steel | 1956-05-07 | 1983-12-01 | Unknown
STAR SERVICE & PETROLEUM CO | 731 WEST BROAD ST | SAVANNAH | Chatham | 4250321 | 1 | [5 empty] | Removed from Ground | Gas (Historical Use) | 8000 | Bare Steel | 1966-03-21 | 1998-02-15 | Galvanized Steel
PARKERS #22 | 325 MLK JR BLVD | SAVANNAH | Chatham | 4250394 | 4 | Flapper Valve | 1998-12-01 | FALSE | 1998-12-01 | FALSE | Currently in Use | Premium | 10000 | Steel-Impressed Current | 1980-03-10 |  | Fiberglass Reinforced Plastic | Pressurized
HARES FOOD STORE | 2200 HABERSHAM ST | SAVANNAH | Chatham | 4250474 | 3 |  | 1998-02-13 |  | 1998-02-13 |  | Temporarily out of use | Gas (Historical Use) | 4000 | Steel-Impressed Current | 1981-05-01 |  | Steel (Impressed Current) | Pressurized
OLD GAS STATION | MLK JR DR & HALL ST | SAVANNAH | Chatham | 9025139 | 2 | [5 empty] | Removed from Ground | Gas (Historical Use) | 550 | Bare Steel | 1964-01-01 | 1994-03-02 | Galvanized Steel | Safe Suction (Euro)
J C LEWIS MOTOR CO INC | 9505 ABERCORN ST | SAVANNAH | Chatham | 4250356 | 6 |  |  | TRUE |  | TRUE | Permanently Out of Use - historical purposes | Used Oil | 500 | Bare Steel | 1971-01-01 | 1899-12-31 | Not Marked
CHATHAM COUNTY MOSQUITO CONTROL | 1321 EISENHOWER DR | SAVANNAH | Chatham | 4250488 | 1 | [5 empty] | Removed from Ground | Gas (Historical Use) | 1000 | Bare Steel | 1979-05-08 | 1989-10-01 | Galvanized Steel
EAST COAST TERM/SOUTHEASTERN MAR | HARBOR ST | SAVANNAH | Chatham | 4250390 | 3 | [5 empty] | Removed from Ground | Diesel | 8000 | Cathodically Protected Steel | 1981-04-23 | 1992-03-05 | Galvanized Steel | Suction (American)
3G GAS GOODS GRUB | 703 WHEATON ST | SAVANNAH | Chatham | 9025172 | 4 | Flapper Valve | 1998-10-01 | FALSE | 1998-10-01 | FALSE | Currently in Use | Regular | 8000 | STIP-3/Impressed Current | 1986-07-01 |  | Fiberglass Reinforced Plastic | Pressurized
CENTRAL MAINTENANCE | 1415 EAST HENRY STREET | SAVANNAH | Chatham | 9025236 | (1)146210 |  | 1989-05-19 |  | 1989-05-19 |  | Removed from Ground | Gas (Historical Use) | 3000 | Galvanic (STIP-3) | 1989-05-19 | 2003-07-29 | Cathodically Protected | Suction (American)
MEMORIAL MEDICAL CENTER INC | 4700 WATERS AVENUE | SAVANNAH | Chatham | 9025296 | 1 |  | 1988-03-01 | FALSE | 1988-03-01 | FALSE | Removed from Ground |  | 10000 | Galvanic (STIP-3) | 1988-03-01 | 2018-06-28 | Galvanized Steel | Safe Suction (Euro)
HENRY PLUMBING CO INC | 1209 EAST 59TH ST | SAVANNAH | Chatham | 360008 | 1 | [5 empty] | Removed from Ground | Gas (Historical Use) | 1000 | Bare Steel | 1974-03-02 | 1899-12-31 | Galvanized Steel
PUMP & PANTRY #18 | 2511 SKIDAWAY RD | SAVANNAH | Chatham | 4250364 | 2 | [5 empty] | Removed from Ground | Gas (Historical Use) | 3000 | Bare Steel | 1977-01-29 | 1993-07-16 | Galvanized Steel
SUNBELT CREDIT | 2019 SKIDAWAY RD | SAVANNAH | Chatham | 9025065 | 2 | [5 empty] | Closed in Ground | Other | 3000 | Not Marked/Unknown |  | 1899-12-31 | Not Marked
DISCOUNT CORNER NO 2 | 1521 EAST ANDERSON ST | SAVANNAH | Chatham | 4250291 | 2 | Flapper Valve | 2000-05-01 | FALSE | 2000-05-01 | FALSE | Currently in Use | Plus | 8000 | Steel-Impressed Current | 1979-01-01 |  | Double-Walled Flex | Pressurized
SOUTHERN STATES PHOSPHATE & FERT | 1600 EAST PRESIDENT ST | SAVANNAH | Chatham | 4250207 | 1 | [5 empty] | Closed in Ground | Gas (Historical Use) | 3000 | Bare Steel | 1966-02-26 | 1993-03-01 | Galvanized Steel | Safe Suction (Euro)
BP #24085/GULF #598805 | 7100 HODGSON MEMORIAL DR | SAVANNAH | Chatham | 4250406 | 2 | [5 empty] | Removed from Ground | Gas (Historical Use) | 10000 | Bare Steel | 1981-04-30 | 1990-01-01 | Galvanized Steel
CHATHAM CO FLEET OPERATIONS | 7235 SALLIE MOOD DR | SAVANNAH | Chatham | 4250489 | 3 |  |  | TRUE |  | TRUE | Removed from Ground | Used Oil | 250 | Bare Steel | 1984-05-07 | 1995-05-04 | Galvanized Steel
OLD GAS STATION (PARKING LOT OF | 15 E MONTGOMERY CROSS ROADS | SAVANNAH | Chatham | 9025312 | 3 | [5 empty] | Removed from Ground | Gas (Historical Use) | 2000 | Not Marked/Unknown | 1998-09-19 | 1998-09-19 | Not Marked
SANDS & CO SAVANNAH VENDING BRAN | 9 MALL TERRACE | SAVANNAH | Chatham | 330181 | 1 | [5 empty] | Removed from Ground | Gas (Historical Use) | 1000 | Bare Steel | 1976-03-01 | 1988-12-21 | Unknown
GREAT DANE TRAILERS INC | EAST LATHROP AVE | SAVANNAH | Chatham | 4250420 | 2 | [5 empty] | Removed from Ground | Gas (Historical Use) | 10000 | Bare Steel | 1976-05-02 | 1990-06-01 | Galvanized Steel
SHREE RAM SKIDAWAY LLC | 2016 SKIDAWAY RD | SAVANNAH | Chatham | 10002394 | 1B | Ball Float | 2014-11-01 | FALSE | 2014-11-01 | FALSE | Currently in Use | Premium | 2500 | Composite Double Walled | 2014-11-01 |  | Double-Walled Fiberglass | Pressurized
ABANDONED GAS STATION | 1702 EAST PRESIDENT STREET | SAVANNAH | Chatham | 9025263 | 2 | [5 empty] | Removed from Ground | Gas (Historical Use) | 5000 | Not Marked/Unknown | 1996-04-01 | 1996-04-01 | Not Marked
AIR LIQUIDE AMERICA CORP | 2601 E PRESIDENTS ST EXTENSION & | SAVANNAH | Chatham | 4250448 | 1 | [5 empty] | Closed in Ground | Diesel | 20000 | Bare Steel | 1966-05-09 | 1996-09-12 | Bare Steel
DAFFIN PARK EXXON #4-6449 | 1404 EAST VICTORY DR | SAVANNAH | Chatham | 4250345 | 1 | [5 empty] | Removed from Ground | Gas (Historical Use) | 6000 | Bare Steel | 1968-04-21 | 1990-06-16 | Galvanized Steel
EAST COAST TERM/SOUTHEASTERN MAR | HARBOR ST | SAVANNAH | Chatham | 4250390 | 2 | [5 empty] | Removed from Ground | Gas (Historical Use) | 8000 | Cathodically Protected Steel | 1981-04-23 | 1992-03-05 | Galvanized Steel | Suction (American)
VICTORY BP INC | 1603 EAST VICTORY DR | SAVANNAH | Chatham | 9025171 | 3 | [5 empty] | Removed from Ground | Gas (Historical Use) | 8000 | Fiberglass | 1994-07-12 | 1994-07-12 | Fiberglass Reinforced Plastic
POWELL DUFFRYN TERMINAL INC | 2 WAHLSTROM RD | SAVANNAH | Chatham | 9025204 | 2 | [5 empty] | Removed from Ground | Other | 500 | Marked Unknown | 1995-06-16 | 1995-06-16 | Unknown
PETES EXXON SERVICE 4-4311 | 6707 WATERS AVE | SAVANNAH | Chatham | 4250327 | 5 | [5 empty] | Closed in Ground | Gas (Historical Use) | 4000 | Bare Steel | 1962-04-21 | 1899-12-31 | Galvanized Steel
PETES EXXON SERVICE 4-4311 | 6707 WATERS AVE | SAVANNAH | Chatham | 4250327 | 7 |  |  | TRUE |  | TRUE | Removed from Ground | Used Oil | 1000 | Bare Steel | 1991-10-21 | 1991-10-21 | Galvanized Steel
PETES EXXON SERVICE 4-4311 | 6707 WATERS AVE | SAVANNAH | Chatham | 4250327 | 4 | [5 empty] | Closed in Ground | Gas (Historical Use) | 3000 | Bare Steel | 1962-04-21 | 1899-12-31 | Galvanized Steel
PUMP & PANTRY #18 | 2511 SKIDAWAY RD | SAVANNAH | Chatham | 4250364 | 1 | [5 empty] | Removed from Ground | Gas (Historical Use) | 4000 | Bare Steel | 1977-01-29 | 1993-07-16 | Galvanized Steel
SUNBELT CREDIT | 2019 SKIDAWAY RD | SAVANNAH | Chatham | 9025065 | 3 | [5 empty] | Closed in Ground | Other | 1000 | Not Marked/Unknown |  | 1899-12-31 | Not Marked
S&W #3 | 11502 ABERCORN ST | SAVANNAH | Chatham | 4250059 | 2 | [5 empty] | Removed from Ground | Gas (Historical Use) | 5000 | Bare Steel | 1966-04-23 | 1986-10-28 | Galvanized Steel | Safe Suction (Euro)
M & M CORNER | 2314 SKIDAWAY RD | SAVANNAH | Chatham | 4250044 | 1 | Flapper Valve | 1997-04-18 | FALSE | 1997-04-18 | FALSE | Temporarily out of use | Gas (Historical Use) | 6000 | Steel-Impressed Current | 1974-05-07 |  | Steel (Impressed Current) | Pressurized
NO FACILITY NAME | 1621 MONTGOMERY CROSSROADS | SAVANNAH | Chatham | 4250086 | 5 | [5 empty] | Removed from Ground | Kerosene | 7500 | Bare Steel | 1996-05-21 | 1996-05-21 | Galvanized Steel
FINA #6751/HUNTLEY JIFFY #373 | 3207 WATERS AVE | SAVANNAH | Chatham | 9000452 | 2 | [5 empty] | Removed from Ground | Gas (Historical Use) | 3000 | Bare Steel | 1952-05-01 | 1993-03-03 | Fiberglass Reinforced Plastic | Safe Suction (Euro)
FINA #6751/HUNTLEY JIFFY #373 | 3207 WATERS AVE | SAVANNAH | Chatham | 9000452 | 8 | [5 empty] | Removed from Ground | Gas (Historical Use) | 550 | Bare Steel | 1993-03-30 | 1993-03-30 | Bare Steel | Safe Suction (Euro)
SIGNATURE FLIGHT | 100 BOB HARMON RD | SAVANNAH | Chatham | 250509 | 1 | [5 empty] | Removed from Ground | Other | 6250 | Bare Steel | 1966-05-13 | 1997-04-01 | Bare Steel
DELTA AIR LINES/SAVANNAH INTL AI | TRAVIS FIELD/RT 1 BOX 286B | SAVANNAH | Chatham | 9000672 | 2 | [5 empty] | Removed from Ground | Kerosene | 20000 | Bare Steel | 1965-05-13 | 1899-12-31 | Bare Steel
SAVANNAH AIRPORT COMMISSION | PO BOX 2723 | SAVANNAH | Chatham | 4250338 | 2 | [5 empty] | Currently in Use | Gas (Historical Use) | 1000 | Bare Steel | 1979-04-01 |  | Galvanized Steel
PARKERS #27 | 1910 PRESIDENT ST | SAVANNAH | Chatham | 10000331 | 1 | Ball Float | 2003-02-01 | FALSE | 2003-02-01 | FALSE | Currently in Use | Premium | 6000 | Composite | 2003-02-01 |  |  | Pressurized
MEINEKE DISCOUNT MUFFLERS | 2065 E VICTORY DR | SAVANNAH | Chatham | 9025297 | 3 | [5 empty] | Removed from Ground | Gas (Historical Use) | 0 | Not Marked/Unknown |  | 1899-12-31 | Not Marked
MEMORIAL MEDICAL CENTER INC | 4700 WATERS AVENUE | SAVANNAH | Chatham | 9025296 | 2 |  | 1988-03-01 | FALSE | 1988-03-01 | FALSE | Removed from Ground | Diesel | 6000 | Galvanic (STIP-3) | 1988-03-01 | 2018-06-27 |  | Pressurized
AIR LIQUIDE AMERICA CORP | 2601 E PRESIDENTS ST EXTENSION & | SAVANNAH | Chatham | 4250448 | 2 | [5 empty] | Closed in Ground | Gas (Historical Use) | 2000 | Bare Steel | 1971-05-10 | 1996-09-12 | Bare Steel
DAFFIN PARK EXXON #4-6449 | 1404 EAST VICTORY DR | SAVANNAH | Chatham | 4250345 | 2 | [5 empty] | Removed from Ground | Gas (Historical Use) | 6000 | Bare Steel | 1968-04-21 | 1990-06-16 | Galvanized Steel
PETES EXXON SERVICE 4-4311 | 6707 WATERS AVE | SAVANNAH | Chatham | 4250327 | 1 | [5 empty] | Closed in Ground | Gas (Historical Use) | 3000 | Bare Steel | 1962-04-21 | 1899-12-31 | Galvanized Steel
SUNBELT CREDIT | 2019 SKIDAWAY RD | SAVANNAH | Chatham | 9025065 | 1 | [5 empty] | Closed in Ground | Other | 4000 | Not Marked/Unknown |  | 1899-12-31 | Not Marked
DISCOUNT CORNER NO 2 | 1521 EAST ANDERSON ST | SAVANNAH | Chatham | 4250291 | 1 | Flapper Valve | 2000-05-01 | FALSE | 2000-05-01 | FALSE | Currently in Use | Premium | 8000 | Steel-Impressed Current | 1979-01-01 |  | Double-Walled Flex | Pressurized
KRISPY KREME DOUGHNUT CO | 2749 SKIDAWAY RD | SAVANNAH | Chatham | 4250215 | 2 |  |  | FALSE |  | FALSE | Removed from Ground | Not Marked/Tank Removed | 2000 | Bare Steel | 2015-02-10 | 2015-02-10
SOUTHERN STATES PHOSPHATE & FERT | 1600 EAST PRESIDENT ST | SAVANNAH | Chatham | 4250207 | 2 | [5 empty] | Removed from Ground | Gas (Historical Use) | 4000 | Bare Steel | 1951-02-27 | 1992-12-01 | Galvanized Steel | Safe Suction (Euro)
ARAMARK | 2610 CAUSTON BLUFF | SAVANNAH | Chatham | 4250011 | 2 | [5 empty] | Removed from Ground | Gas (Historical Use) | 10000 | Bare Steel | 1973-04-18 | 1899-12-31 | Unknown
PARKERS #27 | 1910 PRESIDENT ST | SAVANNAH | Chatham | 10000331 | 3 | Flapper Valve | 2003-02-01 | FALSE | 2003-02-01 | FALSE | Currently in Use | Diesel | 10000 | Composite | 2003-02-01 |  |  | Pressurized
PUMP N PANTRY #8 | 5806 WATERS AVE | SAVANNAH | Chatham | 252001 | 4 | Flapper Valve | 1987-06-04 | FALSE | 1987-06-04 | FALSE | Currently in Use | E-10 | 8000 | Steel-Impressed Current | 1987-06-04 |  | Flex | Pressurized
PUMP N PANTRY #8 | 5806 WATERS AVE | SAVANNAH | Chatham | 252001 | 5 | Flapper Valve | 1987-06-04 | FALSE | 1987-06-04 | FALSE | Currently in Use | E-10 | 8000 | Steel-Impressed Current | 1987-06-04 |  | Flex | Pressurized
647 WEST RIVER STREET | 647 WEST RIVER STREET | SAVANNAH | Chatham | 10001391 | 1 |  |  | FALSE |  | FALSE | Removed from Ground | Gas (Historical Use) | 750 | Bare Steel | 1988-01-01 | 1988-01-01
KEM DISTRIBUTING INC | 2604 CAUSTON BLUFF RD | SAVANNAH | Chatham | 9025194 | 1 | [5 empty] | Removed from Ground | Gas (Historical Use) | 5000 | Bare Steel | 1979-08-01 | 1995-03-27 | Galvanized Steel | Suction (American)
ABANDONED GAS STATION | 1702 EAST PRESIDENT STREET | SAVANNAH | Chatham | 9025263 | 1 | [5 empty] | Removed from Ground | Gas (Historical Use) | 5000 | Not Marked/Unknown | 1996-04-01 | 1996-04-01 | Not Marked
AKINS & BOBB MOTORS INC | 2309 SKIDAWAY RD | SAVANNAH | Chatham | 9025315 | 2 |  |  | FALSE |  | FALSE | Removed from Ground |  | 550 |  |  | 1899-12-31
COASTAL TRANSMISSION SVC INC | 2110 SKIDAWAY RD | SAVANNAH | Chatham | 4250482 | 3 |  |  | TRUE |  | TRUE | Removed from Ground | Used Oil | 3000 | Bare Steel | 1966-05-06 | 1899-12-31 | Unknown
SKYTEST INC | 1607 WHEATON ST | SAVANNAH | Chatham | 4250381 | 1 | [5 empty] | Removed from Ground | Gas (Historical Use) | 4000 | Bare Steel | 1983-04-03 | 1989-08-01 | Galvanized Steel
AUTO INTENSIVE CARE | 4406 WATERS AVE | SAVANNAH | Chatham | 9025185 | 2 | [5 empty] | Removed from Ground | Gas (Historical Use) | 1000 | Not Marked/Unknown |  | 1899-12-31 | Not Marked
Memorial University Medical Center | 5002 WATERS AVENUE | SAVANNAH | Chatham | 9025280 | 2 | Flapper Valve | 1997-12-01 | FALSE | 1997-12-01 | FALSE | Currently in Use | Diesel | 280 | Composite | 1997-12-01 |  |  | Suction (American)
MEINEKE DISCOUNT MUFFLERS | 2065 E VICTORY DR | SAVANNAH | Chatham | 9025297 | 1 | [5 empty] | Removed from Ground | Gas (Historical Use) | 0 | Not Marked/Unknown | 1983-01-01 | 1983-01-01 | Not Marked
SAVANNAH GARDENS INC | PEN AVE & ELGIN ST | SAVANNAH | Chatham | 4250461 | 2 | [5 empty] | Removed from Ground | Diesel | 0 | Marked Unknown | 1995-01-01 | 1995-01-01 | Unknown
AIR LIQUIDE AMERICA CORP | 2601 E PRESIDENTS ST EXTENSION & | SAVANNAH | Chatham | 4250448 | 5 | [5 empty] | Closed in Ground | Gas (Historical Use) | 2000 | Double Walled | 1989-01-01 | 1996-09-12 | Galvanized Steel | Suction (American)
AIR LIQUIDE AMERICA CORP | 2601 E PRESIDENTS ST EXTENSION & | SAVANNAH | Chatham | 4250448 | 4 | [5 empty] | Closed in Ground | Diesel | 20000 | Double Walled | 1989-01-01 | 1996-09-12 | Galvanized Steel | Suction (American)
DAFFIN PARK EXXON #4-6449 | 1404 EAST VICTORY DR | SAVANNAH | Chatham | 4250345 | 4 |  |  | TRUE |  | TRUE | Removed from Ground | Used Oil | 550 | Bare Steel | 1968-04-21 | 1990-06-16 | Galvanized Steel
WATERS CHEVRON | 5009 WATERS AVE | SAVANNAH | Chatham | 4250362 | 3 | [5 empty] | Closed in Ground | Diesel | 4000 | Bare Steel | 1965-01-29 | 1899-12-31 | Galvanized Steel | Pressurized
DISCOUNT CORNER NO 2 | 1521 EAST ANDERSON ST | SAVANNAH | Chatham | 4250291 | 3 | Flapper Valve | 1994-06-30 | FALSE | 1994-06-30 | FALSE | Currently in Use | Regular | 8000 | Steel-Impressed Current | 1979-01-01 |  | Double-Walled Flex | Pressurized
YATES ASTRO TERMITE PEST CONTROL | 3007 GIBBONS ST | SAVANNAH | Chatham | 4250228 | 1 | [5 empty] | Removed from Ground | Gas (Historical Use) | 500 | Bare Steel | 1975-03-14 | 1899-12-31 | Galvanized Steel
RAYS 7-11 MINIT STORE | 3700 WATERS AVE | SAVANNAH | Chatham | 4250080 | 2 |  | 1995-04-05 | FALSE | 1995-04-05 | FALSE | Temporarily out of use | Gas (Historical Use) | 4000 | Steel-Impressed Current | 1984-03-11 |  | Fiberglass Reinforced Plastic | Pressurized
GANESH FOOD MART INC | 3014 SKIDAWAY RD | SAVANNAH | Chatham | 9000012 | 10 | Flapper Valve | 1988-01-10 | FALSE | 1988-01-10 | FALSE | Currently in Use | Premium | 10000 | Steel-Impressed Current | 1988-01-10 |  | Fiberglass Reinforced Plastic | Pressurized
PUMP & PANTRY #18 | 2511 SKIDAWAY RD | SAVANNAH | Chatham | 4250364 | 4 |  |  | TRUE |  | TRUE | Removed from Ground | Used Oil | 550 | Bare Steel | 1977-01-01 | 1993-07-01 | Bare Steel | Gravity Fed
BIG THREE INDUSTRIES | 2601 EAST PRESIDENT ST | SAVANNAH | Chatham | 9025078 | 2 | [5 empty] | Removed from Ground | Diesel | 1000 | Marked Unknown | 1992-11-25 | 1992-11-25 | Unknown
COUNTRY CONVENIENCE #3 | 1102 EAST VICTORY DRIVE | SAVANNAH | Chatham | 10000795 | 5 | Ball Float | 2005-01-01 | FALSE | 2005-01-01 | FALSE | Currently in Use | Regular | 12000 | Composite | 2005-01-01 |  | Fiberglass Reinforced Plastic | Pressurized
KROGER-979 | 1900 E VICTORY DR | SAVANNAH | Chatham | 10002173 | 1 | Ball Float | 2012-10-08 | FALSE | 2013-03-27 | FALSE | Currently in Use | Gas (Historical Use) | 20000 | Fiberglass | 2012-08-27 |  | Double-Walled Flex | Pressurized
UNKNOWN | 1020 EAST BROAD STREET | SAVANNAH | Chatham | 10001551 | 1 |  |  | FALSE |  | FALSE | Removed from Ground | Kerosene | 1000 | Bare Steel | 2008-04-02 | 2008-04-02 | Bare Steel
ALL IN ONE GARAGE | 321 MONTGOMERY STREET | SAVANNAH | Chatham | 9025278 | 1 | [5 empty] | Closed in Ground | Gas (Historical Use) | 1500 | Bare Steel | 1930-01-01 | 1996-08-15 | Bare Steel
AKINS & BOBB MOTORS INC | 2309 SKIDAWAY RD | SAVANNAH | Chatham | 9025315 | 3 |  |  | FALSE |  | FALSE | Removed from Ground |  | 550 |  |  | 1899-12-31
DAFFIN PARK EXXON #4-6449 | 1404 EAST VICTORY DR | SAVANNAH | Chatham | 4250345 | 3 | [5 empty] | Removed from Ground | Gas (Historical Use) | 4000 | Bare Steel | 1968-04-21 | 1990-06-16 | Galvanized Steel
PETES EXXON SERVICE 4-4311 | 6707 WATERS AVE | SAVANNAH | Chatham | 4250327 | 6 | [5 empty] | Removed from Ground | Diesel | 550 | Bare Steel | 1962-04-21 | 1991-10-21 | Galvanized Steel
WATERS CHEVRON | 5009 WATERS AVE | SAVANNAH | Chatham | 4250362 | 2 | [5 empty] | Closed in Ground | Gas (Historical Use) | 4000 | Bare Steel | 1965-01-29 | 1899-12-31 | Galvanized Steel | Pressurized
SOUTHERN STATES PHOSPHATE & FERT | 1600 EAST PRESIDENT ST | SAVANNAH | Chatham | 4250207 | 3 | [5 empty] | Removed from Ground | Gas (Historical Use) | 4000 | Bare Steel | 1951-02-27 | 1992-12-01 | Galvanized Steel | Safe Suction (Euro)
ARAMARK | 2610 CAUSTON BLUFF | SAVANNAH | Chatham | 4250011 | 3 | [5 empty] | Removed from Ground | Other | 20000 | Bare Steel | 1974-04-18 | 1899-12-31 | Unknown
S&W #3 | 11502 ABERCORN ST | SAVANNAH | Chatham | 4250059 | 3 | [5 empty] | Removed from Ground | Gas (Historical Use) | 5000 | Bare Steel | 1966-04-23 | 1986-10-28 | Galvanized Steel | Safe Suction (Euro)
PUMP & PANTRY #18 | 2511 SKIDAWAY RD | SAVANNAH | Chatham | 4250364 | 3 | [5 empty] | Removed from Ground | Gas (Historical Use) | 2000 | Bare Steel | 1977-01-29 | 1993-07-16 | Galvanized Steel
SAVANNAH GOLF CLUB/MAINT DEPT | 1661 EAST PRESIDENT | SAVANNAH | Chatham | 9025070 | 1 | [5 empty] | Removed from Ground | Gas (Historical Use) | 400 | Bare Steel | 1989-01-01 | 1989-01-01 | Galvanized Steel
EARL DEAN MOSLEY | 401 PENNSYLVANIA AVE | SAVANNAH | Chatham | 4250257 | 3 |  |  | TRUE |  | TRUE | Closed in Ground | Used Oil | 500 | Bare Steel | 1968-04-11 | 1899-12-31 | Unknown
BIBLE BAPTIST CHURCH | 4700 SKIDAWAY RD | SAVANNAH | Chatham | 4250152 | 1 | [5 empty] | Removed from Ground | Gas (Historical Use) | 0 | Bare Steel | 1996-04-02 | 1996-04-02 | Galvanized Steel
NO FACILITY NAME | 1621 MONTGOMERY CROSSROADS | SAVANNAH | Chatham | 4250086 | 3 |  |  | TRUE |  | TRUE | Removed from Ground | Used Oil | 200 | Bare Steel | 1956-05-05 | 1899-12-31 | Galvanized Steel
GANESH FOOD MART INC | 3014 SKIDAWAY RD | SAVANNAH | Chatham | 9000012 | 3 | [5 empty] | Permanently Out of Use - historical purposes | Gas (Historical Use) | 4000 | Bare Steel | 1969-04-25 | 1899-12-31 | Galvanized Steel
DAYS INN MOTEL #0094 | 114 MALL BLVD | SAVANNAH | Chatham | 4250388 | 3 | [5 empty] | Removed from Ground | Gas (Historical Use) | 10000 | Bare Steel | 1963-01-01 | 1993-01-01 | Galvanized Steel
DANIEL LUMBER CO | 2302 E GWINNETT ST | SAVANNAH | Chatham | 4250164 | 1 | [5 empty] | Removed from Ground | Gas (Historical Use) | 1000 | Bare Steel | 1971-02-25 | 1994-02-01 | Galvanized Steel | Suction (American)
ARAMARK | 2610 CAUSTON BLUFF | SAVANNAH | Chatham | 4250011 | 4 | [5 empty] | Removed from Ground | Diesel | 15000 | Marked Unknown |  | 1899-12-31 | Unknown
M & M CORNER | 2314 SKIDAWAY RD | SAVANNAH | Chatham | 4250044 | 4 |  |  | TRUE |  | TRUE | Removed from Ground | Used Oil | 550 | Bare Steel | 1966-05-07 | 2003-06-01 | Galvanized Steel | Gravity Fed
NO FACILITY NAME | 1621 MONTGOMERY CROSSROADS | SAVANNAH | Chatham | 4250086 | 1 | [5 empty] | Closed in Ground | Gas (Historical Use) | 2000 | Bare Steel | 1956-05-05 | 1996-05-21 | Galvanized Steel
NO FACILITY NAME | 1621 MONTGOMERY CROSSROADS | SAVANNAH | Chatham | 4250086 | 4 | [5 empty] | Removed from Ground | Gas (Historical Use) | 500 | Fiberglass | 1980-05-05 | 1899-12-31 | Galvanized Steel
FINA #6751/HUNTLEY JIFFY #373 | 3207 WATERS AVE | SAVANNAH | Chatham | 9000452 | 6 | [5 empty] | Removed from Ground | Gas (Historical Use) | 550 | Bare Steel | 1993-03-30 | 1993-03-30 | Bare Steel | Safe Suction (Euro)
CHEVRON TERMINAL | ONE WOODCOCK RD | SAVANNAH | Chatham | 250527 | 3 | [5 empty] | Permanently Out of Use - historical purposes | Kerosene | 1000 | Bare Steel | 1980-06-14 | 1899-12-31 | Bare Steel
SIGNATURE FLIGHT | 100 BOB HARMON RD | SAVANNAH | Chatham | 250509 | 5 | [5 empty] | Removed from Ground | Other | 9253 | Bare Steel | 1966-05-13 | 1997-04-01 | Bare Steel
SIGNATURE FLIGHT | 100 BOB HARMON RD | SAVANNAH | Chatham | 250509 | 4 | [5 empty] | Removed from Ground | Other | 9253 | Bare Steel | 1966-05-13 | 1997-04-01 | Bare Steel
SIGNATURE FLIGHT | 100 BOB HARMON RD | SAVANNAH | Chatham | 250509 | 7 |  |  | TRUE |  | TRUE | Removed from Ground | Used Oil | 500 | Bare Steel | 1966-05-13 | 1997-04-01 | Bare Steel
DIAMOND OIL #47 | 1402 E BROAD ST | SAVANNAH | Chatham | 4250478 | 1 |  | 1996-02-01 |  | 1996-02-01 |  | Removed from Ground | Gas (Historical Use) | 6000 | Steel-Impressed Current | 1985-05-01 | 2014-07-24 | Cathodically Protected | Pressurized
WATERS CHEVRON | 5009 WATERS AVE | SAVANNAH | Chatham | 4250362 | 7 | Ball Float | 2010-07-10 | FALSE | 2010-07-10 | FALSE | Currently in Use | E-10 | 12000 | Composite Double Walled | 2010-07-10 |  | Double-Walled Fiberglass | Pressurized
WATERS CHEVRON | 5009 WATERS AVE | SAVANNAH | Chatham | 4250362 | 1 |  | 1997-09-11 |  | 1997-09-11 |  | Removed from Ground | Gas (Historical Use) | 6000 | Not Marked/Unknown | 1965-01-29 | 2010-06-29 | Fiberglass Reinforced Plastic | Pressurized
ARAMARK | 2610 CAUSTON BLUFF | SAVANNAH | Chatham | 4250011 | 1 | [5 empty] | Removed from Ground | Other | 2000 | Bare Steel | 1969-04-18 | 1899-12-31 | Unknown
RAYS 7-11 MINIT STORE | 3700 WATERS AVE | SAVANNAH | Chatham | 4250080 | 1 | Flapper Valve | 1995-04-05 | FALSE | 1995-04-05 | FALSE | Currently in Use | Regular | 4000 | Steel-Impressed Current | 1984-03-11 |  | Fiberglass Reinforced Plastic | Pressurized
DERENNE AVE 7-11 MINIT STORE | 1300 E DERENNE AVE | SAVANNAH | Chatham | 4250079 | 2 |  | 1998-07-01 |  | 1998-07-01 |  | Removed from Ground | Gas (Historical Use) | 4000 | Cathodically Protected Steel | 1985-03-11 | 2005-02-08 | Fiberglass Reinforced Plastic | Pressurized
EL CHEAPO #3 | 902 PENNSYLVANIA AVE | SAVANNAH | Chatham | 4250109 | 2 | Flapper Valve | 2007-05-10 | FALSE | 1991-01-01 | FALSE | Currently in Use | Regular | 10000 | Steel-Impressed Current | 1978-05-07 |  | Fiberglass Reinforced Plastic | Pressurized
GANESH FOOD MART INC | 3014 SKIDAWAY RD | SAVANNAH | Chatham | 9000012 | 1 | [5 empty] | Permanently Out of Use - historical purposes | Gas (Historical Use) | 4000 | Bare Steel | 1969-04-25 | 1899-12-31 | Galvanized Steel
PARKERS #35 | 5300 SKIDAWAY RD | SAVANNAH | Chatham | 10001956 | 2B | Flapper Valve | 2011-01-01 | FALSE | 2011-01-01 | FALSE | Currently in Use | E-0 | 5000 | Composite Double Walled | 2011-01-01 |  | Double-Walled Fiberglass | Pressurized
PARKERS #35 | 5300 SKIDAWAY RD | SAVANNAH | Chatham | 10001956 | 2C | Ball Float | 2011-01-01 | FALSE | 2011-01-01 | FALSE | Currently in Use | Diesel | 5000 | Composite Double Walled | 2011-01-01 |  | Double-Walled Fiberglass | Pressurized
PETES EXXON SERVICE 4-4311 | 6707 WATERS AVE | SAVANNAH | Chatham | 4250327 | 2 | [5 empty] | Closed in Ground | Gas (Historical Use) | 3000 | Bare Steel | 1962-04-21 | 1899-12-31 | Galvanized Steel
KRISPY KREME DOUGHNUT CO | 2749 SKIDAWAY RD | SAVANNAH | Chatham | 4250215 | 1 | [5 empty] | Removed from Ground | Gas (Historical Use) | 10000 | Bare Steel | 1976-03-21 | 1994-10-25 | Galvanized Steel | Safe Suction (Euro)
LIL CHAMP/HUNTLEY JIFFY STORE #3 | 348 JOHNNY MERCER BLVD | SAVANNAH | Chatham | 4250180 | 1 | [5 empty] | Removed from Ground | Gas (Historical Use) | 8000 | Bare Steel | 1980-02-18 | 1994-07-27 | Galvanized Steel | Suction (American)
SAVANNAH/WATER POLLUTION CTL PLT | 1400 EAST PRESIDENT ST | SAVANNAH | Chatham | 4250021 | 1 | [5 empty] | Removed from Ground | Diesel | 10000 | Cathodically Protected Steel | 1985-03-12 | 1992-12-02 | Galvanized Steel
EL CHEAPO #3 | 902 PENNSYLVANIA AVE | SAVANNAH | Chatham | 4250109 | 4 | [5 empty] | Closed in Ground | Gas (Historical Use) | 4000 | Bare Steel | 1978-05-07 | 1989-12-23 | Galvanized Steel
DILLARD YARD TRANS | CHARLIE GAY DR @ HEIDT ST | SAVANNAH | Chatham | 4250126 | 3 | [5 empty] | Removed from Ground | Gas (Historical Use) | 550 | Bare Steel | 1983-05-07 | 1992-04-15 | Galvanized Steel
ABF FREIGHT SYSTEM INC | 2404 ALFRED ST | SAVANNAH | Chatham | 4250149 | 1 | [5 empty] | Removed from Ground | Gas (Historical Use) | 0 | Marked Unknown | 1956-02-12 | 1986-01-01 | Galvanized Steel
GA ANG/165 AIRLIFT WING | BLDG 1924 | SAVANNAH | Chatham | 9025133 | 2 |  |  | FALSE |  | FALSE | Removed from Ground |  | 0 |  |  | 1899-12-31
HWY 80 SHELL | 1024 HWY 80 E | SAVANNAH | Chatham | 9025052 | 3 | Ball Float | 1989-10-20 | FALSE | 1989-10-20 | FALSE | Currently in Use | Premium | 12000 | Galvanic (STIP-3) | 1989-10-20 |  | Fiberglass Reinforced Plastic | Pressurized
DELTA AIR LINES/SAVANNAH INTL AI | TRAVIS FIELD/RT 1 BOX 286B | SAVANNAH | Chatham | 9000672 | 6 | [5 empty] | Closed in Ground | Gas (Historical Use) | 1000 | Bare Steel | 1965-05-13 | 1992-03-31 | Bare Steel
DILLARD YARD TRANS | CHARLIE GAY DR @ HEIDT ST | SAVANNAH | Chatham | 4250126 | 1 | [5 empty] | Permanently Out of Use - historical purposes | Diesel | 1000 | Bare Steel | 1983-05-07 | 1899-12-31 | Galvanized Steel
DILLARD YARD TRANS | CHARLIE GAY DR @ HEIDT ST | SAVANNAH | Chatham | 4250126 | 4 | [5 empty] | Removed from Ground | Diesel | 550 | Bare Steel | 1976-05-06 | 1992-04-15 | Galvanized Steel
THRIFTY RENT-A-CAR | 1714 DEAN FOREST RD | SAVANNAH | Chatham | 4250211 | 1 | [5 empty] | Removed from Ground | Gas (Historical Use) | 3000 | Bare Steel | 1983-02-28 | 1899-12-31 | Galvanized Steel
FINA #6751/HUNTLEY JIFFY #373 | 3207 WATERS AVE | SAVANNAH | Chatham | 9000452 | 3 | [5 empty] | Removed from Ground | Gas (Historical Use) | 3000 | Bare Steel | 1952-05-01 | 1993-03-03 | Fiberglass Reinforced Plastic | Safe Suction (Euro)
CHEVRON TERMINAL | ONE WOODCOCK RD | SAVANNAH | Chatham | 250527 | 2 | [5 empty] | Permanently Out of Use - historical purposes | Kerosene | 1000 | Bare Steel | 1964-06-18 | 1899-12-31 | Bare Steel
PARKERS #13 | 2004 BEECH ST | SAVANNAH | Chatham | 250534 | 2 | Flapper Valve | 1992-04-10 | FALSE | 1992-04-10 | FALSE | Currently in Use | E-10 | 8000 | Galvanic (STIP-3) | 2001-08-29 |  | Fiberglass Reinforced Plastic | Pressurized
BOWMAN TRANSPORTATION INC | 1501 LISSNER AVE | SAVANNAH | Chatham | 4250235 | 1 | [5 empty] | Removed from Ground | Diesel | 10000 | Bare Steel | 1976-03-17 | 1991-01-17 | Unknown
CIRCLE K #7719 | 528 US HWY 80 WEST | SAVANNAH | Chatham | 4250283 | 2 | [5 empty] | Removed from Ground | Gas (Historical Use) | 3000 | Bare Steel | 1978-03-24 | 1992-01-01 | Galvanized Steel
ROBINSON/KOLE PROPERTY | 3100 WEST BAY ST | SAVANNAH | Chatham | 9025004 | DUMMY | [5 empty] | Permanently Out of Use - historical purposes | Other | 0 | Marked Unknown |  | 1899-12-31 | Unknown
UPS SAVANNAH (UST) | 3 PROSPERITY DR | SAVANNAH | Chatham | 9025011 | 2 | [5 empty] | Removed from Ground | Diesel | 10000 | Cathodically Protected Steel | 1971-04-18 | 1992-06-04 | Bare Steel | Pressurized
CIRCLE K #5346 | 2404 DEAN FOREST RD | SAVANNAH | Chatham | 9025012 | 4 | Flapper Valve | 2020-03-10 | FALSE |  | FALSE | Currently in Use | Diesel | 12000 | Composite | 1987-08-04 |  | Double-Walled Fiberglass | Pressurized
CIRCLE K #5346 | 2404 DEAN FOREST RD | SAVANNAH | Chatham | 9025012 | 5 | Flapper Valve | 2020-03-10 | FALSE |  | FALSE | Currently in Use | Premium | 10000 | Composite | 1987-08-04 |  | Double-Walled Fiberglass | Pressurized
DEAN FOREST CHEVRON | 1715 DEAN FOREST | SAVANNAH | Chatham | 9025240 | 1 | Ball Float | 1994-02-01 | FALSE | 1994-02-01 | FALSE | Currently in Use | E-10 | 10000 | Composite | 1994-01-01 |  | Fiberglass Reinforced Plastic | Pressurized
GA DEPT OF PUBLIC SAFETY POST 42 | 1400 DEAN FOREST RD | SAVANNAH | Chatham | 4250172 | 1 | [5 empty] | Removed from Ground | Gas (Historical Use) | 3000 | Bare Steel | 1967-03-05 | 2001-07-01 | Galvanized Steel
DERST BAKING CO | 1311 Mills B Land Blvd | SAVANNAH | Chatham | 4250133 | 8 |  |  |  | 1988-05-01 |  | Removed from Ground | Gas (Historical Use) | 10000 | Galvanic (STIP-3) | 1988-05-24 | 1999-02-12 | Galvanized Steel | Suction (American)
DERST BAKING CO | 1311 Mills B Land Blvd | SAVANNAH | Chatham | 4250133 | 9 | [5 empty] | Removed from Ground | Diesel | 10000 | Bare Steel | 1976-03-26 | 1999-02-12 | Bare Steel | Suction (American)
J C LEWIS MOTOR CO INC | 9505 ABERCORN ST | SAVANNAH | Chatham | 4250356 | 2 | [5 empty] | Permanently Out of Use - historical purposes | Other | 1800 | Bare Steel | 1972-04-17 | 1899-12-31 | Galvanized Steel
CHATHAM COUNTY MOSQUITO CONTROL | 1321 EISENHOWER DR | SAVANNAH | Chatham | 4250488 | 5 |  | 1989-10-01 |  | 1989-10-01 |  | Removed from Ground | Other | 6000 | Cathodically Protected Steel | 1989-10-01 | 2007-06-20 | Fiberglass Reinforced Plastic | Pressurized
CHATHAM COUNTY MOSQUITO CONTROL | 1321 EISENHOWER DR | SAVANNAH | Chatham | 4250488 | 4 |  | 1989-10-01 |  | 1989-10-01 |  | Removed from Ground | Diesel | 6000 | Cathodically Protected Steel | 1989-10-01 | 2007-06-20 | Fiberglass Reinforced Plastic | Safe Suction (Euro)
CHATHAM CO FLEET OPERATIONS | 7235 SALLIE MOOD DR | SAVANNAH | Chatham | 4250489 | 6 | [5 empty] | Removed from Ground | Diesel | 20000 | Not Marked/Unknown | 1995-05-02 | 1995-05-02 | Unknown
SAVANNAH AIRPORT COMMISSION | PO BOX 2723 | SAVANNAH | Chatham | 4250338 | 1 | [5 empty] | Currently in Use | Diesel | 1000 | Bare Steel | 1979-04-01 |  | Galvanized Steel
PUMP N PANTRY #8 | 5806 WATERS AVE | SAVANNAH | Chatham | 252001 | 1 | [5 empty] | Removed from Ground | Empty | 2000 | Bare Steel | 1956-03-20 | 1987-11-01 | Galvanized Steel
AUTO INTENSIVE CARE | 4406 WATERS AVE | SAVANNAH | Chatham | 9025185 | 1 | [5 empty] | Removed from Ground | Gas (Historical Use) | 1000 | Not Marked/Unknown |  | 1899-12-31 | Not Marked
PARKERS #21 | 1976 E VICTORY DR | SAVANNAH | Chatham | 9025340 | 1 |  | 2000-10-20 | FALSE | 2000-10-20 | FALSE | Currently in Use | Premium | 10000 | Composite | 2000-09-20 |  | Fiberglass Reinforced Plastic | Pressurized
DIAMOND OIL #47 | 1402 E BROAD ST | SAVANNAH | Chatham | 4250478 | 2 |  | 1996-02-01 |  | 1996-02-01 |  | Removed from Ground | Gas (Historical Use) | 6000 | Steel-Impressed Current | 1985-05-01 | 2014-07-24 | Cathodically Protected | Pressurized
GRAYSON STADIUM | 1410 E VICTORY | SAVANNAH | Chatham | 4250271 | 1 | [5 empty] | Removed from Ground | Gas (Historical Use) | 1000 | Bare Steel | 1978-03-12 | 1993-07-01 | Galvanized Steel
DERENNE AVE 7-11 MINIT STORE | 1300 E DERENNE AVE | SAVANNAH | Chatham | 4250079 | 1 |  | 1998-07-01 |  | 1998-07-01 |  | Removed from Ground | Gas (Historical Use) | 4000 | Cathodically Protected Steel | 1985-03-11 | 2005-02-08 | Fiberglass Reinforced Plastic | Pressurized
DELTA AIR LINES/SAVANNAH INTL AI | TRAVIS FIELD/RT 1 BOX 286B | SAVANNAH | Chatham | 9000672 | 3 | [5 empty] | Removed from Ground | Kerosene | 20000 | Bare Steel | 1979-05-10 | 1899-12-31 | Bare Steel
GANESH FOOD MART INC | 3014 SKIDAWAY RD | SAVANNAH | Chatham | 9000012 | 6 | Flapper Valve | 1988-01-10 | FALSE | 1988-01-10 | FALSE | Currently in Use | Diesel | 3000 | Steel-Impressed Current | 1978-03-01 |  | Fiberglass Reinforced Plastic | Pressurized
GANESH FOOD MART INC | 3014 SKIDAWAY RD | SAVANNAH | Chatham | 9000012 | 9 | Flapper Valve | 1988-01-10 | FALSE | 1988-01-10 | FALSE | Currently in Use | Plus | 10000 | Steel-Impressed Current | 1988-01-10 |  | Fiberglass Reinforced Plastic | Pressurized
BRYANT TRANSPORT CORP/BENTON BRO | 75 BRAMPTON RD | SAVANNAH | Chatham | 4250304 | 1 | [5 empty] | Removed from Ground | Diesel | 10000 | Marked Unknown | 1972-04-04 | 1995-02-13 | Unknown
UPS SAVANNAH (UST) | 3 PROSPERITY DR | SAVANNAH | Chatham | 9025011 | 6 | Flapper Valve | 1992-06-01 | FALSE | 1992-06-01 | FALSE | Removed from Ground | Diesel | 15000 | Fiberglass Double Walled | 1992-06-11 |  | Double-Walled Fiberglass | Pressurized
CIRCLE K #5346 | 2404 DEAN FOREST RD | SAVANNAH | Chatham | 9025012 | 3 | Flapper Valve | 2020-03-10 | FALSE |  | FALSE | Currently in Use | Diesel | 10000 | Composite | 1987-08-04 |  | Double-Walled Fiberglass | Pressurized
FAR WINDS CORP | 1137 BOB HARMON RD | SAVANNAH | Chatham | 4250340 | 1 |  | 1980-01-01 |  | 1980-01-01 |  | Removed from Ground | Other | 12000 | Bare Steel | 1980-04-03 | 1998-06-09 | Galvanized Steel
AIRPORT AMOCO INC | 291 CROSSROADS PARKWAY | SAVANNAH | Chatham | 9025337 | 3 | Flapper Valve | 2019-01-31 | FALSE | 2019-01-31 | FALSE | Currently in Use | Diesel | 4000 | Composite Double Walled | 2019-01-31 |  | Fiberglass Reinforced Plastic | Pressurized
#064 AIRPORT SHELL | 294 CROSSROAD PARKWAY | SAVANNAH | Chatham | 9025310 | 294056 | Ball Float | 1997-10-15 | FALSE | 1997-10-15 | FALSE | Currently in Use | Regular | 12000 | Composite | 1997-09-15 |  | Fiberglass Reinforced Plastic | Pressurized
NATIONAL CAR RENTAL | 44 IDA J CASDEN RD | SAVANNAH | Chatham | 9025246 | 1 |  | 1995-05-01 | FALSE | 1995-05-01 | FALSE | Removed from Ground | Regular | 12000 | Fiberglass | 1995-05-01 | 2019-05-15 | Fiberglass Reinforced Plastic | Pressurized
SAVANNAH GAS CO | 1674 CHATHAM PKWY | SAVANNAH | Chatham | 4250124 | 3 |  | 1987-03-01 |  | 1987-03-01 |  | Removed from Ground | Gas (Historical Use) | 6000 | Fiberglass | 1987-03-01 | 2003-11-05 | Fiberglass Reinforced Plastic | Safe Suction (Euro)
NATIONAL CAR RENTAL SYSTEM INC | ARMSTEAD RD & DAVIDSON RD | SAVANNAH | Chatham | 4250132 | 09601-02 | [5 empty] | Removed from Ground | Gas (Historical Use) | 6000 | Fiberglass | 1978-01-01 | 1995-08-29 | Unknown | Suction (American)
NATIONAL CAR RENTAL SYSTEM INC | ARMSTEAD RD & DAVIDSON RD | SAVANNAH | Chatham | 4250132 | 09601-01 | [5 empty] | Removed from Ground | Gas (Historical Use) | 6000 | Fiberglass | 1978-01-01 | 1899-12-31 | Unknown | Suction (American)
GA ANG/165 AIRLIFT WING | BLDG 1924 | SAVANNAH | Chatham | 9025133 | 1924-2 |  |  | TRUE |  | TRUE | Removed from Ground | Used Oil | 550 | Bare Steel | 1984-01-01 | 1993-12-23 | Bare Steel
HWY 80 SHELL | 1024 HWY 80 E | SAVANNAH | Chatham | 9025052 | 2 | Ball Float | 1989-10-20 | FALSE | 1989-10-20 | FALSE | Currently in Use | Diesel | 12000 | Galvanic (STIP-3) | 1989-10-20 |  | Fiberglass Reinforced Plastic | Pressurized
INTERSTATE NATIONALEASE INC | 114 ELI WHITNEY BLVD | SAVANNAH | Chatham | 9025235 | 1 | Ball Float | 1995-07-01 | FALSE | 1995-07-01 | FALSE | Currently in Use | Diesel | 12000 | Composite | 1995-07-01 |  | Fiberglass Reinforced Plastic | Pressurized
BORDEN INC | 1615 EAST VICTORY DR | SAVANNAH | Chatham | 250507 | 2 | [5 empty] | Removed from Ground | Gas (Historical Use) | 1000 | Bare Steel | 1989-12-01 | 1989-12-01 | Bare Steel
UPS SAVANNAH (UST) | 3 PROSPERITY DR | SAVANNAH | Chatham | 9025011 | 4 | [5 empty] | Removed from Ground | Other | 1000 | Fiberglass | 1992-05-29 | 1992-05-29 | Fiberglass Reinforced Plastic | Pressurized
UPS SAVANNAH (UST) | 3 PROSPERITY DR | SAVANNAH | Chatham | 9025011 | 5 | Flapper Valve | 1992-06-01 | FALSE | 1992-06-01 | FALSE | Removed from Ground | Regular | 12000 | Fiberglass Double Walled | 1992-06-11 |  | Double-Walled Fiberglass | Pressurized
CIRCLE K #5346 | 2404 DEAN FOREST RD | SAVANNAH | Chatham | 9025012 | 2 | Flapper Valve | 2020-03-10 | FALSE |  | FALSE | Currently in Use | Regular | 10000 | Composite | 1987-08-04 |  | Double-Walled Fiberglass | Pressurized
WAREHOUSE CENTER/M&M DISTRIBUTIO | 2 ALFRED ST | SAVANNAH | Chatham | 4250328 | 2 | [5 empty] | Closed in Ground | Gas (Historical Use) | 10000 | Bare Steel | 1984-04-17 | 1993-10-08 | Bare Steel
AIRPORT AMOCO INC | 291 CROSSROADS PARKWAY | SAVANNAH | Chatham | 9025337 | 2 | Flapper Valve | 1999-06-15 | FALSE | 1999-06-15 | FALSE | Currently in Use | Regular | 12000 | Composite | 1999-06-07 |  | Double-Walled Flex | Pressurized
#064 AIRPORT SHELL | 294 CROSSROAD PARKWAY | SAVANNAH | Chatham | 9025310 | 299097B | Ball Float | 1997-10-15 | FALSE | 1997-10-15 | FALSE | Currently in Use | Diesel | 6000 | Composite | 1997-09-15 |  | Fiberglass Reinforced Plastic | Pressurized
BUDGET RENT A CAR SYSTEMS INC | 47 IDA J GADSDEN DR | SAVANNAH | Chatham | 9025225 | 1 | Flapper Valve | 1994-08-01 | FALSE | 1994-08-01 | FALSE | Removed from Ground | Regular | 12000 | Fiberglass Double Walled | 1994-08-03 |  | Fiberglass Reinforced Plastic | Pressurized
CHATHAM COUNTY BOARD OF EDUCATIO | 2219 GAMBLE RD | SAVANNAH | Chatham | 4250159 | 8 | Flapper Valve | 1990-06-25 | FALSE | 1990-06-25 | FALSE | Currently in Use | Regular | 11907 | Composite | 1990-06-25 |  | Fiberglass Reinforced Plastic | Pressurized
Pritan, Inc. | 5815 WATERS AVE | SAVANNAH | Chatham | 4250106 | 8B | Ball Float | 1994-06-01 | FALSE | 1994-06-01 | FALSE | Currently in Use | Premium | 6000 | Composite | 1994-06-01 |  | Fiberglass Reinforced Plastic | Pressurized
SHEP II IN AND OUT | 2801 MONTGOMERY ST | SAVANNAH | Chatham | 4250066 | 1 |  | 1992-10-01 |  | 1992-10-01 |  | Removed from Ground | Gas (Historical Use) | 8000 | Bare Steel | 1980-03-30 | 2002-10-01 | Fiberglass Reinforced Plastic | Pressurized
CLARK & SONS INC | 2819 TREMONT RD | SAVANNAH | Chatham | 4250014 | 1 | [5 empty] | Closed in Ground | Gas (Historical Use) | 500 | Bare Steel | 1976-04-08 | 1979-01-15 | Galvanized Steel
Ganesh SV Ogeechee LLC | 3707 OGEECHEE RD | SAVANNAH | Chatham | 4250028 | 1 | Flapper Valve | 1998-01-01 | FALSE | 1998-01-01 | FALSE | Removed from Ground | Empty | 3000 | Steel-Impressed Current | 2008-06-10 |  | Steel (Impressed Current) | Safe Suction (Euro)
FORMER GAS STATION | 535 EAST 39TH STREET | SAVANNAH | Chatham | 10002175 | 1 |  |  | FALSE |  | FALSE | Removed from Ground |  | 0 | Unknown | 1987-01-01 | 1987-01-01
1801 WEST BAY STREET | 1801 WEST BAY STREET | SAVANNAH | Chatham | 10001424 | 1 |  |  | FALSE |  | FALSE | Removed from Ground | Gas (Historical Use) | 1000 | Bare Steel | 1975-01-01 | 1975-01-01
AUTO INTENSIVE CARE | 4406 WATERS AVE | SAVANNAH | Chatham | 9025185 | 4 | [5 empty] | Removed from Ground | Gas (Historical Use) | 4000 | Not Marked/Unknown |  | 1899-12-31 | Not Marked
SAVANNAH/WATER POLLUTION CTRL | 64 BEE RD | SAVANNAH | Chatham | 4250273 | 1 | [5 empty] | Removed from Ground | Diesel | 550 | Bare Steel | 1980-03-12 | 1899-12-31 | Galvanized Steel
BRYANT TRANSPORT CORP/BENTON BRO | 75 BRAMPTON RD | SAVANNAH | Chatham | 4250304 | 2 | [5 empty] | Removed from Ground | Diesel | 10000 | Marked Unknown | 1972-04-04 | 1995-02-13 | Unknown
LIL CHAMP/HUNTLEY JIFFY STORE #3 | 348 JOHNNY MERCER BLVD | SAVANNAH | Chatham | 4250180 | 2 | [5 empty] | Removed from Ground | Gas (Historical Use) | 8000 | Bare Steel | 1980-02-18 | 1994-07-27 | Galvanized Steel | Suction (American)
S&W #3 | 11502 ABERCORN ST | SAVANNAH | Chatham | 4250059 | 1 | [5 empty] | Removed from Ground | Gas (Historical Use) | 5000 | Bare Steel | 1966-04-23 | 1986-10-28 | Galvanized Steel | Safe Suction (Euro)
DERENNE AVE 7-11 MINIT STORE | 1300 E DERENNE AVE | SAVANNAH | Chatham | 4250079 | 3 |  | 1998-07-01 |  | 1998-07-01 |  | Removed from Ground | Gas (Historical Use) | 4000 | Cathodically Protected Steel | 1985-03-11 | 2005-02-08 | Fiberglass Reinforced Plastic | Pressurized
FINA #6751/HUNTLEY JIFFY #373 | 3207 WATERS AVE | SAVANNAH | Chatham | 9000452 | 7 | [5 empty] | Removed from Ground | Gas (Historical Use) | 550 | Bare Steel | 1993-03-30 | 1993-03-30 | Bare Steel | Safe Suction (Euro)
FINA #6751/HUNTLEY JIFFY #373 | 3207 WATERS AVE | SAVANNAH | Chatham | 9000452 | 4 |  |  | TRUE |  | TRUE | Removed from Ground | Used Oil | 550 | Bare Steel | 1952-05-01 | 1993-03-03 | Bare Steel
FINA #6751/HUNTLEY JIFFY #373 | 3207 WATERS AVE | SAVANNAH | Chatham | 9000452 | 1 | [5 empty] | Removed from Ground | Gas (Historical Use) | 3000 | Bare Steel | 1952-05-01 | 1993-03-03 | Fiberglass Reinforced Plastic | Safe Suction (Euro)
WATERS CHEVRON | 5009 WATERS AVE | SAVANNAH | Chatham | 4250362 | 4 |  | 1997-09-11 |  | 1997-09-11 |  | Removed from Ground | Gas (Historical Use) | 6000 | Not Marked/Unknown | 1984-01-30 | 2010-06-29 | Fiberglass Reinforced Plastic | Pressurized
GRAYSON STADIUM | 1410 E VICTORY | SAVANNAH | Chatham | 4250271 | 3 |  | 1990-12-01 |  | 1990-12-01 |  | Removed from Ground | Gas (Historical Use) | 1000 | Cathodically Protected Steel | 1990-12-27 | 2009-11-19 | Fiberglass Reinforced Plastic | Safe Suction (Euro)
EARL DEAN MOSLEY | 401 PENNSYLVANIA AVE | SAVANNAH | Chatham | 4250257 | 1 | [5 empty] | Closed in Ground | Gas (Historical Use) | 4000 | Bare Steel | 1968-04-11 | 1899-12-31 | Unknown
BIBLE BAPTIST CHURCH | 4700 SKIDAWAY RD | SAVANNAH | Chatham | 4250152 | 2 | [5 empty] | Removed from Ground | Gas (Historical Use) | 0 | Bare Steel | 1996-04-02 | 1996-04-02 | Galvanized Steel
WILLIAMS SEAFOOD INC | 101 RIVERVIEW DR | SAVANNAH | Chatham | 4250097 | 1 | [5 empty] | Removed from Ground | Gas (Historical Use) | 3000 | Bare Steel | 1978-05-05 | 1993-07-20 | Galvanized Steel
GANESH FOOD MART INC | 3014 SKIDAWAY RD | SAVANNAH | Chatham | 9000012 | 4 | [5 empty] | Permanently Out of Use - historical purposes | Gas (Historical Use) | 4000 | Bare Steel | 1969-04-25 | 1899-12-31 | Galvanized Steel
SIGNATURE FLIGHT | 100 BOB HARMON RD | SAVANNAH | Chatham | 250509 | 8AST |  |  | TRUE |  | TRUE | Removed from Ground | Used Oil | 500 | Bare Steel | 1966-05-16 | 1899-12-31 | Bare Steel
UPS SAVANNAH (UST) | 3 PROSPERITY DR | SAVANNAH | Chatham | 9025011 | 1 | [5 empty] | Removed from Ground | Gas (Historical Use) | 10000 | Cathodically Protected Steel | 1971-04-18 | 1992-06-04 | Bare Steel | Pressurized
FIVE TRANSPORTATION/SAVANNAH TER | 1497 LISSNER AVE | SAVANNAH | Chatham | 4250457 | 1 | [5 empty] | Removed from Ground | Diesel | 10000 | Bare Steel | 1979-01-01 | 1990-01-15 | Galvanized Steel
NATIONAL LINEN SERVICE | 4005 MONTGOMERY ST | SAVANNAH | Chatham | 4250123 | 3 | [5 empty] | Removed from Ground | Diesel | 4000 | Bare Steel | 1966-02-27 | 1994-03-10 | Galvanized Steel | Safe Suction (Euro)
OELSCHIGS NURSERY INC | 1612 SKIDAWAY RD | SAVANNAH | Chatham | 4250051 | 1AST | [5 empty] | Permanently Out of Use - historical purposes | Gas (Historical Use) | 565 | Bare Steel | 1966-05-07 | 1899-12-31 | Galvanized Steel
GA ANG/165 AIRLIFT WING | BLDG 1924 | SAVANNAH | Chatham | 9025133 | 1 |  |  | FALSE |  | FALSE | Removed from Ground | Diesel | 0 | Bare Steel | 2013-08-23 | 2013-08-23 | Bare Steel
HWY 80 SHELL | 1024 HWY 80 E | SAVANNAH | Chatham | 9025052 | 1 | Ball Float | 1989-10-20 | FALSE | 1989-10-20 | FALSE | Currently in Use | Regular | 12000 | Galvanic (STIP-3) | 1989-10-20 |  | Fiberglass Reinforced Plastic | Pressurized
CIRCLE K #5346 | 2404 DEAN FOREST RD | SAVANNAH | Chatham | 9025012 | 1 | Flapper Valve | 2020-02-04 | FALSE | 1987-08-04 | FALSE | Currently in Use | Regular | 10000 | Composite | 1987-08-04 |  | Double-Walled Fiberglass | Pressurized
FIVE TRANSPORTATION/SAVANNAH TER | 1497 LISSNER AVE | SAVANNAH | Chatham | 4250457 | 2 | [5 empty] | Removed from Ground | Gas (Historical Use) | 10000 | Bare Steel | 1979-01-01 | 1990-01-15 | Galvanized Steel
COCKE BROTHERS | 4919 OLD LOUISVILLE RD | SAVANNAH | Chatham | 4250416 | 1 | [5 empty] | Closed in Ground | Empty | 2000 | Bare Steel | 1980-04-30 | 1992-09-15 | Unknown
AIRPORT AMOCO INC | 291 CROSSROADS PARKWAY | SAVANNAH | Chatham | 9025337 | 1 | Flapper Valve | 1999-06-15 | FALSE | 1999-06-15 | FALSE | Currently in Use | Premium | 10000 | Composite | 1999-06-07 |  | Double-Walled Flex | Pressurized
FINCHER'S EXXON/DERENNE EXXON | 130 WEST DERENNE AVE | SAVANNAH | Chatham | 4250141 | 3 | [5 empty] | Removed from Ground | Gas (Historical Use) | 3000 | Bare Steel | 1969-05-05 | 1995-05-01 | Unknown
SAVANNAH GAS CO | 1674 CHATHAM PKWY | SAVANNAH | Chatham | 4250124 | 1 | [5 empty] | Removed from Ground | Gas (Historical Use) | 1000 | Bare Steel | 1951-05-06 | 1986-01-01 | Unknown
SHEP II IN AND OUT | 2801 MONTGOMERY ST | SAVANNAH | Chatham | 4250066 | 3 |  | 1992-10-01 |  | 1992-10-01 |  | Removed from Ground | Gas (Historical Use) | 8000 | Bare Steel | 1980-03-30 | 2002-10-01 | Fiberglass Reinforced Plastic | Gravity Fed
FUEL OIL DEPOT | DRAYTON & 42ND ST | SAVANNAH | Chatham | 4250040 | 2 | [5 empty] | Currently in Use | Gas (Historical Use) | 15000 | Bare Steel | 1956-05-08 | 2006-04-06 | Galvanized Steel
BARNES AMOCO STATION | 3310 OGEECHEE RD | SAVANNAH | Chatham | 4250063 | 7 | Flapper Valve | 1988-09-01 | FALSE | 1988-09-01 | FALSE | Removed from Ground | E-10 | 6000 | Galvanic (STIP-3) | 1988-09-01 |  | Steel/Sacrificial Anodes | Pressurized
BARNES AMOCO STATION | 3310 OGEECHEE RD | SAVANNAH | Chatham | 4250063 | 1 | [5 empty] | Removed from Ground | Gas (Historical Use) | 6000 | Bare Steel | 1978-04-08 | 1988-12-02 | Galvanized Steel
BARNES AMOCO STATION | 3310 OGEECHEE RD | SAVANNAH | Chatham | 4250063 | 4 | [5 empty] | Removed from Ground | Diesel | 4000 | Bare Steel | 1966-04-08 | 1988-12-02 | Galvanized Steel
SAVANNAH GAS CO | 1674 CHATHAM PKWY | SAVANNAH | Chatham | 4250124 | 2 | [5 empty] | Removed from Ground | Diesel | 5000 | Bare Steel | 1965-05-05 | 1986-01-01 | Not Marked
THONI OIL MAGIC BENZOL GAS STA | 4608 SOUTH OGEECHEE RD | SAVANNAH | Chatham | 4250091 | 7 | [5 empty] | Removed from Ground | Gas (Historical Use) | 6000 | Bare Steel | 1976-05-05 | 1991-07-16 | Galvanized Steel
THONI OIL MAGIC BENZOL GAS STA | 4608 SOUTH OGEECHEE RD | SAVANNAH | Chatham | 4250091 | 1 | [5 empty] | Removed from Ground | Gas (Historical Use) | 10000 | Bare Steel | 1978-05-05 | 1991-07-16 | Galvanized Steel
THONI OIL MAGIC BENZOL GAS STA | 4608 SOUTH OGEECHEE RD | SAVANNAH | Chatham | 4250091 | 4 | [5 empty] | Removed from Ground | Gas (Historical Use) | 4000 | Bare Steel | 1976-05-05 | 1991-07-16 | Galvanized Steel
FUEL OIL DEPOT | DRAYTON & 42ND ST | SAVANNAH | Chatham | 4250040 | 1 | [5 empty] | Currently in Use | Gas (Historical Use) | 15000 | Bare Steel | 1956-05-08 | 2006-04-06 | Galvanized Steel
BARNES AMOCO STATION | 3310 OGEECHEE RD | SAVANNAH | Chatham | 4250063 | 3 | [5 empty] | Removed from Ground | Gas (Historical Use) | 4000 | Bare Steel | 1966-04-08 | 1988-12-02 | Galvanized Steel
HABERSHAM CONVENIENCE STORE | 4407 HABERSHAM ST | SAVANNAH | Chatham | 4250016 | 108 |  | 1993-11-13 | FALSE | 1993-11-13 | FALSE | Currently in Use | Plus | 6000 | Galvanic (STIP-3) | 1993-11-01 |  | Fiberglass Reinforced Plastic | Pressurized
HABERSHAM CONVENIENCE STORE | 4407 HABERSHAM ST | SAVANNAH | Chatham | 4250016 | 109 |  | 1993-11-13 | FALSE | 1993-11-13 | FALSE | Currently in Use | Premium | 6000 | Galvanic (STIP-3) | 1993-11-01 |  | Fiberglass Reinforced Plastic | Pressurized
MILU MART | 3912 OGEECHEE RD | SAVANNAH | Chatham | 9000636 | 9 |  |  | TRUE |  | TRUE | Removed from Ground | Used Oil | 3000 | Bare Steel | 1983-05-02 | 1999-05-07 | Galvanized Steel
THONI OIL MAGIC BENZOL GAS STA | 4608 SOUTH OGEECHEE RD | SAVANNAH | Chatham | 4250091 | 5 | [5 empty] | Removed from Ground | Gas (Historical Use) | 4000 | Bare Steel | 1976-05-05 | 1991-07-16 | Galvanized Steel
SEARS ROEBUCK & CO #1305 | 1402 MILLS B LANE BLVD | SAVANNAH | Chatham | 4250072 | 1 | [5 empty] | Removed from Ground | Gas (Historical Use) | 4000 | Bare Steel | 1969-04-17 | 1992-10-26 | Galvanized Steel
MILU MART | 3912 OGEECHEE RD | SAVANNAH | Chatham | 9000636 | 3/C |  | 1990-01-01 |  | 1990-01-01 |  | Removed from Ground | Gas (Historical Use) | 8000 | Bare Steel | 1983-05-02 | 1999-05-07 | Galvanized Steel | Pressurized
POOR WILLIES #17 | 6827 WATERS AVE | SAVANNAH | Chatham | 7025002 | 3 |  | 1993-04-01 |  | 1993-04-01 |  | Currently in Use | Diesel | 4000 | Galvanic (STIP-3) | 1978-05-02 |  | Fiberglass Reinforced Plastic | Pressurized
PARKERS #13 | 2004 BEECH ST | SAVANNAH | Chatham | 250534 | 1 | Flapper Valve | 1992-04-10 | FALSE | 1992-04-10 | FALSE | Currently in Use | E-0 | 8000 | Galvanic (STIP-3) | 2001-08-29 |  | Fiberglass Reinforced Plastic | Pressurized
SIGNATURE FLIGHT | 100 BOB HARMON RD | SAVANNAH | Chatham | 250509 | 6 | [5 empty] | Removed from Ground | Gas (Historical Use) | 1000 | Bare Steel | 1966-05-13 | 1997-04-01 | Bare Steel
DELTA AIR LINES/SAVANNAH INTL AI | TRAVIS FIELD/RT 1 BOX 286B | SAVANNAH | Chatham | 9000672 | 1 | [5 empty] | Removed from Ground | Kerosene | 20000 | Bare Steel | 1965-05-13 | 1899-12-31 | Bare Steel
DEAN FOREST CHEVRON | 1715 DEAN FOREST | SAVANNAH | Chatham | 9025240 | 3 | Ball Float | 1994-02-01 | FALSE | 1994-02-01 | FALSE | Currently in Use | Premium | 6000 | Composite | 1994-01-01 |  | Fiberglass Reinforced Plastic | Pressurized
CHATHAM COUNTY BOARD OF EDUCATIO | 2219 GAMBLE RD | SAVANNAH | Chatham | 4250159 | 5 | Flapper Valve | 1990-06-25 | FALSE | 1990-06-25 | FALSE | Currently in Use | Diesel | 11907 | Composite | 1990-06-25 |  | Fiberglass Reinforced Plastic | Pressurized
CHATHAM COUNTY BOARD OF EDUCATIO | 2219 GAMBLE RD | SAVANNAH | Chatham | 4250159 | 4 | [5 empty] | Removed from Ground | Kerosene | 10000 | Bare Steel | 1978-01-14 | 1990-06-20 | Bare Steel
CHATHAM COUNTY BOARD OF EDUCATIO | 2219 GAMBLE RD | SAVANNAH | Chatham | 4250159 | 7 | Flapper Valve | 1990-06-25 | FALSE | 1990-06-25 | FALSE | Currently in Use | Diesel | 11907 | Composite | 1990-06-25 |  | Fiberglass Reinforced Plastic | Pressurized
DERST BAKING CO | 1311 Mills B Land Blvd | SAVANNAH | Chatham | 4250133 | 4 | [5 empty] | Closed in Ground | Empty | 3000 | Bare Steel | 1951-05-08 | 1988-01-01 | Galvanized Steel | Suction (American)
THONI OIL MAGIC BENZOL GAS STA | 4608 SOUTH OGEECHEE RD | SAVANNAH | Chatham | 4250091 | 6 | [5 empty] | Removed from Ground | Gas (Historical Use) | 6000 | Bare Steel | 1976-05-05 | 1991-07-16 | Galvanized Steel
S&W #3 | 11502 ABERCORN ST | SAVANNAH | Chatham | 4250059 | 4 | [5 empty] | Removed from Ground | Gas (Historical Use) | 5000 | Bare Steel | 1966-04-23 | 1986-10-28 | Galvanized Steel | Safe Suction (Euro)
M & M CORNER | 2314 SKIDAWAY RD | SAVANNAH | Chatham | 4250044 | 3 | Flapper Valve | 1997-04-18 | FALSE | 1997-04-18 | FALSE | Currently in Use | Premium | 8000 | Steel-Impressed Current | 1974-05-07 |  | Steel (Impressed Current) | Pressurized
EL CHEAPO #3 | 902 PENNSYLVANIA AVE | SAVANNAH | Chatham | 4250109 | 3 | Flapper Valve | 2007-05-10 | FALSE | 1991-01-01 | FALSE | Currently in Use | Premium | 10000 | Steel-Impressed Current | 1978-05-07 |  | Fiberglass Reinforced Plastic | Pressurized
SIGNATURE FLIGHT | 100 BOB HARMON RD | SAVANNAH | Chatham | 250509 | 3 | [5 empty] | Removed from Ground | Other | 9253 | Bare Steel | 1966-05-13 | 1997-04-01 | Bare Steel
DILLARD YARD TRANS | CHARLIE GAY DR @ HEIDT ST | SAVANNAH | Chatham | 4250126 | 2 | [5 empty] | Removed from Ground | Gas (Historical Use) | 500 | Bare Steel | 1981-05-06 | 1992-04-15 | Unknown
Parkway Shell | 4 PARK OF COMMERCE WAY | SAVANNAH | Chatham | 9025313 | 1 | Ball Float | 1997-08-01 | FALSE | 1997-08-01 | FALSE | Currently in Use | Regular | 12000 | Composite | 1997-08-01 |  | Double-Walled Flex | Pressurized
CHATHAM COUNTY BOARD OF EDUCATIO | 2219 GAMBLE RD | SAVANNAH | Chatham | 4250159 | 3 | [5 empty] | Removed from Ground | Gas (Historical Use) | 10000 | Bare Steel | 1971-01-15 | 1990-06-20 | Bare Steel
SAVANNAH GAS CO | 1674 CHATHAM PKWY | SAVANNAH | Chatham | 4250124 | 4 |  | 1987-03-01 |  | 1987-03-01 |  | Removed from Ground | Diesel | 6000 | Fiberglass | 1987-03-01 | 2003-11-05 | Fiberglass Reinforced Plastic | Safe Suction (Euro)
SAVANNAH GAS CO | 1674 CHATHAM PKWY | SAVANNAH | Chatham | 4250124 | 5 |  |  | TRUE | 1987-03-01 | TRUE | Removed from Ground | Used Oil | 1000 | Fiberglass | 1987-03-01 | 2003-11-05 | Fiberglass Reinforced Plastic | Gravity Fed
BILLS MINI MART | 1550 DEAN FOREST RD | SAVANNAH | Chatham | 4250107 | 2 | Flapper Valve | 1991-10-01 | FALSE | 1991-10-01 | FALSE | Currently in Use | Plus | 8020 | Steel-Impressed Current | 1982-05-07 |  | Fiberglass Reinforced Plastic | Pressurized
LITTLE BRYAN BAPTIST CHURCH FORMER GARAGE | PRICE @ GWINNETT STREETS | SAVANNAH | Chatham | 10001558 | 2 |  |  | FALSE |  | FALSE | Removed from Ground | Gas (Historical Use) | 1000 | Bare Steel | 2008-02-15 | 2008-02-15 | Galvanized Steel
INDEPENDENT PRESBYTERIAN CHURCH | 207 BULL STREET | SAVANNAH | Chatham | 10002554 | 1 |  |  | FALSE |  | FALSE | Removed from Ground |  | 1000 | Unknown | 2016-02-03 | 2016-02-03 | Unknown
LEES | 1220 HABERSHAM STREET | SAVANNAH | Chatham | 10001673 | 4 |  |  | FALSE |  | FALSE | Closed in Ground | Not Marked | 0 | Unknown |  | 1899-12-31 | Unknown
HADWIN PROPERTY | 100 WEST GORDON STREET | SAVANNAH | Chatham | 10001135 | 4 |  |  | FALSE |  | FALSE | Removed from Ground | Gas (Historical Use) | 570 | Unknown | 2006-06-20 | 2006-06-20 | Unknown
HADWIN PROPERTY | 100 WEST GORDON STREET | SAVANNAH | Chatham | 10001135 | 5 |  |  | FALSE |  | FALSE | Removed from Ground | Gas (Historical Use) | 570 | Unknown | 2006-06-20 | 2006-06-20 | Unknown
BRADLEY PLYWOOD CORP | 204 OLD WEST LATHROP AVE | SAVANNAH | Chatham | 9000371 | 2 | [5 empty] | Removed from Ground | Gas (Historical Use) | 4000 | Fiberglass | 1987-04-30 | 1991-10-01 | Galvanized Steel
QUICK STOP #92 | 1450 WEST BAY ST | SAVANNAH | Chatham | 250539 | 3 |  | 1997-01-01 |  | 1998-12-01 | TRUE | Temporarily out of use | Gas (Historical Use) | 10000 | Epoxy Double-Walled | 1986-01-01 |  | Fiberglass Reinforced Plastic | Pressurized
US POSTAL SVC VEHICLE MAINT | 2 NORTH FAHM ST | SAVANNAH | Chatham | 250510 | 6 | [5 empty] | Closed in Ground | Diesel | 4000 | Double Walled | 1992-03-01 | 1998-11-12 | Fiberglass Reinforced Plastic | Pressurized
NOBLE BOYKIN JR | 502 EAST GWINNETT ST | SAVANNAH | Chatham | 10002314 | 1 |  |  | FALSE |  | FALSE | Removed from Ground |  | 1150 | Bare Steel | 1940-01-01 | 2014-01-15
FORMER PETROLEUM SERVICE STATION | 241 DRAYTON STREET | SAVANNAH | Chatham | 10002426 | 3 |  |  | FALSE |  | FALSE | Removed from Ground | Diesel | 1000 | Bare Steel | 1960-01-01 | 2015-03-10 | Galvanized Steel
PREM KRISHNA INC | 502 W BAY ST | SAVANNAH | Chatham | 4250058 | 1 |  | 1998-12-14 |  | 1998-12-14 |  | Removed from Ground | Gas (Historical Use) | 5000 | Steel-Impressed Current | 1965-04-23 | 2003-06-12 | Cathodically Protected | Pressurized
LITTLE BRYAN BAPTIST CHURCH FORMER GARAGE | PRICE @ GWINNETT STREETS | SAVANNAH | Chatham | 10001558 | 3 |  |  | FALSE |  | FALSE | Removed from Ground | Gas (Historical Use) | 1000 | Bare Steel | 2008-02-15 | 2008-02-15 | Galvanized Steel
SPECTURM GLASS AND CHEMICAL CORPORATION | 630 INDIAN STREET | SAVANNAH | Chatham | 10002339 | 1 |  |  | FALSE |  | FALSE | Removed from Ground | Gas (Historical Use) | 1000 | Bare Steel | 2014-06-20 | 2014-06-20
DIXIE PLYWOOD CO OF SAVANNAH | SOUTH END OLD WEST LATHROP AVE | SAVANNAH | Chatham | 9000370 | 3 | [5 empty] | Removed from Ground | Gas (Historical Use) | 3000 | Bare Steel | 1977-01-01 | 1989-06-01 | Bare Steel
BRADLEY PLYWOOD CORP | 204 OLD WEST LATHROP AVE | SAVANNAH | Chatham | 9000371 | 1 | [5 empty] | Removed from Ground | Gas (Historical Use) | 1000 | Bare Steel | 1966-05-05 | 1989-06-01 | Bare Steel
PREM KRISHNA INC | 502 W BAY ST | SAVANNAH | Chatham | 4250058 | 4A | Ball Float | 2002-08-01 | FALSE | 2002-08-01 | FALSE | Currently in Use | E-10 | 10000 | Composite | 2002-06-12 |  | Fiberglass Reinforced Plastic | Pressurized
CITY OF SAVANNAH | 200 WEST CONGRESS STREET | SAVANNAH | Chatham | 10001084 | 1 |  |  | FALSE |  | FALSE | Removed from Ground | Not Marked/Tank Removed | 3000 | Unknown | 2006-01-20 | 2006-01-20 | Unknown
QUICK STOP #92 | 1450 WEST BAY ST | SAVANNAH | Chatham | 250539 | 2 | Flapper Valve | 1997-01-01 | FALSE | 1998-12-01 | TRUE | Currently in Use | Premium | 6000 | Epoxy Double-Walled | 1986-01-01 |  | Fiberglass Reinforced Plastic | Pressurized
ABERCORN CHEVRON | 2606 ABERCORN ST | SAVANNAH | Chatham | 4250060 | 2 | [5 empty] | Removed from Ground | Gas (Historical Use) | 4000 | Bare Steel | 1970-04-23 | 1992-06-18 | Galvanized Steel
PATTERSON SERVICE CENTER | 2023 W GWINNETT ST | SAVANNAH | Chatham | 4250048 | 3 | [5 empty] | Removed from Ground | Gas (Historical Use) | 2000 | Bare Steel | 1973-01-01 | 1998-11-25 | Galvanized Steel
RAYS 7-11 MINIT STORE | 3700 WATERS AVE | SAVANNAH | Chatham | 4250080 | 3 | Flapper Valve | 1995-04-05 | FALSE | 1995-04-05 | FALSE | Temporarily out of use | Premium | 4000 | Epoxy | 1984-03-11 |  | Fiberglass Reinforced Plastic | Pressurized
EL CHEAPO #3 | 902 PENNSYLVANIA AVE | SAVANNAH | Chatham | 4250109 | 1 | Flapper Valve | 2007-05-10 | FALSE | 1991-01-01 | FALSE | Currently in Use | Plus | 10000 | Steel-Impressed Current | 1978-05-07 |  | Fiberglass Reinforced Plastic | Pressurized
CIRCLE K #7719 | 528 US HWY 80 WEST | SAVANNAH | Chatham | 4250283 | 1 | [5 empty] | Removed from Ground | Gas (Historical Use) | 4000 | Bare Steel | 1978-03-24 | 1992-01-01 | Galvanized Steel
FUEL PRO #2 | 6001 COMMERCE BLVD | GARDEN CITY | Chatham | 9025056 | 2 | Ball Float | 1990-01-01 | FALSE | 1990-01-01 | FALSE | Currently in Use | Regular | 10000 | Galvanic (STIP-3) | 1990-01-01 |  | Fiberglass Reinforced Plastic | Pressurized
DEAN FOREST CHEVRON | 1715 DEAN FOREST | SAVANNAH | Chatham | 9025240 | 2 | Ball Float | 1994-02-01 | FALSE | 1994-02-01 | FALSE | Currently in Use | Plus | 6000 | Composite | 1994-01-01 |  | Fiberglass Reinforced Plastic | Pressurized
HERTZ RENT-A-CAR-SAVANNAH GEORGI | 22 IDA J GASDEN DR | SAVANNAH | Chatham | 9025253 | 1 | Flapper Valve | 1995-06-05 | FALSE | 1995-06-05 | FALSE | Currently in Use | Regular | 10000 | Fiberglass Double Walled | 1994-05-01 |  | Double-Walled Fiberglass | Pressurized
CHATHAM COUNTY BOARD OF EDUCATIO | 2219 GAMBLE RD | SAVANNAH | Chatham | 4250159 | 6 | Flapper Valve | 1990-06-25 | FALSE | 1990-06-25 | FALSE | Currently in Use | Diesel | 11907 | Composite | 1990-06-25 |  | Fiberglass Reinforced Plastic | Pressurized
BUDGET RENT A CAR SAVANNAH INC | 2200 TRAVIS FIELD RD | SAVANNAH | Chatham | 4250156 | 1 | [5 empty] | Removed from Ground | Gas (Historical Use) | 8000 | Bare Steel | 1976-03-01 | 1994-12-08 | Bare Steel
J C LEWIS INC/AVIS RENT-A-CAR | 2215 TRAVIS FIELD RD | SAVANNAH | Chatham | 4250188 | 1 | [5 empty] | Closed in Ground | Gas (Historical Use) | 10000 | Bare Steel | 1980-01-01 | 1997-02-26 | Unknown
INTERSTATE NATIONALEASE INC | 114 ELI WHITNEY BLVD | SAVANNAH | Chatham | 9025235 | 2 |  |  | TRUE | 1995-07-01 | TRUE | Removed from Ground | Used Oil | 2000 | Composite | 1995-07-01 | 1999-02-01 | Not Marked | Gravity Fed
FINCHER'S EXXON/DERENNE EXXON | 130 WEST DERENNE AVE | SAVANNAH | Chatham | 4250141 | 2 | [5 empty] | Removed from Ground | Gas (Historical Use) | 3000 | Bare Steel | 1969-05-05 | 1995-05-01 | Unknown
Pritan, Inc. | 5815 WATERS AVE | SAVANNAH | Chatham | 4250106 | 3 | [5 empty] | Removed from Ground | Gas (Historical Use) | 8020 | Bare Steel | 1982-05-07 | 1994-04-01 | Galvanized Steel
SHEP II IN AND OUT | 2801 MONTGOMERY ST | SAVANNAH | Chatham | 4250066 | 2 |  | 1992-10-01 |  | 1992-10-01 |  | Removed from Ground | Gas (Historical Use) | 8000 | Bare Steel | 1980-03-30 | 2002-10-01 | Fiberglass Reinforced Plastic | Pressurized
HABERSHAM CONVENIENCE STORE | 4407 HABERSHAM ST | SAVANNAH | Chatham | 4250016 | 5 |  |  | TRUE |  | TRUE | Removed from Ground | Used Oil | 600 | Cathodically Protected Steel | 1970-04-21 | 1992-04-27 | Galvanized Steel
MILU MART | 3912 OGEECHEE RD | SAVANNAH | Chatham | 9000636 | 4/D |  | 1990-01-01 |  | 1990-01-01 |  | Removed from Ground | Diesel | 8000 | Bare Steel | 1983-05-02 | 1999-05-07 | Galvanized Steel | Pressurized
MILU MART | 3912 OGEECHEE RD | SAVANNAH | Chatham | 9000636 | 10 | Flapper Valve | 2000-03-15 | FALSE | 2000-03-15 | FALSE | Currently in Use | Premium | 10000 | Epoxy | 2000-02-01 |  | Fiberglass Reinforced Plastic | Pressurized
MILU MART | 3912 OGEECHEE RD | SAVANNAH | Chatham | 9000636 | 2/B |  | 1990-01-01 |  | 1990-01-01 |  | Removed from Ground | Gas (Historical Use) | 12000 | Bare Steel | 1983-05-02 | 1999-05-07 | Galvanized Steel | Pressurized
ENK491 | 3219 SKIDAWAY RD | SAVANNAH | Chatham | 250511 | 3 | Flapper Valve | 1986-01-01 | FALSE | 1986-01-01 | FALSE | Currently in Use | Regular | 12000 | Composite Double Walled | 1986-01-01 |  | Fiberglass Reinforced Plastic | Pressurized
CHATHAM AREA TRANSIT AUTHORITY/S | 900 E GWINNETT ST | SAVANNAH | Chatham | 9000013 | 6 |  | 2007-06-27 |  | 1988-01-01 |  | Removed from Ground | Diesel | 20000 | Tank Jacket | 1988-01-01 | 2012-08-28 | Fiberglass Reinforced Plastic | Pressurized
M & M CORNER | 2314 SKIDAWAY RD | SAVANNAH | Chatham | 4250044 | 2 | Flapper Valve | 1997-04-18 | FALSE | 1997-04-18 | FALSE | Currently in Use | Regular | 10000 | Steel-Impressed Current | 1974-05-07 |  | Steel (Impressed Current) | Pressurized
FUEL PRO #2 | 6001 COMMERCE BLVD | GARDEN CITY | Chatham | 9025056 | 1 | Ball Float | 1990-01-01 | FALSE | 1990-01-01 | FALSE | Currently in Use | Premium | 10000 | Galvanic (STIP-3) | 1990-01-01 |  | Fiberglass Reinforced Plastic | Pressurized
FUEL PRO #2 | 6001 COMMERCE BLVD | GARDEN CITY | Chatham | 9025056 | 4 | Flapper Valve | 1990-01-01 | FALSE | 1990-01-01 | FALSE | Currently in Use | Diesel | 8000 | Galvanic (STIP-3) | 1990-01-01 |  | Fiberglass Reinforced Plastic | Pressurized
Parkway Shell | 4 PARK OF COMMERCE WAY | SAVANNAH | Chatham | 9025313 | 2B | Ball Float | 1997-08-01 | FALSE | 1997-08-01 | FALSE | Currently in Use | Diesel | 8000 | Composite | 1997-08-01 |  | Double-Walled Flex | Pressurized
HERTZ RENT-A-CAR-SAVANNAH GEORGI | 22 IDA J GASDEN DR | SAVANNAH | Chatham | 9025253 | 2 | Flapper Valve | 1995-06-05 | FALSE | 1995-06-05 | FALSE | Currently in Use | Regular | 10000 | Fiberglass Double Walled | 1994-05-01 |  | Fiberglass Reinforced Plastic | Pressurized
BARNES AMOCO STATION | 3310 OGEECHEE RD | SAVANNAH | Chatham | 4250063 | 8 | Flapper Valve | 1988-09-01 | FALSE | 1988-09-01 | FALSE | Removed from Ground | Plus | 4000 | Galvanic (STIP-3) | 1988-09-01 |  | Steel/Sacrificial Anodes | Pressurized
BARNES AMOCO STATION | 3310 OGEECHEE RD | SAVANNAH | Chatham | 4250063 | 2 | [5 empty] | Removed from Ground | Gas (Historical Use) | 4000 | Bare Steel | 1966-04-08 | 1988-12-02 | Galvanized Steel
Ganesh SV Ogeechee LLC | 3707 OGEECHEE RD | SAVANNAH | Chatham | 4250028 | 5 | [5 empty] | Removed from Ground | Gas (Historical Use) | 250 | Marked Unknown | 2000-05-01 | 2000-05-01 | Unknown
Ganesh SV Ogeechee LLC | 3707 OGEECHEE RD | SAVANNAH | Chatham | 4250028 | 4 | Flapper Valve | 1998-01-01 | FALSE | 1998-01-01 | FALSE | Removed from Ground | Empty | 3000 | Steel-Impressed Current | 2008-06-10 |  | Steel (Impressed Current) | Safe Suction (Euro)
EARL DEAN MOSLEY | 401 PENNSYLVANIA AVE | SAVANNAH | Chatham | 4250257 | 2 | [5 empty] | Closed in Ground | Gas (Historical Use) | 4000 | Bare Steel | 1968-04-11 | 1899-12-31 | Unknown
GANESH FOOD MART INC | 3014 SKIDAWAY RD | SAVANNAH | Chatham | 9000012 | 2 | [5 empty] | Permanently Out of Use - historical purposes | Gas (Historical Use) | 4000 | Bare Steel | 1969-04-25 | 1899-12-31 | Galvanized Steel
GANESH FOOD MART INC | 3014 SKIDAWAY RD | SAVANNAH | Chatham | 9000012 | 8 | Flapper Valve | 1978-04-10 | FALSE | 1978-04-10 | FALSE | Currently in Use | Regular | 10000 | Steel-Impressed Current | 1978-04-10 |  | Fiberglass Reinforced Plastic | Pressurized
BORDEN INC | 1615 EAST VICTORY DR | SAVANNAH | Chatham | 250507 | 3 |  |  | TRUE |  | TRUE | Removed from Ground | Used Oil | 500 | Bare Steel | 1989-12-01 | 1989-12-01 | Bare Steel
CHATHAM COUNTY BOARD OF EDUCATIO | 2219 GAMBLE RD | SAVANNAH | Chatham | 4250159 | 1 | [5 empty] | Removed from Ground | Gas (Historical Use) | 6000 | Bare Steel | 1966-01-14 | 1990-06-20 | Bare Steel
FINCHER'S EXXON/DERENNE EXXON | 130 WEST DERENNE AVE | SAVANNAH | Chatham | 4250141 | 6 |  |  | TRUE |  | TRUE | Removed from Ground | Used Oil | 260 | Bare Steel | 1969-05-01 | 1995-05-01 | Galvanized Steel
DERST BAKING CO | 1311 Mills B Land Blvd | SAVANNAH | Chatham | 4250133 | 7 |  |  |  | 1988-05-01 |  | Removed from Ground | Gas (Historical Use) | 10000 | Galvanic (STIP-3) | 1988-05-24 | 1999-02-12 | Galvanized Steel | Pressurized
DERST BAKING CO | 1311 Mills B Land Blvd | SAVANNAH | Chatham | 4250133 | 1 | [5 empty] | Closed in Ground | Empty | 10000 | Bare Steel | 1947-05-08 | 1988-01-01 | Galvanized Steel | Suction (American)
INTERREDEC HANGER #729 | BOB HARMAN RD-SAVANNAH INTR'L AI | SAVANNAH | Chatham | 9025127 | 1 | [5 empty] | Currently in Use | Other | 12000 | Marked Unknown |  |  | Unknown
HERSHEY CHOCOLATE USA | 11 ARTLEY RD | SAVANNAH | Chatham | 9025129 | 1 | [5 empty] | Removed from Ground | Diesel | 8000 | Not Marked/Unknown | 1993-07-02 | 1993-07-02 | Not Marked
FUEL PRO #2 | 6001 COMMERCE BLVD | GARDEN CITY | Chatham | 9025056 | 3 | Flapper Valve | 1990-01-01 | FALSE | 1990-01-01 | FALSE | Currently in Use | Diesel | 8000 | Galvanic (STIP-3) | 1990-01-01 |  | Fiberglass Reinforced Plastic | Pressurized
WAREHOUSE CENTER/M&M DISTRIBUTIO | 2 ALFRED ST | SAVANNAH | Chatham | 4250328 | 1 | [5 empty] | Closed in Ground | Diesel | 10000 | Bare Steel | 1984-04-17 | 1993-10-08 | Bare Steel
Parkway Shell | 4 PARK OF COMMERCE WAY | SAVANNAH | Chatham | 9025313 | 2A | Ball Float | 1997-08-01 | FALSE | 1997-08-01 | FALSE | Currently in Use | Premium | 4000 | Composite | 1997-08-01 |  | Double-Walled Flex | Pressurized
DERST BAKING CO | 1311 Mills B Land Blvd | SAVANNAH | Chatham | 4250133 | 2 | [5 empty] | Removed from Ground | Empty | 3000 | Bare Steel | 1947-05-08 | 1988-01-01 | Galvanized Steel | Suction (American)
NATIONAL LINEN SERVICE | 4005 MONTGOMERY ST | SAVANNAH | Chatham | 4250123 | 1 | [5 empty] | Removed from Ground | Other | 10000 | Bare Steel | 1980-02-28 | 1996-06-01 | Galvanized Steel
HABERSHAM CONVENIENCE STORE | 4407 HABERSHAM ST | SAVANNAH | Chatham | 4250016 | 107 |  | 1993-11-13 | FALSE | 1993-11-13 | FALSE | Currently in Use | E-10 | 8000 | Galvanic (STIP-3) | 1993-11-01 |  | Fiberglass Reinforced Plastic | Pressurized
Ganesh SV Ogeechee LLC | 3707 OGEECHEE RD | SAVANNAH | Chatham | 4250028 | 2 | Flapper Valve | 1998-01-01 | FALSE | 1998-01-01 | FALSE | Removed from Ground | Empty | 3000 | Steel-Impressed Current | 2008-06-10 |  | Steel (Impressed Current) | Safe Suction (Euro)
BPM FOODMART | 3701 BULL ST @ 54TH ST | SAVANNAH | Chatham | 250512 | 1 | Flapper Valve | 1987-01-01 | FALSE | 1987-01-01 | FALSE | Currently in Use | Regular | 8000 | Steel-Impressed Current | 1987-01-01 |  | Steel (Impressed Current) | Pressurized
POOR WILLIES #17 | 6827 WATERS AVE | SAVANNAH | Chatham | 7025002 | 5B |  | 1993-04-01 |  | 1993-04-01 |  | Currently in Use | Gas (Historical Use) | 4000 | Galvanic (STIP-3) | 1978-05-02 |  | Fiberglass Reinforced Plastic | Pressurized
CHATHAM AREA TRANSIT AUTHORITY/S | 900 E GWINNETT ST | SAVANNAH | Chatham | 9000013 | 1 | [5 empty] | Removed from Ground | Diesel | 10000 | Bare Steel | 1971-04-13 | 1988-06-01 | Cathodically Protected
NICKEL PUMPER | 825 TIBET AVE | SAVANNAH | Chatham | 4250194 | 2 | Ball Float | 1995-07-20 | FALSE | 1995-07-20 | FALSE | Currently in Use | Premium | 8000 | Steel-Impressed Current | 1983-12-10 |  | Fiberglass Reinforced Plastic | Pressurized
UNOCAL TERMINAL #5481 | DEPTFORD TRACT/PRESIDENT ST EXIT | SAVANNAH | Chatham | 4250212 | 3 | [5 empty] | Removed from Ground | Diesel | 550 | Bare Steel | 1973-01-01 | 1988-08-01 | Bare Steel
PARKERS #29 | 10525 ABERCON ST | SAVANNAH | Chatham | 10001221 | 1 | Flapper Valve | 2006-10-24 | FALSE | 2006-10-24 | FALSE | Currently in Use | Regular | 16000 | Epoxy | 2006-09-01 |  | Double-Walled Fiberglass | Pressurized
GREG'S QUICK STOP | 805 FORT ARGYLE RD | SAVANNAH | Chatham | 9025221 | 4 | Flapper Valve | 1997-05-01 | FALSE | 1997-05-01 | FALSE | Removed from Ground | Premium | 6000 | Steel-Impressed Current | 1975-01-01 |  | Double-Walled Fiberglass | Pressurized
Vyom Food Mart | 5920 OGEECHEE RD | SAVANNAH | Chatham | 9025302 | 3 | Ball Float | 1997-09-25 | FALSE | 1997-09-25 | FALSE | Currently in Use | Premium | 12000 | Composite Double Walled | 1997-09-20 |  |  | Pressurized
THONI OIL MAGIC BENZOL GAS STA | 4608 SOUTH OGEECHEE RD | SAVANNAH | Chatham | 4250091 | 2 | [5 empty] | Removed from Ground | Gas (Historical Use) | 4000 | Bare Steel | 1976-05-05 | 1991-07-16 | Galvanized Steel
BPM FOODMART | 3701 BULL ST @ 54TH ST | SAVANNAH | Chatham | 250512 | 4 | Flapper Valve | 1987-01-01 | FALSE | 1987-01-01 | FALSE | Currently in Use | Diesel | 4000 | Steel-Impressed Current | 1987-01-01 |  | Steel (Impressed Current) | Safe Suction (Euro)
BPM FOODMART | 3701 BULL ST @ 54TH ST | SAVANNAH | Chatham | 250512 | 5 | Flapper Valve | 1987-01-01 | FALSE | 1987-01-01 | FALSE | Currently in Use | Kerosene | 4000 | Steel-Impressed Current | 1987-01-01 |  | Steel (Impressed Current) | Safe Suction (Euro)
SHOP N GO #3 | 2008 GROVE POINT RD | SAVANNAH | Chatham | 10001793 | 2B | Ball Float | 2008-12-01 | FALSE | 2008-12-01 | FALSE | Currently in Use | Diesel | 6000 | Composite Double Walled | 2008-12-01 |  | Double-Walled Fiberglass | Pressurized
FORMER CHEVRON FACILITY #43978 | 12402 WHITE BLUFF ROAD | SAVANNAH | Chatham | 9025342 | 4 | [5 empty] | Removed from Ground | Used Oil | 1000 | Bare Steel | 1982-04-01 | 1983-01-01 | Unknown
MURPHY USA #6684 | 6004 Ogeechee Rd | Savannah | Chatham | 9025345 | 3 | Flapper Valve |  | FALSE |  | FALSE | Currently in Use | Regular | 25000 | Fiberglass Double Walled | 2021-05-13 |  | Double-Walled Fiberglass | Pressurized
DONE RITE AUTO REPAIR CTR | 12400 WHITE BLUFF RD | SAVANNAH | Chatham | 9025136 | 1 | [5 empty] | Removed from Ground | Gas (Historical Use) | 3000 | Bare Steel | 1993-12-15 | 1993-12-15 | Galvanized Steel | Suction (American)
FORMER CHEVRON FACILITY #43978 | 12402 WHITE BLUFF ROAD | SAVANNAH | Chatham | 9025342 | 1 | [5 empty] | Removed from Ground | Gas (Historical Use) | 3000 | Bare Steel | 1983-01-01 | 1983-01-01 | Unknown
MURPHY USA #6684 | 6004 Ogeechee Rd | Savannah | Chatham | 9025345 | 1B | Flapper Valve | 2001-05-07 | FALSE | 2001-05-07 | FALSE | Removed from Ground | Diesel | 8000 | Fiberglass Double Walled | 2001-04-18 |  | Double-Walled Flex | Pressurized
DONE RITE AUTO REPAIR CTR | 12400 WHITE BLUFF RD | SAVANNAH | Chatham | 9025136 | 4 |  |  | TRUE |  | TRUE | Removed from Ground | Used Oil | 560 | Bare Steel | 1993-12-15 | 1993-12-15 | Galvanized Steel | Suction (American)
ENK010 | 14000 ABERCORN ST | SAVANNAH | Chatham | 4250431 | 3 | Flapper Valve | 1985-05-05 | FALSE | 1985-05-05 | FALSE | Currently in Use | Regular | 12000 | Composite | 1985-05-05 |  | Fiberglass Reinforced Plastic | Pressurized
ENK491 | 3219 SKIDAWAY RD | SAVANNAH | Chatham | 250511 | 1 | Flapper Valve | 1986-01-01 | FALSE | 1986-01-01 | FALSE | Currently in Use | Diesel | 12000 | Composite Double Walled | 1986-01-01 |  | Fiberglass Reinforced Plastic | Pressurized
KROGER GA 645 | 5720 OGEECHEE RD | SAVANNAH | Chatham | 10001018 | 3A | Flapper Valve | 2018-02-19 | FALSE | 2018-02-08 | FALSE | Currently in Use | Regular | 20000 | Fiberglass Double Walled | 2018-01-25 |  | Double-Walled Flex | Pressurized
ASHLEYS CONVENIENCE | 6001 OGEECHEE RD | SAVANNAH | Chatham | 252002 | 4 | Flapper Valve | 2005-02-15 | FALSE | 2005-02-15 | FALSE | Currently in Use | Regular | 12000 | Fiberglass Double Walled | 2005-02-09 |  | Double-Walled Fiberglass | Pressurized
ASHLEYS CONVENIENCE | 6001 OGEECHEE RD | SAVANNAH | Chatham | 252002 | 5 | Flapper Valve | 2005-02-15 | FALSE | 2005-02-15 | FALSE | Currently in Use | Premium | 8000 | Fiberglass Double Walled | 2005-02-09 |  | Double-Walled Fiberglass | Pressurized
NATIONAL LINEN SERVICE | 4005 MONTGOMERY ST | SAVANNAH | Chatham | 4250123 | 5 | [5 empty] | Removed from Ground | Diesel | 10000 | Bare Steel | 1956-02-28 | 1994-03-10 | Galvanized Steel | Suction (American)
NATIONAL LINEN SERVICE | 4005 MONTGOMERY ST | SAVANNAH | Chatham | 4250123 | 4 | [5 empty] | Removed from Ground | Empty | 1000 | Bare Steel | 1956-02-28 | 1994-03-01 | Unknown
MILU MART | 3912 OGEECHEE RD | SAVANNAH | Chatham | 9000636 | 6/G |  | 1990-01-01 |  | 1990-01-01 |  | Removed from Ground | Gas (Historical Use) | 10000 | Bare Steel | 1983-05-02 | 1999-05-07 | Galvanized Steel | Pressurized
MILU MART | 3912 OGEECHEE RD | SAVANNAH | Chatham | 9000636 | 11 | Flapper Valve | 2000-03-15 | FALSE | 2000-03-15 | FALSE | Currently in Use | E-10 | 12000 | Epoxy | 2000-02-01 |  | Fiberglass Reinforced Plastic | Pressurized
KROGER GA 645 | 5720 OGEECHEE RD | SAVANNAH | Chatham | 10001018 | 4B | Flapper Valve | 2018-02-19 | FALSE | 2018-02-08 | FALSE | Currently in Use | E-0 | 10000 | Fiberglass Double Walled | 2018-01-25 |  | Double-Walled Flex | Pressurized
SUN'S CRAB HOUSE | 1825 MONTGOMERY ST | SAVANNAH | Chatham | 9025249 | 1 | [5 empty] | Removed from Ground | Gas (Historical Use) | 500 | Marked Unknown | 1995-11-05 | 1995-11-05 | Unknown
DELTA AIR LINES/SAVANNAH INTL AI | TRAVIS FIELD/RT 1 BOX 286B | SAVANNAH | Chatham | 9000672 | 5 | [5 empty] | Removed from Ground | Gas (Historical Use) | 10000 | Bare Steel | 1967-04-15 | 1899-12-31 | Bare Steel
ALAMO RENT-A-CAR INC | SHORT STREET & ARMSTEAD RD | SAVANNAH | Chatham | 9025061 | 1 | [5 empty] | Removed from Ground | Gas (Historical Use) | 4000 | Bare Steel | 1986-08-21 | 1994-07-19 | Galvanized Steel | Suction (American)
UPS SAVANNAH (UST) | 3 PROSPERITY DR | SAVANNAH | Chatham | 9025011 | 3 |  |  | TRUE |  | TRUE | Removed from Ground | Used Oil | 500 | Bare Steel | 1971-04-18 | 1992-05-29 | Bare Steel | Gravity Fed
#064 AIRPORT SHELL | 294 CROSSROAD PARKWAY | SAVANNAH | Chatham | 9025310 | 299097A | Ball Float | 1997-10-15 | FALSE | 1997-10-15 | FALSE | Currently in Use | Premium | 6000 | Composite | 1997-09-15 |  | Fiberglass Reinforced Plastic | Pressurized
SAVANNAH CHRISTIAN PREPRATORY SC | 1599 CHATHAM PARKWAY | SAVANNAH | Chatham | 4250248 | 1 | [5 empty] | Removed from Ground | Gas (Historical Use) | 6000 | Marked Unknown | 1980-03-13 | 1991-05-05 | Unknown
Pritan, Inc. | 5815 WATERS AVE | SAVANNAH | Chatham | 4250106 | 8A | Ball Float | 1994-06-01 | FALSE | 1994-06-01 | FALSE | Currently in Use | Plus | 6000 | Composite | 1994-06-01 |  | Fiberglass Reinforced Plastic | Pressurized
UNOCAL TERMINAL #5481 | DEPTFORD TRACT/PRESIDENT ST EXIT | SAVANNAH | Chatham | 4250212 | 2 | [5 empty] | Removed from Ground | Diesel | 1000 | Bare Steel | 1978-02-24 | 1988-11-01 | Galvanized Steel
SHOP N GO #3 | 2008 GROVE POINT RD | SAVANNAH | Chatham | 10001793 | 2A | Ball Float | 2008-12-01 | FALSE | 2008-12-01 | FALSE | Currently in Use | Premium | 4000 | Composite Double Walled | 2008-12-01 |  | Double-Walled Fiberglass | Pressurized
GREG'S QUICK STOP | 805 FORT ARGYLE RD | SAVANNAH | Chatham | 9025221 | 3 | Flapper Valve | 1997-05-01 | FALSE | 1997-05-01 | FALSE | Removed from Ground | Regular | 6000 | Steel-Impressed Current | 1975-01-01 |  | Double-Walled Fiberglass | Pressurized
Vyom Food Mart | 5920 OGEECHEE RD | SAVANNAH | Chatham | 9025302 | 4 | Ball Float | 1997-09-25 | FALSE | 1997-09-25 | FALSE | Currently in Use | Diesel | 12000 | Composite Double Walled | 1997-09-20 |  | Double-Walled Flex | Pressurized
UNIVERSITY OF GEORGIA BAMBOO FARMS | 2 CANEBRAKE RD | SAVANNAH | Chatham | 9025323 | 1 | [5 empty] | Removed from Ground | Gas (Historical Use) | 560 | Bare Steel | 1999-01-06 | 1999-01-06 | Bare Steel | Safe Suction (Euro)
PUMP N PANTRY #11 | 12500 WHITE BLUFF RD | SAVANNAH | Chatham | 4250360 | 6B | Ball Float | 1995-02-23 | FALSE | 1995-02-23 | FALSE | Currently in Use | Premium | 5000 | Epoxy | 1995-02-23 |  | Flex | Pressurized
PUMP N PANTRY #11 | 12500 WHITE BLUFF RD | SAVANNAH | Chatham | 4250360 | 6A | Ball Float | 1995-02-23 | FALSE | 1995-02-23 | FALSE | Currently in Use | Plus | 5000 | Epoxy | 1995-02-23 |  | Flex | Pressurized
ENK010 | 14000 ABERCORN ST | SAVANNAH | Chatham | 4250431 | 2 | Flapper Valve | 1985-05-05 | FALSE | 1985-05-05 | FALSE | Currently in Use | Premium | 12000 | Composite | 1985-05-05 |  | Fiberglass Reinforced Plastic | Pressurized
FINCHER'S EXXON/DERENNE EXXON | 130 WEST DERENNE AVE | SAVANNAH | Chatham | 4250141 | 1 | [5 empty] | Removed from Ground | Gas (Historical Use) | 3000 | Bare Steel | 1969-05-05 | 1995-05-01 | Unknown
DERST BAKING CO | 1311 Mills B Land Blvd | SAVANNAH | Chatham | 4250133 | 10 | [5 empty] | Removed from Ground | Diesel | 10000 | Bare Steel | 1976-03-26 | 1999-02-12 | Bare Steel | Suction (American)
BILLS MINI MART | 1550 DEAN FOREST RD | SAVANNAH | Chatham | 4250107 | 1 | Flapper Valve | 1991-10-01 | FALSE | 1991-10-01 | FALSE | Currently in Use | E-10 | 8020 | Steel-Impressed Current | 1982-05-07 |  | Fiberglass Reinforced Plastic | Pressurized
Pritan, Inc. | 5815 WATERS AVE | SAVANNAH | Chatham | 4250106 | 2 | [5 empty] | Removed from Ground | Gas (Historical Use) | 4009 | Bare Steel | 1982-05-07 | 1994-04-01 | Galvanized Steel
MIKES TIME SAVER | 3713 MONTGOMERY ST | SAVANNAH | Chatham | 4250083 | 2 | Flapper Valve | 1996-01-01 | FALSE | 1996-01-01 | FALSE | Currently in Use | Regular | 8000 | Steel-Impressed Current | 1976-03-31 |  | Steel (Impressed Current) | Suction (American)
HABERSHAM CONVENIENCE STORE | 4407 HABERSHAM ST | SAVANNAH | Chatham | 4250016 | 3 | [5 empty] | Removed from Ground | Gas (Historical Use) | 5000 | Cathodically Protected Steel | 1970-04-21 | 1993-12-01 | Galvanized Steel | Pressurized
ENK491 | 3219 SKIDAWAY RD | SAVANNAH | Chatham | 250511 | 2 | Flapper Valve | 1986-01-01 | FALSE | 1986-01-01 | FALSE | Currently in Use | Premium | 12000 | Composite Double Walled | 1986-01-01 |  | Fiberglass Reinforced Plastic | Pressurized
KROGER GA 645 | 5720 OGEECHEE RD | SAVANNAH | Chatham | 10001018 | 1 |  | 2005-09-14 | FALSE | 2005-09-14 | FALSE | Removed from Ground | Gas (Historical Use) | 20000 | Fiberglass Double Walled | 2005-08-18 | 2018-02-23 | Double-Walled Fiberglass | Pressurized
Pritan, Inc. | 5815 WATERS AVE | SAVANNAH | Chatham | 4250106 | 4 | [5 empty] | Removed from Ground | Gas (Historical Use) | 4010 | Bare Steel | 1982-05-07 | 1994-04-01 | Galvanized Steel
Pritan, Inc. | 5815 WATERS AVE | SAVANNAH | Chatham | 4250106 | 5 | [5 empty] | Removed from Ground | Gas (Historical Use) | 4009 | Bare Steel | 1982-05-07 | 1994-04-01 | Galvanized Steel
Pritan, Inc. | 5815 WATERS AVE | SAVANNAH | Chatham | 4250106 | 7 | Ball Float | 1994-06-01 | FALSE | 1994-06-01 | FALSE | Currently in Use | E-10 | 12000 | Composite | 1994-06-01 |  | Fiberglass Reinforced Plastic | Pressurized
MIKES TIME SAVER | 3713 MONTGOMERY ST | SAVANNAH | Chatham | 4250083 | 1 | Flapper Valve | 1996-01-01 | FALSE | 1996-01-01 | FALSE | Currently in Use | Regular | 8000 | Steel-Impressed Current | 1976-03-31 |  | Steel (Impressed Current) | Suction (American)
HABERSHAM CONVENIENCE STORE | 4407 HABERSHAM ST | SAVANNAH | Chatham | 4250016 | 6 |  |  | TRUE |  | TRUE | Removed from Ground | Used Oil | 600 | Cathodically Protected Steel | 1970-04-21 | 1991-12-01 | Galvanized Steel
HABERSHAM CONVENIENCE STORE | 4407 HABERSHAM ST | SAVANNAH | Chatham | 4250016 | 9 | [5 empty] | Removed from Ground | Gas (Historical Use) | 5000 | Bare Steel | 1984-02-18 | 1993-07-22 | Galvanized Steel
MILU MART | 3912 OGEECHEE RD | SAVANNAH | Chatham | 9000636 | 7/E | [5 empty] | Removed from Ground | Gas (Historical Use) | 8000 | Cathodically Protected Steel | 1983-05-02 | 1999-05-07 | Galvanized Steel | Pressurized
STARLAND DAIRY | 2425 BULL ST | SAVANNAH | Chatham | 250523 | 1 | [5 empty] | Removed from Ground | Diesel | 4500 | Bare Steel | 2001-01-25 | 2001-01-25 | Galvanized Steel
CHUS | 12006 MIDDLEGROUND RD | SAVANNAH | Chatham | 10001217 | 2 | Flapper Valve | 2006-10-11 | FALSE | 2006-10-11 | FALSE | Currently in Use | Regular | 12000 | Composite Double Walled | 2006-04-02 |  | Double-Walled Fiberglass | Pressurized
MURPHY USA #6684 | 6004 Ogeechee Rd | Savannah | Chatham | 9025345 | 2B |  | 2001-05-07 | FALSE | 2001-05-07 | FALSE | Removed from Ground | Premium | 7000 | Fiberglass Double Walled | 2001-04-18 |  | Double-Walled Flex | Pressurized
MITCHELL'S SERVICE CENTER | 12306 LARGO DR | SAVANNAH | Chatham | 4250389 | 1 |  | 1997-06-01 |  | 1997-06-01 |  | Temporarily out of use | Gas (Historical Use) | 10000 | Fiberglass | 1976-04-22 |  | Fiberglass Reinforced Plastic | Pressurized
MITCHELL'S SERVICE CENTER | 12306 LARGO DR | SAVANNAH | Chatham | 4250389 | 4 |  | 1997-06-01 |  | 1997-06-01 |  | Temporarily out of use | Diesel | 2000 | Galvanic (STIP-3) | 1980-04-22 |  | Fiberglass Reinforced Plastic | Pressurized
UNOCAL TERMINAL #5481 | DEPTFORD TRACT/PRESIDENT ST EXIT | SAVANNAH | Chatham | 4250212 | 1 | [5 empty] | Removed from Ground | Gas (Historical Use) | 2000 | Bare Steel | 1981-01-01 | 1998-08-13 | Galvanized Steel
CHUS | 12006 MIDDLEGROUND RD | SAVANNAH | Chatham | 10001217 | 1 | Flapper Valve | 2006-10-11 | FALSE | 2006-10-11 | FALSE | Currently in Use | Premium | 8000 | Composite Double Walled | 2006-04-02 |  | Double-Walled Fiberglass | Pressurized
PARKER'S #11 | 890 KING GEORGE RD | SAVANNAH | Chatham | 9025208 | 3 |  | 1991-01-01 |  | 1991-01-01 |  | Removed from Ground | Gas (Historical Use) | 10000 | Composite | 1991-01-01 | 2013-12-27 | Fiberglass Reinforced Plastic | Pressurized
PUMP N PANTRY #11 | 12500 WHITE BLUFF RD | SAVANNAH | Chatham | 4250360 | 3 | [5 empty] | Removed from Ground | Gas (Historical Use) | 6000 | Bare Steel | 1983-03-06 | 1995-02-13 | Galvanized Steel | Pressurized
ENK010 | 14000 ABERCORN ST | SAVANNAH | Chatham | 4250431 | 1 | Flapper Valve | 1985-05-05 | FALSE | 1985-05-05 | FALSE | Currently in Use | Plus | 12000 | Composite | 1985-05-05 |  | Fiberglass Reinforced Plastic | Pressurized
ENK010 | 14000 ABERCORN ST | SAVANNAH | Chatham | 4250431 | 4 | Flapper Valve | 1985-05-05 | FALSE | 1985-05-05 | FALSE | Currently in Use | Regular | 8000 | Composite | 1987-01-24 |  | Fiberglass Reinforced Plastic | Pressurized
Gateway Marathon | 2 GATEWAY BLVD WEST | SAVANNAH | Chatham | 4250244 | 3 | [5 empty] | Removed from Ground | Gas (Historical Use) | 10000 | Bare Steel | 1974-03-21 | 1991-01-01 | Galvanized Steel
Gateway Sunoco | 3 Gateway Blvd W | Savannah | Chatham | 4250302 | 5 |  |  | TRUE |  | TRUE | Removed from Ground | Used Oil | 550 | Bare Steel | 1972-03-24 | 1987-04-01 | Bare Steel
Gateway Sunoco | 3 Gateway Blvd W | Savannah | Chatham | 4250302 | 4 | [5 empty] | Removed from Ground | Diesel | 2000 | Bare Steel | 1972-03-24 | 1987-04-01 | Bare Steel
GATEWAY EXXON FOOD SHOP | I-95 & GA HWY 204 EXIT 16 | SAVANNAH | Chatham | 4250142 | 3 | [5 empty] | Removed from Ground | Used Oil | 1 | Not Marked/Unknown | 1994-09-23 | 1994-09-23 | Not Marked
GATEWAY QUICK STOP | 2 E GATEWAY BLVD | SAVANNAH | Chatham | 250551 | 4 | Ball Float | 2013-04-01 | FALSE | 2013-04-01 | FALSE | Currently in Use | Regular | 15000 | Tank Jacket Double Walled | 2013-04-01 |  | Double-Walled Fiberglass | Pressurized
GATEWAY QUICK STOP | 2 E GATEWAY BLVD | SAVANNAH | Chatham | 250551 | 1 | Ball Float | 1988-01-01 |  | 1988-01-01 |  | Removed from Ground | Gas (Historical Use) | 10000 | Fiberglass | 1988-01-01 | 2012-06-11 | Fiberglass Reinforced Plastic | Pressurized
CIRCLE K STORE #1862 | 2 QUACCO RD | SAVANNAH | Chatham | 250554 | 3 | Flapper Valve |  | FALSE | 1994-06-30 | FALSE | Currently in Use | Diesel On Road | 10000 | Fiberglass | 1987-11-04 |  | Fiberglass Reinforced Plastic | Pressurized
BST/R2202/SVNHGAMG/BELL SOUTH | 12032 MIDDLEGROUND RD | SAVANNAH | Chatham | 9000274 | 1 | [5 empty] | Removed from Ground | Gas (Historical Use) | 12000 | Bare Steel | 1981-07-17 | 1991-06-13 | Galvanized Steel | Pressurized
GA DRUM CO INC | 139 BRAMPTON RD | SAVANNAH | Chatham | 9025176 | 1 | [5 empty] | Removed from Ground | Diesel | 8000 | Bare Steel | 1977-08-01 | 1992-07-21 | Galvanized Steel | Safe Suction (Euro)
FINCHER'S EXXON/DERENNE EXXON | 130 WEST DERENNE AVE | SAVANNAH | Chatham | 4250141 | 4 | [5 empty] | Removed from Ground | Gas (Historical Use) | 3000 | Bare Steel | 1969-05-05 | 1995-05-01 | Unknown
FINCHER'S EXXON/DERENNE EXXON | 130 WEST DERENNE AVE | SAVANNAH | Chatham | 4250141 | 5 | [5 empty] | Removed from Ground | Gas (Historical Use) | 3000 | Bare Steel | 1969-05-05 | 1995-05-01 | Unknown
FINCHER'S EXXON/DERENNE EXXON | 130 WEST DERENNE AVE | SAVANNAH | Chatham | 4250141 | 7 | [5 empty] | Removed from Ground | Diesel | 550 | Bare Steel | 1969-05-01 | 1995-05-01 | Galvanized Steel
Pritan, Inc. | 5815 WATERS AVE | SAVANNAH | Chatham | 4250106 | 6 | [5 empty] | Removed from Ground | Diesel | 4010 | Bare Steel | 1982-05-07 | 1994-04-01 | Galvanized Steel
SOLOMONS DRUG CO | 42 ROSS RD | SAVANNAH | Chatham | 4250076 | 1 | [5 empty] | Removed from Ground | Gas (Historical Use) | 4000 | Bare Steel | 1974-02-26 | 1991-02-01 | Galvanized Steel
MILU MART | 3912 OGEECHEE RD | SAVANNAH | Chatham | 9000636 | 8/H | [5 empty] | Removed from Ground | Other | 3000 | Marked Unknown | 1983-01-01 | 1999-05-07 | Unknown | Pressurized
BPM FOODMART | 3701 BULL ST @ 54TH ST | SAVANNAH | Chatham | 250512 | 3 | Flapper Valve | 1987-01-01 | FALSE | 1987-01-01 | FALSE | Currently in Use | Premium | 8000 | Steel-Impressed Current | 1987-01-01 |  | Steel (Impressed Current) | Pressurized
CHATHAM AREA TRANSIT AUTHORITY/S | 900 E GWINNETT ST | SAVANNAH | Chatham | 9000013 | 3 | [5 empty] | Removed from Ground | Diesel | 10000 | Bare Steel | 1971-04-13 | 1988-06-01 | Cathodically Protected
WALMART NEIGHBORHOOD MARKET #4530 | 10530 ABERCORN ST | SAVANNAH | Chatham | 10002515 | 2B | Flapper Valve | 2015-12-16 | FALSE | 2015-08-13 | FALSE | Currently in Use | Diesel | 7000 | Fiberglass Double Walled | 2015-08-13 |  | Double-Walled Flex | Pressurized
MURPHY USA #6684 | 6004 Ogeechee Rd | Savannah | Chatham | 9025345 | 4B | Flapper Valve |  | FALSE |  | FALSE | Currently in Use | Diesel | 10000 | Fiberglass Double Walled | 2021-05-13 |  | Double-Walled Fiberglass | Pressurized
Gateway Sunoco | 3 Gateway Blvd W | Savannah | Chatham | 4250302 | 7 | Flapper Valve | 1998-11-01 | FALSE | 1998-11-01 | FALSE | Currently in Use | Premium | 8000 | Composite | 1998-11-01 |  | Double-Walled Flex | Pressurized
Gateway Sunoco | 3 Gateway Blvd W | Savannah | Chatham | 4250302 | 1 | [5 empty] | Removed from Ground | Gas (Historical Use) | 10000 | Bare Steel | 1972-03-24 | 1987-04-01 | Bare Steel
CIRCLE K #2705163 | 10831 ABERCORN ST EXTENSION | SAVANNAH | Chatham | 250550 | 3 |  | 1987-11-04 |  | 1987-11-04 |  | Removed from Ground | Gas (Historical Use) | 10000 | Fiberglass | 1987-11-04 | 2008-03-19 | Fiberglass Reinforced Plastic | Pressurized
Sommers #41 | 1 GATEWAY BLVD | SAVANNAH | Chatham | 4250101 | 1 | Flapper Valve | 1987-06-06 | FALSE | 1987-06-06 | FALSE | Currently in Use | Plus | 10000 | Steel-Impressed Current | 1987-06-06 |  | Steel (Impressed Current) | Pressurized
Sommers #41 | 1 GATEWAY BLVD | SAVANNAH | Chatham | 4250101 | 4 | Flapper Valve | 1987-06-01 | FALSE | 1987-06-01 | FALSE | Currently in Use | Diesel | 10000 | Steel-Impressed Current | 1987-06-06 |  | Fiberglass Reinforced Plastic | Pressurized
Pritan, Inc. | 5815 WATERS AVE | SAVANNAH | Chatham | 4250106 | 1 | [5 empty] | Removed from Ground | Gas (Historical Use) | 4010 | Bare Steel | 1982-05-07 | 1994-04-01 | Galvanized Steel
MIKES TIME SAVER | 3713 MONTGOMERY ST | SAVANNAH | Chatham | 4250083 | 3 | Flapper Valve | 1996-01-01 | FALSE | 1996-01-01 | FALSE | Currently in Use | Premium | 8000 | Steel-Impressed Current | 1976-03-31 |  | Steel (Impressed Current) | Suction (American)
BARNES AMOCO STATION | 3310 OGEECHEE RD | SAVANNAH | Chatham | 4250063 | 9 | Flapper Valve | 1988-09-01 | FALSE | 1988-09-01 | FALSE | Removed from Ground | Diesel | 4000 | Galvanic (STIP-3) | 1988-09-01 |  |  | Pressurized
BARNES AMOCO STATION | 3310 OGEECHEE RD | SAVANNAH | Chatham | 4250063 | 6 | Flapper Valve | 1988-09-01 | FALSE | 1988-09-01 | FALSE | Removed from Ground | E-10 | 6000 | Galvanic (STIP-3) | 1988-09-01 |  | Steel/Sacrificial Anodes | Pressurized
HABERSHAM CONVENIENCE STORE | 4407 HABERSHAM ST | SAVANNAH | Chatham | 4250016 | 8 | [5 empty] | Removed from Ground | Gas (Historical Use) | 5000 | Bare Steel | 1984-02-18 | 1993-07-22 | Galvanized Steel
HABERSHAM CONVENIENCE STORE | 4407 HABERSHAM ST | SAVANNAH | Chatham | 4250016 | 2 | [5 empty] | Removed from Ground | Gas (Historical Use) | 5000 | Cathodically Protected Steel | 1970-04-21 | 1991-12-01 | Galvanized Steel | Pressurized
BPM FOODMART | 3701 BULL ST @ 54TH ST | SAVANNAH | Chatham | 250512 | 2 | Flapper Valve | 1987-01-01 | FALSE | 1987-01-01 | FALSE | Currently in Use | Regular | 8000 | Steel-Impressed Current | 1987-01-01 |  | Steel (Impressed Current) | Pressurized
NICKEL PUMPER | 825 TIBET AVE | SAVANNAH | Chatham | 4250194 | 1 | Ball Float | 1995-07-20 | FALSE | 1995-07-20 | FALSE | Currently in Use | Regular | 8000 | Steel-Impressed Current | 1983-12-10 |  | Fiberglass Reinforced Plastic | Pressurized
PARKERS #29 | 10525 ABERCON ST | SAVANNAH | Chatham | 10001221 | 3 | Flapper Valve | 2006-10-24 | FALSE | 2006-10-24 | FALSE | Currently in Use | Diesel | 5000 | Epoxy | 2006-09-01 |  | Double-Walled Fiberglass | Pressurized
KROGER GA 645 | 5720 OGEECHEE RD | SAVANNAH | Chatham | 10001018 | 2A |  | 2005-09-14 | FALSE | 2005-09-14 | FALSE | Removed from Ground | Diesel | 8000 | Fiberglass Double Walled | 2005-08-18 | 2018-02-23 | Double-Walled Fiberglass | Pressurized
DONE RITE AUTO REPAIR CTR | 12400 WHITE BLUFF RD | SAVANNAH | Chatham | 9025136 | 3 | [5 empty] | Removed from Ground | Gas (Historical Use) | 5000 | Bare Steel | 1993-12-15 | 1993-12-15 | Galvanized Steel | Suction (American)
S & M FOOD MART | 11711 LARGO DR | SAVANNAH | Chatham | 4250417 | 1 | Flapper Valve | 1995-09-01 | FALSE | 1995-09-01 | FALSE | Currently in Use | Regular | 10000 | Steel-Impressed Current | 1976-05-01 |  | Fiberglass Reinforced Plastic | Pressurized
Sommers #41 | 1 GATEWAY BLVD | SAVANNAH | Chatham | 4250101 | 5 | Flapper Valve | 1987-06-06 | FALSE | 1987-06-06 | FALSE | Temporarily out of use | Kerosene | 4000 | Steel-Impressed Current | 1987-06-06 |  | Steel (Impressed Current) | Pressurized
DELTA METALS INC | 218 EAST LATHROP AVE | SAVANNAH | Chatham | 4250165 | 1 | [5 empty] | Removed from Ground | Gas (Historical Use) | 1000 | Bare Steel | 1984-02-29 | 1996-10-01 | Bare Steel | Suction (American)
102 E VICTORY DRIVE | 109 E VICTORY DR | SAVANNAH | Chatham | 10002414 | 1 |  |  | FALSE |  | FALSE | Removed from Ground | Gas (Historical Use) | 0 | Unknown | 2015-03-05 | 2015-03-05 | Bare Steel
102 EAST VICTORY DRIVE | 102 EAST VICTORY DRIVE | SAVANNAH | Chatham | 10002418 | 1 |  |  | FALSE |  | FALSE | Closed in Ground | Gas (Historical Use) | 0 | Bare Steel | 2015-02-26 | 2015-02-26 | Bare Steel
SAVANNAH POLICE DEPARTMENT | 201 HABERSHAM ST | SAVANNAH | Chatham | 4250020 | 1 | Flapper Valve | 1993-01-01 | FALSE | 1993-01-01 | FALSE | Temporarily out of use | Regular | 10000 | Galvanic (STIP-3) | 1993-01-01 |  | Fiberglass Reinforced Plastic | Pressurized
SMART STOP | 1114 ABERCORN ST | SAVANNAH | Chatham | 4250108 | 5B | Ball Float | 2003-12-01 | FALSE | 2003-12-01 | FALSE | Currently in Use | Premium | 3500 | Composite | 2003-12-01 |  | Fiberglass Reinforced Plastic | Pressurized
LEARD HUGGINS INC | 1700 W BAY STREET OR | SAVANNAH | Chatham | 4250082 | 2 | [5 empty] | Removed from Ground | Empty | 8000 | Epoxy | 1996-04-01 | 1996-04-01 | Galvanized Steel | Suction (American)
LEES | 1220 HABERSHAM STREET | SAVANNAH | Chatham | 10001673 | 3 |  |  | FALSE |  | FALSE | Closed in Ground | Not Marked | 0 | Unknown |  | 1899-12-31 | Unknown
HADWIN PROPERTY | 100 WEST GORDON STREET | SAVANNAH | Chatham | 10001135 | 3 |  |  | FALSE |  | FALSE | Removed from Ground | Gas (Historical Use) | 570 | Unknown | 2006-06-20 | 2006-06-20 | Unknown
GULF OIL CO | 802 CROSSGATE RD | SAVANNAH | Chatham | 4250458 | 1 | [5 empty] | Removed from Ground | Gas (Historical Use) | 1000 | Bare Steel | 1971-05-07 | 1987-01-01 | Bare Steel
DIXIE PLYWOOD CO OF SAVANNAH | SOUTH END OLD WEST LATHROP AVE | SAVANNAH | Chatham | 9000370 | 1 | [5 empty] | Removed from Ground | Diesel | 10000 | Bare Steel | 1977-01-14 | 1989-06-01 | Bare Steel
BRADLEY PLYWOOD CORP | 204 OLD WEST LATHROP AVE | SAVANNAH | Chatham | 9000371 | 3 | [5 empty] | Removed from Ground | Gas (Historical Use) | 2000 | Bare Steel | 1966-01-01 | 1989-06-01 | Bare Steel
US POSTAL SVC VEHICLE MAINT | 2 NORTH FAHM ST | SAVANNAH | Chatham | 250510 | 4 | [5 empty] | Removed from Ground | Gas (Historical Use) | 5000 | Not Marked/Unknown |  | 1899-12-31 | Not Marked
US POSTAL SVC VEHICLE MAINT | 2 NORTH FAHM ST | SAVANNAH | Chatham | 250510 | 1 |  |  | TRUE |  | TRUE | Removed from Ground | Used Oil | 550 | Bare Steel | 1969-01-05 | 1992-02-05 | Unknown
US POSTAL SVC VEHICLE MAINT | 2 NORTH FAHM ST | SAVANNAH | Chatham | 250510 | 7 | [5 empty] | Closed in Ground | Other | 2500 | Double Walled | 1992-03-01 | 1998-11-12 | Fiberglass Reinforced Plastic | Pressurized
SMART STOP | 1114 ABERCORN ST | SAVANNAH | Chatham | 4250108 | 2 | [5 empty] | Closed in Ground | Gas (Historical Use) | 5010 | Bare Steel | 1976-05-07 | 1999-12-17 | Galvanized Steel | Pressurized
TUCKER & SONS SERVICE CENTER INC | 902 MONTGOMERY ST | SAVANNAH | Chatham | 4250077 | 4 |  |  | TRUE |  | TRUE | Removed from Ground | Used Oil | 1000 | Bare Steel | 1966-03-05 | 1991-10-13 | Bare Steel
LEES | 1220 HABERSHAM STREET | SAVANNAH | Chatham | 10001673 | 2 |  |  | FALSE |  | FALSE | Closed in Ground | Not Marked | 0 | Unknown |  | 1899-12-31 | Unknown
FORMER PETROLEUM SERVICE STATION | 241 DRAYTON STREET | SAVANNAH | Chatham | 10002426 | 2 |  |  | FALSE |  | FALSE | Removed from Ground | Gas (Historical Use) | 1000 | Bare Steel | 1960-01-01 | 2015-03-10 | Galvanized Steel | Suction (American)
Triangle Ice - Savannah | 431 HARMON ST | SAVANNAH | Chatham | 9000742 | 1 | [5 empty] | Removed from Ground | Gas (Historical Use) | 1000 | Bare Steel | 1980-01-01 | 1990-09-18 | Galvanized Steel
PREM KRISHNA INC | 502 W BAY ST | SAVANNAH | Chatham | 4250058 | 2 |  | 1998-12-14 |  | 1998-12-14 |  | Removed from Ground | Gas (Historical Use) | 5000 | Steel-Impressed Current | 1965-04-23 | 2003-06-12 | Cathodically Protected | Pressurized
ABERCORN CHEVRON | 2606 ABERCORN ST | SAVANNAH | Chatham | 4250060 | 6 | Ball Float | 1992-06-01 | FALSE | 1992-06-01 | FALSE | Currently in Use | Diesel | 6000 | Galvanic (STIP-3) | 1992-06-23 |  | Double-Walled Flex | Pressurized
PHILLIPS AMOCO | 2412 HABERSHAM ST | SAVANNAH | Chatham | 4250069 | 4 | [5 empty] | Removed from Ground | Empty | 2000 | Bare Steel | 1961-04-08 | 1999-09-09 | Bare Steel
PHILLIPS AMOCO | 2412 HABERSHAM ST | SAVANNAH | Chatham | 4250069 | 5 |  |  | TRUE |  | TRUE | Closed in Ground | Used Oil | 550 | Bare Steel | 1961-04-08 | 2000-03-28 | Bare Steel
SOMMERS OIL CO #25 | 1701 EAST PRESIDENT ST EXT | SAVANNAH | Chatham | 4250105 | 2 | [5 empty] | Removed from Ground | Gas (Historical Use) | 3010 | Bare Steel | 1982-05-07 | 1899-12-31 | Galvanized Steel
AKSHAR FOOD MART | 5402 LAROCHE AVE | SAVANNAH | Chatham | 4250293 | 2 | Flapper Valve | 1994-06-17 | FALSE | 1994-06-17 | TRUE | Currently in Use | Premium | 8021 | Steel-Impressed Current | 1981-01-01 |  | Fiberglass Reinforced Plastic | Pressurized
SKIDAWAY TEXACO | 7101 SKIDAWAY RD | SAVANNAH | Chatham | 4250290 | 4 | [5 empty] | Removed from Ground | Gas (Historical Use) | 4000 | Bare Steel | 1981-01-01 | 1987-04-01 | Galvanized Steel
UNIJAX INC | 216 EAST LATHROP AVE | SAVANNAH | Chatham | 4250041 | 1 | [5 empty] | Removed from Ground | Diesel | 10000 | Bare Steel | 1978-04-05 | 1990-11-01 | Unknown
OLD DOMINION FREIGHT LINE | 307 CAROLAN ST | SAVANNAH | Chatham | 4250013 | 2 | [5 empty] | Removed from Ground | Diesel | 0 | Not Marked/Unknown | 1988-01-01 | 1988-01-01 | Not Marked
SMART STOP | 1114 ABERCORN ST | SAVANNAH | Chatham | 4250108 | 3 | [5 empty] | Closed in Ground | Gas (Historical Use) | 5010 | Bare Steel | 1976-05-07 | 1999-12-17 | Galvanized Steel | Pressurized
LEARD HUGGINS INC | 1700 W BAY STREET OR | SAVANNAH | Chatham | 4250082 | 1 | [5 empty] | Removed from Ground | Empty | 3000 | Bare Steel | 1984-03-19 | 1996-04-01 | Galvanized Steel | Suction (American)
Former Quick Superette | 1902 WEST BAY ST | SAVANNAH | Chatham | 4250068 | 2 | [5 empty] | Removed from Ground | Gas (Historical Use) | 2000 | Bare Steel | 1966-04-08 | 1988-01-01 | Bare Steel
SAVANNAH ELECTRIC OFFICE | 600 E BAY ST | SAVANNAH | Chatham | 4250088 | 2 | [5 empty] | Removed from Ground | Other | 2000 | Not Marked/Unknown | 1989-12-01 | 1989-12-01 | Not Marked
CIRCLE K #7724 | 16 GROVE PT RD | SAVANNAH | Chatham | 4250279 | 1 |  | 1994-06-30 |  | 1994-06-30 |  | Removed from Ground | Gas (Historical Use) | 8000 | Steel-Impressed Current | 1979-01-01 | 2000-07-11 | Cathodically Protected | Safe Suction (Euro)
PUMP N PANTRY #12 | 8001 WATERS AVE | SAVANNAH | Chatham | 4250220 | 2 | Ball Float | 1994-03-01 | FALSE | 1994-03-01 | FALSE | Temporarily out of use | Plus | 10000 | Steel-Impressed Current | 1976-03-12 |  | Fiberglass Reinforced Plastic | Pressurized
J C PENNY CO INC | 7804 ABERCORN STREET | SAVANNAH | Chatham | 4250189 | 2 | Flapper Valve | 1999-03-01 | FALSE | 1999-03-01 | FALSE | Currently in Use | Diesel | 550 | Composite | 1999-03-01 |  |  | Safe Suction (Euro)
FAIRWAY LINCOLN MERCURY INC | 10101 ABERCORN ST | SAVANNAH | Chatham | 4250167 | 1 | [5 empty] | Removed from Ground | Gas (Historical Use) | 4000 | Cathodically Protected Steel | 1984-02-22 | 1991-11-01 | Galvanized Steel
LUCKYS CONVENIENCE MART | 8408 WHITE BLUFF RD | SAVANNAH | Chatham | 4250103 | 1 | Flapper Valve | 1992-04-01 | FALSE | 1992-04-01 | FALSE | Currently in Use | Regular | 10150 | Steel-Impressed Current | 1984-05-07 |  | Fiberglass Reinforced Plastic | Pressurized
BACON PARK GOLF COURSE | 1 SHORTY COOPER DR | SAVANNAH | Chatham | 4250023 | 1 | [5 empty] | Removed from Ground | Gas (Historical Use) | 1000 | Bare Steel | 1964-12-31 | 1998-08-15 | Galvanized Steel
QUALITY LUBE & TUNE | 8434 WATERS AVE | SAVANNAH | Chatham | 4250038 | 2 |  | 1989-11-29 |  | 1989-11-29 |  | Closed in Ground | Gas (Historical Use) | 4000 | Cathodically Protected Steel | 1987-10-04 | 2002-02-03 | Fiberglass Reinforced Plastic | Pressurized
DISCOUNT CORNER #3 | 10401 ABERCORN St | SAVANNAH | Chatham | 9000484 | 5 |  |  | TRUE |  | TRUE | Removed from Ground | Used Oil | 1000 | Bare Steel | 1970-01-01 | 1992-10-01 | Galvanized Steel | Safe Suction (Euro)
TUCKER & SONS SERVICE CENTER INC | 902 MONTGOMERY ST | SAVANNAH | Chatham | 4250077 | 1 | [5 empty] | Removed from Ground | Gas (Historical Use) | 8000 | Bare Steel | 1966-03-05 | 1991-10-13 | Bare Steel
TUCKER & SONS SERVICE CENTER INC | 902 MONTGOMERY ST | SAVANNAH | Chatham | 4250077 | 7 | Flapper Valve | 1991-10-13 | FALSE | 1991-10-13 | FALSE | Removed from Ground | E-10 | 2000 | Galvanic (STIP-3) | 1991-01-01 |  | Fiberglass Reinforced Plastic | Safe Suction (Euro)
ROTUREA | 1210 DRAYTON ST | SAVANNAH | Chatham | 4250070 | 8 |  | 1989-01-13 | TRUE | 1989-01-13 | TRUE | Removed from Ground | Gas (Historical Use) | 6000 | Galvanic (STIP-3) | 1989-01-13 |  | Fiberglass Reinforced Plastic
ROTUREA | 1210 DRAYTON ST | SAVANNAH | Chatham | 4250070 | 6 |  | 1989-01-13 | TRUE | 1989-01-13 | TRUE | Removed from Ground | Gas (Historical Use) | 6000 | Galvanic (STIP-3) | 1989-01-13 |  | Fiberglass Reinforced Plastic
HADWIN PROPERTY | 100 WEST GORDON STREET | SAVANNAH | Chatham | 10001135 | 2 |  |  | FALSE |  | FALSE | Removed from Ground | Used Oil | 570 | Bare Steel | 2006-04-20 | 2006-04-20 | Bare Steel
QUICK STOP #92 | 1450 WEST BAY ST | SAVANNAH | Chatham | 250539 | 1 | Flapper Valve | 1997-01-01 | FALSE | 1998-12-01 | TRUE | Currently in Use | Regular | 10000 | Epoxy Double-Walled | 1986-01-01 |  | Fiberglass Reinforced Plastic | Pressurized
SAVANNAH FIRE DEPT | 801 EAST GWINNETT ST | SAVANNAH | Chatham | 4250024 | 1 | [5 empty] | Closed in Ground | Diesel | 560 | Bare Steel | 1966-03-12 | 1899-12-31 | Galvanized Steel
SMART STOP | 1114 ABERCORN ST | SAVANNAH | Chatham | 4250108 | 5A | Ball Float | 2003-12-01 | FALSE | 2003-12-01 | FALSE | Currently in Use | Regular | 8500 | Composite | 2003-12-01 |  | Fiberglass Reinforced Plastic | Pressurized
TUCKER & SONS SERVICE CENTER INC | 902 MONTGOMERY ST | SAVANNAH | Chatham | 4250077 | 6 | Flapper Valve | 1991-10-13 | FALSE | 1991-10-13 | FALSE | Closed in Ground | Plus | 2000 | Galvanic (STIP-3) | 1991-10-16 |  | Fiberglass Reinforced Plastic | Safe Suction (Euro)
TUCKER & SONS SERVICE CENTER INC | 902 MONTGOMERY ST | SAVANNAH | Chatham | 4250077 | 9 | [5 empty] | Removed from Ground | Other | 1 | Not Marked/Unknown | 1957-01-01 | 1957-01-01 | Not Marked
ROTUREA | 1210 DRAYTON ST | SAVANNAH | Chatham | 4250070 | 7 |  | 1989-01-13 | TRUE | 1989-01-13 | TRUE | Removed from Ground | Gas (Historical Use) | 6000 | Galvanic (STIP-3) | 1989-01-13 |  | Fiberglass Reinforced Plastic
PHILLIPS AMOCO | 2412 HABERSHAM ST | SAVANNAH | Chatham | 4250069 | 2 | [5 empty] | Removed from Ground | Gas (Historical Use) | 2000 | Bare Steel | 1984-01-01 | 1999-09-09 | Galvanized Steel | Safe Suction (Euro)
GA PACIFIC/DIST CTR | 305 TELFAIR RD & SCL DR | SAVANNAH | Chatham | 4250169 | 1 | [5 empty] | Closed in Ground | Empty | 2000 | Bare Steel | 1972-03-05 | 1987-03-17 | Not Marked
RONS PHILLIPS 66/GALBREATHS CHEV | 10004 ABERCORN ST | SAVANNAH | Chatham | 4250301 | 6 | [5 empty] | Removed from Ground | Gas (Historical Use) | 10000 | Cathodically Protected Steel | 1987-05-21 | 1992-05-14 | Fiberglass Reinforced Plastic | Pressurized
AKSHAR FOOD MART | 5402 LAROCHE AVE | SAVANNAH | Chatham | 4250293 | 4 | [5 empty] | Removed from Ground | Gas (Historical Use) | 8021 | Bare Steel | 1981-01-01 | 1996-10-03 | Galvanized Steel
AKSHAR FOOD MART | 5402 LAROCHE AVE | SAVANNAH | Chatham | 4250293 | 5 | Flapper Valve | 1994-06-17 | FALSE | 1994-06-17 | TRUE | Currently in Use | Plus | 8021 | Steel-Impressed Current | 1981-01-01 |  | Fiberglass Reinforced Plastic | Pressurized
K-MART #4189 | 33 WEST MONTGOMERY CROSSROADS | SAVANNAH | Chatham | 4250309 | 1 |  |  | TRUE |  | TRUE | Removed from Ground | Used Oil | 1000 | Bare Steel | 1966-04-01 | 1990-11-12 | Galvanized Steel
ISLE OF HOPE MARINA | 50 BLUFF DR | SAVANNAH | Chatham | 4250102 | 1 | [5 empty] | Removed from Ground | Gas (Historical Use) | 5000 | Bare Steel | 1995-05-01 | 1995-05-01 | Galvanized Steel | Safe Suction (Euro)
CITY OF SAVANNAH | 33 RD STREET@HABERSHAM STREET | SAVANNAH | Chatham | 10002413 | 1 |  |  | FALSE |  | FALSE | Removed from Ground | Other | 5000 | Bare Steel | 2015-01-06 | 2015-01-06 | Bare Steel
HADWIN PROPERTY | 100 WEST GORDON STREET | SAVANNAH | Chatham | 10001135 | 1 |  |  | FALSE |  | FALSE | Removed from Ground | Gas (Historical Use) | 570 | Bare Steel | 2006-04-20 | 2006-04-20 | Bare Steel
HAMMOCK'S AMOCO STATION | 1301 WATERS AVE | SAVANNAH | Chatham | 4250078 | 3 | [5 empty] | Removed from Ground | Empty | 5000 | Bare Steel | 1974-03-06 | 1999-03-09 | Unknown
GA PACIFIC/DIST CTR | 305 TELFAIR RD & SCL DR | SAVANNAH | Chatham | 4250169 | 3 | [5 empty] | Removed from Ground | Diesel | 10000 | Bare Steel | 1977-03-05 | 1990-01-10 | Not Marked
BEATON'S AMOCO STATION | 2011 BULL ST | SAVANNAH | Chatham | 4250074 | 2 | [5 empty] | Removed from Ground | Gas (Historical Use) | 2000 | Bare Steel | 1956-03-31 | 1899-12-31 | Galvanized Steel
LUCKYS CONVENIENCE MART | 8408 WHITE BLUFF RD | SAVANNAH | Chatham | 4250103 | 3 | Flapper Valve | 1992-04-01 | FALSE | 1992-04-01 | FALSE | Currently in Use | Premium | 10150 | Steel-Impressed Current | 1984-05-07 |  | Fiberglass Reinforced Plastic | Pressurized
RONS PHILLIPS 66/GALBREATHS CHEV | 10004 ABERCORN ST | SAVANNAH | Chatham | 4250301 | 7 | [5 empty] | Removed from Ground | Gas (Historical Use) | 5000 | Cathodically Protected Steel | 1987-05-21 | 1992-05-14 | Fiberglass Reinforced Plastic | Pressurized
RONS PHILLIPS 66/GALBREATHS CHEV | 10004 ABERCORN ST | SAVANNAH | Chatham | 4250301 | 5 | [5 empty] | Removed from Ground | Gas (Historical Use) | 10000 | Cathodically Protected Steel | 1970-03-24 | 1992-05-14 | Fiberglass Reinforced Plastic | Pressurized
SAVANNAH WATER DEPT | 14 BRIARCLIFF RD | SAVANNAH | Chatham | 4250267 | 1 | [5 empty] | Removed from Ground | Gas (Historical Use) | 200 | Bare Steel | 1966-03-12 | 1996-07-01 | Galvanized Steel
PATTERSON CO INC | 6700 SKIDAWAY RD | SAVANNAH | Chatham | 4250195 | 3 | [5 empty] | Removed from Ground | Gas (Historical Use) | 4000 | Bare Steel | 1982-02-28 | 1995-02-17 | Galvanized Steel
CHATHAM COUNTY POLICE DEPT | 7606 HODGSON MEMORIAL DR | SAVANNAH | Chatham | 4250095 | 2 | [5 empty] | Removed from Ground | Empty | 500 | Bare Steel | 1974-05-07 | 1998-06-01 | Unknown
QUICKSTOP #100 | 108 SHIPYARD RD | SAVANNAH | Chatham | 250377 | 4 | Flapper Valve | 1995-01-01 | FALSE | 1995-01-01 | FALSE | Currently in Use | Regular | 10000 | Galvanic (STIP-3) | 1995-03-01 |  | Fiberglass Reinforced Plastic | Pressurized
AMTRAK SAVANNAH PASSENGER STATION | 2611 SEABOARD COASTLINE DRIVE | SAVANNAH | Chatham | 10002057 | 1 |  |  | FALSE |  | FALSE | Removed from Ground | Gas (Historical Use) | 237 | Bare Steel | 2011-12-08 | 2011-12-08
NOBLE BOYKIN JR | 502 EAST GWINNETT ST | SAVANNAH | Chatham | 10002314 | 2 |  |  | FALSE |  | FALSE | Removed from Ground |  | 1150 | Bare Steel | 1940-01-01 | 2014-01-15
CITY OF SAVANNAH | 200 WEST CONGRESS STREET | SAVANNAH | Chatham | 10001084 | 2 |  |  | FALSE |  | FALSE | Removed from Ground | Not Marked/Tank Removed | 3000 | Unknown | 2006-01-20 | 2006-01-20 | Unknown
GULF OIL CO | 802 CROSSGATE RD | SAVANNAH | Chatham | 4250458 | 2 | [5 empty] | Removed from Ground | Gas (Historical Use) | 1000 | Bare Steel | 1971-05-07 | 1987-01-01 | Bare Steel
US POSTAL SVC VEHICLE MAINT | 2 NORTH FAHM ST | SAVANNAH | Chatham | 250510 | 2 | [5 empty] | Removed from Ground | Other | 1000 | Bare Steel | 1986-01-01 | 1992-02-05 | Galvanized Steel
US POSTAL SVC VEHICLE MAINT | 2 NORTH FAHM ST | SAVANNAH | Chatham | 250510 | 8 |  |  | TRUE |  | TRUE | Closed in Ground | Used Oil | 600 | Double Walled | 1992-03-01 | 1998-11-12 | Fiberglass Reinforced Plastic | Pressurized
ABERCORN CHEVRON | 2606 ABERCORN ST | SAVANNAH | Chatham | 4250060 | 3 | [5 empty] | Removed from Ground | Gas (Historical Use) | 4000 | Bare Steel | 1970-04-23 | 1992-06-18 | Galvanized Steel
TUCKER & SONS SERVICE CENTER INC | 902 MONTGOMERY ST | SAVANNAH | Chatham | 4250077 | 3 | [5 empty] | Removed from Ground | Gas (Historical Use) | 2000 | Bare Steel | 1966-03-05 | 1991-10-13 | Bare Steel
DAISS OIL CO | 7203 SKIDAWAY RD | SAVANNAH | Chatham | 4250163 | 1 | [5 empty] | Closed in Ground | Other | 1000 | Bare Steel | 1976-02-21 | 1995-04-14 | Galvanized Steel
LUCKYS CONVENIENCE MART | 8408 WHITE BLUFF RD | SAVANNAH | Chatham | 4250103 | 4 | [5 empty] | Removed from Ground | Diesel | 2000 | Bare Steel | 1984-05-07 | 1992-04-01 | Galvanized Steel | Safe Suction (Euro)
LUCKYS CONVENIENCE MART | 8408 WHITE BLUFF RD | SAVANNAH | Chatham | 4250103 | 5 |  |  | TRUE |  | TRUE | Closed in Ground | Used Oil | 500 | Bare Steel | 1984-05-07 | 1992-04-01 | Galvanized Steel | Safe Suction (Euro)
ISLE OF HOPE MARINA | 50 BLUFF DR | SAVANNAH | Chatham | 4250102 | 6 | Ball Float | 1995-05-01 | FALSE | 1995-05-01 | FALSE | Removed from Ground | Diesel | 5000 | Galvanic (STIP-3) | 1995-05-01 |  | Fiberglass Reinforced Plastic | Pressurized
GOODYEAR ASC | UNKNOWN | SAVANNAH | Chatham | 4250130 | 1 |  |  | TRUE |  | TRUE | Permanently Out of Use - historical purposes | Used Oil | 1 | Bare Steel | 1936-04-15 |  | Bare Steel
FORMER PETROLEUM SERVICE STATION | 241 DRAYTON STREET | SAVANNAH | Chatham | 10002426 | 1 |  |  | FALSE |  | FALSE | Removed from Ground | Gas (Historical Use) | 1000 | Bare Steel | 1960-01-01 | 2015-03-10 | Galvanized Steel | Suction (American)
TODD OIL CO INC | 2130 LOUISVILLE RD | SAVANNAH | Chatham | 250145 | 1 | Flapper Valve | 1993-01-01 | FALSE | 1993-01-01 | FALSE | Currently in Use | Premium | 2000 | Galvanic (STIP-3) | 1993-09-01 |  | Fiberglass Reinforced Plastic | Safe Suction (Euro)
PREM KRISHNA INC | 502 W BAY ST | SAVANNAH | Chatham | 4250058 | 3 |  | 1998-12-14 |  | 1998-12-14 |  | Removed from Ground | Diesel | 2000 | Steel-Impressed Current | 1965-04-23 | 2003-06-12 | Cathodically Protected | Pressurized
GA CROWN DISTRIBUTING CO | 2425 WEST GWINNETT ST | SAVANNAH | Chatham | 4250046 | 2 | [5 empty] | Removed from Ground | Other | 2000 | Bare Steel | 1985-05-07 | 1995-12-21 | Bare Steel
PATTERSON SERVICE CENTER | 2023 W GWINNETT ST | SAVANNAH | Chatham | 4250048 | 1 | [5 empty] | Removed from Ground | Gas (Historical Use) | 2000 | Bare Steel | 1973-01-01 | 1998-11-25 | Galvanized Steel
TUCKER & SONS SERVICE CENTER INC | 902 MONTGOMERY ST | SAVANNAH | Chatham | 4250077 | 7A | Flapper Valve | 1991-10-13 | FALSE | 1991-10-13 | FALSE | Removed from Ground | E-10 | 2000 | Galvanic (STIP-3) | 1991-01-01 |  | Fiberglass Reinforced Plastic | Safe Suction (Euro)
SOMMERS OIL CO #25 | 1701 EAST PRESIDENT ST EXT | SAVANNAH | Chatham | 4250105 | 3 | [5 empty] | Removed from Ground | Gas (Historical Use) | 3010 | Bare Steel | 1982-05-07 | 1899-12-31 | Galvanized Steel
SKIDAWAY TEXACO | 7101 SKIDAWAY RD | SAVANNAH | Chatham | 4250290 | 6 | Flapper Valve | 1987-04-01 | TRUE | 1987-04-01 | FALSE | Currently in Use | Premium | 8000 | Fiberglass | 1987-04-01 |  | Fiberglass Reinforced Plastic | Pressurized
ISLE OF HOPE MARINA | 50 BLUFF DR | SAVANNAH | Chatham | 4250102 | 2 | [5 empty] | Removed from Ground | Diesel | 5000 | Bare Steel | 1995-05-01 | 1995-05-01 | Galvanized Steel
ISLE OF HOPE MARINA | 50 BLUFF DR | SAVANNAH | Chatham | 4250102 | 8 | Flapper Valve | 2024-02-13 | FALSE | 2024-02-09 | FALSE | Currently in Use | Diesel | 5000 | Composite Double Walled | 2024-01-10 |  | Double-Walled Fiberglass | Pressurized
SHELL #203 | 7361 SKIDAWAY RD | SAVANNAH | Chatham | 4250065 | 6 |  | 1994-12-01 |  | 1994-12-01 |  | Currently in Use | Gas (Historical Use) | 8000 | Galvanic (STIP-3) | 1986-08-01 |  | Fiberglass Reinforced Plastic | Pressurized
OLD DOMINION FREIGHT LINE | 307 CAROLAN ST | SAVANNAH | Chatham | 4250013 | 4 | [5 empty] | Removed from Ground | Gas (Historical Use) | 0 | Not Marked/Unknown | 1988-01-01 | 1988-01-01 | Not Marked
OLD DOMINION FREIGHT LINE | 307 CAROLAN ST | SAVANNAH | Chatham | 4250013 | 5 | [5 empty] | Removed from Ground | Kerosene | 0 | Not Marked/Unknown | 1988-01-01 | 1988-01-01 | Not Marked
SAVANNAH FIRE DEPARTMENT | 1943 CAPITAL ST | SAVANNAH | Chatham | 4250025 | 1 | [5 empty] | Closed in Ground | Diesel | 560 | Bare Steel | 1966-03-12 | 1899-12-31 | Galvanized Steel
HAMMOCK'S AMOCO STATION | 1301 WATERS AVE | SAVANNAH | Chatham | 4250078 | 1 | [5 empty] | Removed from Ground | Gas (Historical Use) | 5000 | Bare Steel | 1974-03-06 | 1999-03-09 | Unknown
Former Quick Superette | 1902 WEST BAY ST | SAVANNAH | Chatham | 4250068 | 1 | [5 empty] | Removed from Ground | Gas (Historical Use) | 2000 | Bare Steel | 1966-04-08 | 1988-01-01 | Bare Steel
PATTERSON CO INC | 6700 SKIDAWAY RD | SAVANNAH | Chatham | 4250195 | 1 | [5 empty] | Removed from Ground | Gas (Historical Use) | 4000 | Bare Steel | 1982-02-28 | 1995-02-17 | Galvanized Steel
CHATHAM COUNTY POLICE DEPT | 7606 HODGSON MEMORIAL DR | SAVANNAH | Chatham | 4250095 | 4 |  | 1993-12-10 |  | 1993-12-10 |  | Removed from Ground | Gas (Historical Use) | 10000 | Bare Steel | 1981-05-07 | 1998-06-01 | Fiberglass Reinforced Plastic | Safe Suction (Euro)
SHELL #203 | 7361 SKIDAWAY RD | SAVANNAH | Chatham | 4250065 | 2 | [5 empty] | Removed from Ground | Gas (Historical Use) | 3000 | Bare Steel | 1985-04-08 | 1986-01-01 | Bare Steel
SAVANNAH DRY WALL CO INC | 311 -A MONTGOMERY CROSSROADS | SAVANNAH | Chatham | 4250111 | 1 | [5 empty] | Removed from Ground | Other | 8000 | Bare Steel | 1982-05-09 | 1998-03-13 | Galvanized Steel
COFFEE BLUFF MARINA | 14915 COFFEE BLUFF Road | SAVANNAH | Chatham | 4250030 | 6 | Ball Float | 2014-07-01 | FALSE | 2014-07-01 | FALSE | Currently in Use | Diesel | 3000 | Composite Double Walled | 2014-07-01 |  | Double-Walled Fiberglass | Pressurized
RITTERMARK INC | 8300 ABERCORN ST | SAVANNAH | Chatham | 250543 | 1 |  |  | TRUE |  | TRUE | Removed from Ground | Used Oil | 560 | Bare Steel | 1981-04-16 | 1999-09-13 | Bare Steel
LITTLE BRYAN BAPTIST CHURCH FORMER GARAGE | PRICE @ GWINNETT STREETS | SAVANNAH | Chatham | 10001558 | 1 |  |  | FALSE |  | FALSE | Removed from Ground | Gas (Historical Use) | 1000 | Bare Steel | 2008-02-15 | 2008-02-15 | Galvanized Steel
PREM KRISHNA INC | 502 W BAY ST | SAVANNAH | Chatham | 4250058 | 4B |  | 2002-08-01 | FALSE | 2002-08-01 | FALSE | Currently in Use | Gas (Historical Use) | 5000 | Composite | 2002-06-12 |  | Fiberglass Reinforced Plastic | Pressurized
ABERCORN CHEVRON | 2606 ABERCORN ST | SAVANNAH | Chatham | 4250060 | 1 | [5 empty] | Removed from Ground | Gas (Historical Use) | 4000 | Bare Steel | 1970-04-23 | 1992-06-18 | Galvanized Steel
MAXWELL BEATTY SAND PLANT | 4 TELFAIR PLAZA | SAVANNAH | Chatham | 4250027 | 1 | [5 empty] | Removed from Ground | Diesel | 6000 | Bare Steel | 1980-05-07 | 1996-05-28 | Galvanized Steel
SAVANNAH FIRE DEPARTMENT | 1943 CAPITAL ST | SAVANNAH | Chatham | 4250025 | 2 | [5 empty] | Closed in Ground | Diesel | 560 | Bare Steel | 1966-03-12 | 1899-12-31 | Galvanized Steel
HAMMOCK'S AMOCO STATION | 1301 WATERS AVE | SAVANNAH | Chatham | 4250078 | 2 | [5 empty] | Removed from Ground | Gas (Historical Use) | 5000 | Bare Steel | 1974-03-06 | 1999-03-09 | Unknown
TRAILWAYS INC | 226 WEST BROAD ST | SAVANNAH | Chatham | 4250089 | 1 |  |  | FALSE |  | FALSE | Permanently Out of Use - historical purposes | Diesel | 8000 | Bare Steel | 1971-05-02 |  | Unknown
H L BOWYER JR/BOWYER MOTORS | 714 MONTGOMERY ST | SAVANNAH | Chatham | 4250154 | 1 | [5 empty] | Closed in Ground | Gas (Historical Use) | 500 | Bare Steel | 1976-02-15 | 1995-07-07 | Unknown
PUMP N PANTRY #12 | 8001 WATERS AVE | SAVANNAH | Chatham | 4250220 | 1 | Ball Float | 1994-03-01 | FALSE | 1994-03-01 | FALSE | Currently in Use | Regular | 10000 | Steel-Impressed Current | 1976-03-12 |  | Fiberglass Reinforced Plastic | Pressurized
LUCKYS CONVENIENCE MART | 8408 WHITE BLUFF RD | SAVANNAH | Chatham | 4250103 | 2 | Flapper Valve | 1992-04-01 | FALSE | 1992-04-01 | FALSE | Currently in Use | Plus | 10150 | Steel-Impressed Current | 1984-05-07 |  | Fiberglass Reinforced Plastic | Pressurized
HAYNERS CREEK CITGO | 1223 E MONTGOMERY CROSSROAD | SAVANNAH | Chatham | 4250084 | GOLD | Flapper Valve | 1993-04-23 | FALSE | 1993-04-23 | FALSE | Currently in Use | Premium | 4000 | Steel-Impressed Current | 1974-05-01 |  | Fiberglass Reinforced Plastic | Pressurized
COFFEE BLUFF MARINA | 14915 COFFEE BLUFF Road | SAVANNAH | Chatham | 4250030 | 1 | [5 empty] | Closed in Ground | Empty | 560 | Bare Steel | 1961-05-07 | 1899-12-31 | Galvanized Steel | Suction (American)
DISCOUNT CORNER #3 | 10401 ABERCORN St | SAVANNAH | Chatham | 9000484 | 8 |  | 1993-02-08 | FALSE | 1993-02-08 | FALSE | Currently in Use | Gas (Historical Use) | 12000 | Galvanic (STIP-3) | 1992-12-01 |  | Fiberglass Reinforced Plastic | Pressurized
US POSTAL SVC VEHICLE MAINT | 2 NORTH FAHM ST | SAVANNAH | Chatham | 250510 | 5 | [5 empty] | Closed in Ground | Gas (Historical Use) | 12000 | Double Walled | 1992-03-01 | 1998-11-12 | Fiberglass Reinforced Plastic | Pressurized
UNIJAX INC | 216 EAST LATHROP AVE | SAVANNAH | Chatham | 4250041 | 2 | [5 empty] | Removed from Ground | Diesel | 1000 | Bare Steel | 1956-04-05 | 1990-11-01 | Unknown
PATTERSON SERVICE CENTER | 2023 W GWINNETT ST | SAVANNAH | Chatham | 4250048 | 2 | [5 empty] | Removed from Ground | Gas (Historical Use) | 2000 | Bare Steel | 1973-01-01 | 1998-11-25 | Galvanized Steel
LOOMIS FARGO & CO | 421 JEFFERSON ST | SAVANNAH | Chatham | 4250012 | 1 | [5 empty] | Removed from Ground | Diesel | 10000 | Bare Steel | 1979-04-09 | 1998-05-01 | Bare Steel | Safe Suction (Euro)
SEPCO/SAVANNAH ELEC-RIVERSIDE PL | MLK BLVD & RIVER ST | SAVANNAH | Chatham | 4250135 | 2 | [5 empty] | Removed from Ground | Other | 16800 | Concrete | 1985-05-01 | 1985-05-01 | Unknown
PHILLIPS AMOCO | 2412 HABERSHAM ST | SAVANNAH | Chatham | 4250069 | 3 | [5 empty] | Removed from Ground | Gas (Historical Use) | 2000 | Bare Steel | 1975-01-01 | 1999-09-09 | Galvanized Steel | Safe Suction (Euro)
GA PACIFIC/DIST CTR | 305 TELFAIR RD & SCL DR | SAVANNAH | Chatham | 4250169 | 2 | [5 empty] | Closed in Ground | Gas (Historical Use) | 1000 | Bare Steel | 1972-03-05 | 1990-06-19 | Not Marked
SKIDAWAY TEXACO | 7101 SKIDAWAY RD | SAVANNAH | Chatham | 4250290 | 3 | [5 empty] | Removed from Ground | Gas (Historical Use) | 4000 | Bare Steel | 1981-01-01 | 1987-04-01 | Galvanized Steel
CIRCLE K #7724 | 16 GROVE PT RD | SAVANNAH | Chatham | 4250279 | 2 |  | 1994-06-30 |  | 1994-06-30 |  | Removed from Ground | Gas (Historical Use) | 8000 | Steel-Impressed Current | 1979-01-01 | 2000-07-11 | Cathodically Protected | Safe Suction (Euro)
FAIRWAY LINCOLN MERCURY INC | 10101 ABERCORN ST | SAVANNAH | Chatham | 4250167 | 2 |  |  | TRUE |  | TRUE | Removed from Ground | Used Oil | 550 | Marked Unknown | 1976-01-01 | 1991-11-01 | Unknown
HAYNERS CREEK CITGO | 1223 E MONTGOMERY CROSSROAD | SAVANNAH | Chatham | 4250084 | SILVER | Flapper Valve | 1993-04-23 | FALSE | 1993-04-23 | FALSE | Currently in Use | Regular | 4000 | Steel-Impressed Current | 1974-07-01 |  | Fiberglass Reinforced Plastic | Pressurized
HAYNERS CREEK CITGO | 1223 E MONTGOMERY CROSSROAD | SAVANNAH | Chatham | 4250084 | BLUE | Flapper Valve | 1993-04-23 | FALSE | 1993-04-23 | FALSE | Currently in Use | Regular | 4000 | Steel-Impressed Current | 1979-07-01 |  | Fiberglass Reinforced Plastic | Pressurized
CHATHAM COUNTY BOARD OF EDUCATIO | 2219 GAMBLE RD | SAVANNAH | Chatham | 4250159 | 2 | [5 empty] | Removed from Ground | Gas (Historical Use) | 10000 | Bare Steel | 1969-01-14 | 1990-06-20 | Bare Steel
NATIONAL LINEN SERVICE | 4005 MONTGOMERY ST | SAVANNAH | Chatham | 4250123 | 6 | [5 empty] | Removed from Ground | Diesel | 10000 | Bare Steel | 1956-02-28 | 1994-03-10 | Galvanized Steel | Suction (American)
HABERSHAM CONVENIENCE STORE | 4407 HABERSHAM ST | SAVANNAH | Chatham | 4250016 | 4 | [5 empty] | Removed from Ground | Gas (Historical Use) | 5000 | Cathodically Protected Steel | 1970-04-21 | 1991-12-01 | Galvanized Steel | Pressurized
HABERSHAM CONVENIENCE STORE | 4407 HABERSHAM ST | SAVANNAH | Chatham | 4250016 | 1 | [5 empty] | Removed from Ground | Gas (Historical Use) | 5000 | Cathodically Protected Steel | 1970-04-21 | 1991-12-01 | Galvanized Steel | Pressurized
HABERSHAM CONVENIENCE STORE | 4407 HABERSHAM ST | SAVANNAH | Chatham | 4250016 | 7 | [5 empty] | Removed from Ground | Gas (Historical Use) | 5000 | Bare Steel | 1984-02-18 | 1993-07-22 | Galvanized Steel
CLARKLIFT OF SAVANNAH INC | 639 EAST PARK AVE | SAVANNAH | Chatham | 4250161 | 1 | [5 empty] | Removed from Ground | Gas (Historical Use) | 5000 | Marked Unknown | 1971-03-01 | 2001-06-15 | Bare Steel
ASHLEYS CONVENIENCE | 6001 OGEECHEE RD | SAVANNAH | Chatham | 252002 | 2 |  | 1987-11-04 |  | 1987-11-04 |  | Removed from Ground | Gas (Historical Use) | 8000 | Galvanic (STIP-3) | 1987-11-04 | 2005-09-06 | Fiberglass Reinforced Plastic | Pressurized
Gateway Marathon | 2 GATEWAY BLVD WEST | SAVANNAH | Chatham | 4250244 | 6 | Ball Float | 1999-01-01 | FALSE | 1999-01-01 | FALSE | Currently in Use | Diesel | 10000 | Galvanic (STIP-3) | 1991-01-01 |  | Fiberglass Reinforced Plastic | Pressurized
NICKEL PUMPER | 825 TIBET AVE | SAVANNAH | Chatham | 4250194 | 3 | Ball Float | 1995-07-20 | FALSE | 1995-07-20 | FALSE | Temporarily out of use | Plus | 8000 | Steel-Impressed Current | 1983-12-10 |  | Fiberglass Reinforced Plastic | Pressurized
KROGER GA 645 | 5720 OGEECHEE RD | SAVANNAH | Chatham | 10001018 | 4A | Flapper Valve | 2018-02-19 | FALSE | 2018-02-08 | FALSE | Currently in Use | Diesel | 18000 | Fiberglass Double Walled | 2018-01-25 |  | Double-Walled Flex | Pressurized
KROGER GA 404 | 14010 ABERCORN ST | SAVANNAH | Chatham | 10001278 | 1A | Flapper Valve | 2006-11-29 | FALSE | 2006-11-29 | FALSE | Removed from Ground | Gas (Historical Use) | 20000 | Fiberglass Double Walled | 2006-11-02 | 2018-03-30 |  | Pressurized
SHOP N GO #3 | 2008 GROVE POINT RD | SAVANNAH | Chatham | 10001793 | 1 | Ball Float | 2008-12-01 | FALSE | 2008-12-01 | FALSE | Currently in Use | Regular | 12000 | Composite Double Walled | 2008-12-01 |  | Double-Walled Fiberglass | Pressurized
WALMART NEIGHBORHOOD MARKET #4530 | 10530 ABERCORN ST | SAVANNAH | Chatham | 10002515 | 2A | Flapper Valve | 2015-12-18 | FALSE | 2015-08-31 | FALSE | Currently in Use | Premium | 8000 | Fiberglass Double Walled | 2015-08-13 |  | Double-Walled Flex | Pressurized
PUMP N PANTRY #11 | 12500 WHITE BLUFF RD | SAVANNAH | Chatham | 4250360 | 1 | [5 empty] | Removed from Ground | Gas (Historical Use) | 6000 | Bare Steel | 1983-03-06 | 1995-02-13 | Galvanized Steel | Pressurized
MITCHELL'S SERVICE CENTER | 12306 LARGO DR | SAVANNAH | Chatham | 4250389 | 2 |  | 1997-06-01 |  | 1997-06-01 |  | Temporarily out of use | Gas (Historical Use) | 6000 | Fiberglass | 1976-04-22 |  | Fiberglass Reinforced Plastic | Pressurized
Gateway Sunoco | 3 Gateway Blvd W | Savannah | Chatham | 4250302 | 2 | [5 empty] | Removed from Ground | Gas (Historical Use) | 5000 | Bare Steel | 1972-03-24 | 1987-04-01 | Bare Steel
Sommers #41 | 1 GATEWAY BLVD | SAVANNAH | Chatham | 4250101 | 2 | Flapper Valve | 1987-06-06 | FALSE | 1987-06-06 | FALSE | Currently in Use | Regular | 10000 | Steel-Impressed Current | 1987-06-06 |  | Steel (Impressed Current) | Pressurized
ENK491 | 3219 SKIDAWAY RD | SAVANNAH | Chatham | 250511 | 5 | Flapper Valve | 1986-01-01 | FALSE | 1986-01-01 | FALSE | Currently in Use | Regular | 6000 | Composite Double Walled | 1986-01-01 |  | Fiberglass Reinforced Plastic | Pressurized
ENK491 | 3219 SKIDAWAY RD | SAVANNAH | Chatham | 250511 | 4 | Flapper Valve | 1986-01-01 | FALSE | 1986-01-01 | FALSE | Currently in Use | E-0 | 6000 | Composite Double Walled | 1986-01-01 |  | Fiberglass Reinforced Plastic | Pressurized
DIAMOND CRYSTAL BRANDS | 3000 TREMONT ROAD | SAVANNAH | Chatham | 10000403 | 1 |  |  | FALSE |  | FALSE | Removed from Ground | Gas (Historical Use) | 4000 | Unknown | 1994-01-01 | 1994-01-01 | Unknown
ASHLEYS CONVENIENCE | 6001 OGEECHEE RD | SAVANNAH | Chatham | 252002 | 1 |  | 1987-11-04 |  | 1987-11-04 |  | Removed from Ground | Gas (Historical Use) | 8000 | Galvanic (STIP-3) | 1987-11-04 | 2005-09-06 | Fiberglass Reinforced Plastic | Pressurized
BRADLEY CORNER | 1102 BRADLEY BLVD | SAVANNAH | Chatham | 10002232 | 2B | Ball Float | 2013-01-01 | FALSE | 2013-01-01 | FALSE | Currently in Use | Premium | 3000 | Composite Double Walled | 2013-01-01 |  | Double-Walled Fiberglass | Pressurized
BRADLEY CORNER | 1102 BRADLEY BLVD | SAVANNAH | Chatham | 10002232 | 2C | Ball Float | 2013-01-01 | FALSE | 2013-01-01 | FALSE | Currently in Use | Diesel | 3000 | Composite Double Walled | 2013-01-01 |  | Double-Walled Fiberglass | Pressurized
HARDEE'S SAVANNAH | 1 GATEWAY BOULEVARD SOUTH | SAVANNAH | Chatham | 10002607 | 1 |  |  | FALSE |  | FALSE | Removed from Ground | Not Marked/Tank Removed | 0 | Unknown |  | 1899-12-31
MURPHY USA #6684 | 6004 Ogeechee Rd | Savannah | Chatham | 9025345 | 4C | Flapper Valve |  | FALSE |  | FALSE | Currently in Use | E-0 | 8000 | Fiberglass Double Walled | 2021-05-13 |  | Double-Walled Fiberglass | Pressurized
MURPHY USA #6684 | 6004 Ogeechee Rd | Savannah | Chatham | 9025345 | 4A | Flapper Valve |  | FALSE |  | FALSE | Currently in Use | Premium | 8000 | Fiberglass Double Walled | 2021-05-13 |  | Double-Walled Fiberglass | Pressurized
UNOCAL TERMINAL #5481 | DEPTFORD TRACT/PRESIDENT ST EXIT | SAVANNAH | Chatham | 4250212 | 4 | [5 empty] | Removed from Ground | Diesel | 550 | Bare Steel | 1973-01-01 | 1988-11-01 | Bare Steel
UNOCAL TERMINAL #5481 | DEPTFORD TRACT/PRESIDENT ST EXIT | SAVANNAH | Chatham | 4250212 | 5 | [5 empty] | Removed from Ground | Diesel | 550 | Bare Steel | 1973-01-01 | 1988-11-01 | Bare Steel
UNOCAL TERMINAL #5481 | DEPTFORD TRACT/PRESIDENT ST EXIT | SAVANNAH | Chatham | 4250212 | 2R1 | [5 empty] | Removed from Ground | Diesel | 2000 | Fiberglass | 1985-01-01 | 1998-08-13 | Galvanized Steel
KROGER GA 645 | 5720 OGEECHEE RD | SAVANNAH | Chatham | 10001018 | 3B | Flapper Valve | 2018-02-19 | FALSE | 2018-02-08 | FALSE | Currently in Use | Premium | 8000 | Fiberglass Double Walled | 2018-01-25 |  | Double-Walled Flex | Pressurized
BRADLEY CORNER | 1102 BRADLEY BLVD | SAVANNAH | Chatham | 10002232 | 2A | Ball Float | 2013-01-01 | FALSE | 2013-01-01 | FALSE | Currently in Use | E-0 | 4000 | Composite Double Walled | 2013-01-01 |  | Double-Walled Fiberglass | Pressurized
WALMART NEIGHBORHOOD MARKET #4530 | 10530 ABERCORN ST | SAVANNAH | Chatham | 10002515 | 1 | Flapper Valve | 2015-12-16 | FALSE | 2015-08-31 | FALSE | Currently in Use | Regular | 15000 | Fiberglass Double Walled | 2015-08-13 |  | Double-Walled Flex | Pressurized
57 & 58 FOREST RIVER LOTS | 1132 & 1134 SHAWNEE AVENUE | SAVANNAH | Chatham | 9025305 | 1 | [5 empty] | Removed from Ground | Empty | 500 | Bare Steel | 1998-05-28 | 1998-05-28 | Galvanized Steel | Suction (American)
FORMER CHEVRON FACILITY #43978 | 12402 WHITE BLUFF ROAD | SAVANNAH | Chatham | 9025342 | 2 | [5 empty] | Removed from Ground | Gas (Historical Use) | 2000 | Bare Steel | 1983-01-01 | 1983-01-01 | Unknown
WJCL TRANSMITTER | OFF STATE HWY 204 | SAVANNAH | Chatham | 9025326 | 1 | [5 empty] | Removed from Ground | Diesel | 1500 | Bare Steel | 1998-12-14 | 1998-12-14 | Galvanized Steel
ENK010 | 14000 ABERCORN ST | SAVANNAH | Chatham | 4250431 | 5 | Flapper Valve | 1985-05-05 | FALSE | 1985-05-05 | FALSE | Currently in Use | Diesel | 6000 | Composite | 1985-05-05 |  | Fiberglass Reinforced Plastic | Pressurized
KROGER GA 645 | 5720 OGEECHEE RD | SAVANNAH | Chatham | 10001018 | 2B |  | 2005-09-14 | FALSE | 2005-09-14 | FALSE | Removed from Ground | Gas (Historical Use) | 8000 | Fiberglass Double Walled | 2005-08-18 | 2018-02-23 | Double-Walled Fiberglass | Pressurized
ASHLEYS CONVENIENCE | 6001 OGEECHEE RD | SAVANNAH | Chatham | 252002 | 3 |  | 1987-11-04 |  | 1987-11-04 |  | Removed from Ground | Gas (Historical Use) | 8000 | Galvanic (STIP-3) | 1987-11-04 | 2005-09-06 | Fiberglass Reinforced Plastic | Pressurized
WCHY RADIO TRANSMISSION TOWER | 137 UNCLE SHED'S ROAD | SAVANNAH | Chatham | 9025248 | 1 | [5 empty] | Removed from Ground | Diesel | 270 | Not Marked/Unknown | 1981-09-17 | 1995-06-08 | Not Marked
GREG'S QUICK STOP | 805 FORT ARGYLE RD | SAVANNAH | Chatham | 9025221 | 1 | Flapper Valve | 1997-05-01 | FALSE | 1997-05-01 | FALSE | Removed from Ground | Diesel | 4000 | Steel-Impressed Current | 1975-01-01 |  | Double-Walled Fiberglass | Pressurized
MURPHY USA #6684 | 6004 Ogeechee Rd | Savannah | Chatham | 9025345 | 2A | Flapper Valve | 2001-05-07 | FALSE | 2001-05-07 | FALSE | Removed from Ground | Regular | 15000 | Fiberglass Double Walled | 2001-04-18 |  | Double-Walled Flex | Pressurized
ST JOSEPHS HOSPITAL INC | 11705 MERCY BLVD | SAVANNAH | Chatham | 4250208 | 1 | [5 empty] | Removed from Ground | Diesel | 10000 | Bare Steel | 1969-01-01 | 1997-11-01 | Copper | Suction (American)
Sommers #41 | 1 GATEWAY BLVD | SAVANNAH | Chatham | 4250101 | 3 | Flapper Valve | 1987-06-06 | FALSE | 1987-06-06 | FALSE | Currently in Use | Premium | 10000 | Steel-Impressed Current | 1987-06-06 |  | Steel (Impressed Current) | Pressurized
DR JOHN M FILLINGIM | 1316 WILLINGTON ISLAND RD | SAVANNAH | Chatham | 9025046 | 2 | [5 empty] | Removed from Ground | Gas (Historical Use) | 2000 | Composite | 1972-01-01 | 1992-01-10 | Galvanized Steel | Safe Suction (Euro)
WEST BAY STREET CENTER | 2419 W BAY ST | SAVANNAH | Chatham | 9025214 | 1 | [5 empty] | Removed from Ground | Gas (Historical Use) | 0 | Not Marked/Unknown |  | 1899-12-31 | Not Marked
FORMER SPUR OIL DISTRIBUTION | 602 EAST LATHROP AVE | SAVANNAH | Chatham | 10002645 | 1 |  |  | FALSE |  | FALSE | Removed from Ground | Not Marked/Tank Removed | 5500 | Unknown | 2016-08-15 | 2016-08-15
XYLO INDUSTRIES INC | 2000 LOUISVILLE ROAD | SAVANNAH | Chatham | 10000988 | 1 |  |  | FALSE |  | FALSE | Removed from Ground | Gas (Historical Use) | 1000 | Bare Steel | 2001-01-01 | 2001-01-01 | Bare Steel
PRIME EQUIPMENT #412 | 1000 CHATHAM PKWY NORTH | SAVANNAH | Chatham | 4250098 | 3 | [5 empty] | Removed from Ground | Gas (Historical Use) | 2000 | Bare Steel | 1984-05-02 | 1995-03-26 | Not Marked
KROGER GA 404 | 14010 ABERCORN ST | SAVANNAH | Chatham | 10001278 | 1B | Flapper Valve | 2006-11-29 | FALSE | 2006-11-29 | FALSE | Removed from Ground | Gas (Historical Use) | 8000 | Fiberglass Double Walled | 2006-11-02 | 2018-03-30 |  | Pressurized
GREG'S QUICK STOP | 805 FORT ARGYLE RD | SAVANNAH | Chatham | 9025221 | 2 | Flapper Valve | 1997-05-01 | FALSE | 1997-05-01 | FALSE | Removed from Ground | Regular | 6000 | Steel-Impressed Current | 1975-01-01 |  | Double-Walled Fiberglass | Pressurized
FORMER CHEVRON FACILITY #43978 | 12402 WHITE BLUFF ROAD | SAVANNAH | Chatham | 9025342 | 3 | [5 empty] | Removed from Ground | Gas (Historical Use) | 3000 | Bare Steel | 1983-01-01 | 1983-01-01 | Unknown
UNIVERSITY OF GEORGIA BAMBOO FARMS | 2 CANEBRAKE RD | SAVANNAH | Chatham | 9025323 | 2 | [5 empty] | Removed from Ground | Empty | 270 | Bare Steel | 1999-01-06 | 1999-01-06 | Bare Steel | Safe Suction (Euro)
GATEWAY EXXON FOOD SHOP | I-95 & GA HWY 204 EXIT 16 | SAVANNAH | Chatham | 4250142 | 2 | [5 empty] | Removed from Ground | Used Oil | 1 | Not Marked/Unknown | 1994-09-23 | 1994-09-23 | Not Marked
SUPERIOR LANDFILL & RECYCLING CT | 3001 LITTLE NECK RD | SAVANNAH | Chatham | 250530 | 1 |  | 1992-11-30 |  | 1992-11-30 |  | Removed from Ground | Diesel | 10000 | Cathodically Protected Steel | 1984-04-15 | 2008-04-04 | Fiberglass Reinforced Plastic | Suction (American)
PUMP N PANTRY #5 | I-95 & GA HWY 204/GATEWAY BLVD S | SAVANNAH | Chatham | 250540 | 6 | Flapper Valve | 1987-01-01 | FALSE | 1987-01-01 | FALSE | Currently in Use | Premium | 10000 | Galvanic (STIP-3) | 1987-01-01 |  | Flex | Pressurized
PUMP N GO | 2320 OGEECHEE RD | SAVANNAH | Chatham | 9025218 | RU1 | [5 empty] | Removed from Ground | Gas (Historical Use) | 3000 | Marked Unknown | 1956-07-01 | 1997-02-24 | Galvanized Steel | Safe Suction (Euro)
SHEPPARD STOP-N-GO (POJO'S) | 1302 W GWINNETT STREET | SAVANNAH | Chatham | 670400 | 2 | Flapper Valve | 1995-04-01 | FALSE | 1995-04-01 | FALSE | Currently in Use | Premium | 4000 | Steel-Impressed Current | 1982-05-14 |  | Fiberglass Reinforced Plastic | Pressurized
DR JOHN M FILLINGIM | 1316 WILLINGTON ISLAND RD | SAVANNAH | Chatham | 9025046 | 1 | [5 empty] | Removed from Ground | Gas (Historical Use) | 10000 | Composite | 1972-01-01 | 1992-01-10 | Galvanized Steel | Safe Suction (Euro)
PUMP N GO | 2320 OGEECHEE RD | SAVANNAH | Chatham | 9025218 | 5 | Ball Float | 2015-07-01 | FALSE | 2015-07-01 | FALSE | Currently in Use | Premium | 3000 | Composite Double Walled | 2015-07-01 |  | Double-Walled Fiberglass | Pressurized
SHEPPARD STOP-N-GO (POJO'S) | 1302 W GWINNETT STREET | SAVANNAH | Chatham | 670400 | 1 | Flapper Valve | 1995-04-01 | FALSE | 1995-04-01 | FALSE | Currently in Use | Regular | 6000 | Steel-Impressed Current | 1982-05-14 |  | Fiberglass Reinforced Plastic | Pressurized
MURRAY GEFEN | 1211 BULL ST | SAVANNAH | Chatham | 4250222 | 1 | [5 empty] | Closed in Ground | Gas (Historical Use) | 2000 | Bare Steel | 1986-01-01 | 1986-01-01 | Unknown
S & M FOOD MART | 11711 LARGO DR | SAVANNAH | Chatham | 4250417 | 3 | Flapper Valve | 1995-09-01 | FALSE | 1995-09-01 | FALSE | Currently in Use | Diesel | 4000 | Steel-Impressed Current | 1988-01-01 |  | Fiberglass Reinforced Plastic | Pressurized
Gateway Marathon | 2 GATEWAY BLVD WEST | SAVANNAH | Chatham | 4250244 | 1 | [5 empty] | Removed from Ground | Diesel | 2000 | Bare Steel | 1980-03-21 | 1991-01-01 | Galvanized Steel
CIRCLE K #2705163 | 10831 ABERCORN ST EXTENSION | SAVANNAH | Chatham | 250550 | 1 |  | 1987-11-04 |  | 1987-11-04 |  | Removed from Ground | Gas (Historical Use) | 10000 | Fiberglass | 1987-11-04 | 2008-03-19 | Fiberglass Reinforced Plastic | Pressurized
GATEWAY QUICK STOP | 2 E GATEWAY BLVD | SAVANNAH | Chatham | 250551 | 3 | Ball Float | 1988-01-01 |  | 1988-01-01 |  | Removed from Ground | Gas (Historical Use) | 10000 | Fiberglass | 1988-01-01 | 2012-06-11 | Fiberglass Reinforced Plastic | Pressurized
ROLLINS INC/ORKIN EXTERMIN | 6 MALL TERRACE | SAVANNAH | Chatham | 250531 | 1 | [5 empty] | Removed from Ground | Gas (Historical Use) | 8000 | Bare Steel | 1986-05-30 | 1992-11-01 | Galvanized Steel
PUMP N GO | 2320 OGEECHEE RD | SAVANNAH | Chatham | 9025218 | WO1 |  |  | TRUE |  | TRUE | Removed from Ground | Used Oil | 200 | Marked Unknown | 1997-02-24 | 1997-02-24 | Galvanized Steel | Gravity Fed
PUMP N GO | 2320 OGEECHEE RD | SAVANNAH | Chatham | 9025218 | 4 | Ball Float | 2015-07-01 | FALSE | 2015-07-01 | FALSE | Currently in Use | E-10 | 10000 | Composite Double Walled | 2015-07-01 |  | Double-Walled Fiberglass | Pressurized
COUNTRY CONVENIENCE | 12403 WHITE BLUFF RD | SAVANNAH | Chatham | 10000261 | 2 | Ball Float | 2002-10-01 | FALSE | 2002-10-01 | FALSE | Currently in Use | Premium | 6000 | Composite | 2002-10-01 |  | Double-Walled Flex | Pressurized
GATEWAY QUICK STOP | 2 E GATEWAY BLVD | SAVANNAH | Chatham | 250551 | 5B | Ball Float | 2013-04-01 | FALSE | 2013-04-01 | FALSE | Currently in Use | Diesel | 4000 | Tank Jacket Double Walled | 2013-04-01 |  | Double-Walled Fiberglass | Pressurized
SHEPPARD STOP-N-GO (POJO'S) | 1302 W GWINNETT STREET | SAVANNAH | Chatham | 670400 | 3 |  | 1998-04-01 |  | 1995-04-01 |  | Temporarily out of use | Gas (Historical Use) | 4000 | Steel-Impressed Current | 1982-05-14 |  | Fiberglass Reinforced Plastic | Pressurized
PUMP N PANTRY | 503 W US HWY 80 | POOLER | Chatham | 250532 | 1 | [5 empty] | Closed in Ground | Gas (Historical Use) | 3000 | Bare Steel | 1987-01-01 | 1899-12-31 | Galvanized Steel
MURRAY GEFEN | 1211 BULL ST | SAVANNAH | Chatham | 4250222 | 3 | [5 empty] | Closed in Ground | Gas (Historical Use) | 3000 | Bare Steel | 1986-01-01 | 1986-01-01 | Unknown
COUNTRY CONVENIENCE | 12403 WHITE BLUFF RD | SAVANNAH | Chatham | 10000261 | 1 | Ball Float | 2002-10-01 | FALSE | 2002-10-01 | FALSE | Currently in Use | Regular | 12000 | Composite | 2002-10-01 |  | Double-Walled Flex | Pressurized
PRIME EQUIPMENT #412 | 1000 CHATHAM PKWY NORTH | SAVANNAH | Chatham | 4250098 | 2 | [5 empty] | Removed from Ground | Diesel | 2000 | Bare Steel | 1984-05-02 | 1995-03-26 | Not Marked
PUMP N PANTRY #11 | 12500 WHITE BLUFF RD | SAVANNAH | Chatham | 4250360 | 2 | [5 empty] | Removed from Ground | Gas (Historical Use) | 6000 | Bare Steel | 1983-03-06 | 1995-02-13 | Galvanized Steel | Pressurized
ST JOSEPHS HOSPITAL INC | 11705 MERCY BLVD | SAVANNAH | Chatham | 4250208 | 3 |  | 1997-11-01 | FALSE | 1997-11-01 | FALSE | Currently in Use | Diesel | 20000 | Composite Double Walled | 1997-11-01 |  | Fiberglass Reinforced Plastic | Pressurized
MURRAY GEFEN | 1211 BULL ST | SAVANNAH | Chatham | 4250222 | 2 | [5 empty] | Closed in Ground | Gas (Historical Use) | 2000 | Bare Steel | 1986-01-01 | 1986-01-01 | Unknown
E&J CAR CLEANING | 750 WHEATON STR | SAVANNAH | Chatham | 3025000 | 0 | [5 empty] | Removed from Ground | Other | 0 | Not Marked/Unknown | 1985-03-01 | 1985-03-01 | Not Marked
ST JOSEPHS HOSPITAL INC | 11705 MERCY BLVD | SAVANNAH | Chatham | 4250208 | 2 |  | 1992-01-01 |  |  |  | Closed in Ground | Diesel | 20000 | Bare Steel | 1979-01-01 | 1997-11-01 | Copper | Suction (American)
GATEWAY EXXON FOOD SHOP | I-95 & GA HWY 204 EXIT 16 | SAVANNAH | Chatham | 4250142 | 1 | [5 empty] | Removed from Ground | Gas (Historical Use) | 1 | Not Marked/Unknown | 1994-09-23 | 1994-09-23 | Not Marked
PUMP N PANTRY #5 | I-95 & GA HWY 204/GATEWAY BLVD S | SAVANNAH | Chatham | 250540 | 3 | [5 empty] | Removed from Ground | Gas (Historical Use) | 6000 | Fiberglass | 1977-01-29 | 1987-01-01 | Galvanized Steel
CIRCLE K #2705163 | 10831 ABERCORN ST EXTENSION | SAVANNAH | Chatham | 250550 | C |  |  | FALSE |  | FALSE | Removed from Ground | Gas (Historical Use) | 10000 | Bare Steel |  | 1899-12-31
GATEWAY QUICK STOP | 2 E GATEWAY BLVD | SAVANNAH | Chatham | 250551 | 5C | Ball Float | 2013-04-01 | FALSE | 2013-04-01 | FALSE | Currently in Use | E-85 | 2000 | Tank Jacket Double Walled | 2013-04-01 |  | Double-Walled Fiberglass | Pressurized
CIRCLE K STORE #1862 | 2 QUACCO RD | SAVANNAH | Chatham | 250554 | 1 | Flapper Valve |  | FALSE | 1994-06-30 | FALSE | Currently in Use | E-10 | 10000 | Fiberglass | 1987-11-04 |  | Fiberglass Reinforced Plastic | Pressurized
BST/R2202/SVNHGAMG/BELL SOUTH | 12032 MIDDLEGROUND RD | SAVANNAH | Chatham | 9000274 | 3 |  |  | TRUE |  | TRUE | Removed from Ground | Used Oil | 550 | Bare Steel | 1972-07-17 | 1990-12-01 | Bare Steel | Gravity Fed
DELTA METALS INC | 218 EAST LATHROP AVE | SAVANNAH | Chatham | 4250165 | 3A | Flapper Valve | 1996-10-01 | FALSE | 1996-10-01 | FALSE | Removed from Ground | Regular | 1500 | Galvanic (STIP-3) | 1996-01-01 |  | Fiberglass Reinforced Plastic | Safe Suction (Euro)
PUMP N GO | 2320 OGEECHEE RD | SAVANNAH | Chatham | 9025218 | RU |  | 1997-02-24 |  | 1997-02-24 |  | Removed from Ground | Gas (Historical Use) | 6000 | Galvanic (STIP-3) | 1968-01-01 | 2015-03-06 | Fiberglass Reinforced Plastic | Safe Suction (Euro)
WEST BAY STREET CENTER | 2419 W BAY ST | SAVANNAH | Chatham | 9025214 | 6 |  | 2010-07-02 | FALSE | 2010-07-02 | FALSE | Currently in Use | Diesel | 7000 | Fiberglass Double Walled | 2010-06-10 |  | Double-Walled Fiberglass | Pressurized
PUMP N PANTRY | 503 W US HWY 80 | POOLER | Chatham | 250532 | 3 | [5 empty] | Removed from Ground | Gas (Historical Use) | 4000 | Bare Steel | 1987-01-01 | 1987-05-13 | Galvanized Steel
Gateway Marathon | 2 GATEWAY BLVD WEST | SAVANNAH | Chatham | 4250244 | 2 | [5 empty] | Removed from Ground | Gas (Historical Use) | 5000 | Bare Steel | 1974-03-21 | 1991-01-01 | Galvanized Steel
Gateway Sunoco | 3 Gateway Blvd W | Savannah | Chatham | 4250302 | 8 | Flapper Valve | 2023-05-01 | FALSE | 2023-04-30 | FALSE | Currently in Use | Diesel | 3000 | Composite Double Walled | 2023-04-23 |  | Double-Walled Fiberglass | Pressurized
Gateway Sunoco | 3 Gateway Blvd W | Savannah | Chatham | 4250302 | 6 | Flapper Valve | 1998-11-01 | FALSE | 1998-11-01 | FALSE | Currently in Use | Regular | 12000 | Composite | 1998-11-01 |  | Double-Walled Flex | Pressurized
PUMP N PANTRY #5 | I-95 & GA HWY 204/GATEWAY BLVD S | SAVANNAH | Chatham | 250540 | 1 | [5 empty] | Removed from Ground | Gas (Historical Use) | 6000 | Fiberglass | 1977-01-29 | 1987-01-01 | Galvanized Steel
PUMP N PANTRY #5 | I-95 & GA HWY 204/GATEWAY BLVD S | SAVANNAH | Chatham | 250540 | 4 | Flapper Valve | 1987-01-01 | FALSE | 1987-01-01 | FALSE | Currently in Use | E-10 | 10000 | Galvanic (STIP-3) | 1987-01-01 |  | Flex | Pressurized
CIRCLE K #2705163 | 10831 ABERCORN ST EXTENSION | SAVANNAH | Chatham | 250550 | B |  |  | FALSE |  | FALSE | Removed from Ground | Gas (Historical Use) | 10000 | Bare Steel |  | 1899-12-31
PUMP N GO | 2320 OGEECHEE RD | SAVANNAH | Chatham | 9025218 | PM1 |  | 1997-02-24 |  | 1997-02-24 |  | Removed from Ground | Gas (Historical Use) | 6000 | Galvanic (STIP-3) | 1968-01-01 | 2015-03-06 | Fiberglass Reinforced Plastic | Safe Suction (Euro)
WEST BAY STREET CENTER | 2419 W BAY ST | SAVANNAH | Chatham | 9025214 | 3 |  |  | FALSE |  | FALSE | Removed from Ground | Gas (Historical Use) | 2000 | Unknown | 2004-03-11 | 2004-03-11 | Unknown
POOR WILLIES #17 | 6827 WATERS AVE | SAVANNAH | Chatham | 7025002 | 2 |  | 1993-04-01 |  | 1993-04-01 |  | Currently in Use | Gas (Historical Use) | 8000 | Galvanic (STIP-3) | 1978-05-02 |  | Fiberglass Reinforced Plastic | Pressurized
CARSON PRODUCTS CO | 71 /64 ROSS RD | SAVANNAH | Chatham | 250545 | 1 | [5 empty] | Removed from Ground | Diesel | 5000 | Bare Steel | 1977-05-29 | 1994-12-09 | Copper | Safe Suction (Euro)
PRIME EQUIPMENT #412 | 1000 CHATHAM PKWY NORTH | SAVANNAH | Chatham | 4250098 | 4 | [5 empty] | Removed from Ground | Gas (Historical Use) | 2000 | Bare Steel | 1984-05-02 | 1995-03-26 | Not Marked
CIRCLE K #2705163 | 10831 ABERCORN ST EXTENSION | SAVANNAH | Chatham | 250550 | A |  |  | FALSE |  | FALSE | Removed from Ground | Gas (Historical Use) | 10000 | Bare Steel |  | 1899-12-31
WEST BAY STREET CENTER | 2419 W BAY ST | SAVANNAH | Chatham | 9025214 | 5 |  | 2010-07-02 | FALSE | 2010-07-02 | FALSE | Currently in Use | Gas (Historical Use) | 8000 | Fiberglass Double Walled | 2010-07-02 |  | Double-Walled Fiberglass | Pressurized
WEST BAY STREET CENTER | 2419 W BAY ST | SAVANNAH | Chatham | 9025214 | 4 |  | 2010-07-02 | FALSE | 2010-07-02 | FALSE | Currently in Use | Gas (Historical Use) | 20000 | Fiberglass Double Walled | 2010-06-10 |  | Double-Walled Fiberglass | Pressurized
COLONIAL TERMINALS INC | 312 CAROLAN STREET | SAVANNAH | Chatham | 10001193 | 1 |  |  | FALSE |  | FALSE | Removed from Ground | Gas (Historical Use) | 6000 | Unknown | 2006-08-30 | 2006-08-30 | Unknown
PUMP N PANTRY | 503 W US HWY 80 | POOLER | Chatham | 250532 | 4 | [5 empty] | Closed in Ground | Gas (Historical Use) | 3000 | Cathodically Protected Steel | 1986-01-01 | 1995-09-01 | Galvanized Steel
GATEWAY EXXON FOOD SHOP | I-95 & GA HWY 204 EXIT 16 | SAVANNAH | Chatham | 4250142 | 4 | Ball Float | 1994-09-01 | FALSE | 1994-09-01 | FALSE | Currently in Use | Premium | 10000 | Composite | 1994-09-01 |  | Fiberglass Reinforced Plastic | Pressurized
GATEWAY EXXON FOOD SHOP | I-95 & GA HWY 204 EXIT 16 | SAVANNAH | Chatham | 4250142 | 5 | Ball Float | 1994-09-01 | FALSE | 1994-09-01 | FALSE | Currently in Use | E-10 | 12000 | Composite | 1994-09-01 |  | Fiberglass Reinforced Plastic | Pressurized
ARMSTRONG STATE COLLEGE/PHYS PLA | 11935 ABERCORN ST | SAVANNAH | Chatham | 4250150 | 1 | [5 empty] | Removed from Ground | Gas (Historical Use) | 1000 | Bare Steel | 1995-09-01 | 1995-09-01 | Galvanized Steel | Suction (American)
CIRCLE K #2705163 | 10831 ABERCORN ST EXTENSION | SAVANNAH | Chatham | 250550 | D |  |  | FALSE |  | FALSE | Removed from Ground | Diesel | 10000 | Bare Steel |  | 1899-12-31
WEST BAY STREET CENTER | 2419 W BAY ST | SAVANNAH | Chatham | 9025214 | 2 |  |  | FALSE |  | FALSE | Removed from Ground | Gas (Historical Use) | 2000 | Unknown | 2004-03-10 | 2004-03-10 | Unknown
1505 WEST GWINNETT STREET | 1505 WEST GWINNETT STREET | SAVANNAH | Chatham | 10001399 | 2 |  |  | FALSE |  | FALSE | Removed from Ground | Not Marked/Tank Removed | 0 | Unknown |  | 1899-12-31
PRIME EQUIPMENT #412 | 1000 CHATHAM PKWY NORTH | SAVANNAH | Chatham | 4250098 | 1 | [5 empty] | Removed from Ground | Diesel | 2000 | Bare Steel | 1984-05-02 | 1995-03-26 | Not Marked
PUMP N PANTRY | 503 W US HWY 80 | POOLER | Chatham | 250532 | 5 | [5 empty] | Closed in Ground | Gas (Historical Use) | 3000 | Cathodically Protected Steel | 1986-01-01 | 1995-09-01 | Galvanized Steel
M O SECKINGER CO INC | 4117 MONTGOMERY ST | SAVANNAH | Chatham | 4250191 | 1 | [5 empty] | Removed from Ground | Diesel | 300 | Bare Steel | 1974-02-24 | 1994-05-23 | Galvanized Steel
CHATHAM AREA TRANSIT AUTHORITY/S | 900 E GWINNETT ST | SAVANNAH | Chatham | 9000013 | 5 |  | 2007-06-27 |  | 1988-01-01 |  | Removed from Ground | Diesel | 20000 | Tank Jacket | 1988-01-01 | 2012-08-28 | Fiberglass Reinforced Plastic | Pressurized
CHATHAM AREA TRANSIT AUTHORITY/S | 900 E GWINNETT ST | SAVANNAH | Chatham | 9000013 | 4 | [5 empty] | Removed from Ground | Diesel | 10000 | Bare Steel | 1971-04-13 | 1988-06-01 | Cathodically Protected
MURPHY USA #6684 | 6004 Ogeechee Rd | Savannah | Chatham | 9025345 | 1A | Flapper Valve | 2001-05-07 | FALSE | 2001-05-07 | FALSE | Removed from Ground | Regular | 12000 | Fiberglass Double Walled | 2001-04-18 |  | Double-Walled Flex | Pressurized
PUMP N PANTRY #11 | 12500 WHITE BLUFF RD | SAVANNAH | Chatham | 4250360 | 5 | Ball Float | 1995-02-23 | FALSE | 1995-02-23 | FALSE | Currently in Use | E-10 | 10000 | Epoxy | 1995-02-23 |  | Flex | Pressurized
MITCHELL'S SERVICE CENTER | 12306 LARGO DR | SAVANNAH | Chatham | 4250389 | 3 |  | 1997-06-01 |  | 1997-06-01 |  | Temporarily out of use | Gas (Historical Use) | 6000 | Fiberglass | 1976-04-22 |  | Fiberglass Reinforced Plastic | Pressurized
Gateway Sunoco | 3 Gateway Blvd W | Savannah | Chatham | 4250302 | 3 | [5 empty] | Removed from Ground | Gas (Historical Use) | 10000 | Bare Steel | 1972-03-24 | 1987-04-01 | Bare Steel
PUMP N PANTRY #5 | I-95 & GA HWY 204/GATEWAY BLVD S | SAVANNAH | Chatham | 250540 | 2 | [5 empty] | Removed from Ground | Gas (Historical Use) | 6000 | Fiberglass | 1977-01-29 | 1987-01-01 | Galvanized Steel
CIRCLE K STORE #1862 | 2 QUACCO RD | SAVANNAH | Chatham | 250554 | 2 | Flapper Valve |  | FALSE | 1994-06-30 | FALSE | Currently in Use | Premium | 10000 | Fiberglass | 1987-11-04 |  | Fiberglass Reinforced Plastic | Pressurized
BST/R2202/SVNHGAMG/BELL SOUTH | 12032 MIDDLEGROUND RD | SAVANNAH | Chatham | 9000274 | 2 | [5 empty] | Removed from Ground | Gas (Historical Use) | 3000 | Bare Steel | 1972-07-17 | 1987-07-15 | Bare Steel | Pressurized
Vyom Food Mart | 5920 OGEECHEE RD | SAVANNAH | Chatham | 9025302 | 2 |  | 1997-09-25 | FALSE | 1997-09-25 | FALSE | Currently in Use | Plus | 12000 | Composite Double Walled | 1997-09-20 |  | Double-Walled Flex | Pressurized
PARKER'S #11 | 890 KING GEORGE RD | SAVANNAH | Chatham | 9025208 | 1 |  | 1991-01-01 |  | 1991-01-01 |  | Removed from Ground | Gas (Historical Use) | 10000 | Composite | 1991-01-01 | 2013-12-27 | Fiberglass Reinforced Plastic | Pressurized
PUMP N PANTRY #11 | 12500 WHITE BLUFF RD | SAVANNAH | Chatham | 4250360 | 4 | [5 empty] | Removed from Ground | Diesel | 2000 | Bare Steel | 1983-03-06 | 1995-02-13 | Galvanized Steel | Pressurized
Gateway Marathon | 2 GATEWAY BLVD WEST | SAVANNAH | Chatham | 4250244 | 7 | Ball Float | 1999-01-01 | FALSE | 1999-01-01 | FALSE | Currently in Use | Premium | 10000 | Galvanic (STIP-3) | 1991-01-01 |  | Fiberglass Reinforced Plastic | Pressurized
Gateway Marathon | 2 GATEWAY BLVD WEST | SAVANNAH | Chatham | 4250244 | 4 | [5 empty] | Removed from Ground | Gas (Historical Use) | 10000 | Bare Steel | 1974-03-21 | 1991-01-01 | Galvanized Steel
Gateway Marathon | 2 GATEWAY BLVD WEST | SAVANNAH | Chatham | 4250244 | 5 | Ball Float | 1998-07-01 | FALSE | 2007-01-01 | FALSE | Currently in Use | Regular | 10000 | Galvanic (STIP-3) | 1991-01-01 |  | Fiberglass Reinforced Plastic | Pressurized
CIRCLE K #2705163 | 10831 ABERCORN ST EXTENSION | SAVANNAH | Chatham | 250550 | 2 |  | 1987-11-04 |  | 1987-11-04 |  | Removed from Ground | Gas (Historical Use) | 10000 | Fiberglass | 1987-11-04 | 2008-03-18 | Fiberglass Reinforced Plastic | Pressurized
GATEWAY QUICK STOP | 2 E GATEWAY BLVD | SAVANNAH | Chatham | 250551 | 2 | Ball Float | 1988-01-01 |  | 1988-01-01 |  | Removed from Ground | Gas (Historical Use) | 10000 | Fiberglass | 1988-01-01 | 2012-06-11 | Fiberglass Reinforced Plastic | Pressurized
SHOP N GO #1 | 728 W OGLETHORPE AVE | SAVANNAH | Chatham | 4250480 | 5 | Ball Float | 2012-07-01 | FALSE | 2012-07-01 | FALSE | Currently in Use | Premium | 5000 | Composite Double Walled | 2012-07-01 |  | Double-Walled Fiberglass | Pressurized
CULTURAL ARTS SITE | 201 MONTGOMERY STREET | SAVANNAH | Chatham | 10002389 | 1 |  |  | FALSE |  | FALSE | Removed from Ground |  | 5000 | Unknown | 2014-10-07 | 2014-10-07 | Unknown
SHREE RAM SKIDAWAY LLC | 2016 SKIDAWAY RD | SAVANNAH | Chatham | 10002394 | 1A | Ball Float | 2014-11-01 | FALSE | 2014-11-01 | FALSE | Currently in Use | Regular | 9500 | Composite Double Walled | 2014-11-01 |  | Double-Walled Fiberglass | Pressurized
KROGER-979 | 1900 E VICTORY DR | SAVANNAH | Chatham | 10002173 | 2A | Ball Float | 2012-10-08 | FALSE | 2013-03-27 | FALSE | Currently in Use | Diesel | 10000 | Fiberglass | 2012-08-27 |  | Double-Walled Flex | Pressurized
VICTORY BP INC | 1603 EAST VICTORY DR | SAVANNAH | Chatham | 9025171 | 4 | Flapper Valve | 1997-03-20 | FALSE | 1997-03-20 | FALSE | Currently in Use | E-10 | 10000 | Composite | 1997-03-12 |  | Flex | Pressurized
VICTORY BP INC | 1603 EAST VICTORY DR | SAVANNAH | Chatham | 9025171 | 1 | [5 empty] | Removed from Ground | Gas (Historical Use) | 8000 | Fiberglass | 1994-07-12 | 1994-07-12 | Fiberglass Reinforced Plastic
GREEN THUMB INC | 3932 WATERS AVE | SAVANNAH | Chatham | 9025210 | 2 |  |  | TRUE |  | TRUE | Removed from Ground | Used Oil | 500 | Marked Unknown | 1996-06-19 | 1996-06-19 | Unknown
POWELL DUFFRYN TERMINAL INC | 2 WAHLSTROM RD | SAVANNAH | Chatham | 9025204 | 1 | [5 empty] | Removed from Ground | Other | 500 | Marked Unknown | 1995-06-16 | 1995-06-16 | Unknown
DIAMOND OIL #47 | 1402 E BROAD ST | SAVANNAH | Chatham | 4250478 | 3 |  | 1996-02-01 |  | 1996-02-01 |  | Removed from Ground | Gas (Historical Use) | 4000 | Steel-Impressed Current | 1985-05-01 | 2014-07-24 | Cathodically Protected | Pressurized
BIG THREE INDUSTRIES | 2601 EAST PRESIDENT ST | SAVANNAH | Chatham | 9025078 | 1 |  |  | TRUE |  | TRUE | Removed from Ground | Used Oil | 500 | Marked Unknown | 1992-11-25 | 1992-11-25 | Unknown
GRAYSON STADIUM | 1410 E VICTORY | SAVANNAH | Chatham | 4250271 | 2 | [5 empty] | Removed from Ground | Gas (Historical Use) | 500 | Not Marked/Unknown | 1993-07-01 | 2011-09-30 | Not Marked
CHEVRON TERMINAL | ONE WOODCOCK RD | SAVANNAH | Chatham | 250527 | 1 | [5 empty] | Permanently Out of Use - historical purposes | Kerosene | 1000 | Bare Steel | 1964-06-18 | 1899-12-31 | Bare Steel
BORDEN INC | 1615 EAST VICTORY DR | SAVANNAH | Chatham | 250507 | 1 | [5 empty] | Removed from Ground | Gas (Historical Use) | 10000 | Bare Steel | 1983-05-15 | 1989-12-01 | Bare Steel
SIGNATURE FLIGHT | 100 BOB HARMON RD | SAVANNAH | Chatham | 250509 | 2 | [5 empty] | Removed from Ground | Other | 6250 | Bare Steel | 1966-05-13 | 1997-04-01 | Bare Steel
BUDGET RENT-A-CAR | GA HWY 307/2200 TRAVIS FIELD RD | SAVANNAH | Chatham | 4250155 | 1 | [5 empty] | Removed from Ground | Gas (Historical Use) | 8000 | Bare Steel | 1978-02-07 | 1994-12-08 | Galvanized Steel
BRYANT TRANSPORT CORP/BENTON BRO | 75 BRAMPTON RD | SAVANNAH | Chatham | 4250304 | 3 |  |  | TRUE |  | TRUE | Removed from Ground | Used Oil | 500 | Marked Unknown | 1972-04-04 | 1995-02-13 | Unknown
CIRCLE K #7719 | 528 US HWY 80 WEST | SAVANNAH | Chatham | 4250283 | 3 | [5 empty] | Removed from Ground | Gas (Historical Use) | 3000 | Bare Steel | 1978-03-24 | 1992-01-01 | Galvanized Steel
NATIONAL WEATHER SERVICE | TRAVIS FIELD | SAVANNAH | Chatham | 4260006 | 1 | [5 empty] | Removed from Ground | Diesel | 280 | Bare Steel | 1979-04-08 | 1997-01-06 | Copper
DERST BAKING CO | 1311 Mills B Land Blvd | SAVANNAH | Chatham | 4250133 | A | Flapper Valve | 1999-02-01 | FALSE | 1999-02-01 | FALSE | Currently in Use | Diesel | 10000 | Composite | 1999-02-01 |  | Fiberglass Reinforced Plastic | Pressurized
DERST BAKING CO | 1311 Mills B Land Blvd | SAVANNAH | Chatham | 4250133 | 3 | [5 empty] | Closed in Ground | Empty | 3000 | Bare Steel | 1947-05-08 | 1988-01-01 | Galvanized Steel | Suction (American)
BILLS MINI MART | 1550 DEAN FOREST RD | SAVANNAH | Chatham | 4250107 | 3 | Flapper Valve | 1991-10-01 | FALSE | 1991-10-01 | FALSE | Currently in Use | Premium | 8020 | Steel-Impressed Current | 1982-05-07 |  | Fiberglass Reinforced Plastic | Pressurized
NATIONAL LINEN SERVICE | 4005 MONTGOMERY ST | SAVANNAH | Chatham | 4250123 | 2 | [5 empty] | Removed from Ground | Gas (Historical Use) | 4000 | Bare Steel | 1966-02-27 | 1994-03-10 | Galvanized Steel | Safe Suction (Euro)
THONI OIL MAGIC BENZOL GAS STA | 4608 SOUTH OGEECHEE RD | SAVANNAH | Chatham | 4250091 | 3 | [5 empty] | Removed from Ground | Gas (Historical Use) | 4000 | Bare Steel | 1976-05-05 | 1991-07-16 | Galvanized Steel
HABERSHAM CONVENIENCE STORE | 4407 HABERSHAM ST | SAVANNAH | Chatham | 4250016 | 10 | [5 empty] | Removed from Ground | Gas (Historical Use) | 5000 | Bare Steel | 1984-02-18 | 1993-07-22 | Galvanized Steel
Ganesh SV Ogeechee LLC | 3707 OGEECHEE RD | SAVANNAH | Chatham | 4250028 | 3 | Flapper Valve | 1998-01-01 | FALSE | 1998-01-01 | FALSE | Removed from Ground | Empty | 3000 | Steel-Impressed Current | 2008-06-10 |  | Steel (Impressed Current) | Safe Suction (Euro)
MILU MART | 3912 OGEECHEE RD | SAVANNAH | Chatham | 9000636 | 1/A |  | 1990-01-01 |  | 1990-01-01 |  | Removed from Ground | Gas (Historical Use) | 12000 | Bare Steel | 1983-05-02 | 1999-05-07 | Galvanized Steel | Pressurized
MILU MART | 3912 OGEECHEE RD | SAVANNAH | Chatham | 9000636 | 5/F |  | 1990-01-01 |  | 1990-01-01 |  | Removed from Ground | Kerosene | 8000 | Bare Steel | 1983-05-02 | 1999-05-07 | Galvanized Steel | Pressurized
POOR WILLIES #17 | 6827 WATERS AVE | SAVANNAH | Chatham | 7025002 | 4 |  | 1993-04-01 |  | 1993-04-01 |  | Currently in Use | Gas (Historical Use) | 4000 | Galvanic (STIP-3) | 1978-05-02 |  | Fiberglass Reinforced Plastic | Pressurized
LEES | 1220 HABERSHAM STREET | SAVANNAH | Chatham | 10001673 | 1 |  |  | FALSE |  | FALSE | Closed in Ground | Not Marked | 0 | Unknown |  | 1899-12-31 | Unknown
GULF OIL CO | 802 CROSSGATE RD | SAVANNAH | Chatham | 4250458 | 3 | [5 empty] | Removed from Ground | Gas (Historical Use) | 1000 | Bare Steel | 1971-05-07 | 1987-01-01 | Bare Steel
DIXIE PLYWOOD CO OF SAVANNAH | SOUTH END OLD WEST LATHROP AVE | SAVANNAH | Chatham | 9000370 | 2 | [5 empty] | Removed from Ground | Diesel | 10000 | Fiberglass | 1987-01-12 | 1991-10-01 | Galvanized Steel
QUICK STOP #92 | 1450 WEST BAY ST | SAVANNAH | Chatham | 250539 | 4 | Flapper Valve | 1997-01-01 | FALSE | 1998-12-01 | TRUE | Currently in Use | Diesel | 10000 | Epoxy Double-Walled | 1986-01-01 |  | Fiberglass Reinforced Plastic | Pressurized
US POSTAL SVC VEHICLE MAINT | 2 NORTH FAHM ST | SAVANNAH | Chatham | 250510 | 3 | [5 empty] | Removed from Ground | Gas (Historical Use) | 5000 | Not Marked/Unknown | 1992-02-05 | 1992-02-05 | Not Marked
GA CROWN DISTRIBUTING CO | 2425 WEST GWINNETT ST | SAVANNAH | Chatham | 4250046 | 1 | [5 empty] | Removed from Ground | Diesel | 6000 | Bare Steel | 1985-05-07 | 1995-12-21 | Bare Steel
SEPCO/SAVANNAH ELEC-RIVERSIDE PL | MLK BLVD & RIVER ST | SAVANNAH | Chatham | 4250135 | 1 | [5 empty] | Removed from Ground | Other | 16800 | Concrete | 1985-05-01 | 1985-05-01 | Unknown
ABERCORN CHEVRON | 2606 ABERCORN ST | SAVANNAH | Chatham | 4250060 | 4 | [5 empty] | Removed from Ground | Gas (Historical Use) | 4000 | Bare Steel | 1970-04-23 | 1992-06-18 | Galvanized Steel
ABERCORN CHEVRON | 2606 ABERCORN ST | SAVANNAH | Chatham | 4250060 | 5 | Ball Float | 1992-06-01 | FALSE | 1992-06-01 | FALSE | Currently in Use | Regular | 8000 | Galvanic (STIP-3) | 1992-06-23 |  | Double-Walled Flex | Pressurized
ABERCORN CHEVRON | 2606 ABERCORN ST | SAVANNAH | Chatham | 4250060 | 7 | Ball Float | 1992-06-01 | FALSE | 1992-06-01 | FALSE | Currently in Use | Premium | 8000 | Galvanic (STIP-3) | 1985-01-01 |  | Double-Walled Flex | Pressurized
SMART STOP | 1114 ABERCORN ST | SAVANNAH | Chatham | 4250108 | 1 | [5 empty] | Closed in Ground | Gas (Historical Use) | 10150 | Bare Steel | 1976-05-07 | 1999-12-17 | Galvanized Steel | Pressurized
OLD DOMINION FREIGHT LINE | 307 CAROLAN ST | SAVANNAH | Chatham | 4250013 | 3 | [5 empty] | Removed from Ground | Kerosene | 0 | Not Marked/Unknown | 1988-01-01 | 1988-01-01 | Not Marked
BEATON'S AMOCO STATION | 2011 BULL ST | SAVANNAH | Chatham | 4250074 | 3 | [5 empty] | Removed from Ground | Gas (Historical Use) | 2000 | Bare Steel | 1956-03-31 | 1899-12-31 | Galvanized Steel
DAISS OIL CO | 7203 SKIDAWAY RD | SAVANNAH | Chatham | 4250163 | 2 | [5 empty] | Removed from Ground | Other | 280 | Bare Steel | 1977-02-20 | 1899-12-31 | Galvanized Steel
LUCKYS CONVENIENCE MART | 8408 WHITE BLUFF RD | SAVANNAH | Chatham | 4250103 | 6 |  | 1992-04-02 | FALSE | 1992-04-02 | FALSE | Closed in Ground |  | 500 | Steel-Impressed Current | 1984-05-07 | 1992-04-01 | Fiberglass Reinforced Plastic | Safe Suction (Euro)
CHATHAM COUNTY POLICE DEPT | 7606 HODGSON MEMORIAL DR | SAVANNAH | Chatham | 4250095 | 3 |  |  | TRUE |  | TRUE | Removed from Ground | Used Oil | 500 | Bare Steel | 1974-05-07 | 1998-06-01 | Unknown
SAVANNAH DRY WALL CO INC | 311 -A MONTGOMERY CROSSROADS | SAVANNAH | Chatham | 4250111 | 2 | [5 empty] | Removed from Ground | Other | 1000 | Bare Steel | 1974-05-09 | 1995-06-01 | Galvanized Steel
GA AIR NATL GUARD/117 AIR CONTRO | 1117 EISENHOWER DR | SAVANNAH | Chatham | 4250118 | 284 |  |  | FALSE |  | FALSE | Removed from Ground | Diesel | 5000 | Bare Steel | 1974-01-01 | 1992-04-08 | Bare Steel
COFFEE BLUFF MARINA | 14915 COFFEE BLUFF Road | SAVANNAH | Chatham | 4250030 | 5 | Ball Float | 2014-07-01 | FALSE | 2014-07-01 | FALSE | Currently in Use | E-0 | 3000 | Composite Double Walled | 2014-07-01 |  | Double-Walled Fiberglass | Pressurized
COFFEE BLUFF MARINA | 14915 COFFEE BLUFF Road | SAVANNAH | Chatham | 4250030 | 4 | Flapper Valve | 2009-05-01 | FALSE | 2009-05-01 | FALSE | Removed from Ground | Gas (Historical Use) | 3000 | Galvanic (STIP-3) | 1999-03-27 | 2013-02-25 | Galvanized Steel | Suction (American)
SAMS CLUB #8202 | 1975 EAST MONTGOMERY CROSS RD | SAVANNAH | Chatham | 10001153 | 2 | Flapper Valve | 2006-08-07 | FALSE | 2006-07-19 | FALSE | Currently in Use | Regular | 20000 | Fiberglass Double Walled | 2006-06-30 |  | Double-Walled Fiberglass | Pressurized
CRITZ PROPERTIES LLC | 1 STEPHENSON AVENUE | SAVANNAH | Chatham | 10001613 | T13 |  |  | FALSE |  | FALSE | Removed from Ground | Not Marked/Tank Removed | 2000 | Bare Steel | 2008-08-05 | 2008-08-05 | Bare Steel | Suction (American)
TUCKER & SONS SERVICE CENTER INC | 902 MONTGOMERY ST | SAVANNAH | Chatham | 4250077 | 5 | Flapper Valve | 1991-10-13 | FALSE | 1991-10-13 | FALSE | Removed from Ground | Premium | 6000 | Galvanic (STIP-3) | 1991-10-16 |  | Fiberglass Reinforced Plastic | Safe Suction (Euro)
SKIDAWAY TEXACO | 7101 SKIDAWAY RD | SAVANNAH | Chatham | 4250290 | 5 |  | 1987-04-01 | TRUE | 1987-04-01 | FALSE | Currently in Use | Diesel | 8000 | Fiberglass | 1987-04-01 |  | Fiberglass Reinforced Plastic | Pressurized
SHELL #203 | 7361 SKIDAWAY RD | SAVANNAH | Chatham | 4250065 | 4 |  |  | TRUE |  | TRUE | Removed from Ground | Used Oil | 550 | Bare Steel | 1956-04-08 | 1986-01-01 | Bare Steel
SHELL #203 | 7361 SKIDAWAY RD | SAVANNAH | Chatham | 4250065 | 5 |  | 1994-12-01 |  | 1994-12-01 |  | Currently in Use | Gas (Historical Use) | 10000 | Galvanic (STIP-3) | 1986-08-01 |  | Fiberglass Reinforced Plastic | Pressurized
SHELL #203 | 7361 SKIDAWAY RD | SAVANNAH | Chatham | 4250065 | 7 |  | 1994-12-01 |  | 1994-12-01 |  | Currently in Use | Gas (Historical Use) | 8000 | Galvanic (STIP-3) | 1986-08-01 |  | Fiberglass Reinforced Plastic | Pressurized
SKIDAWAY TEXACO | 7101 SKIDAWAY RD | SAVANNAH | Chatham | 4250290 | 7 | Flapper Valve | 1987-04-01 | TRUE | 1987-04-01 | FALSE | Currently in Use | Regular | 8000 | Fiberglass | 1987-04-01 |  | Fiberglass Reinforced Plastic | Pressurized
ISLE OF HOPE MARINA | 50 BLUFF DR | SAVANNAH | Chatham | 4250102 | 3 |  |  | FALSE |  | FALSE | Removed from Ground | Diesel | 2000 | Bare Steel | 1995-05-01 | 1995-05-01 | Galvanized Steel
SHELL #203 | 7361 SKIDAWAY RD | SAVANNAH | Chatham | 4250065 | 1 |  | 1994-12-01 |  | 1994-12-01 |  | Removed from Ground | Other | 3000 | Cathodically Protected Steel | 1986-01-01 | 1986-01-01 |  | Pressurized
GA ANG/117 TACTICAL CONTROL SQUA | HUNTER AAF | SAVANNAH | Chatham | 4250117 | 1 |  |  | TRUE |  | TRUE | Removed from Ground | Used Oil | 500 | Bare Steel | 1985-03-06 | 1899-12-31 | Bare Steel
PUMP N PANTRY #15 | 7362 SKIDAWAY RD | SAVANNAH | Chatham | 250516 | 6A | Ball Float | 1992-10-06 | FALSE | 1992-10-06 | FALSE | Currently in Use | Plus | 5000 | Composite | 1992-10-06 |  | Fiberglass Reinforced Plastic | Pressurized
PUMP N PANTRY #15 | 7362 SKIDAWAY RD | SAVANNAH | Chatham | 250516 | 6B | Ball Float | 1992-10-06 | FALSE | 1992-10-06 | FALSE | Currently in Use | Premium | 5000 | Composite | 1992-10-06 |  | Fiberglass Reinforced Plastic | Pressurized
ST JOSEPH'S/CANDLER | 5353 REYNOLDS ST | SAVANNAH | Chatham | 250524 | 1 | Flapper Valve | 1998-12-01 | FALSE | 1998-12-01 | FALSE | Currently in Use | Diesel | 30000 | Steel-Impressed Current | 1979-05-15 |  | Steel (Impressed Current) | Safe Suction (Euro)
GA AIR NATL GUARD/117 AIR CONTRO | 1117 EISENHOWER DR | SAVANNAH | Chatham | 4250118 | 1 |  |  | FALSE |  | FALSE | Removed from Ground | Gas (Historical Use) | 2000 | Tank Jacket | 1992-05-01 | 2007-06-21 | Fiberglass Reinforced Plastic | Pressurized
GA AIR NATL GUARD/117 AIR CONTRO | 1117 EISENHOWER DR | SAVANNAH | Chatham | 4250118 | 283 |  |  | FALSE |  | FALSE | Removed from Ground | Gas (Historical Use) | 5000 | Bare Steel | 1958-05-06 | 1992-04-07 | Galvanized Steel
QUALITY LUBE & TUNE | 8434 WATERS AVE | SAVANNAH | Chatham | 4250038 | 3 |  | 1989-11-29 |  | 1989-11-29 |  | Closed in Ground | Gas (Historical Use) | 1000 | Bare Steel | 1982-06-01 | 1999-12-01 | Fiberglass Reinforced Plastic | Pressurized
PUMP N PANTRY #15 | 7362 SKIDAWAY RD | SAVANNAH | Chatham | 250516 | 2 | [5 empty] | Removed from Ground | Gas (Historical Use) | 3000 | Bare Steel | 1974-05-19 | 1981-08-01 | Unknown
SHREE J I CONVENIENCE MART | 10325 ABERCORN EXT | SAVANNAH | Chatham | 10001044 | 1 | Flapper Valve | 2005-05-12 | FALSE | 2005-05-12 | FALSE | Currently in Use | Premium | 10000 | Epoxy Double-Walled | 2005-05-12 |  | Double-Walled Fiberglass | Pressurized
COASTAL CONSTRUCTIVE INNOVATIOINS | 8401 WHITFIELD AVE | SAVANNAH | Chatham | 10002666 | 2 |  |  | FALSE |  | FALSE | Removed from Ground | Not Marked/Tank Removed | 2000 | Bare Steel | 2016-12-27 | 2016-12-27 | Bare Steel
US COAST GUARD STATION TYBEE | FT PULASKI NATIONAL MOUNMENT | TYBEE ISLAND | Chatham | 250518 | 4 | [5 empty] | Removed from Ground | Gas (Historical Use) | 550 | Bare Steel | 1982-05-17 | 1996-09-08 | Galvanized Steel
CITY OF TYBEE PUBLIC WORKS | 76 VAN HORNE AVE | TYBEE ISLAND | Chatham | 4250113 | 1 |  | 1997-07-01 |  | 1997-07-01 |  | Removed from Ground | Gas (Historical Use) | 10000 | Cathodically Protected Steel | 1986-04-30 | 2014-07-01 | Fiberglass Reinforced Plastic | Safe Suction (Euro)
CHUS 7-11 #101 | 304 FIRST ST | TYBEE ISLAND | Chatham | 9025205 | 3B |  | 1991-01-01 | FALSE | 1991-01-01 | FALSE | Currently in Use | Premium | 8000 | Steel-Impressed Current | 1976-01-01 |  | Fiberglass Reinforced Plastic | Pressurized
DISCOUNT CORNER #3 | 10401 ABERCORN St | SAVANNAH | Chatham | 9000484 | 7 |  | 1993-02-08 |  | 1993-02-08 |  | Currently in Use | Gas (Historical Use) | 10000 | Galvanic (STIP-3) | 1992-12-01 |  | Fiberglass Reinforced Plastic | Pressurized
DISCOUNT CORNER #3 | 10401 ABERCORN St | SAVANNAH | Chatham | 9000484 | 1 | [5 empty] | Removed from Ground | Gas (Historical Use) | 6000 | Bare Steel | 1970-05-10 | 1992-10-01 | Galvanized Steel | Pressurized
DISCOUNT CORNER #3 | 10401 ABERCORN St | SAVANNAH | Chatham | 9000484 | 6AST |  |  | TRUE |  | TRUE | Removed from Ground | Used Oil | 550 | Bare Steel | 1970-05-10 | 1899-12-31 | Galvanized Steel
EXXON #46749 (#56749) | 7739 ABERCORN EXPRESSWAY | SAVANNAH | Chatham | 9000486 | 3 | [5 empty] | Removed from Ground | Gas (Historical Use) | 4000 | Cathodically Protected Steel | 1970-01-01 | 1990-08-10 | Galvanized Steel
SAVANNAH TIRE & RUBBER/PHILLIPS | 8501 WHITE BLUFF RD | SAVANNAH | Chatham | 4250313 | 2 | [5 empty] | Permanently Out of Use - historical purposes | Gas (Historical Use) | 8000 | Bare Steel | 1974-04-01 | 1899-12-31 | Bare Steel
SAMS CLUB #8202 | 1975 EAST MONTGOMERY CROSS RD | SAVANNAH | Chatham | 10001153 | 3A | Flapper Valve | 2006-08-07 | FALSE | 2006-07-19 | FALSE | Currently in Use | Premium | 8000 | Fiberglass Double Walled | 2006-06-30 |  | Double-Walled Fiberglass | Pressurized
HARMS | 9306 WHITFIELD | SAVANNAH | Chatham | 10000274 | 1 |  |  | FALSE |  | FALSE | Removed from Ground | Empty | 5000 | Bare Steel | 2002-08-01 | 2002-08-01 | Bare Steel | Gravity Fed
HOOVER CHRYSLER JEEP PROPERTY | 8701 ABERCORN ST | SAVANNAH | Chatham | 10002299 | 1 |  |  | FALSE |  | FALSE | Removed from Ground |  | 0 |  | 2014-02-05 | 2014-03-07
CHUS | 725 A FIRST ST | TYBEE ISLAND | Chatham | 250503 | 2 | Flapper Valve | 1996-09-01 | FALSE | 1996-09-01 | FALSE | Removed from Ground | Regular | 8000 | Steel-Impressed Current | 1985-05-13 | 2020-03-10 | Fiberglass Reinforced Plastic | Pressurized
JAY DEEP DBA CITGO FOOD MART | 1315 BUTLER AVE | TYBEE ISLAND | Chatham | 4250187 | 1 | Flapper Valve | 1996-10-01 | FALSE | 1996-10-01 | FALSE | Currently in Use | Regular | 10000 | Composite | 1985-02-17 |  | Fiberglass Reinforced Plastic | Pressurized
FREDDIES GARAGE/FREDERICK J ANDE | 502 FIRST ST | TYBEE ISLAND | Chatham | 4250455 | 2 | [5 empty] | Removed from Ground | Gas (Historical Use) | 3000 | Bare Steel | 1963-05-06 | 1994-11-18 | Galvanized Steel | Suction (American)
HERTZ EQUIP RENTAL CORP | 514 BOURNE AVE | GARDEN CITY | Chatham | 9025025 | 2 |  |  | TRUE |  | TRUE | Removed from Ground | Used Oil | 550 | Double Walled | 1988-10-01 | 1995-12-13 | Fiberglass Reinforced Plastic | Gravity Fed
PRIMARY STEEL INC | 250 BRAMPTON RD | GARDEN CITY | Chatham | 9025026 | 1 | [5 empty] | Removed from Ground | Gas (Historical Use) | 280 | Bare Steel | 1973-01-01 | 1990-08-04 | Unknown
M C ANDERSON CONSTRUCTION CO | 17 MINIS AVE | GARDEN CITY | Chatham | 4250099 | 2 | [5 empty] | Removed from Ground | Diesel | 8000 | Bare Steel | 1980-04-04 | 1899-12-31 | Galvanized Steel
LO-BALL LUKE #92/STARVIN MARVIN | 8501 ABERCORN EXT | SAVANNAH | Chatham | 9000304 | 4 | [5 empty] | Removed from Ground | Gas (Historical Use) | 4000 | Fiberglass | 1969-04-16 | 1987-10-15 | Galvanized Steel
LO-BALL LUKE #92/STARVIN MARVIN | 8501 ABERCORN EXT | SAVANNAH | Chatham | 9000304 | 5 | [5 empty] | Removed from Ground | Other | 550 | Bare Steel | 1969-04-16 | 1990-05-16 | Galvanized Steel
DAN VADEN CHEVROLET INC | 9393 ABERCORN ST | SAVANNAH | Chatham | 4250341 | 5 | [5 empty] | Removed from Ground | Empty | 50 | Marked Unknown | 1976-03-21 | 1899-12-31 | Unknown
DAN VADEN CHEVROLET INC | 9393 ABERCORN ST | SAVANNAH | Chatham | 4250341 | 4 | [5 empty] | Removed from Ground | Diesel | 250 | Fiberglass | 1980-03-21 | 1899-12-31 | Unknown
SAVANNAH TIRE & RUBBER/PHILLIPS | 8501 WHITE BLUFF RD | SAVANNAH | Chatham | 4250313 | 3 | [5 empty] | Permanently Out of Use - historical purposes | Gas (Historical Use) | 8000 | Bare Steel | 1970-04-01 | 1899-12-31 | Bare Steel
CRITZ PROPERTIES LLC | 1 STEPHENSON AVENUE | SAVANNAH | Chatham | 10001613 | T1 |  |  | FALSE |  | FALSE | Removed from Ground | Not Marked/Tank Removed | 8000 | Bare Steel | 2008-08-05 | 2008-08-05 | Bare Steel | Safe Suction (Euro)
CRITZ PROPERTIES LLC | 1 STEPHENSON AVENUE | SAVANNAH | Chatham | 10001613 | T4 |  |  | FALSE |  | FALSE | Removed from Ground | Not Marked/Tank Removed | 8000 | Bare Steel | 2008-08-05 | 2008-08-05 | Bare Steel | Safe Suction (Euro)
BEATON'S AMOCO STATION | 2011 BULL ST | SAVANNAH | Chatham | 4250074 | 5 |  |  | TRUE |  | TRUE | Closed in Ground | Used Oil | 550 | Bare Steel | 1956-03-31 | 1899-12-31 | Galvanized Steel
BEATON'S AMOCO STATION | 2011 BULL ST | SAVANNAH | Chatham | 4250074 | 4 | [5 empty] | Removed from Ground | Gas (Historical Use) | 2000 | Bare Steel | 1956-03-31 | 1899-12-31 | Galvanized Steel
PHILLIPS AMOCO | 2412 HABERSHAM ST | SAVANNAH | Chatham | 4250069 | 1 | [5 empty] | Removed from Ground | Gas (Historical Use) | 3000 | Bare Steel | 1975-01-01 | 1999-09-09 | Galvanized Steel | Safe Suction (Euro)
GA PACIFIC/DIST CTR | 305 TELFAIR RD & SCL DR | SAVANNAH | Chatham | 4250169 | 4 | [5 empty] | Removed from Ground | Diesel | 10000 | Composite | 1990-01-09 | 2000-11-01 | Fiberglass Reinforced Plastic | Suction (American)
SKIDAWAY TEXACO | 7101 SKIDAWAY RD | SAVANNAH | Chatham | 4250290 | 1 | [5 empty] | Removed from Ground | Gas (Historical Use) | 4000 | Bare Steel | 1981-01-01 | 1987-04-01 | Galvanized Steel
COFFEE BLUFF MARINA | 14915 COFFEE BLUFF Road | SAVANNAH | Chatham | 4250030 | 3 | [5 empty] | Closed in Ground | Empty | 1000 | Bare Steel | 1978-05-07 | 1899-12-31 | Galvanized Steel | Suction (American)
QUICKSTOP #100 | 108 SHIPYARD RD | SAVANNAH | Chatham | 250377 | 3 | Flapper Valve | 1995-01-01 | FALSE | 1995-01-01 | FALSE | Currently in Use | Premium | 6000 | Galvanic (STIP-3) | 1986-04-01 |  | Fiberglass Reinforced Plastic | Pressurized
DAN VADEN CHEVROLET INC | 9393 ABERCORN ST | SAVANNAH | Chatham | 4250341 | 1 |  |  | TRUE |  | TRUE | Closed in Ground | Used Oil | 2000 | Bare Steel | 1968-03-21 | 1984-01-01 | Unknown
DAN VADEN CHEVROLET INC | 9393 ABERCORN ST | SAVANNAH | Chatham | 4250341 | 7 | [5 empty] | Removed from Ground | Diesel | 1000 | Not Marked/Unknown | 1993-08-30 | 1899-12-31 | Not Marked
OLD DOMINION FREIGHT LINE | 307 CAROLAN ST | SAVANNAH | Chatham | 4250013 | 1 | [5 empty] | Removed from Ground | Diesel | 4000 | Marked Unknown | 1975-03-22 | 1988-01-01 | Unknown
SMART STOP | 1114 ABERCORN ST | SAVANNAH | Chatham | 4250108 | 4 | [5 empty] | Closed in Ground | Diesel | 2000 | Bare Steel | 1976-05-07 | 1999-12-17 | Galvanized Steel | Pressurized
HAMMOCK'S AMOCO STATION | 1301 WATERS AVE | SAVANNAH | Chatham | 4250078 | 4 |  |  | TRUE |  | TRUE | Removed from Ground | Used Oil | 1000 | Bare Steel | 1966-03-06 | 1999-03-09 | Unknown
BEATON'S AMOCO STATION | 2011 BULL ST | SAVANNAH | Chatham | 4250074 | 1 | [5 empty] | Removed from Ground | Gas (Historical Use) | 4000 | Bare Steel | 1976-03-31 | 1899-12-31 | Galvanized Steel
PRESIDENT ST EXXON | 927 EAST PRESIDENT ST | SAVANNAH | Chatham | 4250138 | 1 | [5 empty] | Removed from Ground | Diesel | 1 | Not Marked/Unknown | 1988-06-01 | 1988-06-01 | Not Marked
SUNFLY | 2100 MONTGOMERY @ 37TH | SAVANNAH | Chatham | 4250143 | 1 | Flapper Valve | 1995-05-25 | FALSE | 1995-05-25 | FALSE | Currently in Use | Plus | 4000 | Steel-Impressed Current | 1985-05-05 |  | Fiberglass Reinforced Plastic | Pressurized
RONS PHILLIPS 66/GALBREATHS CHEV | 10004 ABERCORN ST | SAVANNAH | Chatham | 4250301 | 3 | [5 empty] | Removed from Ground | Gas (Historical Use) | 5000 | Bare Steel | 1970-03-24 | 1987-04-14 | Bare Steel | Pressurized
PUMP N PANTRY #12 | 8001 WATERS AVE | SAVANNAH | Chatham | 4250220 | 3 | Ball Float | 1994-03-01 | FALSE | 1994-03-01 | FALSE | Currently in Use | Premium | 10000 | Steel-Impressed Current | 1976-03-12 |  | Fiberglass Reinforced Plastic | Pressurized
PATTERSON CO INC | 6700 SKIDAWAY RD | SAVANNAH | Chatham | 4250195 | 2 | [5 empty] | Removed from Ground | Gas (Historical Use) | 4000 | Bare Steel | 1984-02-29 | 1995-02-17 | Galvanized Steel
CHATHAM COUNTY POLICE DEPT | 7606 HODGSON MEMORIAL DR | SAVANNAH | Chatham | 4250095 | 1 |  | 1993-12-10 |  | 1993-12-10 |  | Removed from Ground | Gas (Historical Use) | 10000 | Bare Steel | 1974-05-07 | 1998-06-01 | Unknown | Safe Suction (Euro)
DISCOUNT CORNER #3 | 10401 ABERCORN St | SAVANNAH | Chatham | 9000484 | 3 | [5 empty] | Removed from Ground | Gas (Historical Use) | 4000 | Bare Steel | 1970-05-10 | 1992-10-01 | Galvanized Steel | Pressurized
JIFFY LUBE | 210 EISENHOWER DR | SAVANNAH | Chatham | 250526 | 2 | [5 empty] | Closed in Ground | Other | 4000 | Composite | 1986-06-13 | 2000-09-01 | Galvanized Steel | Safe Suction (Euro)
SHELL #203 | 7361 SKIDAWAY RD | SAVANNAH | Chatham | 4250065 | 3 | [5 empty] | Removed from Ground | Gas (Historical Use) | 3000 | Bare Steel | 1985-04-08 | 1986-01-01 | Bare Steel
GA AIR NATL GUARD/117 AIR CONTRO | 1117 EISENHOWER DR | SAVANNAH | Chatham | 4250118 | 2 |  |  | FALSE |  | FALSE | Removed from Ground | Diesel | 5000 | Tank Jacket | 1992-05-01 | 2007-06-21 | Fiberglass Reinforced Plastic | Pressurized
QUALITY LUBE & TUNE | 8434 WATERS AVE | SAVANNAH | Chatham | 4250038 | 5 |  |  | TRUE |  | TRUE | Closed in Ground | Used Oil | 500 | Not Marked/Unknown | 1966-05-06 | 1999-12-01 | Not Marked | Gravity Fed
QUALITY LUBE & TUNE | 8434 WATERS AVE | SAVANNAH | Chatham | 4250038 | 4 |  | 1989-11-29 |  | 1989-11-29 |  | Closed in Ground | Diesel | 1000 | Cathodically Protected Steel | 1989-11-29 | 2002-02-03 | Fiberglass Reinforced Plastic | Pressurized
DISCOUNT CORNER #3 | 10401 ABERCORN St | SAVANNAH | Chatham | 9000484 | 2 | [5 empty] | Removed from Ground | Gas (Historical Use) | 6000 | Bare Steel | 1970-05-10 | 1992-10-01 | Galvanized Steel | Pressurized
EXXON #46749 (#56749) | 7739 ABERCORN EXPRESSWAY | SAVANNAH | Chatham | 9000486 | 4 |  |  | TRUE |  | TRUE | Removed from Ground | Used Oil | 550 | Cathodically Protected Steel | 1970-01-01 | 1990-08-10 | Galvanized Steel
PUMP N PANTRY #15 | 7362 SKIDAWAY RD | SAVANNAH | Chatham | 250516 | 5 | Ball Float | 1992-10-06 | FALSE | 1992-10-06 | FALSE | Currently in Use | E-10 | 10000 | Composite | 1992-10-06 |  | Fiberglass Reinforced Plastic | Pressurized
PUMP N PANTRY #15 | 7362 SKIDAWAY RD | SAVANNAH | Chatham | 250516 | 4 | [5 empty] | Removed from Ground | Gas (Historical Use) | 6000 | Fiberglass | 1974-05-19 | 1991-08-01 | Unknown
LO-BALL LUKE #92/STARVIN MARVIN | 8501 ABERCORN EXT | SAVANNAH | Chatham | 9000304 | 2 | [5 empty] | Removed from Ground | Gas (Historical Use) | 4000 | Bare Steel | 1978-04-16 | 1987-10-15 | Galvanized Steel
DAN VADEN CHEVROLET INC | 9393 ABERCORN ST | SAVANNAH | Chatham | 4250341 | 2 | [5 empty] | Closed in Ground | Other | 2000 | Bare Steel | 1968-03-21 | 1984-01-01 | Unknown
HARMS | 9306 WHITFIELD | SAVANNAH | Chatham | 10000274 | 2 |  |  | FALSE |  | FALSE | Removed from Ground | Empty | 5000 | Bare Steel | 2002-08-01 | 2002-08-01 | Bare Steel | Gravity Fed
CHATHAM COUNTY FUEL STATION | 7240 VARNEDOE DR | SAVANNAH | Chatham | 10002603 | 2 | Flapper Valve | 2016-09-06 | FALSE | 2016-06-23 | FALSE | Currently in Use | Regular | 15000 | Epoxy Double-Walled | 2016-05-17 |  | Flex | Pressurized
CITY OF TYBEE PUBLIC WORKS | 76 VAN HORNE AVE | TYBEE ISLAND | Chatham | 4250113 | 4 |  |  | FALSE |  | FALSE | Removed from Ground | Gas (Historical Use) | 800 | Bare Steel |  | 1899-12-31
KROGER - 697 | 318 MALL BLVD | SAVANNAH | Chatham | 10002325 | 2A | Ball Float | 2013-12-03 | FALSE | 2014-01-24 | FALSE | Currently in Use | Diesel | 10000 | Fiberglass | 2013-10-31 |  | Double-Walled Flex | Pressurized
KROGER - 697 | 318 MALL BLVD | SAVANNAH | Chatham | 10002325 | 1 | Ball Float | 2013-12-03 | FALSE | 2014-01-24 | FALSE | Currently in Use | Gas (Historical Use) | 20000 | Fiberglass | 2013-10-31 |  | Double-Walled Flex | Pressurized
JAY DEEP DBA CITGO FOOD MART | 1315 BUTLER AVE | TYBEE ISLAND | Chatham | 4250187 | 2 | Flapper Valve | 1996-10-01 | FALSE | 1996-10-01 | FALSE | Currently in Use | Premium | 6000 | Composite | 1985-02-17 |  | Fiberglass Reinforced Plastic | Pressurized
SAMS CLUB #8202 | 1975 EAST MONTGOMERY CROSS RD | SAVANNAH | Chatham | 10001153 | 3B | Flapper Valve | 2006-08-07 | FALSE | 2006-07-19 | FALSE | Currently in Use | Diesel | 12000 | Fiberglass Double Walled | 2006-06-30 |  | Double-Walled Fiberglass | Pressurized
LUCKYS CONVENIENCE | 10004 ABERCORN ST | SAVANNAH | Chatham | 10001914 | 1 | Ball Float | 2010-10-01 | FALSE | 2010-10-01 | FALSE | Currently in Use | Regular | 12000 | Composite Double Walled | 2010-09-01 |  | Double-Walled Fiberglass | Pressurized
CRITZ PROPERTIES LLC | 1 STEPHENSON AVENUE | SAVANNAH | Chatham | 10001613 | T11 |  |  | FALSE |  | FALSE | Removed from Ground | Not Marked/Tank Removed | 500 | Bare Steel | 2008-08-05 | 2008-08-05 | Bare Steel | Suction (American)
CRITZ PROPERTIES LLC | 1 STEPHENSON AVENUE | SAVANNAH | Chatham | 10001613 | T7 |  |  | FALSE |  | FALSE | Removed from Ground | Not Marked/Tank Removed | 3000 | Bare Steel | 2008-08-05 | 2008-08-05 | Bare Steel | Suction (American)
CRITZ PROPERTIES LLC | 1 STEPHENSON AVENUE | SAVANNAH | Chatham | 10001613 | T14 |  |  | FALSE |  | FALSE | Removed from Ground | Not Marked/Tank Removed | 3000 | Bare Steel | 2008-08-05 | 2008-08-05 | Bare Steel | Suction (American)
POOR WILLIES #17 | 6827 WATERS AVE | SAVANNAH | Chatham | 7025002 | 5A |  | 1993-04-01 |  | 1993-04-01 |  | Currently in Use | Gas (Historical Use) | 4000 | Galvanic (STIP-3) | 1978-05-02 |  | Fiberglass Reinforced Plastic | Pressurized
CHATHAM AREA TRANSIT AUTHORITY/S | 900 E GWINNETT ST | SAVANNAH | Chatham | 9000013 | 2 | [5 empty] | Removed from Ground | Diesel | 10000 | Bare Steel | 1971-04-13 | 1988-06-01 | Cathodically Protected
PARKERS #29 | 10525 ABERCON ST | SAVANNAH | Chatham | 10001221 | 2 | Flapper Valve | 2006-10-24 | FALSE | 2006-10-24 | FALSE | Currently in Use | Premium | 10000 | Epoxy | 2006-09-01 |  | Double-Walled Fiberglass | Pressurized
BRADLEY CORNER | 1102 BRADLEY BLVD | SAVANNAH | Chatham | 10002232 | 1 | Ball Float | 2013-01-01 | FALSE | 2013-01-01 | FALSE | Currently in Use | Regular | 12000 | Composite Double Walled | 2013-01-01 |  | Double-Walled Fiberglass | Pressurized
Vyom Food Mart | 5920 OGEECHEE RD | SAVANNAH | Chatham | 9025302 | 1 | Ball Float | 1997-09-25 | FALSE | 1997-09-25 | FALSE | Currently in Use | E-10 | 12000 | Composite Double Walled | 1997-09-20 |  | Double-Walled Flex | Pressurized
57 & 58 FOREST RIVER LOTS | 1132 & 1134 SHAWNEE AVENUE | SAVANNAH | Chatham | 9025305 | 2 | [5 empty] | Removed from Ground | Empty | 400 | Bare Steel | 1998-05-28 | 1998-05-28 | Galvanized Steel | Suction (American)
PARKER'S #11 | 890 KING GEORGE RD | SAVANNAH | Chatham | 9025208 | 2 |  | 1991-01-01 |  | 1991-01-01 |  | Removed from Ground | Gas (Historical Use) | 10000 | Composite | 1991-01-01 | 2013-12-27 | Fiberglass Reinforced Plastic | Pressurized
DONE RITE AUTO REPAIR CTR | 12400 WHITE BLUFF RD | SAVANNAH | Chatham | 9025136 | 2 | [5 empty] | Removed from Ground | Gas (Historical Use) | 4000 | Bare Steel | 1993-12-15 | 1993-12-15 | Galvanized Steel | Suction (American)
ENK010 | 14000 ABERCORN ST | SAVANNAH | Chatham | 4250431 | 6 | Flapper Valve | 1985-05-05 | FALSE | 1985-05-05 | FALSE | Currently in Use | E-0 | 6000 | Composite | 1985-05-05 |  | Double-Walled Flex | Pressurized
S & M FOOD MART | 11711 LARGO DR | SAVANNAH | Chatham | 4250417 | 2 | Flapper Valve | 1995-09-01 | FALSE | 1995-09-01 | FALSE | Currently in Use | Premium | 10000 | Steel-Impressed Current | 1976-05-01 |  | Fiberglass Reinforced Plastic | Pressurized
PUMP N PANTRY #5 | I-95 & GA HWY 204/GATEWAY BLVD S | SAVANNAH | Chatham | 250540 | 5 | Flapper Valve | 1987-01-01 | FALSE | 1987-01-01 | FALSE | Currently in Use | E-10 | 10000 | Galvanic (STIP-3) | 1987-01-01 |  | Flex | Pressurized
CIRCLE K #2705163 | 10831 ABERCORN ST EXTENSION | SAVANNAH | Chatham | 250550 | 4 |  | 1987-11-04 |  | 1987-11-04 |  | Removed from Ground | Diesel | 10000 | Fiberglass | 1987-11-04 | 2008-03-19 | Fiberglass Reinforced Plastic | Pressurized
CIRCLE K #2705163 | 10831 ABERCORN ST EXTENSION | SAVANNAH | Chatham | 250550 | 5 |  |  | TRUE |  | TRUE | Removed from Ground | Used Oil | 550 | Bare Steel | 1987-11-04 | 1996-12-16 | Bare Steel | Gravity Fed
GATEWAY QUICK STOP | 2 E GATEWAY BLVD | SAVANNAH | Chatham | 250551 | 5A | Ball Float | 2013-04-01 | FALSE | 2013-04-01 | FALSE | Currently in Use | Premium | 4000 | Tank Jacket Double Walled | 2013-04-01 |  | Double-Walled Fiberglass | Pressurized
TUCKER & SONS SERVICE CENTER INC | 902 MONTGOMERY ST | SAVANNAH | Chatham | 4250077 | 2 | [5 empty] | Removed from Ground | Gas (Historical Use) | 5000 | Bare Steel | 1966-03-05 | 1991-10-13 | Bare Steel
SAVANNAH ELECTRIC OFFICE | 600 E BAY ST | SAVANNAH | Chatham | 4250088 | 1 |  | 1989-12-01 |  | 1989-12-01 |  | Removed from Ground | Gas (Historical Use) | 2000 | Double Walled | 1989-12-01 | 2003-11-01 | Fiberglass Reinforced Plastic
SOMMERS OIL CO #25 | 1701 EAST PRESIDENT ST EXT | SAVANNAH | Chatham | 4250105 | 1 | [5 empty] | Removed from Ground | Gas (Historical Use) | 3010 | Bare Steel | 1982-05-07 | 1899-12-31 | Galvanized Steel
RONS PHILLIPS 66/GALBREATHS CHEV | 10004 ABERCORN ST | SAVANNAH | Chatham | 4250301 | 2 | [5 empty] | Removed from Ground | Gas (Historical Use) | 10000 | Bare Steel | 1970-03-24 | 1987-04-14 | Bare Steel | Pressurized
AKSHAR FOOD MART | 5402 LAROCHE AVE | SAVANNAH | Chatham | 4250293 | 1 |  | 1994-06-17 |  | 1994-06-17 |  | Removed from Ground | Gas (Historical Use) | 2000 | Cathodically Protected Steel | 1981-01-01 | 1996-10-03 | Cathodically Protected | Pressurized
SKIDAWAY TEXACO | 7101 SKIDAWAY RD | SAVANNAH | Chatham | 4250290 | 2 | [5 empty] | Removed from Ground | Gas (Historical Use) | 4000 | Bare Steel | 1981-01-01 | 1987-04-01 | Galvanized Steel
CIRCLE K #7724 | 16 GROVE PT RD | SAVANNAH | Chatham | 4250279 | 3 |  | 1994-06-30 |  | 1994-06-30 |  | Removed from Ground | Gas (Historical Use) | 8000 | Steel-Impressed Current | 1979-01-01 | 2000-07-11 | Cathodically Protected | Safe Suction (Euro)
J C PENNY CO INC | 7804 ABERCORN STREET | SAVANNAH | Chatham | 4250189 | 1 | [5 empty] | Removed from Ground | Diesel | 530 | Bare Steel | 1983-02-28 | 1999-03-01 | Bare Steel
ISLE OF HOPE MARINA | 50 BLUFF DR | SAVANNAH | Chatham | 4250102 | 7 | Flapper Valve | 2024-02-13 | FALSE | 2024-02-09 | FALSE | Currently in Use | E-0 | 5000 | Composite Double Walled | 2024-01-10 |  | Double-Walled Fiberglass | Pressurized
ISLE OF HOPE MARINA | 50 BLUFF DR | SAVANNAH | Chatham | 4250102 | 5 | Ball Float | 1995-05-01 | FALSE | 1995-05-01 | FALSE | Removed from Ground | E-0 | 5000 | Galvanic (STIP-3) | 1995-05-01 |  | Fiberglass Reinforced Plastic | Pressurized
ISLE OF HOPE MARINA | 50 BLUFF DR | SAVANNAH | Chatham | 4250102 | 4 | [5 empty] | Removed from Ground | Gas (Historical Use) | 2000 | Bare Steel | 1995-05-01 | 1995-05-01 | Galvanized Steel
QUALITY LUBE & TUNE | 8434 WATERS AVE | SAVANNAH | Chatham | 4250038 | 1 |  | 1989-11-29 |  | 1989-11-29 |  | Closed in Ground | Gas (Historical Use) | 4000 | Cathodically Protected Steel | 1987-10-04 | 2002-02-03 | Fiberglass Reinforced Plastic | Pressurized
QUICKSTOP #100 | 108 SHIPYARD RD | SAVANNAH | Chatham | 250377 | 2 | [5 empty] | Removed from Ground | Gas (Historical Use) | 6000 | Bare Steel | 1978-01-01 | 1995-01-01 | Galvanized Steel | Pressurized
EXXON #46749 (#56749) | 7739 ABERCORN EXPRESSWAY | SAVANNAH | Chatham | 9000486 | 1 | [5 empty] | Removed from Ground | Gas (Historical Use) | 6000 | Cathodically Protected Steel | 1970-01-01 | 1990-08-10 | Galvanized Steel
CRITZ PROPERTIES LLC | 1 STEPHENSON AVENUE | SAVANNAH | Chatham | 10001613 | T10 |  |  | FALSE |  | FALSE | Removed from Ground | Used Oil | 500 | Bare Steel | 2008-08-05 | 2008-08-05 | Bare Steel | Suction (American)
CRITZ PROPERTIES LLC | 1 STEPHENSON AVENUE | SAVANNAH | Chatham | 10001613 | T9 |  |  | FALSE |  | FALSE | Removed from Ground | Used Oil | 1100 | Bare Steel | 2008-08-05 | 2008-08-05 | Bare Steel | Suction (American)
CHUS | 725 A FIRST ST | TYBEE ISLAND | Chatham | 250503 | 5C | Flapper Valve | 2020-05-02 | FALSE | 2020-04-01 | FALSE | Currently in Use | Diesel | 4000 | Composite Double Walled | 2020-03-10 |  | Double-Walled Fiberglass | Pressurized
CITY OF TYBEE PUBLIC WORKS | 76 VAN HORNE AVE | TYBEE ISLAND | Chatham | 4250113 | 2 |  | 1997-07-01 |  | 1997-07-01 |  | Removed from Ground | Diesel | 2000 | Not Marked/Unknown | 1997-07-01 | 2014-07-01 | Fiberglass Reinforced Plastic | Suction (American)
EXXON #46749 (#56749) | 7739 ABERCORN EXPRESSWAY | SAVANNAH | Chatham | 9000486 | 2 | [5 empty] | Removed from Ground | Gas (Historical Use) | 6000 | Cathodically Protected Steel | 1970-01-01 | 1990-08-10 | Galvanized Steel
PUMP N PANTRY #15 | 7362 SKIDAWAY RD | SAVANNAH | Chatham | 250516 | 3 | [5 empty] | Removed from Ground | Gas (Historical Use) | 5000 | Bare Steel | 1974-05-19 | 1991-08-01 | Unknown
JIFFY LUBE | 210 EISENHOWER DR | SAVANNAH | Chatham | 250526 | 1 |  |  | TRUE |  | TRUE | Closed in Ground | Other | 3000 | Composite | 1985-06-13 | 2000-09-01 | Galvanized Steel | Safe Suction (Euro)
LO-BALL LUKE #92/STARVIN MARVIN | 8501 ABERCORN EXT | SAVANNAH | Chatham | 9000304 | 1 | [5 empty] | Removed from Ground | Diesel | 4000 | Bare Steel | 1978-04-16 | 1987-10-15 | Galvanized Steel
LO-BALL LUKE #92/STARVIN MARVIN | 8501 ABERCORN EXT | SAVANNAH | Chatham | 9000304 | 7 | [5 empty] | Removed from Ground | Gas (Historical Use) | 10000 | Composite | 1987-10-15 | 1989-08-21 | Cathodically Protected
DAN VADEN CHEVROLET INC | 9393 ABERCORN ST | SAVANNAH | Chatham | 4250341 | 3 | [5 empty] | Removed from Ground | Gas (Historical Use) | 2000 | Bare Steel | 1968-03-21 | 1899-12-31 | Unknown
SHREE J I CONVENIENCE MART | 10325 ABERCORN EXT | SAVANNAH | Chatham | 10001044 | 2 | Flapper Valve | 2005-05-12 | FALSE | 2005-05-12 | FALSE | Currently in Use | Regular | 12000 | Epoxy Double-Walled | 2005-05-12 |  | Double-Walled Fiberglass | Pressurized
ABERCORN COMMONS-FORMER WESTERN AUTO | 5 ABERCORN PLAZA ROAD | SAVANNAH | Chatham | 10000688 | 1 |  |  | FALSE |  | FALSE | Removed from Ground | Used Oil | 500 | Bare Steel | 2004-05-18 | 2004-05-18
DELTA METALS INC | 218 EAST LATHROP AVE | SAVANNAH | Chatham | 4250165 | 3B | Flapper Valve | 1996-10-01 | FALSE | 1996-10-01 | FALSE | Removed from Ground | Diesel | 500 | Galvanic (STIP-3) | 1996-01-01 |  | Fiberglass Reinforced Plastic | Safe Suction (Euro)
PUMP N GO | 2320 OGEECHEE RD | SAVANNAH | Chatham | 9025218 | DL1 |  | 1997-02-24 |  | 1997-02-24 |  | Removed from Ground | Diesel | 3000 | Marked Unknown | 1956-07-01 | 2015-03-06 | Fiberglass Reinforced Plastic | Safe Suction (Euro)
1505 WEST GWINNETT STREET | 1505 WEST GWINNETT STREET | SAVANNAH | Chatham | 10001399 | 1 |  |  | FALSE |  | FALSE | Removed from Ground | Not Marked/Tank Removed | 0 | Unknown |  | 1899-12-31
PUMP N PANTRY | 503 W US HWY 80 | POOLER | Chatham | 250532 | 2 | [5 empty] | Closed in Ground | Gas (Historical Use) | 3000 | Bare Steel | 1987-01-01 | 1995-09-01 | Galvanized Steel
BST/TYBEE ISL CO/R2229 | 815 LOVELL AVE | TYBEE ISLAND | Chatham | 4250435 | 2 | [5 empty] | Removed from Ground | Diesel | 1 | Bare Steel | 1987-10-17 | 1987-10-17 | Unknown | Suction (American)
M C ANDERSON CONSTRUCTION CO | 17 MINIS AVE | GARDEN CITY | Chatham | 4250099 | 3 | [5 empty] | Removed from Ground | Gas (Historical Use) | 3000 | Bare Steel | 1984-04-04 | 1899-12-31 | Galvanized Steel
HOWARD SHEPPARD INC | 5527 EXPORT BLVD | GARDEN CITY | Chatham | 250504 | 2 |  | 2006-08-16 | TRUE | 1998-04-01 | TRUE | Removed from Ground | Used Oil | 500 | Epoxy | 1984-05-16 | 2015-04-24 | Fiberglass Reinforced Plastic
INTERMARINE USA/SAYLOR MARINE CO | 301 NORTH LATHROP AVE | SAVANNAH | Chatham | 9000520 | 3 | [5 empty] | Removed from Ground | Kerosene | 2000 | Bare Steel | 1946-05-08 | 1990-02-01 | Galvanized Steel
UNION CAMP CORP | LATHROP AVE | SAVANNAH | Chatham | 4250052 | 11 | [5 empty] | Closed in Ground | Hazardous Substance | 1000 | Bare Steel | 1950-05-08 | 1986-05-07 | Not Marked
SHAKTI FOOD MART | 4700 Hwy 80 E | SAVANNAH | Chatham | 4250181 | 3 | Flapper Valve | 1998-01-01 | FALSE | 1998-01-01 | FALSE | Currently in Use | Premium | 8000 | Steel-Impressed Current | 1979-02-18 |  | Fiberglass Reinforced Plastic | Pressurized
LO-BALL LUKE #92/STARVIN MARVIN | 8501 ABERCORN EXT | SAVANNAH | Chatham | 9000304 | 10 | [5 empty] | Removed from Ground | Kerosene | 4000 | Composite | 1987-10-15 | 1989-08-21 | Bare Steel
SAVANNAH TIRE & RUBBER/PHILLIPS | 8501 WHITE BLUFF RD | SAVANNAH | Chatham | 4250313 | 1 | [5 empty] | Permanently Out of Use - historical purposes | Gas (Historical Use) | 8000 | Bare Steel | 1970-04-01 | 1899-12-31 | Bare Steel
MAACO PAINT & BODY SHOP | 2007 EAST VICTORY DR | SAVANNAH | Chatham | 9025168 | 1 |  |  | TRUE |  | TRUE | Removed from Ground | Used Oil | 564 | Not Marked/Unknown | 1992-08-21 | 1992-08-21 | Not Marked
RONS PHILLIPS 66/GALBREATHS CHEV | 10004 ABERCORN ST | SAVANNAH | Chatham | 4250301 | 1 | [5 empty] | Removed from Ground | Gas (Historical Use) | 10000 | Bare Steel | 1970-03-24 | 1987-04-14 | Bare Steel | Pressurized
AKSHAR FOOD MART | 5402 LAROCHE AVE | SAVANNAH | Chatham | 4250293 | 3 | Flapper Valve | 1994-06-17 | FALSE | 1994-06-17 | TRUE | Currently in Use | Regular | 8021 | Steel-Impressed Current | 1981-01-01 |  | Fiberglass Reinforced Plastic | Pressurized
SAVANNAH/WATER POLLUTION CTRL | 17 WINDSOR RD | SAVANNAH | Chatham | 4250269 | 1 | [5 empty] | Removed from Ground | Diesel | 550 | Bare Steel | 1978-03-12 | 1899-12-31 | Galvanized Steel
QUICKSTOP #100 | 108 SHIPYARD RD | SAVANNAH | Chatham | 250377 | 1 | [5 empty] | Removed from Ground | Gas (Historical Use) | 6000 | Bare Steel | 1978-01-01 | 1995-01-01 | Galvanized Steel | Pressurized
HARMS | 9306 WHITFIELD | SAVANNAH | Chatham | 10000274 | 3 |  |  | FALSE |  | FALSE | Removed from Ground | Empty | 500 | Bare Steel | 2002-08-01 | 2002-08-01 | Bare Steel | Gravity Fed
KROGER - 697 | 318 MALL BLVD | SAVANNAH | Chatham | 10002325 | 2B | Ball Float | 2013-12-03 | FALSE | 2014-01-24 | FALSE | Currently in Use | Gas (Historical Use) | 8000 | Fiberglass | 2013-10-31 |  | Double-Walled Flex | Pressurized
CRITZ PROPERTIES LLC | 1 STEPHENSON AVENUE | SAVANNAH | Chatham | 10001613 | T3 |  |  | FALSE |  | FALSE | Removed from Ground | Not Marked/Tank Removed | 8000 | Bare Steel | 2008-08-05 | 2008-08-05 | Bare Steel | Safe Suction (Euro)
CRITZ PROPERTIES LLC | 1 STEPHENSON AVENUE | SAVANNAH | Chatham | 10001613 | T6 |  |  | FALSE |  | FALSE | Removed from Ground | Not Marked/Tank Removed | 3000 | Bare Steel | 2008-08-05 | 2008-08-05 | Bare Steel | Suction (American)
JAY DEEP DBA CITGO FOOD MART | 1315 BUTLER AVE | TYBEE ISLAND | Chatham | 4250187 | 3 | Flapper Valve | 1996-10-01 | FALSE | 1996-10-01 | FALSE | Currently in Use | Plus | 10000 | Composite | 1985-02-17 |  | Fiberglass Reinforced Plastic | Pressurized
METALCRAFTS | 2501 TREMONT RD | SAVANNAH | Chatham | 4250031 | 2 | [5 empty] | Removed from Ground | Empty | 4000 | Bare Steel | 1985-09-01 | 1992-07-01 | Galvanized Steel
UNION CAMP CORP | LATHROP AVE | SAVANNAH | Chatham | 4250052 | 2 |  |  | TRUE |  | TRUE | Closed in Ground | Used Oil | 500 | Bare Steel | 1982-05-08 | 1986-05-07 | Bare Steel
UNION CAMP CORP | LATHROP AVE | SAVANNAH | Chatham | 4250052 | 8 | [5 empty] | Removed from Ground | Diesel | 8000 | Bare Steel | 1979-05-09 | 1988-11-01 | Galvanized Steel
LIL CHAMP #346/HUNTLEY JIFFY #34 | 1715 DEAN FOREST RD | SAVANNAH | Chatham | 4250179 | 2 | [5 empty] | Removed from Ground | Gas (Historical Use) | 8000 | Bare Steel | 1979-02-18 | 1993-12-09 | Galvanized Steel | Suction (American)
ENK335 | 405 MLK JR BLVD | SAVANNAH | Chatham | 9025040 | 4 | Flapper Valve | 1991-01-14 | FALSE | 1991-01-14 | FALSE | Removed from Ground | E-10 | 6000 | Fiberglass Double Walled | 1991-01-14 | 2019-02-12 | Double-Walled Flex | Pressurized
CHUS 7-11 #101 | 304 FIRST ST | TYBEE ISLAND | Chatham | 9025205 | 2S | Flapper Valve | 1991-01-01 | FALSE | 1991-01-01 | FALSE | Currently in Use | Regular | 6000 | Steel-Impressed Current | 1976-01-01 |  | Fiberglass Reinforced Plastic | Pressurized
INTERMARINE USA/SAYLOR MARINE CO | 301 NORTH LATHROP AVE | SAVANNAH | Chatham | 9000520 | 2 | [5 empty] | Removed from Ground | Diesel | 6000 | Bare Steel | 1946-05-08 | 1990-02-01 | Galvanized Steel
CARLTON COUNTY | 1485 E US HWY 80 | SAVANNAH | Chatham | 4250096 | 5 | [5 empty] | Closed in Ground | Other | 250 | Not Marked/Unknown | 1996-06-27 | 1996-06-27 | Not Marked
CARLTON COUNTY | 1485 E US HWY 80 | SAVANNAH | Chatham | 4250096 | 4 |  |  | TRUE |  | TRUE | Removed from Ground | Used Oil | 2000 | Not Marked/Unknown | 1996-06-24 | 1996-06-24 | Not Marked
CARLTON COUNTY | 1485 E US HWY 80 | SAVANNAH | Chatham | 4250096 | 7 | [5 empty] | Closed in Ground | Other | 250 | Not Marked/Unknown | 1996-06-27 | 1996-06-27 | Not Marked
GENERAL CHEMICAL CORP/ALLIED SIG | BRAMPTON RD | SAVANNAH | Chatham | 4250085 | 2 | [5 empty] | Permanently Out of Use - historical purposes | Diesel | 8000 | Bare Steel | 1945-04-30 | 1899-12-31 | Unknown
UNION CAMP CORP | LATHROP AVE | SAVANNAH | Chatham | 4250052 | 17 | [5 empty] | Closed in Ground | Diesel | 260 | Bare Steel | 1986-05-07 | 1986-05-07 | Unknown
UNION CAMP CORP | LATHROP AVE | SAVANNAH | Chatham | 4250052 | 15 | [5 empty] | Closed in Ground | Other | 20000 | Bare Steel | 1958-05-08 | 1986-05-07 | Unknown
UNION CAMP CORP | LATHROP AVE | SAVANNAH | Chatham | 4250052 | 12 | [5 empty] | Closed in Ground | Hazardous Substance | 1000 | Bare Steel | 1950-05-08 | 1986-05-07 | Not Marked
HUNTLEY JIFFY STORE #361 | 7401 SKIDAWAY RD | SAVANNAH | Chatham | 4250184 | 2 | [5 empty] | Removed from Ground | Gas (Historical Use) | 8000 | Bare Steel | 1981-02-17 | 1899-12-31 | Galvanized Steel
DISCOUNT CORNER #3 | 10401 ABERCORN St | SAVANNAH | Chatham | 9000484 | 4 | [5 empty] | Removed from Ground | Diesel | 1000 | Bare Steel | 1970-01-01 | 1992-10-01 | Galvanized Steel | Gravity Fed
JIFFY LUBE | 210 EISENHOWER DR | SAVANNAH | Chatham | 250526 | 3 |  |  | TRUE |  | TRUE | Closed in Ground | Used Oil | 4000 | Composite | 1985-06-13 | 2000-09-01 | Galvanized Steel | Gravity Fed
CHUS | 725 A FIRST ST | TYBEE ISLAND | Chatham | 250503 | 5B | Flapper Valve | 2020-05-02 | FALSE | 2020-04-01 | FALSE | Currently in Use | E-0 | 4000 | Composite Double Walled | 2020-03-10 |  | Double-Walled Fiberglass | Pressurized
CITY OF TYBEE PUBLIC WORKS | 76 VAN HORNE AVE | TYBEE ISLAND | Chatham | 4250113 | 3B | Flapper Valve | 2014-07-01 | FALSE | 2014-07-01 | FALSE | Currently in Use | Diesel | 4000 | Composite Double Walled | 2014-07-01 |  | Fiberglass Reinforced Plastic | Safe Suction (Euro)
M C ANDERSON CONSTRUCTION CO | 17 MINIS AVE | GARDEN CITY | Chatham | 4250099 | 1 | [5 empty] | Removed from Ground | Diesel | 8000 | Bare Steel | 1980-04-04 | 1899-12-31 | Galvanized Steel
INTERMARINE USA/SAYLOR MARINE CO | 301 NORTH LATHROP AVE | SAVANNAH | Chatham | 9000520 | 1 | [5 empty] | Removed from Ground | Gas (Historical Use) | 6000 | Bare Steel | 1946-05-08 | 1990-02-01 | Galvanized Steel
UNION CAMP CORP | LATHROP AVE | SAVANNAH | Chatham | 4250052 | 18 | [5 empty] | Removed from Ground | Diesel | 260 | Marked Unknown | 1966-05-08 | 1986-05-07 | Unknown
ENK335 | 405 MLK JR BLVD | SAVANNAH | Chatham | 9025040 | 7 | Flapper Valve | 2019-06-24 | FALSE | 2019-06-24 | FALSE | Currently in Use | Diesel | 20000 | Fiberglass Double Walled | 2019-02-20 |  | Double-Walled Flex | Pressurized
ENK335 | 405 MLK JR BLVD | SAVANNAH | Chatham | 9025040 | 1 | Flapper Valve | 1991-01-14 | FALSE | 1991-01-14 | FALSE | Removed from Ground | E-10 | 12000 | Fiberglass Double Walled | 1991-01-14 | 2019-02-12 | Double-Walled Flex | Pressurized
HERTZ EQUIP RENTAL CORP | 514 BOURNE AVE | GARDEN CITY | Chatham | 9025025 | 1 | [5 empty] | Removed from Ground | Diesel | 4000 | Double Walled | 1988-10-01 | 1995-12-13 | Fiberglass Reinforced Plastic | Safe Suction (Euro)
PUMP & PANTRY | 808 WHEATON ST. | SAVANNAH | Chatham | 250515 | 2 | [5 empty] | Removed from Ground | Gas (Historical Use) | 0 | Bare Steel |  | 1899-12-31 | Galvanized Steel
KAYTON STORMWATER PUMPING STATIO | PRESIDENT ST EXTENSION | SAVANNAH | Chatham | 7025001 | 1 | [5 empty] | Removed from Ground | Diesel | 10000 | Not Marked/Unknown |  | 1899-12-31 | Not Marked
UNION CAMP CORP | LATHROP AVE | SAVANNAH | Chatham | 4250052 | 3 | [5 empty] | Removed from Ground | Gas (Historical Use) | 4000 | Fiberglass | 1973-05-08 | 1986-05-07 | Unknown
ENK335 | 405 MLK JR BLVD | SAVANNAH | Chatham | 9025040 | 8B | Flapper Valve | 2019-06-24 | FALSE | 2019-06-24 | FALSE | Currently in Use | E-0 | 8000 | Fiberglass Double Walled | 2019-02-20 |  | Double-Walled Flex | Pressurized
ENK660 | 175 JOHNNY MERCER BLVD | SAVANNAH | Chatham | 9025066 | 4 |  | 1996-07-01 |  | 1996-07-01 |  | Closed in Ground | Gas (Historical Use) | 6000 | Composite | 1986-07-01 | 2006-08-01 | Fiberglass Reinforced Plastic | Pressurized
ENK660 | 175 JOHNNY MERCER BLVD | SAVANNAH | Chatham | 9025066 | 5 |  | 1986-07-01 |  | 1986-07-01 |  | Currently in Use | Diesel | 6000 | Composite Double Walled | 1986-07-01 |  | Fiberglass Reinforced Plastic | Pressurized
GA ANG/165 AIRLIFT WING | FORMER BLDG 848 SAVANNAH HH 1AP | SAVANNAH | Chatham | 10000659 | 1 |  |  | FALSE |  | FALSE | Permanently Out Of Use | Gas (Historical Use) | 5000 | Bare Steel | 1952-01-01 | 1952-01-01 | Bare Steel
CHATHAM COUNTY MOSQUITO CONTROL FACILITY (AVIATION SIDE) | 65 BILLY B HAIR DR | SAVANNAH | Chatham | 10000719 | 1 | Flapper Valve | 2002-03-01 | FALSE | 2002-03-01 | FALSE | Currently in Use | Aviaion gas/AV Gas | 5000 | Composite Double Walled | 2002-03-01 |  | Double-Walled Fiberglass | Pressurized
RITE SPOT LLC | 800 HABERSHAM STREET | SAVANNAH | Chatham | 10001184 | 1 |  |  | FALSE |  | FALSE | Removed from Ground | Not Marked/Tank Removed | 0 | Unknown |  | 1899-12-31 | Unknown
SHELL #203 | 7361 SKIDAWAY RD | SAVANNAH | Chatham | 4250065 | 8 |  | 1994-12-01 |  | 1994-12-01 |  | Currently in Use | Diesel | 3000 | Galvanic (STIP-3) | 1986-08-01 |  | Fiberglass Reinforced Plastic | Pressurized
COFFEE BLUFF MARINA | 14915 COFFEE BLUFF Road | SAVANNAH | Chatham | 4250030 | 2 | [5 empty] | Closed in Ground | Empty | 560 | Bare Steel | 1961-05-07 | 1899-12-31 | Galvanized Steel | Suction (American)
LO-BALL LUKE #92/STARVIN MARVIN | 8501 ABERCORN EXT | SAVANNAH | Chatham | 9000304 | 3 | [5 empty] | Removed from Ground | Gas (Historical Use) | 4000 | Bare Steel | 1976-04-16 | 1987-10-15 | Galvanized Steel
HARMS | 9306 WHITFIELD | SAVANNAH | Chatham | 10000274 | 4 |  |  | FALSE |  | FALSE | Removed from Ground | Empty | 500 | Galvanic (STIP-3) | 2002-08-01 | 2002-08-01 | Bare Steel | Gravity Fed
HARMS | 9306 WHITFIELD | SAVANNAH | Chatham | 10000274 | 5 |  |  | FALSE |  | FALSE | Removed from Ground | Empty | 500 | Bare Steel | 2002-08-01 | 2002-08-01 | Bare Steel | Gravity Fed
CHATHAM COUNTY FUEL STATION | 7240 VARNEDOE DR | SAVANNAH | Chatham | 10002603 | 1 | Flapper Valve | 2016-09-06 | FALSE | 2016-09-06 | FALSE | Currently in Use | Diesel | 20000 | Epoxy Double-Walled | 2016-05-17 |  | Flex | Pressurized
CRITZ PROPERTIES LLC | 1 STEPHENSON AVENUE | SAVANNAH | Chatham | 10001613 | T12 |  |  | FALSE |  | FALSE | Removed from Ground | Not Marked/Tank Removed | 1500 | Bare Steel | 2008-08-05 | 2008-08-05 | Bare Steel | Suction (American)
CRITZ PROPERTIES LLC | 1 STEPHENSON AVENUE | SAVANNAH | Chatham | 10001613 | T15 |  |  | FALSE |  | FALSE | Removed from Ground | Not Marked/Tank Removed | 3000 | Bare Steel | 2008-08-05 | 2008-08-05 | Bare Steel | Suction (American)
CHUS | 725 A FIRST ST | TYBEE ISLAND | Chatham | 250503 | 5A | Flapper Valve | 2020-05-02 | FALSE | 2020-04-01 | FALSE | Currently in Use | Premium | 4000 | Composite Double Walled | 2020-03-10 |  | Double-Walled Fiberglass | Pressurized
SHAW'S SERVICE STATION | 527 1RST ST | TYBEE ISLAND | Chatham | 9025244 | 2 | [5 empty] | Removed from Ground | Diesel | 4000 | Marked Unknown | 1995-12-01 | 1995-12-01 | Unknown
HOWARD SHEPPARD INC | 5527 EXPORT BLVD | GARDEN CITY | Chatham | 250504 | 4 | Ball Float | 2007-06-25 | FALSE | 2007-06-25 | FALSE | Currently in Use | Diesel | 20000 | Composite Double Walled | 2007-06-25 |  | Double-Walled Fiberglass | Pressurized
UNION CAMP CORP | LATHROP AVE | SAVANNAH | Chatham | 4250052 | 14 | [5 empty] | Removed from Ground | Diesel | 10000 | Bare Steel | 1983-05-09 | 1986-05-07 | Galvanized Steel
SAVANNAH/WATER POLLUTION CTRL | 21 RIVER ST | SAVANNAH | Chatham | 4250272 | 1 | [5 empty] | Closed in Ground | Diesel | 550 | Bare Steel | 1978-03-12 | 1996-07-01 | Galvanized Steel
ENK335 | 405 MLK JR BLVD | SAVANNAH | Chatham | 9025040 | 3 | Flapper Valve | 1991-01-14 | FALSE | 1991-01-14 | FALSE | Removed from Ground | Plus | 12000 | Fiberglass Double Walled | 1991-01-14 | 2019-02-12 | Double-Walled Flex | Pressurized
GA DOT 10564 RESIDENT ENG OFFICE | 630 WEST BOUNDARY ST | SAVANNAH | Chatham | 4250315 | 10564-1 | [5 empty] | Removed from Ground | Gas (Historical Use) | 1000 | Bare Steel | 1980-01-08 | 1993-06-18 | Galvanized Steel | Safe Suction (Euro)
UNION CAMP CORP | LATHROP AVE | SAVANNAH | Chatham | 4250052 | 13 | [5 empty] | Removed from Ground | Hazardous Substance | 1500 | Bare Steel | 1984-05-08 | 1986-05-07 | Bare Steel
SOUTHERN ENERGY CO | ELBA ISLAND | SAVANNAH | Chatham | 4250001 | 3 |  |  | TRUE |  | TRUE | Removed from Ground | Used Oil | 500 | Cathodically Protected Steel | 1978-04-15 | 1990-09-12 | Cathodically Protected
QUICK STOP #94 | 4801 OGEECHEE RD | SAVANNAH | Chatham | 4250176 | 3 |  | 1998-02-01 |  | 1998-02-01 |  | Removed from Ground | Gas (Historical Use) | 10000 | Steel-Impressed Current | 1979-02-18 | 2002-10-01 | Cathodically Protected | Suction (American)
SHAKTI FOOD MART | 4700 Hwy 80 E | SAVANNAH | Chatham | 4250181 | 1 | Flapper Valve | 1998-01-01 | FALSE | 1998-01-01 | FALSE | Currently in Use | Regular | 8000 | Steel-Impressed Current | 1979-02-18 |  | Fiberglass Reinforced Plastic | Pressurized
JAI AMBE FOOD MART | 9137 WHITE BLUFF RD | SAVANNAH | Chatham | 4250182 | 3 | Ball Float | 1997-08-01 | FALSE | 1997-08-01 | FALSE | Currently in Use | Regular | 8000 | Steel-Impressed Current | 1981-02-17 |  | Fiberglass Reinforced Plastic | Pressurized
DOWNTOWN CHEVRON | 147 MLK JR BLVD | SAVANNAH | Chatham | 4250224 | 3 | [5 empty] | Removed from Ground | Gas (Historical Use) | 5000 | Fiberglass | 1981-03-06 | 1999-03-10 | Galvanized Steel
TIME SAVER#37/SOMMERS GULF #31/E | 5799 OGEECHEE RD | SAVANNAH | Chatham | 252005 | 3 | [5 empty] | Removed from Ground | Gas (Historical Use) | 4010 | Bare Steel | 1985-11-04 | 1991-04-01 | Galvanized Steel
FOUNTAIN MOVING AND STORAGE INC | 3507 EDWIN AVE | SAVANNAH | Chatham | 10002546 | 1 |  |  | FALSE |  | FALSE | Closed in Ground | Diesel | 800 | Bare Steel | 1970-01-01 | 1899-12-31 | Unknown
ONE WEST VICTORY PROPOSED DEVELOPMENT | 1 WEST VICTORY DRIVE | SAVANNAH | Chatham | 10002240 | 5 |  |  | FALSE |  | FALSE | Removed from Ground | Other | 2000 | Unknown | 2013-10-08 | 2013-10-08
COASTAL CONSTRUCTIVE INNOVATIOINS | 8401 WHITFIELD AVE | SAVANNAH | Chatham | 10002666 | 1 |  |  | FALSE |  | FALSE | Removed from Ground | Not Marked/Tank Removed | 1000 | Bare Steel | 2016-12-27 | 2016-12-27 | Bare Steel
14TH AND BUTLER LLC | 1403 BUTLER AVENUE | TYBEE ISLAND | Chatham | 10002555 | 1 |  |  | FALSE |  | FALSE | Closed in Ground | Not Marked/Tank Removed | 0 | Unknown | 2016-03-08 | 2016-03-08 | Unknown
CHUS | 725 A FIRST ST | TYBEE ISLAND | Chatham | 250503 | 1 | Flapper Valve | 1996-09-01 | FALSE | 1996-09-01 | FALSE | Removed from Ground | Premium | 8000 | Steel-Impressed Current | 1985-05-13 | 2020-03-10 | Fiberglass Reinforced Plastic | Pressurized
UNION CAMP CORP | LATHROP AVE | SAVANNAH | Chatham | 4250052 | 21 | [5 empty] | Removed from Ground | Diesel | 10000 | Bare Steel | 1986-05-01 | 1986-05-01 | Galvanized Steel
SOUTHERN ENERGY CO | ELBA ISLAND | SAVANNAH | Chatham | 4250001 | 1 | [5 empty] | Removed from Ground | Diesel | 2000 | Cathodically Protected Steel | 1980-04-15 | 1990-09-12 | Cathodically Protected
CERTAINTEED CORP | FOUNDATION DR | SAVANNAH | Chatham | 4250158 | 3 | [5 empty] | Removed from Ground | Gas (Historical Use) | 550 | Bare Steel | 1977-02-21 | 1992-01-01 | Unknown
BUILDERS TRANSPORT INC | 4800 AUGUSTA RD | SAVANNAH | Chatham | 4250157 | 1 |  |  | TRUE |  | TRUE | Closed in Ground | Used Oil | 500 | Bare Steel | 1966-01-08 | 1990-12-12 | Galvanized Steel
HUNTLEY JIFFY STORE #361 | 7401 SKIDAWAY RD | SAVANNAH | Chatham | 4250184 | 3 | [5 empty] | Removed from Ground | Gas (Historical Use) | 8000 | Bare Steel | 1981-02-17 | 1899-12-31 | Galvanized Steel
JAI AMBE FOOD MART | 9137 WHITE BLUFF RD | SAVANNAH | Chatham | 4250182 | 1 | Ball Float | 1997-08-01 | FALSE | 1997-08-01 | FALSE | Closed in Ground | Diesel | 8000 | Steel-Impressed Current | 1981-02-17 | 2020-05-18 | Fiberglass Reinforced Plastic | Pressurized
DOWNTOWN CHEVRON | 147 MLK JR BLVD | SAVANNAH | Chatham | 4250224 | 1 | [5 empty] | Removed from Ground | Gas (Historical Use) | 6000 | Fiberglass | 1981-03-06 | 1999-03-10 | Galvanized Steel
DOWNTOWN CHEVRON | 147 MLK JR BLVD | SAVANNAH | Chatham | 4250224 | 7 | Ball Float | 1999-04-01 | FALSE | 1999-04-01 | FALSE | Currently in Use | Regular | 12000 | Composite | 1999-03-01 |  | Double-Walled Flex | Pressurized
RYDER TS #0500A | 1499 LISSNER AVE | SAVANNAH | Chatham | 9025005 | 2 | [5 empty] | Removed from Ground | Diesel | 4000 | Bare Steel | 1966-01-01 | 1991-02-08 | Not Marked
HOWARD SHEPPARD INC | 5527 EXPORT BLVD | GARDEN CITY | Chatham | 250504 | 1 |  | 1998-04-01 | TRUE | 1998-04-01 | TRUE | Closed in Ground | Gas (Historical Use) | 10000 | Epoxy | 1984-05-16 | 2014-05-13 | Fiberglass Reinforced Plastic | Pressurized
UNION CAMP CORP | LATHROP AVE | SAVANNAH | Chatham | 4250052 | 19 | [5 empty] | Removed from Ground | Other | 3000 | Bare Steel | 1967-05-09 | 1986-05-07 | Bare Steel
UNION CAMP CORP | LATHROP AVE | SAVANNAH | Chatham | 4250052 | 16 | [5 empty] | Closed in Ground | Other | 20000 | Bare Steel | 1958-05-08 | 1986-05-07 | Unknown
ENK660 | 175 JOHNNY MERCER BLVD | SAVANNAH | Chatham | 9025066 | 3 | Flapper Valve | 1986-07-01 | FALSE | 1986-07-01 | FALSE | Currently in Use | Regular | 12000 | Composite Double Walled | 1986-07-01 |  | Fiberglass Reinforced Plastic | Pressurized
LIBERTY CITY PLAZZA CHEVRON | 1940 MILLS B LANE | SAVANNAH | Chatham | 10002350 | 2B | Ball Float | 2014-04-01 | FALSE | 2014-04-01 | FALSE | Currently in Use | Premium | 3000 | Composite Double Walled | 2014-04-01 |  | Double-Walled Fiberglass | Pressurized
LIBERTY CITY PLAZZA CHEVRON | 1940 MILLS B LANE | SAVANNAH | Chatham | 10002350 | 2C | Ball Float | 2014-04-01 | FALSE | 2014-04-01 | FALSE | Currently in Use | Diesel | 3000 | Composite Double Walled | 2014-04-01 |  | Double-Walled Fiberglass | Pressurized
BYRD HEATING & AIR CONDITIONING | 1606 STALEY AVE | SAVANNAH | Chatham | 9025144 | 1 | [5 empty] | Removed from Ground | Gas (Historical Use) | 3000 | Not Marked/Unknown | 1994-02-01 | 1994-02-01 | Not Marked
ABANDONED/FEED & SEED STORE | 4706 OGEECHEE ROAD | SAVANNAH | Chatham | 9025279 | 8 | [5 empty] | Removed from Ground | Gas (Historical Use) | 1000 | Not Marked/Unknown | 1956-01-01 | 1996-10-29 | Not Marked
ABANDONED/FEED & SEED STORE | 4706 OGEECHEE ROAD | SAVANNAH | Chatham | 9025279 | 9 | [5 empty] | Removed from Ground | Gas (Historical Use) | 1000 | Not Marked/Unknown | 1956-01-01 | 1996-10-29 | Not Marked
ABANDONED/FEED & SEED STORE | 4706 OGEECHEE ROAD | SAVANNAH | Chatham | 9025279 | 6 | [5 empty] | Removed from Ground | Gas (Historical Use) | 1000 | Not Marked/Unknown | 1966-01-01 | 1996-10-29 | Not Marked
FUEL PRO #3 | 3006 TREMONT RD | SAVANNAH | Chatham | 9025239 | 1 | Ball Float | 1993-01-01 | FALSE | 1993-01-01 | FALSE | Currently in Use | Diesel On Road | 12000 | STIP-3/Impressed Current | 1993-08-01 |  | Fiberglass Reinforced Plastic | Pressurized
CFLS-DERENNE | DERENNE & WHITE BLUFF RD | SAVANNAH | Chatham | 4250415 | 3 |  | 1989-10-15 |  | 1989-10-15 |  | Removed from Ground | Gas (Historical Use) | 10000 | Fiberglass | 1976-04-16 | 1997-11-01 | Fiberglass Reinforced Plastic | Pressurized
OGEECHEE SHELL | 3618 OGEECHEE RD | SAVANNAH | Chatham | 4250418 | 6 | [5 empty] | Removed from Ground | E-10 | 4000 | Cathodically Protected Steel | 1988-06-11 | 1993-06-08 | Galvanized Steel | Pressurized
OGEECHEE SHELL | 3618 OGEECHEE RD | SAVANNAH | Chatham | 4250418 | 9 | Ball Float | 1993-07-12 | FALSE | 1993-07-12 | FALSE | Currently in Use | Diesel | 10000 | Composite | 1993-07-06 |  | Fiberglass Reinforced Plastic | Pressurized
14TH AND BUTLER LLC | 1403 BUTLER AVENUE | TYBEE ISLAND | Chatham | 10002555 | 2 |  |  | FALSE |  | FALSE | Closed in Ground | Not Marked/Tank Removed | 0 | Unknown | 2016-03-09 | 2016-03-09 | Unknown
BST/TYBEE ISL CO/R2229 | 815 LOVELL AVE | TYBEE ISLAND | Chatham | 4250435 | 1 | [5 empty] | Removed from Ground | Diesel | 1000 | Bare Steel | 1985-07-17 | 1994-10-11 | Copper | Suction (American)
TRUCK & TRAILER LEASING CORP | 3828 AUGUSTA RD | GARDEN CITY | Chatham | 4250369 | 2 | [5 empty] | Removed from Ground | Empty | 1000 | Bare Steel | 1976-04-21 | 1899-12-31 | Galvanized Steel
CARLTON COUNTY | 1485 E US HWY 80 | SAVANNAH | Chatham | 4250096 | 2 | [5 empty] | Removed from Ground | Gas (Historical Use) | 1000 | Bare Steel | 1983-04-05 | 1996-04-08 | Galvanized Steel
UNION CAMP CORP | LATHROP AVE | SAVANNAH | Chatham | 4250052 | 4 | [5 empty] | Removed from Ground | Gas (Historical Use) | 2000 | Fiberglass | 1973-05-08 | 1986-05-07 | Unknown
UNION CAMP CORP | LATHROP AVE | SAVANNAH | Chatham | 4250052 | 5 | [5 empty] | Removed from Ground | Diesel | 500 | Bare Steel | 1971-05-09 | 1986-05-07 | Bare Steel
UNION CAMP CORP | LATHROP AVE | SAVANNAH | Chatham | 4250052 | 20 | [5 empty] | Removed from Ground | Hazardous Substance | 1500 | Bare Steel | 1984-05-08 | 1986-05-07 | Bare Steel
QUICK STOP #94 | 4801 OGEECHEE RD | SAVANNAH | Chatham | 4250176 | 2 |  | 1998-02-01 |  | 1998-02-01 |  | Removed from Ground | Gas (Historical Use) | 10000 | Steel-Impressed Current | 1979-02-18 | 2002-10-01 | Cathodically Protected | Suction (American)
BLUE CIRCLE ATLANTIC INC | HUTCHINSON ISLAND | SAVANNAH | Chatham | 4250329 | 1 | [5 empty] | Removed from Ground | Diesel | 10000 | Bare Steel | 1972-04-17 | 1986-01-01 | Bare Steel
GANESH SV OGEECHEE | 3701 OGEECHEE RD | SAVANNAH | Chatham | 9025179 | 2 | [5 empty] | Removed from Ground | Gas (Historical Use) | 4000 | Not Marked/Unknown | 1994-08-01 | 1994-08-01 | Not Marked
GANESH SV OGEECHEE | 3701 OGEECHEE RD | SAVANNAH | Chatham | 9025179 | 8 | Flapper Valve | 2022-09-07 | FALSE | 2022-07-01 | FALSE | Currently in Use | Diesel | 5000 | Composite Double Walled | 2021-11-23 |  | Double-Walled Fiberglass | Pressurized
3815 OGEECHEE ROAD | NAPA AUTO PARTS | SAVANNAH | Chatham | 10002597 | 1 |  |  | FALSE |  | FALSE | Removed from Ground | Not Marked/Tank Removed | 0 | Unknown |  | 1899-12-31
ENK185 | 1316 E DERENNE | SAVANNAH | Chatham | 9025282 | 3 | Flapper Valve | 1996-09-05 | FALSE | 1996-09-05 | FALSE | Currently in Use | Premium | 8000 | Fiberglass Double Walled | 1996-09-05 |  | Double-Walled Flex | Pressurized
METALCRAFTS INC | 4522 OGEECHEE RD | SAVANNAH | Chatham | 9025247 | 1 |  | 1995-08-18 | FALSE | 1995-08-18 | FALSE | Removed from Ground | Gas (Historical Use) | 4000 | Composite | 1995-08-18 | 2015-04-30 | Fiberglass Reinforced Plastic | Suction (American)
CFLS-DERENNE | DERENNE & WHITE BLUFF RD | SAVANNAH | Chatham | 4250415 | 1 |  | 1989-10-15 |  | 1989-10-15 |  | Removed from Ground | Gas (Historical Use) | 8000 | Bare Steel | 1966-04-16 | 1997-11-01 | Fiberglass Reinforced Plastic | Pressurized
LO-BALL LUKE #92/STARVIN MARVIN | 8501 ABERCORN EXT | SAVANNAH | Chatham | 9000304 | 11 | [5 empty] | Removed from Ground | Diesel | 8000 | Cathodically Protected Steel | 1987-10-15 | 1989-08-21 | Not Marked
US COAST GUARD STATION TYBEE | FT PULASKI NATIONAL MOUNMENT | TYBEE ISLAND | Chatham | 250518 | 3 |  |  | TRUE |  | TRUE | Removed from Ground | Used Oil | 550 | Bare Steel | 1982-05-17 | 1996-09-08 | Galvanized Steel
CHUS | 725 A FIRST ST | TYBEE ISLAND | Chatham | 250503 | 3 | Flapper Valve | 1996-09-01 | FALSE | 1996-09-01 | FALSE | Removed from Ground | Regular | 8000 | Steel-Impressed Current | 1985-05-13 | 2020-03-10 | Fiberglass Reinforced Plastic | Pressurized
FREDDIES GARAGE/FREDERICK J ANDE | 502 FIRST ST | TYBEE ISLAND | Chatham | 4250455 | 3 | [5 empty] | Removed from Ground | Gas (Historical Use) | 3000 | Bare Steel | 1963-05-06 | 1994-11-18 | Galvanized Steel | Suction (American)
TRUCK & TRAILER LEASING CORP | 3828 AUGUSTA RD | GARDEN CITY | Chatham | 4250369 | 1 |  | 1998-10-28 |  | 1998-10-28 |  | Removed from Ground | Diesel | 10000 | Galvanic (STIP-3) | 1984-04-21 | 2002-08-23 | Cathodically Protected | Suction (American)
QUICK STOP #94 | 4801 OGEECHEE RD | SAVANNAH | Chatham | 4250176 | 1 |  | 1998-02-01 |  | 1998-02-01 |  | Removed from Ground | Gas (Historical Use) | 10000 | Steel-Impressed Current | 1979-02-18 | 2002-10-01 | Cathodically Protected | Suction (American)
SOUTHERN ENERGY CO | ELBA ISLAND | SAVANNAH | Chatham | 4250001 | 2 | [5 empty] | Removed from Ground | Gas (Historical Use) | 2000 | Cathodically Protected Steel | 1980-04-15 | 1990-09-12 | Cathodically Protected
QUICK STOP #94 | 4801 OGEECHEE RD | SAVANNAH | Chatham | 4250176 | 4A | Ball Float | 2002-11-01 | FALSE | 2002-11-01 | FALSE | Currently in Use | E-10 | 8500 | Composite | 2002-11-01 |  | Fiberglass Reinforced Plastic | Pressurized
SHAKTI FOOD MART | 4700 Hwy 80 E | SAVANNAH | Chatham | 4250181 | 2 | Flapper Valve | 1998-01-01 | FALSE | 1998-01-01 | FALSE | Currently in Use | E-0 | 8000 | Steel-Impressed Current | 1979-02-18 |  | Fiberglass Reinforced Plastic | Pressurized
JAI AMBE FOOD MART | 9137 WHITE BLUFF RD | SAVANNAH | Chatham | 4250182 | 2 | Ball Float | 1997-08-01 | FALSE | 1997-08-01 | FALSE | Closed in Ground | Premium | 8000 | Steel-Impressed Current | 1981-02-17 | 2020-05-18 | Fiberglass Reinforced Plastic | Pressurized
DOWNTOWN CHEVRON | 147 MLK JR BLVD | SAVANNAH | Chatham | 4250224 | 2 | [5 empty] | Removed from Ground | Gas (Historical Use) | 5000 | Fiberglass | 1981-03-06 | 1999-03-10 | Galvanized Steel
OLD GREAT SOUTH MOTORS | 5526 WHITE BLUFF ROAD | SAVANNAH | Chatham | 10000829 | 2 |  |  | FALSE |  | FALSE | Removed from Ground | Diesel | 4000 | Unknown | 2004-12-16 | 2004-12-16
TIME SAVER#37/SOMMERS GULF #31/E | 5799 OGEECHEE RD | SAVANNAH | Chatham | 252005 | 2 | [5 empty] | Removed from Ground | Gas (Historical Use) | 4010 | Bare Steel | 1985-11-04 | 1991-04-01 | Galvanized Steel | Suction (American)
ONE WEST VICTORY PROPOSED DEVELOPMENT | 1 WEST VICTORY DRIVE | SAVANNAH | Chatham | 10002240 | 3 |  |  | FALSE |  | FALSE | Removed from Ground | Other | 2000 | Bare Steel | 2013-06-11 | 2013-06-11
GANESH SV OGEECHEE | 3701 OGEECHEE RD | SAVANNAH | Chatham | 9025179 | 6 | Flapper Valve | 2022-09-07 | FALSE | 2022-07-01 | FALSE | Currently in Use | Regular | 12000 | Composite Double Walled | 2021-11-23 |  | Double-Walled Fiberglass | Pressurized
CARRIE E GOULD ELEMENTARY SCHOOL | 4910 PINELAND DR | SAVANNAH | Chatham | 9025175 | 2 | [5 empty] | Removed from Ground | Diesel | 3000 | Not Marked/Unknown | 1991-06-10 | 1991-06-10 | Not Marked
BROGDAN'S TEXACO | 5639 OGEECHEE RD | SAVANNAH | Chatham | 9025207 | 1 | [5 empty] | Removed from Ground | Gas (Historical Use) | 3000 | Marked Unknown | 1995-09-27 | 1995-09-27 | Unknown
PUMP N PANTRY #15 | 7362 SKIDAWAY RD | SAVANNAH | Chatham | 250516 | 1 | [5 empty] | Removed from Ground | Gas (Historical Use) | 4000 | Bare Steel | 1974-05-19 | 1991-08-01 | Unknown
COASTAL CONSTRUCTIVE INNOVATIOINS | 8401 WHITFIELD AVE | SAVANNAH | Chatham | 10002666 | 3 |  |  | FALSE |  | FALSE | Removed from Ground | Not Marked/Tank Removed | 2000 | Bare Steel | 2016-12-27 | 2016-12-27 | Bare Steel
CLIFTON EQUIPMENT RENTAL CO | 34 GULSTREAM RD | GARDEN CITY | Chatham | 4250162 | 2 | [5 empty] | Removed from Ground | Diesel | 10000 | Bare Steel | 1980-02-28 | 1996-11-01 | Galvanized Steel
HOWARD SHEPPARD INC | 5527 EXPORT BLVD | GARDEN CITY | Chatham | 250504 | 5 | Exempted |  | TRUE |  | TRUE | Currently in Use | Used Oil | 500 | Composite Double Walled | 2015-04-23 |  | Fiberglass Reinforced Plastic | Gravity
ABERCORN TOYOTA INC | 8805 ABERCORN EXT | SAVANNAH | Chatham | 250505 | 1 |  |  | TRUE |  | TRUE | Closed in Ground | Used Oil | 1000 | Bare Steel | 1971-05-20 | 1990-03-14 | Bare Steel
CARLTON COUNTY | 1485 E US HWY 80 | SAVANNAH | Chatham | 4250096 | 6 | [5 empty] | Closed in Ground | Other | 250 | Not Marked/Unknown | 1996-06-27 | 1996-06-27 | Not Marked
UNION CAMP CORP | LATHROP AVE | SAVANNAH | Chatham | 4250052 | 7 | [5 empty] | Removed from Ground | Diesel | 8000 | Bare Steel | 1979-05-09 | 1986-05-07 | Galvanized Steel
UNION CAMP CORP | LATHROP AVE | SAVANNAH | Chatham | 4250052 | 1 | [5 empty] | Removed from Ground | Diesel | 1000 | Bare Steel | 1984-05-08 | 1986-05-07 | Bare Steel
RYDER TS #0500A | 1499 LISSNER AVE | SAVANNAH | Chatham | 9025005 | 6 | [5 empty] | Removed from Ground | Diesel | 10000 | Bare Steel | 1985-02-12 | 1899-12-31 | Bare Steel | Pressurized
ENK660 | 175 JOHNNY MERCER BLVD | SAVANNAH | Chatham | 9025066 | 1 | Flapper Valve | 1986-07-01 | FALSE | 1986-07-01 | FALSE | Currently in Use | Plus | 12000 | Composite Double Walled | 1986-07-01 |  | Fiberglass Reinforced Plastic | Pressurized
CLOSED UST SITE | 3251 W BAY ST | SAVANNAH | Chatham | 9025347 | 1 | [5 empty] | Removed from Ground | Used Oil | 0 | Marked Unknown |  | 1899-12-31 | Unknown
CHATHAM COUNTY MOSQUITO CONTROL (VEHICLE FUELING) | 65 BILLY B HAIR DR | SAVANNAH | Chatham | 10001037 | 4 | Flapper Valve | 2002-03-01 | FALSE | 2002-03-01 | FALSE | Currently in Use | Diesel | 4000 | Composite Double Walled | 2002-03-01 |  | Double-Walled Fiberglass | Pressurized
DOWNTOWN CHEVRON | 147 MLK JR BLVD | SAVANNAH | Chatham | 4250224 | 6 |  |  | TRUE |  | TRUE | Removed from Ground | Used Oil | 550 | Not Marked/Unknown | 1981-03-06 | 1999-03-10 | Galvanized Steel
DOWNTOWN CHEVRON | 147 MLK JR BLVD | SAVANNAH | Chatham | 4250224 | 8 | Ball Float | 1999-04-01 | FALSE | 1999-04-01 | FALSE | Currently in Use | Premium | 8000 | Composite | 1999-03-01 |  | Double Walled | Pressurized
RYDER TS #0500A | 1499 LISSNER AVE | SAVANNAH | Chatham | 9025005 | 3 | [5 empty] | Removed from Ground | Diesel | 6000 | Bare Steel | 1974-02-12 | 1899-12-31 | Bare Steel | Pressurized
CHATHAM COUNTY MOSQUITO CONTROL (VEHICLE FUELING) | 65 BILLY B HAIR DR | SAVANNAH | Chatham | 10001037 | 3 | Flapper Valve | 2002-03-01 | FALSE | 2002-03-01 | FALSE | Currently in Use | Regular | 4000 | Composite Double Walled | 2002-03-01 |  | Double-Walled Fiberglass | Pressurized
TIME SAVER#37/SOMMERS GULF #31/E | 5799 OGEECHEE RD | SAVANNAH | Chatham | 252005 | 1 | [5 empty] | Removed from Ground | Gas (Historical Use) | 6020 | Bare Steel | 1985-11-04 | 1991-04-01 | Galvanized Steel | Suction (American)
TIME SAVER#37/SOMMERS GULF #31/E | 5799 OGEECHEE RD | SAVANNAH | Chatham | 252005 | 6A |  | 1991-04-01 |  | 1991-04-01 |  | Removed from Ground | Gas (Historical Use) | 4000 | Composite | 1991-04-01 | 1899-12-31 | Double Walled | Pressurized
SAVANNAH TIRE & RUBBER/PHILLIPS | 8501 WHITE BLUFF RD | SAVANNAH | Chatham | 4250313 | 4 |  |  | TRUE |  | TRUE | Permanently Out of Use - historical purposes | Used Oil | 550 | Bare Steel | 1970-04-01 |  | Bare Steel
SAMS CLUB #8202 | 1975 EAST MONTGOMERY CROSS RD | SAVANNAH | Chatham | 10001153 | 1 | Flapper Valve | 2006-08-07 | FALSE | 2006-07-19 | FALSE | Currently in Use | Regular | 20000 | Fiberglass Double Walled | 2006-06-30 |  | Double-Walled Fiberglass | Pressurized
LUCKYS CONVENIENCE | 10004 ABERCORN ST | SAVANNAH | Chatham | 10001914 | 2 | Ball Float | 2010-10-01 | FALSE | 2010-10-01 | FALSE | Currently in Use | Premium | 4000 | Composite Double Walled | 2010-09-01 |  | Double-Walled Fiberglass | Pressurized
US COAST GUARD STATION TYBEE | FT PULASKI NATIONAL MOUNMENT | TYBEE ISLAND | Chatham | 250518 | 2 | [5 empty] | Removed from Ground | Diesel | 1000 | Bare Steel | 1985-01-01 | 1996-09-15 | Galvanized Steel
CHUS | 725 A FIRST ST | TYBEE ISLAND | Chatham | 250503 | 4 | Flapper Valve | 2020-05-02 | FALSE | 2020-04-01 | FALSE | Currently in Use | Regular | 12000 | Composite Double Walled | 2020-03-10 |  | Double-Walled Fiberglass | Pressurized
CITY OF TYBEE PUBLIC WORKS | 76 VAN HORNE AVE | TYBEE ISLAND | Chatham | 4250113 | 3A | Flapper Valve | 2014-07-01 | FALSE | 2014-07-01 | FALSE | Currently in Use | Regular | 8000 | Composite Double Walled | 2014-07-01 |  | Fiberglass Reinforced Plastic | Safe Suction (Euro)
PUMP & PANTRY | 808 WHEATON ST. | SAVANNAH | Chatham | 250515 | 3 | [5 empty] | Removed from Ground | Gas (Historical Use) | 0 | Bare Steel |  | 1899-12-31 | Galvanized Steel
CARLTON COUNTY | 1485 E US HWY 80 | SAVANNAH | Chatham | 4250096 | 3 |  |  | TRUE |  | TRUE | Closed in Ground | Used Oil | 1500 | Not Marked/Unknown | 1996-04-11 | 1996-04-11 | Not Marked
SOUTHERN ENERGY CO | ELBA ISLAND | SAVANNAH | Chatham | 4250001 | 4 | [5 empty] | Currently in Use | Other | 6 | Bare Steel | 1978-04-15 |  | Cathodically Protected
DOWNTOWN CHEVRON | 147 MLK JR BLVD | SAVANNAH | Chatham | 4250224 | 4 | [5 empty] | Removed from Ground | Gas (Historical Use) | 8000 | Fiberglass | 1981-03-06 | 1999-03-10 | Galvanized Steel
DOWNTOWN CHEVRON | 147 MLK JR BLVD | SAVANNAH | Chatham | 4250224 | 5 |  |  | TRUE |  | TRUE | Removed from Ground | Used Oil | 550 | Not Marked/Unknown | 1981-03-06 | 1999-03-10 | Galvanized Steel
CIRCLE K 2701412 | 4315 OGEECHEE RD | SAVANNAH | Chatham | 10002659 | 4 | Flapper Valve | 2017-02-21 | FALSE | 2017-02-21 | FALSE | Currently in Use | Diesel | 8127 | Fiberglass Double Walled | 2017-01-02 |  | Double-Walled Fiberglass | Pressurized
CIRCLE K 2701412 | 4315 OGEECHEE RD | SAVANNAH | Chatham | 10002659 | 3 | Flapper Valve | 2017-02-21 | FALSE | 2017-02-21 | FALSE | Currently in Use | Premium | 12016 | Fiberglass Double Walled | 2017-01-02 |  | Double-Walled Fiberglass | Pressurized
OLD GREAT SOUTH MOTORS | 5526 WHITE BLUFF ROAD | SAVANNAH | Chatham | 10000829 | 1 |  |  | FALSE |  | FALSE | Removed from Ground | Diesel | 550 | Unknown | 2004-12-16 | 2004-12-16
CUT ART STONE CO | 109 VICTORY DR W | SAVANNAH | Chatham | 4250426 | 2 | [5 empty] | Removed from Ground | Gas (Historical Use) | 0 | Bare Steel | 1988-01-01 | 1988-01-01 | Galvanized Steel
PARKWAY MOBILE ESTATES | 4504 OGEECHEE ROAD | SAVANNAH | Chatham | 10001430 | 2 |  |  | FALSE |  | FALSE | Closed in Ground | Gas (Historical Use) | 1500 | Bare Steel |  | 1899-12-31
ONE WEST VICTORY PROPOSED DEVELOPMENT | 1 WEST VICTORY DRIVE | SAVANNAH | Chatham | 10002240 | 2 |  |  | FALSE |  | FALSE | Removed from Ground | Other | 2000 | Bare Steel | 2013-06-11 | 2013-06-11
LIBERTY CITY PLAZZA CHEVRON | 1940 MILLS B LANE | SAVANNAH | Chatham | 10002350 | 1 | Ball Float | 2014-04-01 | FALSE | 2014-04-01 | FALSE | Currently in Use | Regular | 12000 | Composite Double Walled | 2014-02-01 |  | Double-Walled Fiberglass | Pressurized
GANESH SV OGEECHEE | 3701 OGEECHEE RD | SAVANNAH | Chatham | 9025179 | 1 | [5 empty] | Removed from Ground | Gas (Historical Use) | 4000 | Not Marked/Unknown | 1994-08-01 | 1994-08-01 | Not Marked
GANESH SV OGEECHEE | 3701 OGEECHEE RD | SAVANNAH | Chatham | 9025179 | 7 | Flapper Valve | 2022-09-07 | FALSE | 2022-07-01 | FALSE | Currently in Use | Premium | 3000 | Composite Double Walled | 2021-11-23 |  | Double-Walled Fiberglass | Pressurized
PARKWAY MOBILE ESTATES | 4504 OGEECHEE ROAD | SAVANNAH | Chatham | 10001430 | 5 |  |  | FALSE |  | FALSE | Closed in Ground | Gas (Historical Use) | 1500 | Bare Steel |  | 1899-12-31
PARKWAY MOBILE ESTATES | 4504 OGEECHEE ROAD | SAVANNAH | Chatham | 10001430 | 4 |  |  | FALSE |  | FALSE | Closed in Ground | Gas (Historical Use) | 1500 | Bare Steel |  | 1899-12-31
TIME SAVER#37/SOMMERS GULF #31/E | 5799 OGEECHEE RD | SAVANNAH | Chatham | 252005 | 6B |  | 1991-04-01 |  | 1991-04-01 |  | Removed from Ground | Gas (Historical Use) | 4000 | Composite | 1991-04-01 | 1899-12-31 | Double Walled | Pressurized
PIN POINT HERITAGE MUSEUM | 230 EAST 46TH STREET | SAVANNAH | Chatham | 10002001 | 1 |  |  | FALSE |  | FALSE | Removed from Ground | Diesel | 500 | Bare Steel | 2011-06-15 | 2011-06-15 | Unknown
GANESH SV OGEECHEE | 3701 OGEECHEE RD | SAVANNAH | Chatham | 9025179 | 5 | [5 empty] | Removed from Ground | Gas (Historical Use) | 0 | Not Marked/Unknown |  | 1899-12-31 | Not Marked
ENK255 | 4318 OGEECHEE RD | SAVANNAH | Chatham | 9025142 | 1 |  | 1992-10-02 | FALSE | 1992-10-02 | FALSE | Removed from Ground | Gas (Historical Use) | 12000 | Composite Double Walled | 1992-10-02 | 2019-06-27 | Double-Walled Fiberglass | Pressurized
BROGDAN'S TEXACO | 5639 OGEECHEE RD | SAVANNAH | Chatham | 9025207 | 3 | [5 empty] | Removed from Ground | Other | 3000 | Marked Unknown | 1995-09-27 | 1995-09-27 | Unknown
Savannah Market | 130 E VICTORY DR | SAVANNAH | Chatham | 4250475 | 4 | Flapper Valve | 1996-02-01 | FALSE | 1996-02-01 | FALSE | Currently in Use | Regular | 4000 | Steel-Impressed Current | 1982-05-01 |  | Steel (Impressed Current) | Pressurized
ENK490 | 3511 SKIDAWAY RD | SAVANNAH | Chatham | 4250434 | 10 | Flapper Valve | 1988-06-02 | FALSE | 1988-06-02 | FALSE | Temporarily out of use | Diesel | 12000 | Composite | 1988-06-02 |  | Fiberglass Reinforced Plastic | Pressurized
ENK490 | 3511 SKIDAWAY RD | SAVANNAH | Chatham | 4250434 | 4 | [5 empty] | Removed from Ground | Gas (Historical Use) | 3000 | Bare Steel | 1965-05-05 | 1988-12-01 | Galvanized Steel
CUT ART STONE CO | 109 VICTORY DR W | SAVANNAH | Chatham | 4250426 | 1 | [5 empty] | Removed from Ground | Diesel | 0 | Bare Steel | 1988-01-01 | 1988-01-01 | Galvanized Steel
M-FIVE INC & GEORGIA BRICK FACE | 3822 OGEECHEE ROAD | SAVANNAH | Chatham | 9025270 | 1 | [5 empty] | Removed from Ground | Gas (Historical Use) | 0 | Not Marked/Unknown | 1996-04-30 | 1996-04-30 | Not Marked
US COAST GUARD STATION TYBEE | FT PULASKI NATIONAL MOUNMENT | TYBEE ISLAND | Chatham | 250518 | 1 | [5 empty] | Removed from Ground | Diesel | 10000 | Bare Steel | 1985-01-01 | 1996-09-08 | Galvanized Steel
PUMP & PANTRY | 808 WHEATON ST. | SAVANNAH | Chatham | 250515 | 4 | [5 empty] | Removed from Ground | Kerosene | 0 | Bare Steel |  | 1899-12-31 | Galvanized Steel
GENERAL CHEMICAL CORP/ALLIED SIG | BRAMPTON RD | SAVANNAH | Chatham | 4250085 | 1 | [5 empty] | Permanently Out of Use - historical purposes | Gas (Historical Use) | 8000 | Bare Steel | 1945-04-30 | 1899-12-31 | Unknown
CERTAINTEED CORP | FOUNDATION DR | SAVANNAH | Chatham | 4250158 | 1 | [5 empty] | Removed from Ground | Other | 1100 | Bare Steel | 1965-02-21 | 1992-01-01 | Unknown
HUNTLEY JIFFY STORE #361 | 7401 SKIDAWAY RD | SAVANNAH | Chatham | 4250184 | 1 | [5 empty] | Removed from Ground | Gas (Historical Use) | 8000 | Bare Steel | 1981-02-17 | 1899-12-31 | Galvanized Steel
LIL CHAMP #346/HUNTLEY JIFFY #34 | 1715 DEAN FOREST RD | SAVANNAH | Chatham | 4250179 | 3 | [5 empty] | Removed from Ground | Gas (Historical Use) | 8000 | Bare Steel | 1979-02-18 | 1993-12-09 | Galvanized Steel | Suction (American)
RYDER TS #0500A | 1499 LISSNER AVE | SAVANNAH | Chatham | 9025005 | 5 | [5 empty] | Removed from Ground | Diesel | 10000 | Bare Steel | 1985-02-12 | 1899-12-31 | Bare Steel | Pressurized
WAREHOUSE/GREAT ATLANTIC NEWS CO | 12 INTERCHANGE DR | SAVANNAH | Chatham | 9025036 | 1 | [5 empty] | Removed from Ground | Diesel | 10000 | Bare Steel | 1988-01-01 | 1994-02-10 | Unknown
SHAW'S SERVICE STATION | 527 1RST ST | TYBEE ISLAND | Chatham | 9025244 | 3 | [5 empty] | Removed from Ground | Gas (Historical Use) | 2000 | Marked Unknown | 1995-12-01 | 1995-12-01 | Unknown
FREDDIES GARAGE/FREDERICK J ANDE | 502 FIRST ST | TYBEE ISLAND | Chatham | 4250455 | 1 | [5 empty] | Removed from Ground | Gas (Historical Use) | 3000 | Bare Steel | 1963-05-06 | 1994-11-18 | Galvanized Steel | Suction (American)
INTERMARINE USA/SAYLOR MARINE CO | 301 NORTH LATHROP AVE | SAVANNAH | Chatham | 9000520 | 5 | [5 empty] | Removed from Ground | Diesel | 1040 | Bare Steel | 1946-05-08 | 1990-02-01 | Galvanized Steel
INTERMARINE USA/SAYLOR MARINE CO | 301 NORTH LATHROP AVE | SAVANNAH | Chatham | 9000520 | 4 | [5 empty] | Removed from Ground | Diesel | 1040 | Bare Steel | 1946-05-08 | 1990-02-01 | Galvanized Steel
UNION CAMP CORP | LATHROP AVE | SAVANNAH | Chatham | 4250052 | 10 | [5 empty] | Closed in Ground | Gas (Historical Use) | 1000 | Bare Steel | 1965-05-08 | 1986-05-07 | Not Marked
ENK335 | 405 MLK JR BLVD | SAVANNAH | Chatham | 9025040 | 2 | Flapper Valve | 1991-01-14 | FALSE | 1991-01-14 | FALSE | Removed from Ground | Premium | 12000 | Fiberglass Double Walled | 1991-01-14 | 2019-02-12 | Double-Walled Flex | Pressurized
INKY TANK INC | 32 TELFAIR PLACE | SAVANNAH | Chatham | 9025045 | 1 |  | 1998-11-01 |  | 1998-11-01 |  | Currently in Use | Diesel | 10000 | Steel-Impressed Current | 1983-12-09 |  | Steel (Impressed Current) | Pressurized
BYRD HEATING & AIR CONDITIONING | 1606 STALEY AVE | SAVANNAH | Chatham | 9025144 | 3 | [5 empty] | Removed from Ground | Gas (Historical Use) | 3000 | Not Marked/Unknown | 1994-02-01 | 1994-02-01 | Not Marked
ABANDONED/FEED & SEED STORE | 4706 OGEECHEE ROAD | SAVANNAH | Chatham | 9025279 | 7 | [5 empty] | Removed from Ground | Gas (Historical Use) | 1000 | Not Marked/Unknown | 1956-01-01 | 1996-10-29 | Not Marked
ABANDONED/FEED & SEED STORE | 4706 OGEECHEE ROAD | SAVANNAH | Chatham | 9025279 | 5 | [5 empty] | Removed from Ground | Gas (Historical Use) | 500 | Not Marked/Unknown | 1966-01-01 | 1996-10-29 | Not Marked
ABANDONED/FEED & SEED STORE | 4706 OGEECHEE ROAD | SAVANNAH | Chatham | 9025279 | 4 | [5 empty] | Removed from Ground | Gas (Historical Use) | 4000 | Not Marked/Unknown | 1976-01-01 | 1996-10-29 | Not Marked
GA DOT 10564 RESIDENT ENG OFFICE | 630 WEST BOUNDARY ST | SAVANNAH | Chatham | 4250315 | 564G1 | [5 empty] | Removed from Ground | Gas (Historical Use) | 1000 | Bare Steel | 1980-01-08 | 1995-11-01 | Galvanized Steel | Safe Suction (Euro)
OVERNITE TRANSPORTATION CO | 1503 LISSNER AVE | SAVANNAH | Chatham | 4250349 | 3 | [5 empty] | Closed in Ground | Diesel | 3000 | Bare Steel | 1960-04-11 | 1987-06-01 | Galvanized Steel | Suction (American)
PARKWAY MOBILE ESTATES | 4504 OGEECHEE ROAD | SAVANNAH | Chatham | 10001430 | 3 |  |  | FALSE |  | FALSE | Closed in Ground | Gas (Historical Use) | 1500 | Bare Steel |  | 1899-12-31
MCI | 1396 MILLS B LANE BLVD | SAVANNAH | Chatham | 9025353 | 1 | Flapper Valve | 2001-11-08 | FALSE | 2001-11-08 | FALSE | Currently in Use | Diesel | 1000 | Fiberglass Double Walled | 2001-11-30 |  | Double-Walled Flex | Safe Suction (Euro)
OGEECHEE SHELL | 3618 OGEECHEE RD | SAVANNAH | Chatham | 4250418 | 5 |  | 1993-07-12 | FALSE | 1993-07-12 | FALSE | Removed from Ground | Kerosene | 4000 | Galvanic (STIP-3) | 1985-04-30 | 2017-07-21 | Fiberglass Reinforced Plastic | Suction (American)
TIME SAVER #46 | 4402 WATERS AVE | SAVANNAH | Chatham | 4250414 | 1 | [5 empty] | Removed from Ground | Gas (Historical Use) | 8000 | Bare Steel | 1980-05-01 | 1991-01-01 | Galvanized Steel
CHUS 7-11 #101 | 304 FIRST ST | TYBEE ISLAND | Chatham | 9025205 | 1UL | Flapper Valve | 1991-01-01 | FALSE | 1991-01-01 | FALSE | Currently in Use | Regular | 8000 | Steel-Impressed Current | 1976-01-01 |  | Fiberglass Reinforced Plastic | Pressurized
PUMP & PANTRY | 808 WHEATON ST. | SAVANNAH | Chatham | 250515 | 1 | [5 empty] | Removed from Ground | Gas (Historical Use) | 0 | Bare Steel |  | 1899-12-31 | Galvanized Steel
CARLTON COUNTY | 1485 E US HWY 80 | SAVANNAH | Chatham | 4250096 | 1 | [5 empty] | Removed from Ground | Diesel | 1000 | Bare Steel | 1980-04-04 | 1996-04-08 | Galvanized Steel
UNION CAMP CORP | LATHROP AVE | SAVANNAH | Chatham | 4250052 | 6 | [5 empty] | Removed from Ground | Gas (Historical Use) | 500 | Bare Steel | 1971-05-09 | 1986-05-07 | Bare Steel
UNION CAMP CORP | LATHROP AVE | SAVANNAH | Chatham | 4250052 | 9 | [5 empty] | Closed in Ground | Kerosene | 500 | Bare Steel | 1950-05-08 | 1986-05-07 | Not Marked
MANAGED IND INC/COASTAL PAPER SA | 574 INDIAN ST | SAVANNAH | Chatham | 4250193 | 1 | [5 empty] | Removed from Ground | Gas (Historical Use) | 550 | Bare Steel | 1971-02-18 | 1997-12-22 | Galvanized Steel | Safe Suction (Euro)
RYDER TS #0500A | 1499 LISSNER AVE | SAVANNAH | Chatham | 9025005 | 4 | [5 empty] | Removed from Ground | Diesel | 6000 | Bare Steel | 1974-02-12 | 1899-12-31 | Bare Steel | Pressurized
RYDER TS #0500A | 1499 LISSNER AVE | SAVANNAH | Chatham | 9025005 | 7 |  |  | TRUE |  | TRUE | Removed from Ground | Used Oil | 500 | Bare Steel | 1985-02-12 | 1899-12-31 | Bare Steel | Pressurized
RYDER TS #0500A | 1499 LISSNER AVE | SAVANNAH | Chatham | 9025005 | 1 | [5 empty] | Removed from Ground | Diesel | 4000 | Bare Steel | 1966-01-01 | 1991-02-08 | Not Marked
ENK335 | 405 MLK JR BLVD | SAVANNAH | Chatham | 9025040 | 8A | Flapper Valve | 2019-06-24 | FALSE | 2019-06-24 | FALSE | Currently in Use | Premium | 12000 | Fiberglass Double Walled | 2019-02-20 |  | Double-Walled Flex | Pressurized
ENK660 | 175 JOHNNY MERCER BLVD | SAVANNAH | Chatham | 9025066 | 2 | Flapper Valve | 1986-01-01 | FALSE | 1986-01-01 | FALSE | Currently in Use | Premium | 12000 | Composite Double Walled | 1986-07-01 |  | Fiberglass Reinforced Plastic | Pressurized
CIRCLE K 2701412 | 4315 OGEECHEE RD | SAVANNAH | Chatham | 10002659 | 2 | Flapper Valve | 2017-02-21 | FALSE | 2017-02-21 | FALSE | Currently in Use | E-0 | 6219 | Fiberglass Double Walled | 2017-01-02 |  | Double-Walled Fiberglass | Pressurized
RYDER TS #0500A | 1499 LISSNER AVE | SAVANNAH | Chatham | 9025005 | 8 | Flapper Valve | 1996-12-01 | FALSE | 1996-12-01 | FALSE | Currently in Use | Diesel | 20000 | Fiberglass Double Walled | 1996-12-01 |  | Fiberglass Reinforced Plastic | Pressurized
KAYTON CANAL SITE-GENERATOR BLDG | PRESIDENT ST | SAVANNAH | Chatham | 9025081 | 1 | [5 empty] | Removed from Ground | Diesel | 1000 | Marked Unknown | 1993-02-10 | 1993-02-10 | Unknown
SCOTT CONCRETE PIPE CO INC | 2900 LOUISVILLE RD | SAVANNAH | Chatham | 4250378 | 1 | [5 empty] | Closed in Ground | Gas (Historical Use) | 5000 | Bare Steel | 1986-01-01 | 1986-01-01 | Galvanized Steel
5405 ABERCORN STREET SITE | 5405 ABERCORN STREET | SAVANNAH | Chatham | 10002222 | 1 |  |  | FALSE |  | FALSE | Removed from Ground | Not Marked/Tank Removed | 350 | Unknown | 2013-03-21 | 2013-03-21 | Unknown
SAVANNAH SUMMIT APARTMENTS | 135 HAMPSTEAD AVE | SAVANNAH | Chatham | 9025173 | 1 |  |  | FALSE |  | FALSE | Removed from Ground | Diesel | 1000 | Bare Steel | 1994-08-26 | 1994-08-26 | Bare Steel | Suction (American)
FUEL PRO #3 | 3006 TREMONT RD | SAVANNAH | Chatham | 9025239 | 2 | Ball Float | 1993-01-01 | FALSE | 1993-01-01 | FALSE | Currently in Use | Regular | 12000 | STIP-3/Impressed Current | 1993-08-01 |  | Fiberglass Reinforced Plastic | Pressurized
ZACKS QUICK STOP | 2701 OGEECHEE RD | SAVANNAH | Chatham | 4250465 | 2 | [5 empty] | Removed from Ground | Gas (Historical Use) | 3000 | Bare Steel | 1991-04-01 | 1991-04-01 | Unknown
ZACKS QUICK STOP | 2701 OGEECHEE RD | SAVANNAH | Chatham | 4250465 | 5C |  | 2016-03-20 | FALSE | 2016-03-20 | FALSE | Currently in Use | Diesel | 3000 | Composite Double Walled | 2016-03-20 |  | Double-Walled Fiberglass | Pressurized
CIRCLE K 2701412 | 4315 OGEECHEE RD | SAVANNAH | Chatham | 10002659 | 1 | Flapper Valve | 2017-02-21 | FALSE | 2017-02-21 | FALSE | Currently in Use | Regular | 24161 | Fiberglass Double Walled | 2017-01-02 |  | Double-Walled Fiberglass | Pressurized
PARKWAY MOBILE ESTATES | 4504 OGEECHEE ROAD | SAVANNAH | Chatham | 10001430 | 1 |  |  | FALSE |  | FALSE | Closed in Ground | Gas (Historical Use) | 1500 | Bare Steel |  | 1899-12-31
ONE WEST VICTORY PROPOSED DEVELOPMENT | 1 WEST VICTORY DRIVE | SAVANNAH | Chatham | 10002240 | 4 |  |  | FALSE |  | FALSE | Removed from Ground | Other | 2000 | Unknown | 2013-10-08 | 2013-10-08 | Unknown
ONE WEST VICTORY PROPOSED DEVELOPMENT | 1 WEST VICTORY DRIVE | SAVANNAH | Chatham | 10002240 | 1 |  |  | FALSE |  | FALSE | Removed from Ground | Other | 2000 | Bare Steel | 2013-06-11 | 2013-06-11
GANESH SV OGEECHEE | 3701 OGEECHEE RD | SAVANNAH | Chatham | 9025179 | 3 | [5 empty] | Removed from Ground | Gas (Historical Use) | 4000 | Not Marked/Unknown | 1994-08-01 | 1994-08-01 | Not Marked
D&S CONVENIENCE STORE | 5701 OGEECHEE RD | SAVANNAH | Chatham | 9025184 | 2 | [5 empty] | Removed from Ground | Gas (Historical Use) | 1000 | Marked Unknown | 1999-12-08 | 1999-12-08 | Unknown
BROGDAN'S TEXACO | 5639 OGEECHEE RD | SAVANNAH | Chatham | 9025207 | 2 | [5 empty] | Removed from Ground | Other | 3000 | Marked Unknown | 1995-09-27 | 1995-09-27 | Unknown
AMERICAN TRANSMISSION CENTER | 11710 ABERCORN ST EXT | SAVANNAH | Chatham | 9025203 | 1 |  |  | TRUE |  | TRUE | Removed from Ground | Used Oil | 200 | Bare Steel | 1994-12-20 | 1994-12-20 | Bare Steel | Pressurized
GAS STATION | 5703 WATERS AVE | SAVANNAH | Chatham | 9025293 | T2 | [5 empty] | Removed from Ground | Gas (Historical Use) | 3000 | Bare Steel | 1955-01-01 | 1997-02-24 | Bare Steel
OGEECHEE SHELL | 3618 OGEECHEE RD | SAVANNAH | Chatham | 4250418 | 2 | [5 empty] | Removed from Ground | Gas (Historical Use) | 10000 | Cathodically Protected Steel | 1978-04-30 | 1993-06-08 | Galvanized Steel | Pressurized
OGEECHEE SHELL | 3618 OGEECHEE RD | SAVANNAH | Chatham | 4250418 | 8 | Ball Float | 1993-07-12 | FALSE | 1993-07-12 | FALSE | Currently in Use | Premium | 10000 | Composite | 1993-07-06 |  | Fiberglass Reinforced Plastic | Pressurized
LO-BALL LUKE #92/STARVIN MARVIN | 8501 ABERCORN EXT | SAVANNAH | Chatham | 9000304 | 8 | [5 empty] | Removed from Ground | Gas (Historical Use) | 10000 | Composite | 1987-10-15 | 1989-08-21 | Cathodically Protected
LO-BALL LUKE #92/STARVIN MARVIN | 8501 ABERCORN EXT | SAVANNAH | Chatham | 9000304 | 6 |  |  | TRUE |  | TRUE | Removed from Ground | Used Oil | 550 | Bare Steel | 1981-01-01 | 1990-05-16 | Bare Steel
LO-BALL LUKE #92/STARVIN MARVIN | 8501 ABERCORN EXT | SAVANNAH | Chatham | 9000304 | 9 | [5 empty] | Removed from Ground | Gas (Historical Use) | 8000 | Composite | 1987-10-15 | 1989-08-21 | Bare Steel
DAN VADEN CHEVROLET INC | 9393 ABERCORN ST | SAVANNAH | Chatham | 4250341 | 6 | [5 empty] | Removed from Ground | Gas (Historical Use) | 1000 | Not Marked/Unknown | 1993-08-30 | 1899-12-31 | Not Marked
SHREE J I CONVENIENCE MART | 10325 ABERCORN EXT | SAVANNAH | Chatham | 10001044 | 3 | Ball Float | 2014-02-21 | FALSE | 2014-02-21 | FALSE | Currently in Use | Diesel | 3000 | Composite Double Walled | 2014-02-21 |  | Double-Walled Fiberglass | Pressurized
CRITZ PROPERTIES LLC | 1 STEPHENSON AVENUE | SAVANNAH | Chatham | 10001613 | T2 |  |  | FALSE |  | FALSE | Removed from Ground | Not Marked/Tank Removed | 8000 | Bare Steel | 2008-08-05 | 2008-08-05 | Bare Steel | Safe Suction (Euro)
CRITZ PROPERTIES LLC | 1 STEPHENSON AVENUE | SAVANNAH | Chatham | 10001613 | T8 |  |  | FALSE |  | FALSE | Removed from Ground | Not Marked/Tank Removed | 3000 | Bare Steel | 2008-08-05 | 2008-08-05 | Bare Steel | Suction (American)
CRITZ PROPERTIES LLC | 1 STEPHENSON AVENUE | SAVANNAH | Chatham | 10001613 | T5 |  |  | FALSE |  | FALSE | Removed from Ground | Not Marked/Tank Removed | 8000 | Bare Steel | 2008-08-05 | 2008-08-05 | Bare Steel | Safe Suction (Euro)
SHAW'S SERVICE STATION | 527 1RST ST | TYBEE ISLAND | Chatham | 9025244 | 4 | [5 empty] | Removed from Ground | Gas (Historical Use) | 2000 | Marked Unknown | 1995-12-01 | 1995-12-01 | Unknown
SHAW'S SERVICE STATION | 527 1RST ST | TYBEE ISLAND | Chatham | 9025244 | 1 | [5 empty] | Removed from Ground | Gas (Historical Use) | 4000 | Marked Unknown | 1995-12-01 | 1995-12-01 | Unknown
CLIFTON EQUIPMENT RENTAL CO | 34 GULSTREAM RD | GARDEN CITY | Chatham | 4250162 | 1 | [5 empty] | Removed from Ground | Gas (Historical Use) | 4000 | Bare Steel | 1980-02-28 | 1996-11-01 | Galvanized Steel
HOWARD SHEPPARD INC | 5527 EXPORT BLVD | GARDEN CITY | Chatham | 250504 | 3 | Ball Float | 2007-06-25 | FALSE | 2007-06-25 | FALSE | Currently in Use | Diesel | 20000 | Composite Double Walled | 2007-06-25 |  | Double-Walled Fiberglass | Pressurized
CHATHAM STEEL CORP | 501 WEST BOUNDARY ST | SAVANNAH | Chatham | 250520 | 1 | [5 empty] | Removed from Ground | Gas (Historical Use) | 3000 | Cathodically Protected Steel | 1985-05-19 | 1994-02-04 | Galvanized Steel | Suction (American)
METALCRAFTS | 2501 TREMONT RD | SAVANNAH | Chatham | 4250031 | 1 | [5 empty] | Removed from Ground | Empty | 4000 | Bare Steel | 1985-09-01 | 1992-07-01 | Not Marked
ENK335 | 405 MLK JR BLVD | SAVANNAH | Chatham | 9025040 | 5 | Flapper Valve | 1991-01-14 | FALSE | 1991-01-14 | FALSE | Removed from Ground | Diesel On Road | 6000 | Fiberglass Double Walled | 1991-01-14 | 2019-02-12 | Double-Walled Flex | Pressurized
OVERNITE TRANSPORTATION CO | 1503 LISSNER AVE | SAVANNAH | Chatham | 4250349 | 2 | [5 empty] | Closed in Ground | Diesel | 6000 | Bare Steel | 1978-04-11 | 1987-06-01 | Galvanized Steel | Suction (American)
CHATHAM COUNTY MOSQUITO CONTROL FACILITY (AVIATION SIDE) | 65 BILLY B HAIR DR | SAVANNAH | Chatham | 10000719 | 2 | Flapper Valve | 2002-03-01 | FALSE | 2002-03-01 | FALSE | Currently in Use | Aviaion gas/AV Gas | 6000 | Composite Double Walled | 2002-03-01 |  | Double-Walled Fiberglass | Pressurized
TIME SAVER#37/SOMMERS GULF #31/E | 5799 OGEECHEE RD | SAVANNAH | Chatham | 252005 | 5B |  | 1991-04-01 |  | 1991-04-01 |  | Removed from Ground | Gas (Historical Use) | 5000 | Composite | 1991-04-01 | 1899-12-31 | Double Walled | Pressurized
CARRIE E GOULD ELEMENTARY SCHOOL | 4910 PINELAND DR | SAVANNAH | Chatham | 9025175 | 4 | [5 empty] | Removed from Ground | Diesel | 2000 | Not Marked/Unknown | 1991-06-10 | 1991-06-10 | Not Marked
CARRIE E GOULD ELEMENTARY SCHOOL | 4910 PINELAND DR | SAVANNAH | Chatham | 9025175 | 1 | [5 empty] | Removed from Ground | Diesel | 3000 | Not Marked/Unknown | 1991-06-10 | 1991-06-10 | Not Marked
ABANDONED/FEED & SEED STORE | 4706 OGEECHEE ROAD | SAVANNAH | Chatham | 9025279 | 2 | [5 empty] | Removed from Ground | Gas (Historical Use) | 4000 | Not Marked/Unknown | 1976-01-01 | 1996-10-29 | Not Marked
FUEL PRO #3 | 3006 TREMONT RD | SAVANNAH | Chatham | 9025239 | 4 | Ball Float | 1993-01-01 | FALSE | 1993-01-01 | FALSE | Currently in Use | E-0 | 6000 | STIP-3/Impressed Current | 1993-08-01 |  | Fiberglass Reinforced Plastic | Pressurized
MR MONEY CHECK CASHER/TIME SAVER | 61 EAST DERENNE AVE | SAVANNAH | Chatham | 4250479 | 1 | [5 empty] | Removed from Ground | Gas (Historical Use) | 10000 | Bare Steel | 1967-05-02 | 1994-01-05 | Fiberglass Reinforced Plastic | Pressurized
MR MONEY CHECK CASHER/TIME SAVER | 61 EAST DERENNE AVE | SAVANNAH | Chatham | 4250479 | 7 |  |  | FALSE |  | FALSE | Removed from Ground | Not Marked/Tank Removed | 5000 | Unknown | 2013-06-18 | 2013-06-18
DISCOUNT CORNER/DERENNE PHILLIPS | 1 EAST DERENNE AVE | SAVANNAH | Chatham | 4250466 | 6 | Ball Float | 2010-12-01 | FALSE | 2010-12-01 | FALSE | Currently in Use | Regular | 12000 | Composite Double Walled | 2010-12-01 |  | Double-Walled Fiberglass | Pressurized
ENK360 | 4202 MONTGOMERY ST | SAVANNAH | Chatham | 4250428 | 2 | Flapper Valve | 1996-03-21 | FALSE | 1996-03-21 | FALSE | Currently in Use | Premium | 10000 | Steel-Impressed Current | 1975-05-06 |  | Fiberglass Reinforced Plastic | Pressurized
ROADWAY EXPRESS INC | 3501 EDWIN AVE | SAVANNAH | Chatham | 4250333 | 1 | [5 empty] | Removed from Ground | Diesel | 3000 | Bare Steel | 1978-11-01 | 1996-12-11 | Unknown | Safe Suction (Euro)
D&S CONVENIENCE STORE | 5701 OGEECHEE RD | SAVANNAH | Chatham | 9025184 | 1 | [5 empty] | Removed from Ground | Gas (Historical Use) | 1000 | Marked Unknown | 1999-12-08 | 1999-12-08 | Unknown
CFLS-DERENNE | DERENNE & WHITE BLUFF RD | SAVANNAH | Chatham | 4250415 | 2 |  | 1989-10-15 |  | 1989-10-15 |  | Removed from Ground | Gas (Historical Use) | 8000 | Bare Steel | 1966-04-16 | 1997-11-01 | Fiberglass Reinforced Plastic | Pressurized
OGEECHEE SHELL | 3618 OGEECHEE RD | SAVANNAH | Chatham | 4250418 | 1 | [5 empty] | Removed from Ground | Gas (Historical Use) | 10000 | Cathodically Protected Steel | 1978-04-30 | 1993-06-08 | Galvanized Steel | Pressurized
OGEECHEE SHELL | 3618 OGEECHEE RD | SAVANNAH | Chatham | 4250418 | 7 | Ball Float | 1993-07-12 | FALSE | 1993-07-12 | FALSE | Currently in Use | Regular | 10000 | Composite | 1993-07-06 |  | Fiberglass Reinforced Plastic | Pressurized
OGEECHEE SHELL | 3618 OGEECHEE RD | SAVANNAH | Chatham | 4250418 | 4 | [5 empty] | Removed from Ground | Diesel | 10000 | Cathodically Protected Steel | 1978-04-30 | 1993-06-08 | Galvanized Steel | Pressurized
VACANT | 5450 MONTGOMERY ST | SAVANNAH | Chatham | 4250468 | 3 | [5 empty] | Removed from Ground | Empty | 8000 | Bare Steel | 1980-05-02 | 1998-04-14 | Bare Steel | Pressurized
ENK490 | 3511 SKIDAWAY RD | SAVANNAH | Chatham | 4250434 | 2 | [5 empty] | Removed from Ground | Gas (Historical Use) | 3000 | Bare Steel | 1965-05-05 | 1988-12-01 | Galvanized Steel
ENK490 | 3511 SKIDAWAY RD | SAVANNAH | Chatham | 4250434 | 9 | Flapper Valve | 1988-06-02 | FALSE | 1988-06-02 | FALSE | Temporarily out of use | Gas (Historical Use) | 12000 | Composite | 1988-06-02 |  | Fiberglass Reinforced Plastic | Pressurized
ENK490 | 3511 SKIDAWAY RD | SAVANNAH | Chatham | 4250434 | 8 | Flapper Valve | 1988-06-02 | FALSE | 1988-06-02 | FALSE | Temporarily out of use | Gas (Historical Use) | 12000 | Composite | 1988-06-02 |  | Fiberglass Reinforced Plastic | Pressurized
CORNER STOP | 2014 WATERS AVE | SAVANNAH | Chatham | 4250330 | 3 | [5 empty] | Removed from Ground | Gas (Historical Use) | 3000 | Bare Steel | 1999-12-15 | 1999-12-15 | Galvanized Steel | Suction (American)
ROADWAY EXPRESS INC | 3501 EDWIN AVE | SAVANNAH | Chatham | 4250333 | 2 | [5 empty] | Removed from Ground | Diesel | 3000 | Bare Steel | 1978-11-01 | 1996-12-11 | Unknown | Safe Suction (Euro)
SMITH SERVICE OIL BULK PLANT | 1600 STALEY AVE | SAVANNAH | Chatham | 4250367 | 6 | [5 empty] | Removed from Ground | Gas (Historical Use) | 10000 | Bare Steel | 1978-01-21 | 1899-12-31 | Galvanized Steel | Safe Suction (Euro)
BST/SVC OPERATIONS CTR/R2289 | 4905 PAULSEN ST | SAVANNAH | Chatham | 9025007 | 1 | [5 empty] | Removed from Ground | Gas (Historical Use) | 12000 | Bare Steel | 1980-04-01 | 1987-08-01 | Bare Steel | Pressurized
THE GAS PUMP | 1934 W 52ND ST/MILLS B LANE | SAVANNAH | Chatham | 9025048 | 3 |  | 1998-07-01 |  | 1998-07-01 |  | Currently in Use | Gas (Historical Use) | 8000 | Steel-Impressed Current | 1979-01-01 |  | Fiberglass Reinforced Plastic | Pressurized
ENK255 | 4318 OGEECHEE RD | SAVANNAH | Chatham | 9025142 | 3 |  | 1992-10-02 | FALSE | 1992-10-02 | FALSE | Removed from Ground | Gas (Historical Use) | 12000 | Composite Double Walled | 1992-10-02 | 2019-06-27 | Double-Walled Fiberglass | Pressurized
OGEECHEE SHELL | 3618 OGEECHEE RD | SAVANNAH | Chatham | 4250418 | 3 | [5 empty] | Removed from Ground | Gas (Historical Use) | 10000 | Cathodically Protected Steel | 1978-04-30 | 1993-06-08 | Galvanized Steel | Pressurized
ABANDONED/FEED & SEED STORE | 4706 OGEECHEE ROAD | SAVANNAH | Chatham | 9025279 | 3 | [5 empty] | Removed from Ground | Gas (Historical Use) | 4000 | Not Marked/Unknown | 1976-01-01 | 1996-10-29 | Not Marked
ENK185 | 1316 E DERENNE | SAVANNAH | Chatham | 9025282 | 4 | Flapper Valve | 1996-09-05 | FALSE | 1996-09-05 | FALSE | Currently in Use | Diesel | 8000 | Fiberglass Double Walled | 1996-09-05 |  | Double-Walled Flex | Pressurized
UNKNOWN | 3824 OGEECHEE RD | SAVANNAH | Chatham | 9025309 | 1 | [5 empty] | Removed from Ground | Other | 0 | Not Marked/Unknown | 1998-05-01 | 1998-05-01 | Not Marked
GAS STATION | 5703 WATERS AVE | SAVANNAH | Chatham | 9025293 | T3 | [5 empty] | Removed from Ground | Gas (Historical Use) | 3000 | Bare Steel | 1955-01-01 | 1997-02-24 | Bare Steel
ENK185 | 1316 E DERENNE | SAVANNAH | Chatham | 9025282 | 2 | Flapper Valve | 1996-09-05 | FALSE | 1996-09-05 | FALSE | Currently in Use | Plus | 10000 | Fiberglass Double Walled | 1996-09-05 |  | Double-Walled Flex | Pressurized
TIME SAVER #46 | 4402 WATERS AVE | SAVANNAH | Chatham | 4250414 | 3 | [5 empty] | Removed from Ground | Gas (Historical Use) | 8000 | Bare Steel | 1980-05-01 | 1991-01-01 | Galvanized Steel
ZACKS QUICK STOP | 2701 OGEECHEE RD | SAVANNAH | Chatham | 4250465 | 4 |  | 2016-03-20 | FALSE | 2016-03-20 | FALSE | Currently in Use | Regular | 12000 | Composite Double Walled | 2017-05-25 |  | Double-Walled Fiberglass | Pressurized
MR MONEY CHECK CASHER/TIME SAVER | 61 EAST DERENNE AVE | SAVANNAH | Chatham | 4250479 | 4 | [5 empty] | Removed from Ground | Diesel | 550 | Bare Steel | 1985-05-01 | 1993-11-01 | Galvanized Steel | Suction (American)
MR MONEY CHECK CASHER/TIME SAVER | 61 EAST DERENNE AVE | SAVANNAH | Chatham | 4250479 | 5 |  |  | TRUE |  | TRUE | Removed from Ground | Used Oil | 550 | Bare Steel | 1984-04-08 | 1993-11-01 | Galvanized Steel
COMET #2 | 2851 BULL ST | SAVANNAH | Chatham | 4250331 | 2 |  | 1993-01-01 |  | 1993-01-01 |  | Removed from Ground | Gas (Historical Use) | 8000 | Bare Steel | 1999-12-14 | 1999-12-14 | Galvanized Steel | Pressurized
ROADWAY EXPRESS INC | 3501 EDWIN AVE | SAVANNAH | Chatham | 4250333 | 4 | [5 empty] | Removed from Ground | Diesel | 3000 | Bare Steel | 1978-11-01 | 1996-12-11 | Unknown | Safe Suction (Euro)
QUACCO BAIT & TACKLE | 5770 OGEECHEE RD | SAVANNAH | Chatham | 9025003 | 1 | [5 empty] | Removed from Ground | Gas (Historical Use) | 1000 | Bare Steel | 1990-10-01 | 1990-10-01 | Bare Steel
GANESH SV OGEECHEE | 3701 OGEECHEE RD | SAVANNAH | Chatham | 9025179 | 4 | [5 empty] | Removed from Ground | Gas (Historical Use) | 4000 | Not Marked/Unknown | 1994-08-01 | 1994-08-01 | Not Marked
ENK255 | 4318 OGEECHEE RD | SAVANNAH | Chatham | 9025142 | 7 | Flapper Valve | 2019-10-23 | FALSE | 2019-10-23 | FALSE | Currently in Use | Diesel | 12000 | Fiberglass Double Walled | 2019-10-23 |  | Double-Walled Flex | Pressurized
ENK255 | 4318 OGEECHEE RD | SAVANNAH | Chatham | 9025142 | 5 | Flapper Valve | 2019-10-23 | FALSE | 2019-10-23 | FALSE | Currently in Use | Regular | 20000 | Fiberglass Double Walled | 2019-10-23 |  | Double-Walled Flex | Pressurized
ENK255 | 4318 OGEECHEE RD | SAVANNAH | Chatham | 9025142 | 4 |  | 1992-10-02 | FALSE | 1992-10-02 | FALSE | Removed from Ground | Diesel | 6000 | Composite Double Walled | 1992-10-02 | 2019-06-27 | Double-Walled Fiberglass | Pressurized
AMERICAN TRANSMISSION CENTER | 11710 ABERCORN ST EXT | SAVANNAH | Chatham | 9025203 | 2 |  |  | TRUE |  | TRUE | Removed from Ground | Used Oil | 300 | Bare Steel | 1994-12-20 | 1994-12-20 | Bare Steel | Pressurized
GAS STATION | 5703 WATERS AVE | SAVANNAH | Chatham | 9025293 | T1 | [5 empty] | Removed from Ground | Gas (Historical Use) | 3000 | Bare Steel | 1955-01-01 | 1997-02-24 | Bare Steel
TIME SAVER #46 | 4402 WATERS AVE | SAVANNAH | Chatham | 4250414 | 2 | [5 empty] | Removed from Ground | Gas (Historical Use) | 8000 | Bare Steel | 1980-05-01 | 1991-01-01 | Galvanized Steel
ZACKS QUICK STOP | 2701 OGEECHEE RD | SAVANNAH | Chatham | 4250465 | 5B |  | 2016-03-20 | FALSE | 2016-03-20 | FALSE | Currently in Use | E-0 | 4000 | Composite Double Walled | 2016-03-20 |  | Double-Walled Fiberglass | Pressurized
Savannah Market | 130 E VICTORY DR | SAVANNAH | Chatham | 4250475 | 1 | Flapper Valve | 1996-02-01 | FALSE | 1996-02-01 | FALSE | Temporarily out of use | Diesel | 8000 | Steel-Impressed Current | 1982-05-01 |  | Steel (Impressed Current) | Pressurized
PILOT TRAVEL CENTER #072 | 1504 DEAN FOREST RD | SAVANNAH | Chatham | 4250393 | 6 | Flapper Valve | 1996-01-01 | FALSE | 1987-01-01 | FALSE | Currently in Use | Diesel On Road | 20000 | Composite | 1987-10-01 |  | Fiberglass Reinforced Plastic | Pressurized
Savannah Market | 130 E VICTORY DR | SAVANNAH | Chatham | 4250475 | 2 | Flapper Valve | 1996-02-01 | FALSE | 1996-02-01 | FALSE | Currently in Use | Premium | 8000 | Steel-Impressed Current | 1982-05-01 |  | Steel (Impressed Current) | Pressurized
ENK360 | 4202 MONTGOMERY ST | SAVANNAH | Chatham | 4250428 | 4 | Flapper Valve | 1996-03-21 | FALSE | 1996-03-21 | FALSE | Currently in Use | Diesel | 6000 | Steel-Impressed Current | 1986-09-15 |  | Fiberglass Reinforced Plastic | Pressurized
CORNER STOP | 2014 WATERS AVE | SAVANNAH | Chatham | 4250330 | 4 | [5 empty] | Removed from Ground | Gas (Historical Use) | 3000 | Marked Unknown | 1999-12-15 | 1999-12-15 | Unknown
CORNER STOP | 2014 WATERS AVE | SAVANNAH | Chatham | 4250330 | 1 |  | 1999-01-01 |  | 1991-01-01 |  | Removed from Ground | Gas (Historical Use) | 8000 | Steel-Impressed Current | 1990-11-05 | 2014-12-17 | Fiberglass Reinforced Plastic | Pressurized
ROADWAY EXPRESS INC | 3501 EDWIN AVE | SAVANNAH | Chatham | 4250333 | 3 | [5 empty] | Removed from Ground | Diesel | 3000 | Bare Steel | 1978-11-01 | 1996-12-11 | Unknown | Safe Suction (Euro)
BST/SAVANNAH DHQ-R4239 | 6602 ABERCORN ST | SAVANNAH | Chatham | 9025018 | 1 | [5 empty] | Removed from Ground | Other | 3000 | Composite | 1988-05-15 | 1994-11-30 | Bare Steel | Safe Suction (Euro)
AMERICAN TRANS FREIGHT FACILITY | 1460 OLD DEAN FOREST RD | SAVANNAH | Chatham | 9025128 | 1 | [5 empty] | Removed from Ground | Gas (Historical Use) | 0 | Not Marked/Unknown |  | 1899-12-31 | Not Marked
WALTER MITCHELL SHERIFF COMPLEX | 1050 CARL GRIFFIN DR | SAVANNAH | Chatham | 9025116 | 1 | Flapper Valve | 1993-02-18 | FALSE | 1993-02-18 | FALSE | Currently in Use | Regular | 10000 | Fiberglass Double Walled | 1993-02-18 |  | Double-Walled Fiberglass | Pressurized
SAVANNAH FIRE DEPARTMENT | 3000 LIBERTY PKWY | SAVANNAH | Chatham | 4250263 | 3 | [5 empty] | Removed from Ground | Gas (Historical Use) | 550 | Bare Steel | 1981-03-12 | 1996-09-06 | Galvanized Steel
OGEECHEE CENTER U-HAUL | 3802 OGEECHEE RD | SAVANNAH | Chatham | 4250258 | 3 | [5 empty] | Removed from Ground | Diesel | 4000 | Bare Steel | 1983-04-15 | 1996-12-01 | Galvanized Steel
CIRCLE K #7718 | 12000 MIDDLEGROUND RD | SAVANNAH | Chatham | 4250284 | 2 | [5 empty] | Removed from Ground | Gas (Historical Use) | 3000 | Cathodically Protected Steel | 1978-03-24 | 1899-12-31 | Fiberglass Reinforced Plastic | Pressurized
ENK490 | 3511 SKIDAWAY RD | SAVANNAH | Chatham | 4250434 | 1 | [5 empty] | Removed from Ground | Gas (Historical Use) | 6000 | Bare Steel | 1965-05-05 | 1988-12-01 | Galvanized Steel
SMITH SERVICE OIL BULK PLANT | 1600 STALEY AVE | SAVANNAH | Chatham | 4250367 | 7 | [5 empty] | Removed from Ground | Gas (Historical Use) | 1000 | Bare Steel | 1978-01-01 | 1899-12-31 | Galvanized Steel | Safe Suction (Euro)
SMITH SERVICE OIL BULK PLANT | 1600 STALEY AVE | SAVANNAH | Chatham | 4250367 | 4 | [5 empty] | Removed from Ground | Other | 3000 | Bare Steel | 1974-01-22 | 1899-12-31 | Galvanized Steel | Safe Suction (Euro)
SMITH SERVICE OIL BULK PLANT | 1600 STALEY AVE | SAVANNAH | Chatham | 4250367 | 1 | [5 empty] | Removed from Ground | Kerosene | 4000 | Bare Steel | 1974-01-22 | 1899-12-31 | Galvanized Steel | Safe Suction (Euro)
DESOTA GROCERY | 5548 OGEECHEE RD | SAVANNAH | Chatham | 4250387 | 2 |  | 1994-12-12 |  | 1994-12-12 |  | Removed from Ground | Gas (Historical Use) | 8000 | Steel-Impressed Current | 1985-04-21 | 2004-10-20 | Cathodically Protected | Pressurized
PILOT TRAVEL CENTER #072 | 1504 DEAN FOREST RD | SAVANNAH | Chatham | 4250393 | 2 | Flapper Valve | 1996-01-01 | FALSE | 1987-01-01 | FALSE | Currently in Use | Premium | 8000 | Composite | 1987-10-01 |  | Fiberglass Reinforced Plastic | Pressurized
MR MONEY CHECK CASHER/TIME SAVER | 61 EAST DERENNE AVE | SAVANNAH | Chatham | 4250479 | 2 | [5 empty] | Removed from Ground | Gas (Historical Use) | 10000 | Bare Steel | 1967-05-02 | 1994-01-05 | Fiberglass Reinforced Plastic | Pressurized
ENK360 | 4202 MONTGOMERY ST | SAVANNAH | Chatham | 4250428 | 1 | Flapper Valve | 1996-03-21 | FALSE | 1996-03-21 | FALSE | Currently in Use | Plus | 10000 | Steel-Impressed Current | 1975-05-06 |  | Fiberglass Reinforced Plastic | Pressurized
COMET #2 | 2851 BULL ST | SAVANNAH | Chatham | 4250331 | 5 | [5 empty] | Removed from Ground | Other | 1000 | Bare Steel | 1999-12-14 | 1999-12-14 | Galvanized Steel | Safe Suction (Euro)
COMET #2 | 2851 BULL ST | SAVANNAH | Chatham | 4250331 | 4 | [5 empty] | Removed from Ground | Diesel | 2000 | Bare Steel | 1999-12-14 | 1999-12-14 | Galvanized Steel | Safe Suction (Euro)
PUMP N PANTRY #9 | 3717 OGEECHEE RD | SAVANNAH | Chatham | 4250365 | 4 | Ball Float | 1988-05-15 | FALSE | 1988-05-15 | FALSE | Currently in Use | E-10 | 10000 | Composite | 1988-05-30 |  | Fiberglass Reinforced Plastic | Pressurized
PUMP N PANTRY #9 | 3717 OGEECHEE RD | SAVANNAH | Chatham | 4250365 | 7 | Ball Float | 1988-05-15 | FALSE | 1988-05-15 | FALSE | Currently in Use | E-0 | 6000 | Composite | 1988-05-30 |  | Fiberglass Reinforced Plastic | Pressurized
PUMP N PANTRY #9 | 3717 OGEECHEE RD | SAVANNAH | Chatham | 4250365 | 5 | Ball Float | 1988-05-15 | FALSE | 1988-05-15 | FALSE | Temporarily out of use | Plus | 10000 | Composite | 1988-05-30 |  | Fiberglass Reinforced Plastic | Pressurized
CIRCLE K #7720 (FORMER) | US HWY 17 & CHEVIS RD | SAVANNAH | Chatham | 9025010 | 1 | [5 empty] | Permanently Out of Use - historical purposes | Gas (Historical Use) | 1175 | Not Marked/Unknown |  | 1899-12-31 | Not Marked
CIRCLE K #7720 (FORMER) | US HWY 17 & CHEVIS RD | SAVANNAH | Chatham | 9025010 | 4 | [5 empty] | Permanently Out of Use - historical purposes | Gas (Historical Use) | 0 | Not Marked/Unknown |  | 1899-12-31 | Not Marked
LAL TRADING INC | 1220 MONGOMERY ST | SAVANNAH | Chatham | 10002387 | 1B | Ball Float | 2014-11-01 | FALSE | 2014-11-01 | FALSE | Currently in Use | Premium | 3000 | Composite Double Walled | 2014-11-01 |  | Double-Walled Fiberglass | Pressurized
LIBERTY CITY PLAZZA CHEVRON | 1940 MILLS B LANE | SAVANNAH | Chatham | 10002350 | 2A | Ball Float | 2014-04-01 | FALSE | 2014-04-01 | FALSE | Currently in Use | Gas (Historical Use) | 3000 | Composite Double Walled | 2014-02-01 |  | Double-Walled Fiberglass | Pressurized
BYRD HEATING & AIR CONDITIONING | 1606 STALEY AVE | SAVANNAH | Chatham | 9025144 | 2 | [5 empty] | Removed from Ground | Gas (Historical Use) | 3000 | Not Marked/Unknown | 1994-02-01 | 1994-02-01 | Not Marked
BROGDAN'S TEXACO | 5639 OGEECHEE RD | SAVANNAH | Chatham | 9025207 | 4 | [5 empty] | Removed from Ground | Other | 550 | Marked Unknown | 1995-09-27 | 1995-09-27 | Unknown
KILOWATT DR | 3100 KILOWATT DR | SAVANNAH | Chatham | 9025254 | 1 |  | 1998-10-01 |  | 1998-10-01 |  | Removed from Ground | Diesel | 10000 | Fiberglass | 1984-01-01 | 2006-12-06 | Flex | Suction (American)
ENK185 | 1316 E DERENNE | SAVANNAH | Chatham | 9025282 | 1 | Flapper Valve | 1996-09-05 | FALSE | 1996-09-05 | FALSE | Currently in Use | E-10 | 15000 | Fiberglass Double Walled | 1996-09-05 |  | Double-Walled Flex | Pressurized
FUEL PRO #3 | 3006 TREMONT RD | SAVANNAH | Chatham | 9025239 | 3 | Ball Float | 1993-01-01 | FALSE | 1993-01-01 | FALSE | Currently in Use | Diesel Off Road | 6000 | STIP-3/Impressed Current | 1993-08-01 |  | Fiberglass Reinforced Plastic | Pressurized
ENK490 | 3511 SKIDAWAY RD | SAVANNAH | Chatham | 4250434 | 7 | Flapper Valve | 1988-06-02 | FALSE | 1988-06-02 | FALSE | Temporarily out of use | Gas (Historical Use) | 12000 | Composite | 1988-06-02 |  | Fiberglass Reinforced Plastic | Pressurized
BST/SAV DERENNE CO/R2221 | 906 E DERENNE AVE | SAVANNAH | Chatham | 4250437 | 3 | Overfill Alarm | 1997-02-24 | FALSE | 1992-09-24 | FALSE | Currently in Use | Diesel | 6000 | Fiberglass Double Walled | 1992-09-25 |  | Copper/Secondry Containment | Suction (American)
COMET #2 | 2851 BULL ST | SAVANNAH | Chatham | 4250331 | 1 |  | 1993-01-01 |  | 1993-01-01 |  | Removed from Ground | Gas (Historical Use) | 8000 | Bare Steel | 1999-12-14 | 1999-12-14 | Galvanized Steel | Pressurized
SMITH SERVICE OIL BULK PLANT | 1600 STALEY AVE | SAVANNAH | Chatham | 4250367 | 5 | [5 empty] | Removed from Ground | Gas (Historical Use) | 10000 | Bare Steel | 1978-01-21 | 1899-12-31 | Galvanized Steel | Safe Suction (Euro)
TOP SHOP | 401 E MONTGOMERY CROSSROADS | SAVANNAH | Chatham | 9025041 | 2 | Ball Float | 1989-01-01 | FALSE | 1989-01-01 | FALSE | Currently in Use | Regular | 8020 | Galvanic (STIP-3) | 1989-01-01 |  | Fiberglass Reinforced Plastic | Pressurized
ZACKS QUICK STOP | 2701 OGEECHEE RD | SAVANNAH | Chatham | 4250465 | 5A |  | 2016-03-20 | FALSE | 2016-03-20 | FALSE | Currently in Use | Premium | 5000 | Composite Double Walled | 2016-03-20 |  | Double-Walled Fiberglass | Pressurized
ZACKS QUICK STOP | 2701 OGEECHEE RD | SAVANNAH | Chatham | 4250465 | 1 | [5 empty] | Removed from Ground | Gas (Historical Use) | 3000 | Bare Steel | 1972-04-24 | 1991-04-01 | Unknown
ZACKS QUICK STOP | 2701 OGEECHEE RD | SAVANNAH | Chatham | 4250465 | 3 | [5 empty] | Removed from Ground | Gas (Historical Use) | 3000 | Bare Steel | 1991-04-01 | 1991-04-01 | Unknown
MR MONEY CHECK CASHER/TIME SAVER | 61 EAST DERENNE AVE | SAVANNAH | Chatham | 4250479 | 8 |  |  | FALSE |  | FALSE | Removed from Ground | Not Marked/Tank Removed | 5000 | Unknown | 2013-06-18 | 2013-06-18
MR MONEY CHECK CASHER/TIME SAVER | 61 EAST DERENNE AVE | SAVANNAH | Chatham | 4250479 | 6 |  |  | TRUE |  | TRUE | Removed from Ground | Used Oil | 550 | Bare Steel | 1978-04-08 | 1994-01-05 | Galvanized Steel
PUMP N PANTRY #3 | 5411 WHITE BLUFF RD | SAVANNAH | Chatham | 9025031 | 2 | Ball Float | 1990-04-30 | FALSE | 1990-04-30 | FALSE | Removed from Ground | Plus | 10000 | Composite | 1990-04-30 |  | Fiberglass Reinforced Plastic | Pressurized
THE GAS PUMP | 1934 W 52ND ST/MILLS B LANE | SAVANNAH | Chatham | 9025048 | 2 |  | 1998-07-01 |  | 1998-07-01 |  | Currently in Use | Gas (Historical Use) | 8000 | Steel-Impressed Current | 1979-01-01 |  | Fiberglass Reinforced Plastic | Pressurized
TOP SHOP | 401 E MONTGOMERY CROSSROADS | SAVANNAH | Chatham | 9025041 | 3 | Ball Float | 1989-01-01 | FALSE | 1989-01-01 | FALSE | Currently in Use | Regular | 8020 | Galvanic (STIP-3) | 1989-01-01 |  | Fiberglass Reinforced Plastic | Pressurized
QUICK MART | 4906 PAULSEN ST | SAVANNAH | Chatham | 4250281 | 6 | Ball Float | 1981-03-01 | FALSE | 1983-03-01 | FALSE | Currently in Use | Premium | 10000 | Fiberglass | 1987-04-01 |  | Fiberglass Reinforced Plastic | Pressurized
A-1 MOVING SYSTEMS | 1610 STALEY AVE | SAVANNAH | Chatham | 9025044 | 1 |  | 1991-08-01 |  | 1991-08-01 |  | Removed from Ground | Diesel | 8000 | Cathodically Protected Steel | 1991-01-01 | 2002-07-11 | Fiberglass Reinforced Plastic | Safe Suction (Euro)
MCCUEN ELECTRIC | 820 EAST 67TH STR | SAVANNAH | Chatham | 9025140 | 1 | [5 empty] | Removed from Ground | Gas (Historical Use) | 1000 | Bare Steel | 1994-02-01 | 1994-02-01 | Galvanized Steel | Suction (American)
ERICKSONS INC | 813 EAST 68TH ST | SAVANNAH | Chatham | 9025137 | 1 |  |  | FALSE |  | FALSE | Removed from Ground | Gas (Historical Use) | 570 | Unknown | 1999-01-01 | 1999-01-01 | Unknown
MCI/SOUTHOVER DREI-SITE #670 | MITCHELL ST & CSX RR TRACKS | SAVANNAH | Chatham | 9025059 | 1 | [5 empty] | Removed from Ground | Diesel | 500 | Marked Unknown | 1986-01-01 | 1993-11-01 | Bare Steel
QUICK MART | 4906 PAULSEN ST | SAVANNAH | Chatham | 4250281 | 5 | Ball Float | 1981-03-01 | FALSE | 1981-03-01 | FALSE | Currently in Use | Plus | 10000 | Fiberglass | 1987-04-01 |  | Fiberglass Reinforced Plastic | Pressurized
QUICK MART | 4906 PAULSEN ST | SAVANNAH | Chatham | 4250281 | 4 | Ball Float | 1981-03-01 | FALSE | 1981-03-01 | FALSE | Currently in Use | Regular | 10000 | Fiberglass | 1987-04-01 |  | Fiberglass Reinforced Plastic | Pressurized
CIRCLE K #7733/SHOP & GO #733 | 750 PENNSYLVANIA AVE | SAVANNAH | Chatham | 4250275 | 2 | [5 empty] | Removed from Ground | Gas (Historical Use) | 10000 | Bare Steel | 1978-03-24 | 1990-12-01 | Galvanized Steel
SAVANNAH FIRE DEPARTMENT | 3000 LIBERTY PKWY | SAVANNAH | Chatham | 4250263 | 1 | [5 empty] | Removed from Ground | Diesel | 550 | Bare Steel | 1981-03-12 | 1999-06-29 | Galvanized Steel
LAMAR ADVERTISING/PATRICK MEDIA | 1809 STALEY AVE | SAVANNAH | Chatham | 4250217 | 1 | [5 empty] | Removed from Ground | Gas (Historical Use) | 2000 | Bare Steel | 1976-03-07 | 1992-07-01 | Unknown
CARRIE E GOULD ELEMENTARY SCHOOL | 4910 PINELAND DR | SAVANNAH | Chatham | 9025175 | 3 | [5 empty] | Removed from Ground | Diesel | 3000 | Not Marked/Unknown | 1991-06-10 | 1991-06-10 | Not Marked
ENK255 | 4318 OGEECHEE RD | SAVANNAH | Chatham | 9025142 | 2 |  | 1992-10-02 | FALSE | 1992-10-02 | FALSE | Removed from Ground | Gas (Historical Use) | 12000 | Composite Double Walled | 1992-10-02 | 2019-06-27 | Double-Walled Fiberglass | Pressurized
MR MONEY CHECK CASHER/TIME SAVER | 61 EAST DERENNE AVE | SAVANNAH | Chatham | 4250479 | 3 | [5 empty] | Removed from Ground | Gas (Historical Use) | 4000 | Bare Steel | 1985-05-01 | 1994-01-05 | Fiberglass Reinforced Plastic | Pressurized
DISCOUNT CORNER/DERENNE PHILLIPS | 1 EAST DERENNE AVE | SAVANNAH | Chatham | 4250466 | 5 |  | 1993-03-01 |  | 1993-03-01 |  | Removed from Ground | Diesel | 2000 | Not Marked/Unknown | 1979-05-03 | 2011-01-05 | Fiberglass Reinforced Plastic | Pressurized
DISCOUNT CORNER/DERENNE PHILLIPS | 1 EAST DERENNE AVE | SAVANNAH | Chatham | 4250466 | 4 |  | 1993-03-01 |  | 1993-03-01 |  | Removed from Ground | Gas (Historical Use) | 8000 | Not Marked/Unknown | 1979-05-03 | 2011-01-05 | Fiberglass Reinforced Plastic | Pressurized
COMET #2 | 2851 BULL ST | SAVANNAH | Chatham | 4250331 | 3 | [5 empty] | Removed from Ground | Gas (Historical Use) | 2000 | Bare Steel | 1999-12-14 | 1999-12-14 | Galvanized Steel | Safe Suction (Euro)
DESOTA GROCERY | 5548 OGEECHEE RD | SAVANNAH | Chatham | 4250387 | 4 |  | 1994-12-12 |  | 1994-12-12 |  | Removed from Ground | Diesel | 10000 | Steel-Impressed Current | 1985-04-21 | 2004-10-20 | Cathodically Protected | Pressurized
CIRCLE K #7720 (FORMER) | US HWY 17 & CHEVIS RD | SAVANNAH | Chatham | 9025010 | 6 | [5 empty] | Removed from Ground | Gas (Historical Use) | 500 | Not Marked/Unknown |  | 1899-12-31 | Not Marked
SOMMERS #009 | 1502 DEAN FOREST RD | SAVANNAH | Chatham | 9025032 | 1 | [5 empty] | Removed from Ground | Gas (Historical Use) | 6000 | Bare Steel | 1992-03-31 | 1992-03-31 | Unknown | Pressurized
DISCOUNT CORNER/DERENNE PHILLIPS | 1 EAST DERENNE AVE | SAVANNAH | Chatham | 4250466 | 7B | Ball Float | 2010-12-01 | FALSE | 2010-12-01 | FALSE | Currently in Use | Diesel | 5000 | Composite Double Walled | 2010-12-01 |  | Double-Walled Fiberglass | Pressurized
BST/SAV DERENNE CO/R2221 | 906 E DERENNE AVE | SAVANNAH | Chatham | 4250437 | 1 | [5 empty] | Removed from Ground | Empty | 1000 | Bare Steel | 1964-01-01 | 1986-10-01 | Galvanized Steel
PUMP N PANTRY #9 | 3717 OGEECHEE RD | SAVANNAH | Chatham | 4250365 | 3 | [5 empty] | Removed from Ground | Empty | 3000 | Bare Steel | 1956-01-30 | 1988-05-01 | Galvanized Steel
SMITH SERVICE OIL BULK PLANT | 1600 STALEY AVE | SAVANNAH | Chatham | 4250367 | 8 | [5 empty] | Removed from Ground | Other | 4000 | Bare Steel | 1985-01-21 | 1899-12-31 | Galvanized Steel | Gravity Fed
SMITH SERVICE OIL BULK PLANT | 1600 STALEY AVE | SAVANNAH | Chatham | 4250367 | 2 | [5 empty] | Removed from Ground | Kerosene | 3000 | Bare Steel | 1974-01-22 | 1899-12-31 | Galvanized Steel | Safe Suction (Euro)
CIRCLE K #7720 (FORMER) | US HWY 17 & CHEVIS RD | SAVANNAH | Chatham | 9025010 | 2 | [5 empty] | Permanently Out of Use - historical purposes | Gas (Historical Use) | 4000 | Not Marked/Unknown |  | 1899-12-31 | Not Marked
PUMP N PANTRY #3 | 5411 WHITE BLUFF RD | SAVANNAH | Chatham | 9025031 | 3 | Ball Float | 1990-04-30 | FALSE | 1990-04-30 | FALSE | Removed from Ground | Premium | 10000 | Composite | 1990-04-30 |  | Fiberglass Reinforced Plastic | Pressurized
TOP SHOP | 401 E MONTGOMERY CROSSROADS | SAVANNAH | Chatham | 9025041 | 5 | Ball Float | 1989-01-01 | FALSE | 1989-01-01 | FALSE | Currently in Use | E-0 | 4010 | Galvanic (STIP-3) | 1989-01-01 |  | Fiberglass Reinforced Plastic | Pressurized
ERICKSONS INC | 813 EAST 68TH ST | SAVANNAH | Chatham | 9025137 | 3 | [5 empty] | Removed from Ground | Gas (Historical Use) | 1000 | Cathodically Protected Steel | 1994-05-11 | 1994-05-11 | Cathodically Protected | Safe Suction (Euro)
CIRCLE K #7718 | 12000 MIDDLEGROUND RD | SAVANNAH | Chatham | 4250284 | 2S |  | 1993-03-06 |  | 1993-03-06 |  | Removed from Ground | Gas (Historical Use) | 5000 | Galvanic (STIP-3) | 1993-03-06 | 2004-03-30 | Fiberglass Reinforced Plastic | Pressurized
PUMP N PANTRY #3 | 5411 WHITE BLUFF RD | SAVANNAH | Chatham | 9025031 | 1 | Ball Float | 1990-04-30 | FALSE | 1990-04-30 | FALSE | Removed from Ground | E-10 | 10000 | Composite | 1990-04-30 |  | Fiberglass Reinforced Plastic | Pressurized
TOP SHOP | 401 E MONTGOMERY CROSSROADS | SAVANNAH | Chatham | 9025041 | 1 | Ball Float | 1989-01-01 | FALSE | 1989-01-01 | FALSE | Currently in Use | Premium | 8020 | Galvanic (STIP-3) | 1989-01-01 |  | Fiberglass Reinforced Plastic | Pressurized
TOP SHOP | 401 E MONTGOMERY CROSSROADS | SAVANNAH | Chatham | 9025041 | 4 | Ball Float | 1989-01-01 | FALSE | 1989-01-01 | FALSE | Currently in Use | Diesel | 4010 | Galvanic (STIP-3) | 1989-01-01 |  | Fiberglass Reinforced Plastic | Pressurized
A-1 MOVING SYSTEMS | 1610 STALEY AVE | SAVANNAH | Chatham | 9025044 | 2 |  | 1991-08-01 |  | 1991-08-01 |  | Removed from Ground | Gas (Historical Use) | 2000 | Cathodically Protected Steel | 1991-01-01 | 2002-07-11 | Fiberglass Reinforced Plastic | Safe Suction (Euro)
QUICK MART | 4906 PAULSEN ST | SAVANNAH | Chatham | 4250281 | 3 | [5 empty] | Removed from Ground | Gas (Historical Use) | 4000 | Bare Steel | 1981-03-24 | 1993-04-19 | Galvanized Steel
CIRCLE K #7732 | 104 TIBET AVE | SAVANNAH | Chatham | 4250276 | 2 |  | 1994-06-17 |  | 1994-06-17 |  | Removed from Ground | Gas (Historical Use) | 10000 | Fiberglass | 1988-01-01 | 2005-02-23 | Fiberglass Reinforced Plastic | Pressurized
PILOT TRAVEL CENTER #072 | 1504 DEAN FOREST RD | SAVANNAH | Chatham | 4250393 | 1 | Flapper Valve | 1996-01-01 | FALSE | 1987-10-01 | FALSE | Currently in Use | Diesel On Road | 8000 | Composite | 1987-10-01 |  | Fiberglass Reinforced Plastic | Pressurized
DISCOUNT CORNER/DERENNE PHILLIPS | 1 EAST DERENNE AVE | SAVANNAH | Chatham | 4250466 | 3 |  | 1993-03-01 |  | 1993-03-01 |  | Removed from Ground | Gas (Historical Use) | 8000 | Not Marked/Unknown | 1971-05-03 | 2011-01-05 | Fiberglass Reinforced Plastic | Pressurized
VACANT | 5450 MONTGOMERY ST | SAVANNAH | Chatham | 4250468 | 1 | [5 empty] | Removed from Ground | Empty | 8000 | Bare Steel | 1980-05-02 | 1998-04-14 | Bare Steel | Pressurized
PUMP N PANTRY #9 | 3717 OGEECHEE RD | SAVANNAH | Chatham | 4250365 | 6 | Ball Float | 1988-05-15 | FALSE | 1988-05-15 | FALSE | Currently in Use | Premium | 10000 | Composite | 1988-05-30 |  | Fiberglass Reinforced Plastic | Pressurized
PUMP N PANTRY #9 | 3717 OGEECHEE RD | SAVANNAH | Chatham | 4250365 | 8 | Ball Float | 1988-05-15 | FALSE | 1988-05-15 | FALSE | Currently in Use | Diesel On Road | 4000 | Composite | 1988-05-30 |  | Fiberglass Reinforced Plastic | Pressurized
CIRCLE K #7720 (FORMER) | US HWY 17 & CHEVIS RD | SAVANNAH | Chatham | 9025010 | 3 | [5 empty] | Permanently Out of Use - historical purposes | Gas (Historical Use) | 3000 | Not Marked/Unknown |  | 1899-12-31 | Not Marked
SOMMERS #009 | 1502 DEAN FOREST RD | SAVANNAH | Chatham | 9025032 | 2 | [5 empty] | Removed from Ground | Gas (Historical Use) | 6000 | Marked Unknown | 1992-03-31 | 1992-03-31 | Unknown | Pressurized
SOMMERS #009 | 1502 DEAN FOREST RD | SAVANNAH | Chatham | 9025032 | 5B | Ball Float |  | FALSE |  | FALSE | Currently in Use | Plus | 5000 | Composite | 1992-03-23 |  | Fiberglass Reinforced Plastic
CIRCLE K #7718 | 12000 MIDDLEGROUND RD | SAVANNAH | Chatham | 4250284 | 2U |  | 1993-03-06 |  | 1993-03-06 |  | Removed from Ground | Gas (Historical Use) | 5000 | Galvanic (STIP-3) | 1993-03-06 | 2004-03-30 | Fiberglass Reinforced Plastic | Pressurized
DERENNE CHEVRON | 600 EAST DERENNE AVE | SAVANNAH | Chatham | 4250295 | 1 | [5 empty] | Removed from Ground | Gas (Historical Use) | 10000 | Bare Steel | 1969-03-24 | 1987-02-15 | Bare Steel
J C LOWERY MOTOR CO | 3615 HWY 17 S | SAVANNAH | Chatham | 4250229 | 4 | [5 empty] | Closed in Ground | Gas (Historical Use) | 1000 | Composite | 1975-02-01 | 1975-02-01 | Unknown
ARA/SMITH'S/SAVANNAH | 130 PINE MEADOW RD | SAVANNAH | Chatham | 4250249 | 1AST | [5 empty] | Currently in Use | Gas (Historical Use) | 500 | Bare Steel | 1982-03-12 |  | Galvanized Steel
MCI/SOUTHOVER DREI-SITE #670 | MITCHELL ST & CSX RR TRACKS | SAVANNAH | Chatham | 9025059 | 2 | [5 empty] | Removed from Ground | Diesel | 600 | Unknown | 1993-12-03 | 1994-10-01 | Double Walled | Suction (American)
SAVANNAH FIRE DEPARTMENT | 3000 LIBERTY PKWY | SAVANNAH | Chatham | 4250263 | 2 | [5 empty] | Removed from Ground | Diesel | 550 | Bare Steel | 1981-03-12 | 1996-09-06 | Galvanized Steel
CIRCLE K #7703/SHOP & GO #703 | 4918 OGEECHEE RD | SAVANNAH | Chatham | 4250292 | 3 | [5 empty] | Removed from Ground | Gas (Historical Use) | 4000 | Bare Steel | 1981-03-24 | 1993-11-23 | Bare Steel | Suction (American)
CIRCLE K #7715 | 10 QUACCO RD | SAVANNAH | Chatham | 4250286 | 2 | [5 empty] | Removed from Ground | Gas (Historical Use) | 3000 | Bare Steel | 1976-03-24 | 1991-09-16 | Galvanized Steel
KILOWATT DR OPERATIONS FACILITY | 3102 KILOWATT DR | SAVANNAH | Chatham | 4250223 | 2 |  | 1989-12-11 |  | 1989-12-11 |  | Closed in Ground | Diesel | 6000 | Unknown | 1986-03-07 | 2014-06-08 | Fiberglass Reinforced Plastic | Pressurized
CSX TRANSPORTATION/CTC BLDG | 528 STUART ST | SAVANNAH | Chatham | 9025120 | 1 | [5 empty] | Removed from Ground | Diesel | 2000 | Bare Steel | 1993-07-21 | 1993-07-21 | Bare Steel
OGEECHEE CENTER U-HAUL | 3802 OGEECHEE RD | SAVANNAH | Chatham | 4250258 | 2 | [5 empty] | Removed from Ground | Gas (Historical Use) | 4000 | Bare Steel | 1983-04-15 | 1996-12-01 | Galvanized Steel
DERENNE CHEVRON | 600 EAST DERENNE AVE | SAVANNAH | Chatham | 4250295 | 2 | [5 empty] | Removed from Ground | Gas (Historical Use) | 5000 | Bare Steel | 1969-03-24 | 1987-02-15 | Bare Steel
ADVANCE RELOCATION & STORAGE | 3488 OGEECHEE RD | SAVANNAH | Chatham | 4250239 | 1 | [5 empty] | Removed from Ground | Gas (Historical Use) | 2000 | Cathodically Protected Steel | 1985-03-19 | 1992-10-13 | Cathodically Protected
ADVANCE RELOCATION & STORAGE | 3488 OGEECHEE RD | SAVANNAH | Chatham | 4250239 | 4 |  | 1992-10-26 |  | 1992-10-26 |  | Removed from Ground | Diesel | 4000 | Composite | 1992-10-14 | 2002-10-03 | Fiberglass Reinforced Plastic | Suction (American)
QUACCO BAIT & TACKLE | 5770 OGEECHEE RD | SAVANNAH | Chatham | 9025003 | 3 | [5 empty] | Removed from Ground | Gas (Historical Use) | 500 | Bare Steel | 1990-10-01 | 1990-10-01 | Bare Steel
CIRCLE K #7728 | 11204 WHITE BLUFF RD | SAVANNAH | Chatham | 4250278 | 2 | [5 empty] | Removed from Ground | Gas (Historical Use) | 10000 | Bare Steel | 1978-03-24 | 1993-08-23 | Galvanized Steel | Suction (American)
CIRCLE K #7732 | 104 TIBET AVE | SAVANNAH | Chatham | 4250276 | 5 |  | 1994-06-17 |  | 1994-06-17 |  | Removed from Ground | Gas (Historical Use) | 10000 | Fiberglass | 1988-01-01 | 2005-02-23 | Fiberglass Reinforced Plastic | Pressurized
CIRCLE K #7715 | 10 QUACCO RD | SAVANNAH | Chatham | 4250286 | 3 | [5 empty] | Removed from Ground | Gas (Historical Use) | 3000 | Bare Steel | 1976-03-24 | 1991-09-16 | Galvanized Steel
J Montgomery, LLC dba Pump-N-Go #2 | 201 E MONTGOMERY CROSS RD | SAVANNAH | Chatham | 4250287 | 5 | Flapper Valve | 1998-04-01 | FALSE | 1998-04-01 | FALSE | Currently in Use | Premium | 6000 | Epoxy | 1998-04-01 |  | Fiberglass Reinforced Plastic | Pressurized
J Montgomery, LLC dba Pump-N-Go #2 | 201 E MONTGOMERY CROSS RD | SAVANNAH | Chatham | 4250287 | 4 | Flapper Valve | 1998-04-01 | FALSE | 1998-04-01 | FALSE | Currently in Use | Regular | 10000 | Epoxy | 1998-04-01 |  | Fiberglass Reinforced Plastic | Pressurized
PEPSI COLA BOTTLERS OF SAVANNAH | 4009 MONTGOMERY ST | SAVANNAH | Chatham | 4250241 | 5 | [5 empty] | Removed from Ground | Diesel | 10000 | Cathodically Protected Steel | 1988-08-01 | 1991-04-18 | Galvanized Steel
Savannah Market | 130 E VICTORY DR | SAVANNAH | Chatham | 4250475 | 3 | Flapper Valve | 1996-02-01 | FALSE | 1996-02-01 | FALSE | Currently in Use | Regular | 4000 | Steel-Impressed Current | 1982-05-01 |  | Steel (Impressed Current) | Pressurized
DISCOUNT CORNER/DERENNE PHILLIPS | 1 EAST DERENNE AVE | SAVANNAH | Chatham | 4250466 | 7A | Ball Float | 2010-12-01 | FALSE | 2010-12-01 | FALSE | Currently in Use | Premium | 3000 | Composite Double Walled | 2010-12-01 |  | Double-Walled Fiberglass | Pressurized
COMET #2 | 2851 BULL ST | SAVANNAH | Chatham | 4250331 | 6 | [5 empty] | Removed from Ground | Gas (Historical Use) | 1000 | Marked Unknown | 1999-12-14 | 1999-12-14 | Unknown
SMITH SERVICE OIL BULK PLANT | 1600 STALEY AVE | SAVANNAH | Chatham | 4250367 | 3 | [5 empty] | Removed from Ground | Other | 3000 | Bare Steel | 1974-01-22 | 1899-12-31 | Galvanized Steel | Safe Suction (Euro)
DESOTA GROCERY | 5548 OGEECHEE RD | SAVANNAH | Chatham | 4250387 | 3 |  | 1994-12-12 |  | 1994-12-12 |  | Removed from Ground | Gas (Historical Use) | 8000 | Steel-Impressed Current | 1985-04-21 | 2004-10-20 | Cathodically Protected | Pressurized
BST/SVC OPERATIONS CTR/R2289 | 4905 PAULSEN ST | SAVANNAH | Chatham | 9025007 | 2 | [5 empty] | Removed from Ground | Gas (Historical Use) | 3000 | Bare Steel | 1957-01-01 | 1990-11-16 | Bare Steel | Pressurized
WALTER MITCHELL SHERIFF COMPLEX | 1050 CARL GRIFFIN DR | SAVANNAH | Chatham | 9025116 | 2 | Flapper Valve | 1993-02-18 | FALSE | 1993-02-18 | FALSE | Currently in Use | Regular | 10000 | Fiberglass Double Walled | 1993-02-18 |  | Double-Walled Fiberglass | Pressurized
CIRCLE K #7728 | 11204 WHITE BLUFF RD | SAVANNAH | Chatham | 4250278 | 1 | [5 empty] | Removed from Ground | Gas (Historical Use) | 10000 | Bare Steel | 1978-03-24 | 1993-08-23 | Galvanized Steel | Suction (American)
CIRCLE K #7703/SHOP & GO #703 | 4918 OGEECHEE RD | SAVANNAH | Chatham | 4250292 | 2 | [5 empty] | Removed from Ground | Gas (Historical Use) | 3000 | Bare Steel | 1981-03-24 | 1993-11-23 | Bare Steel | Suction (American)
CIRCLE K #7718 | 12000 MIDDLEGROUND RD | SAVANNAH | Chatham | 4250284 | 3 | [5 empty] | Removed from Ground | Gas (Historical Use) | 3000 | Cathodically Protected Steel | 1978-03-24 | 1899-12-31 | Fiberglass Reinforced Plastic | Pressurized
CIRCLE K #7715 | 10 QUACCO RD | SAVANNAH | Chatham | 4250286 | 1 | [5 empty] | Removed from Ground | Gas (Historical Use) | 4000 | Bare Steel | 1976-03-24 | 1991-09-16 | Galvanized Steel
J Montgomery, LLC dba Pump-N-Go #2 | 201 E MONTGOMERY CROSS RD | SAVANNAH | Chatham | 4250287 | 3 | [5 empty] | Removed from Ground | Gas (Historical Use) | 8000 | Bare Steel | 1980-04-01 | 1998-04-01 | Galvanized Steel | Suction (American)
CIRCLE K #7701/SHOP & GO #701 | 5405 MONTGOMERY ST | SAVANNAH | Chatham | 4250294 | 3 | [5 empty] | Removed from Ground | Gas (Historical Use) | 10000 | Bare Steel | 1983-03-25 | 1993-08-16 | Bare Steel | Pressurized
PEPSI COLA BOTTLERS OF SAVANNAH | 4009 MONTGOMERY ST | SAVANNAH | Chatham | 4250241 | 4 | [5 empty] | Removed from Ground | Gas (Historical Use) | 2000 | Bare Steel | 1973-03-18 | 1988-08-01 | Galvanized Steel
PEPSI COLA BOTTLERS OF SAVANNAH | 4009 MONTGOMERY ST | SAVANNAH | Chatham | 4250241 | 1 | [5 empty] | Removed from Ground | Diesel | 10000 | Bare Steel | 1979-03-19 | 1991-04-18 | Galvanized Steel
ROLANDS BONDED WAREHOUSE INC | 550 TELFAIR ROAD | SAVANNAH | Chatham | 9025220 | 168485 |  | 1990-06-23 |  | 1990-06-23 |  | Removed from Ground | Gas (Historical Use) | 2000 | Galvanic (STIP-3) | 1990-06-22 | 2007-12-05 | Fiberglass Reinforced Plastic | Suction (American)
ENK490 | 3511 SKIDAWAY RD | SAVANNAH | Chatham | 4250434 | 3 | [5 empty] | Removed from Ground | Gas (Historical Use) | 3000 | Bare Steel | 1972-05-05 | 1988-12-01 | Galvanized Steel
QUICK MART | 4906 PAULSEN ST | SAVANNAH | Chatham | 4250281 | 2 | [5 empty] | Removed from Ground | Gas (Historical Use) | 4000 | Bare Steel | 1981-03-24 | 1993-04-19 | Galvanized Steel
CIRCLE K #7733/SHOP & GO #733 | 750 PENNSYLVANIA AVE | SAVANNAH | Chatham | 4250275 | 1 | [5 empty] | Removed from Ground | Gas (Historical Use) | 10000 | Bare Steel | 1978-03-24 | 1990-12-01 | Galvanized Steel
PILOT TRAVEL CENTER #072 | 1504 DEAN FOREST RD | SAVANNAH | Chatham | 4250393 | 3 | Flapper Valve | 1996-01-01 | FALSE | 1987-01-01 | FALSE | Currently in Use | E-10 | 8000 | Composite | 1987-10-01 |  | Fiberglass Reinforced Plastic | Pressurized
DISCOUNT CORNER/DERENNE PHILLIPS | 1 EAST DERENNE AVE | SAVANNAH | Chatham | 4250466 | 1 |  | 1993-03-01 |  | 1993-03-01 |  | Removed from Ground | Gas (Historical Use) | 8000 | Not Marked/Unknown | 1971-05-03 | 2011-01-04 | Fiberglass Reinforced Plastic | Pressurized
ENK490 | 3511 SKIDAWAY RD | SAVANNAH | Chatham | 4250434 | 6 | [5 empty] | Removed from Ground | Gas (Historical Use) | 3000 | Bare Steel | 1965-05-05 | 1988-12-01 | Galvanized Steel
DESOTA GROCERY | 5548 OGEECHEE RD | SAVANNAH | Chatham | 4250387 | 1 |  | 1994-12-12 |  | 1994-12-12 |  | Removed from Ground | Gas (Historical Use) | 10000 | Steel-Impressed Current | 1985-04-21 | 2004-10-20 | Cathodically Protected | Pressurized
QUACCO BAIT & TACKLE | 5770 OGEECHEE RD | SAVANNAH | Chatham | 9025003 | 2 | [5 empty] | Removed from Ground | Gas (Historical Use) | 1000 | Bare Steel | 1990-10-01 | 1990-10-01 | Bare Steel
SOMMERS #009 | 1502 DEAN FOREST RD | SAVANNAH | Chatham | 9025032 | 4 |  | 1992-03-23 | FALSE | 1992-03-23 | FALSE | Currently in Use | E-10 | 10000 | Composite | 1992-03-23 |  | Fiberglass Reinforced Plastic | Pressurized
DISCOUNT CORNER/DERENNE PHILLIPS | 1 EAST DERENNE AVE | SAVANNAH | Chatham | 4250466 | 2 |  | 1993-03-01 |  | 1993-03-01 |  | Removed from Ground | Gas (Historical Use) | 8000 | Not Marked/Unknown | 1971-05-03 | 2011-01-05 | Fiberglass Reinforced Plastic | Pressurized
VACANT | 5450 MONTGOMERY ST | SAVANNAH | Chatham | 4250468 | 2 | [5 empty] | Removed from Ground | Empty | 8000 | Bare Steel | 1980-05-02 | 1998-04-14 | Bare Steel | Pressurized
BST/SAV DERENNE CO/R2221 | 906 E DERENNE AVE | SAVANNAH | Chatham | 4250437 | 2 | [5 empty] | Removed from Ground | Diesel | 2000 | Bare Steel | 1973-07-17 | 1992-09-02 | Copper | Suction (American)
CORNER STOP | 2014 WATERS AVE | SAVANNAH | Chatham | 4250330 | 2 |  | 1991-01-01 |  | 1991-01-01 |  | Removed from Ground | Gas (Historical Use) | 8000 | Steel-Impressed Current | 1999-01-01 | 2014-12-17 | Fiberglass Reinforced Plastic | Pressurized
SOMMERS #009 | 1502 DEAN FOREST RD | SAVANNAH | Chatham | 9025032 | 3 | [5 empty] | Removed from Ground | Gas (Historical Use) | 6000 | Marked Unknown | 1992-03-31 | 1992-03-31 | Unknown | Pressurized
CIRCLE K #7715 | 10 QUACCO RD | SAVANNAH | Chatham | 4250286 | 4 | [5 empty] | Removed from Ground | Gas (Historical Use) | 4000 | Bare Steel | 1984-03-24 | 1991-09-16 | Galvanized Steel
ADVANCE RELOCATION & STORAGE | 3488 OGEECHEE RD | SAVANNAH | Chatham | 4250239 | 3 |  | 1992-10-26 |  | 1992-10-26 |  | Removed from Ground | Gas (Historical Use) | 2000 | Composite | 1992-10-14 | 2002-10-03 | Fiberglass Reinforced Plastic | Suction (American)
J C LOWERY MOTOR CO | 3615 HWY 17 S | SAVANNAH | Chatham | 4250229 | 3 | [5 empty] | Closed in Ground | Gas (Historical Use) | 1000 | Composite | 1975-02-01 | 1975-02-01 | Unknown
PEPSI COLA BOTTLERS OF SAVANNAH | 4009 MONTGOMERY ST | SAVANNAH | Chatham | 4250241 | 3 | [5 empty] | Removed from Ground | Gas (Historical Use) | 2000 | Bare Steel | 1973-03-18 | 1988-08-01 | Galvanized Steel
ARA/SMITH'S/SAVANNAH | 130 PINE MEADOW RD | SAVANNAH | Chatham | 4250249 | 2AST | [5 empty] | Currently in Use | Diesel | 10000 | Bare Steel | 1982-03-12 |  | Galvanized Steel
CSX TRANSPORTATION/CTC BLDG | 528 STUART ST | SAVANNAH | Chatham | 9025120 | 2 | [5 empty] | Removed from Ground | Diesel | 100 | Bare Steel | 1993-07-21 | 1993-07-21 | Bare Steel
QUICK MART | 4906 PAULSEN ST | SAVANNAH | Chatham | 4250281 | 1 | [5 empty] | Removed from Ground | Gas (Historical Use) | 3000 | Bare Steel | 1981-03-24 | 1993-04-19 | Galvanized Steel
OGEECHEE CENTER U-HAUL | 3802 OGEECHEE RD | SAVANNAH | Chatham | 4250258 | 4 |  |  | TRUE |  | TRUE | Removed from Ground | Used Oil | 550 | Bare Steel | 1982-01-01 | 1996-12-01 | Galvanized Steel
DERENNE CHEVRON | 600 EAST DERENNE AVE | SAVANNAH | Chatham | 4250295 | 4 |  | 1998-02-01 | TRUE | 1998-02-01 | TRUE | Removed from Ground | Used Oil | 1000 | Fiberglass | 1982-03-24 | 1987-02-01 | Fiberglass Reinforced Plastic
DERENNE CHEVRON | 600 EAST DERENNE AVE | SAVANNAH | Chatham | 4250295 | 7 |  | 1998-02-01 |  | 1998-02-01 |  | Removed from Ground | Gas (Historical Use) | 10000 | Fiberglass | 1987-02-17 | 2003-09-04 | Fiberglass Reinforced Plastic
SOMMERS #009 | 1502 DEAN FOREST RD | SAVANNAH | Chatham | 9025032 | 7 |  |  | TRUE |  | TRUE | Removed from Ground | Used Oil | 550 | Marked Unknown |  | 1899-12-31 | Unknown
NONE | 121 PROSPERITY DR | SAVANNAH | Chatham | 9025119 | 1 | [5 empty] | Removed from Ground | Gas (Historical Use) | 10000 | Bare Steel | 1993-09-01 | 1993-09-01 | Galvanized Steel | Suction (American)
CIRCLE K #7718 | 12000 MIDDLEGROUND RD | SAVANNAH | Chatham | 4250284 | 1 | [5 empty] | Removed from Ground | Gas (Historical Use) | 4000 | Cathodically Protected Steel | 1978-03-24 | 1899-12-31 | Fiberglass Reinforced Plastic | Pressurized
CIRCLE K #7701/SHOP & GO #701 | 5405 MONTGOMERY ST | SAVANNAH | Chatham | 4250294 | 2 | [5 empty] | Removed from Ground | Gas (Historical Use) | 10000 | Bare Steel | 1983-03-25 | 1993-08-16 | Bare Steel | Pressurized
DERENNE CHEVRON | 600 EAST DERENNE AVE | SAVANNAH | Chatham | 4250295 | 5 |  | 1998-02-01 |  | 1998-02-01 |  | Removed from Ground | Gas (Historical Use) | 10000 | Fiberglass | 1987-02-17 | 2003-09-04 | Fiberglass Reinforced Plastic
DAISS CHEVRON | 4307 BULL ST | SAVANNAH | Chatham | 4250247 | 1 | [5 empty] | Removed from Ground | Gas (Historical Use) | 4000 | Bare Steel | 1976-03-21 | 1998-08-24 | Galvanized Steel
PUMP N PANTRY #9 | 3717 OGEECHEE RD | SAVANNAH | Chatham | 4250365 | 1 | [5 empty] | Removed from Ground | Empty | 3000 | Bare Steel | 1956-01-30 | 1988-05-01 | Galvanized Steel
CIRCLE K #7720 (FORMER) | US HWY 17 & CHEVIS RD | SAVANNAH | Chatham | 9025010 | 5 | [5 empty] | Removed from Ground | Kerosene | 500 | Not Marked/Unknown |  | 1899-12-31 | Not Marked
SOMMERS #009 | 1502 DEAN FOREST RD | SAVANNAH | Chatham | 9025032 | 5A | Ball Float | 1992-03-23 | FALSE | 1992-03-23 | FALSE | Currently in Use | Premium | 5000 | Composite | 1992-03-23 |  | Fiberglass Reinforced Plastic | Pressurized
IDSI | 68 ROSS RD | SAVANNAH | Chatham | 9025072 | 1 | [5 empty] | Removed from Ground | Gas (Historical Use) | 2000 | Bare Steel | 1992-06-01 | 1992-06-01 | Galvanized Steel
OGEECHEE CENTER U-HAUL | 3802 OGEECHEE RD | SAVANNAH | Chatham | 4250258 | 1 | [5 empty] | Removed from Ground | Gas (Historical Use) | 4000 | Bare Steel | 1983-04-15 | 1996-12-01 | Galvanized Steel
AMERICAN TRANS FREIGHT FACILITY | 1460 OLD DEAN FOREST RD | SAVANNAH | Chatham | 9025128 | 2 | [5 empty] | Removed from Ground | Gas (Historical Use) | 0 | Not Marked/Unknown |  | 1899-12-31 | Not Marked
SIPPLES MORTURARY INC | 5525 ABERCORN ST | SAVANNAH | Chatham | 4250307 | 1 | [5 empty] | Removed from Ground | Gas (Historical Use) | 1000 | Bare Steel | 1981-03-25 | 1988-01-01 | Galvanized Steel
CIRCLE K #7703/SHOP & GO #703 | 4918 OGEECHEE RD | SAVANNAH | Chatham | 4250292 | 1 | [5 empty] | Removed from Ground | Gas (Historical Use) | 3000 | Bare Steel | 1981-03-24 | 1993-11-23 | Bare Steel | Suction (American)
CIRCLE K #7701/SHOP & GO #701 | 5405 MONTGOMERY ST | SAVANNAH | Chatham | 4250294 | 4 | [5 empty] | Removed from Ground | Diesel | 10000 | Bare Steel | 1983-03-25 | 1993-08-16 | Bare Steel | Pressurized
CIRCLE K #7701/SHOP & GO #701 | 5405 MONTGOMERY ST | SAVANNAH | Chatham | 4250294 | 1 | [5 empty] | Removed from Ground | Gas (Historical Use) | 10000 | Bare Steel | 1983-03-25 | 1993-08-16 | Bare Steel | Pressurized
DAISS CHEVRON | 4307 BULL ST | SAVANNAH | Chatham | 4250247 | 2 | [5 empty] | Removed from Ground | Gas (Historical Use) | 4000 | Bare Steel | 1976-03-21 | 1998-08-24 | Galvanized Steel
DERENNE CHEVRON | 600 EAST DERENNE AVE | SAVANNAH | Chatham | 4250295 | 3 | [5 empty] | Removed from Ground | Gas (Historical Use) | 10000 | Bare Steel | 1969-03-24 | 1987-02-15 | Bare Steel
ADVANCE RELOCATION & STORAGE | 3488 OGEECHEE RD | SAVANNAH | Chatham | 4250239 | 2 | [5 empty] | Removed from Ground | Diesel | 4000 | Cathodically Protected Steel | 1985-03-19 | 1992-10-13 | Cathodically Protected
CIRCLE K #7718 | 12000 MIDDLEGROUND RD | SAVANNAH | Chatham | 4250284 | 1B |  | 1993-03-06 |  | 1993-03-06 |  | Removed from Ground | Gas (Historical Use) | 8000 | Galvanic (STIP-3) | 1993-03-06 | 2004-03-30 | Fiberglass Reinforced Plastic | Pressurized
WASTE MANAGEMENT OF GEORGIA INC | 2141 GAMBLE RD | SAVANNAH | Chatham | 4250238 | 1 | [5 empty] | Removed from Ground | Diesel | 10000 | Bare Steel | 1980-01-31 | 1998-02-11 | Galvanized Steel | Safe Suction (Euro)
CERTAINTEED CORP | FOUNDATION DR | SAVANNAH | Chatham | 4250158 | 2 | [5 empty] | Removed from Ground | Gas (Historical Use) | 550 | Bare Steel | 1965-02-21 | 1992-01-01 | Unknown
J C LOWERY MOTOR CO | 3615 HWY 17 S | SAVANNAH | Chatham | 4250229 | 2 | [5 empty] | Closed in Ground | Gas (Historical Use) | 1000 | Composite | 1975-02-01 | 1975-02-01 | Unknown
DERENNE CHEVRON | 600 EAST DERENNE AVE | SAVANNAH | Chatham | 4250295 | 6 |  | 1998-02-01 |  | 1998-02-01 |  | Removed from Ground | Gas (Historical Use) | 5000 | Fiberglass | 1987-02-17 | 2003-09-04 | Fiberglass Reinforced Plastic
J C LOWERY MOTOR CO | 3615 HWY 17 S | SAVANNAH | Chatham | 4250229 | 1 | [5 empty] | Closed in Ground | Gas (Historical Use) | 1000 | Composite | 1975-02-01 | 1975-02-01 | Unknown
DAISS CHEVRON | 4307 BULL ST | SAVANNAH | Chatham | 4250247 | 5 |  |  | TRUE |  | TRUE | Closed in Ground | Used Oil | 250 | Marked Unknown | 1995-09-25 | 1995-09-25 | Unknown
DAISS CHEVRON | 4307 BULL ST | SAVANNAH | Chatham | 4250247 | 4 | [5 empty] | Removed from Ground | Diesel | 2000 | Bare Steel | 1980-03-21 | 1998-08-24 | Galvanized Steel
DAISS CHEVRON | 4307 BULL ST | SAVANNAH | Chatham | 4250247 | 3 | [5 empty] | Removed from Ground | Gas (Historical Use) | 4000 | Bare Steel | 1976-03-21 | 1998-08-24 | Galvanized Steel
CIRCLE K #7732 | 104 TIBET AVE | SAVANNAH | Chatham | 4250276 | 4 |  | 1994-06-17 |  | 1994-06-17 |  | Removed from Ground | Gas (Historical Use) | 10000 | Fiberglass | 1988-01-01 | 2005-02-23 | Fiberglass Reinforced Plastic | Pressurized
CIRCLE K #7703/SHOP & GO #703 | 4918 OGEECHEE RD | SAVANNAH | Chatham | 4250292 | 4 | [5 empty] | Removed from Ground | Diesel | 2000 | Bare Steel | 1981-03-24 | 1993-11-23 | Bare Steel | Suction (American)
J Montgomery, LLC dba Pump-N-Go #2 | 201 E MONTGOMERY CROSS RD | SAVANNAH | Chatham | 4250287 | 1 | [5 empty] | Removed from Ground | Gas (Historical Use) | 8000 | Bare Steel | 1980-04-01 | 1998-04-01 | Galvanized Steel | Suction (American)
KILOWATT DR OPERATIONS FACILITY | 3102 KILOWATT DR | SAVANNAH | Chatham | 4250223 | 1 |  | 1989-12-11 |  | 1989-12-11 |  | Closed in Ground | Gas (Historical Use) | 10000 | Unknown | 1986-03-07 | 2014-06-08 | Fiberglass Reinforced Plastic | Pressurized
QUICK STOP #94 | 4801 OGEECHEE RD | SAVANNAH | Chatham | 4250176 | 4B | Ball Float | 2002-11-01 | FALSE | 2002-11-01 | FALSE | Currently in Use | Premium | 3500 | Composite | 2002-11-01 |  | Fiberglass Reinforced Plastic | Pressurized
LIL CHAMP #346/HUNTLEY JIFFY #34 | 1715 DEAN FOREST RD | SAVANNAH | Chatham | 4250179 | 1 | [5 empty] | Removed from Ground | Gas (Historical Use) | 8000 | Bare Steel | 1979-02-18 | 1993-12-09 | Galvanized Steel | Suction (American)
ENK335 | 405 MLK JR BLVD | SAVANNAH | Chatham | 9025040 | 6 | Flapper Valve | 2019-06-24 | FALSE | 2019-06-24 | FALSE | Currently in Use | Regular | 20000 | Fiberglass Double Walled | 2019-02-20 |  | Double-Walled Flex | Pressurized
TIME SAVER#37/SOMMERS GULF #31/E | 5799 OGEECHEE RD | SAVANNAH | Chatham | 252005 | 4 | [5 empty] | Removed from Ground | Gas (Historical Use) | 4010 | Cathodically Protected Steel | 1987-11-04 | 1991-04-01 | Galvanized Steel | Suction (American)
TIME SAVER#37/SOMMERS GULF #31/E | 5799 OGEECHEE RD | SAVANNAH | Chatham | 252005 | 5A |  | 1991-04-01 |  | 1991-04-01 |  | Removed from Ground | Diesel | 5000 | Cathodically Protected Steel | 1991-04-01 | 1899-12-31 | Cathodically Protected | Pressurized
LAL TRADING INC | 1220 MONGOMERY ST | SAVANNAH | Chatham | 10002387 | 1A | Ball Float | 2014-11-01 | FALSE | 2014-11-01 | FALSE | Currently in Use | Regular | 10000 | Composite Double Walled | 2014-11-01 |  | Double-Walled Fiberglass | Pressurized
ENK255 | 4318 OGEECHEE RD | SAVANNAH | Chatham | 9025142 | 6A | Flapper Valve | 2019-10-23 | FALSE | 2019-10-23 | FALSE | Currently in Use | Premium | 12000 | Fiberglass Double Walled | 2019-10-23 |  | Double-Walled Flex | Pressurized
ENK255 | 4318 OGEECHEE RD | SAVANNAH | Chatham | 9025142 | 6B | Flapper Valve | 2019-10-23 | FALSE | 2019-10-23 | FALSE | Currently in Use | E-0 | 8000 | Fiberglass Double Walled | 2019-10-23 |  | Double-Walled Flex | Pressurized
ABANDONED/FEED & SEED STORE | 4706 OGEECHEE ROAD | SAVANNAH | Chatham | 9025279 | 1 | [5 empty] | Removed from Ground | Gas (Historical Use) | 4000 | Not Marked/Unknown | 1976-01-01 | 1996-10-29 | Not Marked
CFLS-DERENNE | DERENNE & WHITE BLUFF RD | SAVANNAH | Chatham | 4250415 | 4 | Ball Float | 1998-10-01 | FALSE | 1998-10-01 | FALSE | Currently in Use | Regular | 12000 | Composite | 1998-10-01 |  | Double-Walled Fiberglass | Pressurized
CFLS-DERENNE | DERENNE & WHITE BLUFF RD | SAVANNAH | Chatham | 4250415 | 5 | Ball Float | 1998-10-01 | FALSE | 1998-10-01 | FALSE | Currently in Use | Premium | 8000 | Composite | 1998-10-01 |  | Double-Walled Fiberglass | Pressurized
PILOT TRAVEL CENTER #072 | 1504 DEAN FOREST RD | SAVANNAH | Chatham | 4250393 | 5 | Flapper Valve | 1996-01-01 | FALSE | 1987-01-01 | FALSE | Currently in Use | E-10 | 8000 | Composite | 1987-10-01 |  | Fiberglass Reinforced Plastic | Pressurized
PILOT TRAVEL CENTER #072 | 1504 DEAN FOREST RD | SAVANNAH | Chatham | 4250393 | 4 | Flapper Valve | 1996-01-01 | FALSE | 1987-01-01 | FALSE | Currently in Use | E-10 | 8000 | Composite | 1987-10-01 |  | Fiberglass Reinforced Plastic | Pressurized
ENK490 | 3511 SKIDAWAY RD | SAVANNAH | Chatham | 4250434 | 5 | [5 empty] | Removed from Ground | Gas (Historical Use) | 3000 | Bare Steel | 1972-05-05 | 1988-12-01 | Galvanized Steel
ENK360 | 4202 MONTGOMERY ST | SAVANNAH | Chatham | 4250428 | 3 | Flapper Valve | 1996-03-21 | FALSE | 1996-03-21 | FALSE | Currently in Use | Regular | 10000 | Steel-Impressed Current | 1975-05-06 |  | Fiberglass Reinforced Plastic | Pressurized
PUMP N PANTRY #9 | 3717 OGEECHEE RD | SAVANNAH | Chatham | 4250365 | 2 | [5 empty] | Removed from Ground | Empty | 3000 | Bare Steel | 1956-01-30 | 1988-05-01 | Galvanized Steel
THE GAS PUMP | 1934 W 52ND ST/MILLS B LANE | SAVANNAH | Chatham | 9025048 | 1 |  | 1998-07-01 |  | 1998-07-01 |  | Currently in Use | Gas (Historical Use) | 8000 | Steel-Impressed Current | 1979-01-01 |  | Fiberglass Reinforced Plastic | Pressurized
SOMMERS #009 | 1502 DEAN FOREST RD | SAVANNAH | Chatham | 9025032 | 6 | Ball Float | 1992-03-23 | FALSE | 1992-03-23 | FALSE | Currently in Use | Diesel On Road | 4000 | Galvanic (STIP-3) | 2000-08-31 |  | Fiberglass Reinforced Plastic | Pressurized
J Montgomery, LLC dba Pump-N-Go #2 | 201 E MONTGOMERY CROSS RD | SAVANNAH | Chatham | 4250287 | 2 | [5 empty] | Removed from Ground | Gas (Historical Use) | 8000 | Bare Steel | 1980-04-01 | 1998-04-01 | Galvanized Steel | Suction (American)
KILOWATT DR OPERATIONS FACILITY | 3102 KILOWATT DR | SAVANNAH | Chatham | 4250223 | 3 |  |  | FALSE |  | FALSE | Removed from Ground | Gas (Historical Use) | 140 | Bare Steel | 2004-04-01 | 2004-04-01 | Bare Steel | Safe Suction (Euro)
PEPSI COLA BOTTLERS OF SAVANNAH | 4009 MONTGOMERY ST | SAVANNAH | Chatham | 4250241 | 2 | [5 empty] | Removed from Ground | Gas (Historical Use) | 6000 | Bare Steel | 1973-03-18 | 1988-08-01 | Galvanized Steel
SOUTHERN EAGLE DISTRIBUTING LLC | 1320 HWY 80 W | GARDEN CITY | Chatham | 10001317 | 1 | Exempted | 2001-06-12 | TRUE | 2001-06-12 | TRUE | Temporarily out of use | Empty | 12000 | Epoxy | 2001-06-12 |  | Double-Walled Flex | Pressurized
SOMMERS GULF #24 | 317 MAIN ST | GARDEN CITY | Chatham | 4250104 | 1 | [5 empty] | Removed from Ground | Gas (Historical Use) | 4010 | Bare Steel | 1982-05-07 | 1999-02-08 | Galvanized Steel | Pressurized
SOMMERS GULF #24 | 317 MAIN ST | GARDEN CITY | Chatham | 4250104 | 7 | [5 empty] | Removed from Ground | Diesel | 4010 | Bare Steel | 1982-05-07 | 1997-10-01 | Galvanized Steel
SOMMERS GULF #24 | 317 MAIN ST | GARDEN CITY | Chatham | 4250104 | 5 | [5 empty] | Removed from Ground | Gas (Historical Use) | 4010 | Bare Steel | 1982-05-07 | 1999-02-09 | Galvanized Steel | Pressurized
SOMMERS GULF #24 | 317 MAIN ST | GARDEN CITY | Chatham | 4250104 | 4 | [5 empty] | Removed from Ground | Gas (Historical Use) | 4009 | Bare Steel | 1982-05-07 | 1999-02-09 | Galvanized Steel | Pressurized
GA ANG 165TH AW | HEADQUARTERS RD BLDG 299 | GARDEN CITY | Chatham | 10002247 | 1 |  |  | FALSE |  | FALSE | Removed from Ground | Diesel | 0 | Bare Steel | 2013-08-23 | 2013-08-23 | Bare Steel
SOUTHERN EAGLE DISTRIBUTING LLC | 1320 HWY 80 W | GARDEN CITY | Chatham | 10001317 | 2 | Exempted | 2001-06-12 | TRUE | 2001-06-12 | TRUE | Temporarily out of use | Empty | 12000 | Epoxy | 2001-06-12 |  | Double-Walled Flex | Pressurized
GA ANG 168TH AW | HEADQUARTERS RD BLDG 194 | GARDEN CITY | Chatham | 10002246 | 1 |  |  | FALSE |  | FALSE | Removed from Ground | Diesel | 0 | Bare Steel | 2013-08-23 | 2013-08-23 | Bare Steel
PARKER'S #39 | 4219 AUGUSTA AVE | GARDEN CITY | Chatham | 10002135 | 1 | Flapper Valve | 2012-08-01 | FALSE | 2012-08-01 | FALSE | Currently in Use | Regular | 20000 | Composite Double Walled | 2012-08-01 |  | Double-Walled Fiberglass | Pressurized
PARKER'S #39 | 4219 AUGUSTA AVE | GARDEN CITY | Chatham | 10002135 | 2C | Flapper Valve | 2012-08-12 | FALSE | 2012-08-12 | FALSE | Currently in Use | E-0 | 5000 | Composite Double Walled | 2012-08-12 |  | Double-Walled Fiberglass | Pressurized
PARKER'S #39 | 4219 AUGUSTA AVE | GARDEN CITY | Chatham | 10002135 | 2B | Flapper Valve | 2012-08-12 | FALSE | 2012-08-12 | FALSE | Currently in Use | Diesel | 5000 | Composite Double Walled | 2012-08-12 |  | Double-Walled Fiberglass | Pressurized
GA ANG 165TH AW | HEADQUARTERS RD BLDG 199 | GARDEN CITY | Chatham | 10002249 | 1 |  |  | FALSE |  | FALSE | Removed from Ground | Diesel | 0 | Bare Steel | 2013-08-23 | 2013-08-23 | Bare Steel
PARKER'S #39 | 4219 AUGUSTA AVE | GARDEN CITY | Chatham | 10002135 | 2A | Flapper Valve | 2012-08-12 | FALSE | 2012-08-12 | FALSE | Currently in Use | Premium | 5000 | Composite Double Walled | 2012-08-12 |  | Double-Walled Fiberglass | Pressurized
SOMMERS GULF #24 | 317 MAIN ST | GARDEN CITY | Chatham | 4250104 | 2 | [5 empty] | Removed from Ground | Gas (Historical Use) | 4009 | Not Marked/Unknown | 1982-05-07 | 1999-02-08 | Galvanized Steel | Pressurized
SOMMERS GULF #24 | 317 MAIN ST | GARDEN CITY | Chatham | 4250104 | 6 | [5 empty] | Removed from Ground | Gas (Historical Use) | 4009 | Bare Steel | 1982-05-07 | 1999-02-08 | Galvanized Steel | Pressurized
SOMMERS GULF #24 | 317 MAIN ST | GARDEN CITY | Chatham | 4250104 | 9 | [5 empty] | Removed from Ground | Diesel | 8000 | Cathodically Protected Steel | 1986-05-07 | 1999-02-08 | Galvanized Steel | Pressurized
SOMMERS GULF #24 | 317 MAIN ST | GARDEN CITY | Chatham | 4250104 | 8 | [5 empty] | Removed from Ground | Diesel | 4009 | Bare Steel | 1982-05-07 | 1987-10-01 | Galvanized Steel
SOMMERS GULF #24 | 317 MAIN ST | GARDEN CITY | Chatham | 4250104 | 3 | [5 empty] | Removed from Ground | Gas (Historical Use) | 4010 | Bare Steel | 1982-05-07 | 1999-02-08 | Galvanized Steel | Pressurized
SAVANNAH DISTRIBUTING CO INC | 5 INTERCHANGE CT | SAVANNAH | Chatham | 4250380 | 1 | [5 empty] | Permanently Out of Use - historical purposes | Gas (Historical Use) | 3000 | Bare Steel | 1983-04-25 | 1899-12-31 | Unknown
LUCKY 7 | 306 S COASTAL HWY | PORT WENTWORTH | Chatham | 4250026 | 6 | Flapper Valve | 1998-07-01 | FALSE | 1998-07-01 | FALSE | Currently in Use | Regular | 8000 | Steel-Impressed Current | 1983-05-08 |  | Fiberglass Reinforced Plastic | Pressurized
DELI-MART | 122 SOUTH COASTAL HWY | PORT WENTWORTH | Chatham | 4250120 | 1 | [5 empty] | Removed from Ground | Gas (Historical Use) | 1000 | Bare Steel | 1961-05-06 | 1899-12-31 | Galvanized Steel
WEYERHAEUSER COMPANY-PORT WENTWORTH HILL | 1 BONNY BRIDGE RD | PORT WENTWORTH | Chatham | 4250057 | 6 |  |  | FALSE |  | FALSE | Closed in Ground | Kerosene | 1000 | Bare Steel | 2002-11-04 | 2002-12-19 | Bare Steel
NOURIA 1310 | 4230 AUGUSTA AVE | GARDEN CITY | Chatham | 9000187 | 3 | Flapper Valve | 1985-05-07 | FALSE | 1985-05-07 | FALSE | Currently in Use | E-10 | 12000 | Composite Double Walled | 1985-05-07 |  | Fiberglass Reinforced Plastic | Pressurized
GEORGIA-PACIFIC/SAVANNAH HARDWOO | OLD LOUISVILLE | GARDEN CITY | Chatham | 9000517 | 1 | [5 empty] | Removed from Ground | Gas (Historical Use) | 3000 | Bare Steel | 1962-03-10 | 1899-12-31 | Galvanized Steel
PORTER HUGGINS INC | 150 TELFAIR | SAVANNAH | Chatham | 4250227 | 3 | [5 empty] | Removed from Ground | Diesel | 4000 | Bare Steel | 1974-05-06 | 1995-08-21 | Galvanized Steel | Gravity Fed
MANVILLE CORP | 1 FOUNDATION DR | SAVANNAH | Chatham | 4250226 | 1 | [5 empty] | Removed from Ground | Gas (Historical Use) | 1000 | Bare Steel | 1961-03-05 | 1989-12-21 | Galvanized Steel
LAFARGE BUILDING MATERIALS INC | 761 WHEATON ST | SAVANNAH | Chatham | 9025064 | 4 |  |  | FALSE |  | FALSE | Removed from Ground | Empty | 1000 | Unknown | 2002-10-23 | 2002-10-23 | Unknown
LAFARGE BUILDING MATERIALS INC | 761 WHEATON ST | SAVANNAH | Chatham | 9025064 | 5 |  |  | FALSE |  | FALSE | Removed from Ground | Empty | 3000 | Unknown | 2002-10-23 | 2002-10-23 | Unknown
GEORGIA POWER CO PLANT KRAFT | 110 CROSSGATE RD | PORT WENTWORTH | Chatham | 4250136 | 1 | [5 empty] | Closed in Ground | Gas (Historical Use) | 1 | Bare Steel | 1958-05-05 | 1986-01-01 | Unknown
GEORGIA POWER CO PLANT KRAFT | 110 CROSSGATE RD | PORT WENTWORTH | Chatham | 4250136 | 7 | [5 empty] | Removed from Ground | Diesel | 55 | Bare Steel | 1970-01-01 | 1990-11-01 | Bare Steel
GEORGIA POWER CO PLANT KRAFT | 110 CROSSGATE RD | PORT WENTWORTH | Chatham | 4250136 | 4 | [5 empty] | Closed in Ground | Diesel | 1 | Bare Steel | 1981-05-05 | 1986-01-01 | Galvanized Steel
CITY LINE GAS | 225 S COASTAL HWY | PORT WENTWORTH | Chatham | 4250348 | 3 | [5 empty] | Removed from Ground | Gas (Historical Use) | 6000 | Bare Steel | 1980-04-25 | 1899-12-31 | Galvanized Steel
SAVANNAH SUGAR REFINERY | OXNARD DR | PORT WENTWORTH | Chatham | 4250398 | 2 | [5 empty] | Removed from Ground | Gas (Historical Use) | 6345 | Bare Steel | 1949-05-02 | 1990-03-01 | Galvanized Steel
SAVANNAH SUGAR REFINERY | OXNARD DR | PORT WENTWORTH | Chatham | 4250398 | 8 |  |  | TRUE |  | TRUE | Removed from Ground | Used Oil | 2000 | Bare Steel | 1971-05-03 | 1989-07-01 | Galvanized Steel
INTERSTATE NATIONALEASE INC - SA | 416 GRANGE RD | PORT WENTWORTH | Chatham | 4250403 | 2 | [5 empty] | Removed from Ground | Diesel | 10000 | Bare Steel | 1976-04-28 | 1995-06-01 | Bare Steel | Pressurized
PILOT TRAVEL CENTERS #071 | 7001 HWY 21 | PORT WENTWORTH | Chatham | 9000741 | 13 |  | 1996-02-26 |  | 1996-02-26 |  | Removed from Ground | Kerosene | 8000 | Double Walled | 1996-02-23 | 2001-12-01 | Double Walled | Pressurized
PORTER HUGGINS INC | 150 TELFAIR | SAVANNAH | Chatham | 4250227 | 2 | [5 empty] | Removed from Ground | Gas (Historical Use) | 4000 | Bare Steel | 1974-05-06 | 1995-08-21 | Galvanized Steel | Gravity Fed
MANVILLE CORP | 1 FOUNDATION DR | SAVANNAH | Chatham | 4250226 | 2 | [5 empty] | Removed from Ground | Other | 500 | Marked Unknown | 1989-12-21 | 1989-12-21 | Unknown
WEYERHAEUSER COMPANY-PORT WENTWORTH HILL | 1 BONNY BRIDGE RD | PORT WENTWORTH | Chatham | 4250057 | 3 | [5 empty] | Removed from Ground | Gas (Historical Use) | 560 | Bare Steel | 1949-05-02 | 1989-04-01 | Bare Steel
WHITEWAY LAUNDRY & CLEANERS INC | 304 COASTAL HWY | PORT WENTWORTH | Chatham | 4250214 | 3 | [5 empty] | Closed in Ground | Diesel | 5000 | Bare Steel | 1966-02-26 | 1968-01-01 | Bare Steel
SAI FOOD MART | 101 NORTH COASTAL HWY | PORT WENTWORTH | Chatham | 4250178 | 5 |  | 1994-02-01 | FALSE | 1994-02-01 | FALSE | Currently in Use | Premium | 6000 | Composite | 1994-03-01 |  | Fiberglass Reinforced Plastic | Pressurized
CITY LINE GAS | 225 S COASTAL HWY | PORT WENTWORTH | Chatham | 4250348 | 4 | [5 empty] | Removed from Ground | Gas (Historical Use) | 6000 | Bare Steel | 1980-04-25 | 1899-12-31 | Galvanized Steel
COASTAL REPROGRAPHICS | 402 WHITAKER | SAVANNAH | Chatham | 9025164 | 2 | [5 empty] | Removed from Ground | Empty | 2000 | Not Marked/Unknown | 1991-07-31 | 1991-07-31 | Not Marked
LAFARGE BUILDING MATERIALS INC | 761 WHEATON ST | SAVANNAH | Chatham | 9025064 | 1 |  | 1988-03-01 |  | 1988-03-01 |  | Removed from Ground | Diesel | 15000 | Composite | 1988-03-01 | 2002-10-17 | Fiberglass Reinforced Plastic | Suction (American)
WHITEWAY LAUNDRY & CLEANERS INC | 304 COASTAL HWY | PORT WENTWORTH | Chatham | 4250214 | 4 | [5 empty] | Closed in Ground | Gas (Historical Use) | 500 | Bare Steel | 1966-02-26 | 1985-07-01 | Bare Steel
WHITEWAY LAUNDRY & CLEANERS INC | 304 COASTAL HWY | PORT WENTWORTH | Chatham | 4250214 | 5 | [5 empty] | Closed in Ground | Gas (Historical Use) | 500 | Bare Steel | 1966-02-26 | 1985-07-01 | Bare Steel
CIRCLE K #2705352 | 7110 HWY 21 | PORT WENTWORTH | Chatham | 9025062 | 6 | Ball Float | 1996-10-02 | FALSE | 1996-10-02 | FALSE | Currently in Use | Diesel | 12158 | Composite | 1989-01-01 |  | Fiberglass Reinforced Plastic | Pressurized
Niti #7 | 1250 HWY 30 | PORT WENTWORTH | Chatham | 9025283 | 2 | Ball Float | 1996-07-25 | FALSE | 1996-07-25 | FALSE | Currently in Use | Diesel | 8000 | Composite | 1996-04-01 |  | Fiberglass Reinforced Plastic | Pressurized
COASTAL STATE PRISON | 200 GULFSTREAM RD | PORT WENTWORTH | Chatham | 250546 | 4 | Flapper Valve | 1997-03-12 | FALSE | 1997-03-12 | FALSE | Currently in Use | Diesel | 1000 | Fiberglass Double Walled | 1997-03-12 |  | Fiberglass Reinforced Plastic | Safe Suction (Euro)
GPM# 4551 | 7308 HWY 21 | PORT WENTWORTH | Chatham | 10001735 | 1 | Flapper Valve | 2009-05-06 | FALSE | 2009-05-06 | FALSE | Currently in Use | Regular | 15000 | Composite Double Walled | 2009-05-06 |  | Double-Walled Flex | Pressurized
STAPLETONS CONVENIENCE STORE | 1116 HWY 30 | PORT WENTWORTH | Chatham | 10002005 | 2B | Flapper Valve | 2011-08-02 | FALSE | 2011-08-02 | FALSE | Currently in Use | Premium | 5000 | Composite Double Walled | 2011-08-02 |  | Double-Walled Flex | Pressurized
LUCKY 7 | 306 S COASTAL HWY | PORT WENTWORTH | Chatham | 4250026 | 5 | Flapper Valve | 1998-07-01 | FALSE | 1998-07-01 | FALSE | Currently in Use | Regular | 8000 | Steel-Impressed Current | 1958-05-07 |  | Fiberglass Reinforced Plastic | Pressurized
DELI-MART | 122 SOUTH COASTAL HWY | PORT WENTWORTH | Chatham | 4250120 | 2 | [5 empty] | Removed from Ground | Gas (Historical Use) | 1000 | Bare Steel | 1961-05-06 | 1899-12-31 | Galvanized Steel
PILOT TRAVEL CENTERS #071 | 7001 HWY 21 | PORT WENTWORTH | Chatham | 9000741 | 1 |  | 1985-04-15 |  | 1985-04-15 |  | Removed from Ground | Gas (Historical Use) | 10000 | Cathodically Protected Steel | 1985-04-15 | 1996-01-22 | Galvanized Steel | Pressurized
PARCEL #7 | 8010 STATE HIGHWAY 21 | PORT WENTWORTH | Chatham | 10001726 | 2 |  |  | FALSE |  | FALSE | Closed in Ground | Gas (Historical Use) | 600 | Unknown | 2009-02-11 | 2009-02-11 | Unknown
SAVANNAH SUGAR REFINERY | OXNARD DR | PORT WENTWORTH | Chatham | 4250398 | 1 | [5 empty] | Removed from Ground | Gas (Historical Use) | 3000 | Bare Steel | 1979-05-03 | 1990-03-01 | Galvanized Steel
COASTAL STATE PRISON | 200 GULFSTREAM RD | PORT WENTWORTH | Chatham | 250546 | 3 | Flapper Valve | 1997-03-12 | FALSE | 1997-03-12 | FALSE | Currently in Use | Diesel | 1000 | Fiberglass Double Walled | 1997-03-12 |  | Fiberglass Reinforced Plastic | Safe Suction (Euro)
PILOT TRAVEL CENTERS #071 | 7001 HWY 21 | PORT WENTWORTH | Chatham | 9000741 | 2 |  | 1985-04-15 |  | 1985-04-15 |  | Removed from Ground | Gas (Historical Use) | 10000 | Cathodically Protected Steel | 1985-04-15 | 1996-01-22 | Galvanized Steel | Pressurized
GEORGIA-PACIFIC | CROSSGATE RD | PORT WENTWORTH | Chatham | 9000518 | 5 | [5 empty] | Removed from Ground | Other | 1000 | Bare Steel | 1967-03-09 | 1899-12-31 | Galvanized Steel
PORTER HUGGINS INC | 150 TELFAIR | SAVANNAH | Chatham | 4250227 | 4 | [5 empty] | Removed from Ground | Diesel | 6000 | Bare Steel | 1974-05-06 | 1995-08-21 | Galvanized Steel | Gravity Fed
GEORGIA POWER CO PLANT KRAFT | 110 CROSSGATE RD | PORT WENTWORTH | Chatham | 4250136 | 6 | [5 empty] | Removed from Ground | Gas (Historical Use) | 1000 | Not Marked/Unknown | 1979-01-01 | 1989-12-01 | Not Marked
GEORGIA POWER CO PLANT KRAFT | 110 CROSSGATE RD | PORT WENTWORTH | Chatham | 4250136 | 9 | [5 empty] | Removed from Ground | Diesel | 55 | Bare Steel | 1970-01-01 | 1990-11-01 | Bare Steel
CITY LINE GAS | 225 S COASTAL HWY | PORT WENTWORTH | Chatham | 4250348 | 2 | [5 empty] | Removed from Ground | Gas (Historical Use) | 3000 | Bare Steel | 1980-04-25 | 1899-12-31 | Galvanized Steel
SAVANNAH SUGAR REFINERY | OXNARD DR | PORT WENTWORTH | Chatham | 4250398 | 3 | [5 empty] | Removed from Ground | Gas (Historical Use) | 6345 | Bare Steel | 1949-05-02 | 1990-03-01 | Galvanized Steel
INTERSTATE NATIONALEASE INC - SA | 416 GRANGE RD | PORT WENTWORTH | Chatham | 4250403 | 3 | [5 empty] | Removed from Ground | Empty | 10000 | Bare Steel | 1976-04-28 | 1995-06-01 | Bare Steel | Pressurized
MAXIM CRANE WORKS | 420 GRANGE RD | PORT WENTWORTH | Chatham | 9025158 | 1 | Flapper Valve | 1998-11-01 | FALSE | 1998-11-01 | FALSE | Currently in Use | Diesel | 25000 | Steel-Impressed Current | 2000-12-20 |  | Steel (Impressed Current) | Safe Suction (Euro)
LUCKY 7 | 306 S COASTAL HWY | PORT WENTWORTH | Chatham | 4250026 | 3 | Flapper Valve | 1998-07-01 | FALSE | 1998-07-01 | FALSE | Currently in Use | Diesel | 3000 | Steel-Impressed Current | 1958-05-07 |  | Fiberglass Reinforced Plastic | Pressurized
SAVANNAH SUGAR REFINERY | OXNARD DR | PORT WENTWORTH | Chatham | 4250398 | 9 | [5 empty] | Removed from Ground | Gas (Historical Use) | 550 | Bare Steel | 1971-05-03 | 1989-07-01 | Galvanized Steel
SAVANNAH SUGAR REFINERY | OXNARD DR | PORT WENTWORTH | Chatham | 4250398 | 6 | [5 empty] | Removed from Ground | Gas (Historical Use) | 9000 | Bare Steel | 1980-05-02 | 1989-07-01 | Galvanized Steel
MAXIM CRANE WORKS | 420 GRANGE RD | PORT WENTWORTH | Chatham | 9025158 | 2 | [5 empty] | Removed from Ground | Gas (Historical Use) | 3000 | Bare Steel | 1994-01-01 | 1994-01-01 | Bare Steel | Suction (American)
Swamp Fox | 101 HODGEVILLE RD | PORT WENTWORTH | Chatham | 9025212 | 1 |  | 1995-02-01 |  | 1995-02-01 |  | Currently in Use | Gas (Historical Use) | 4000 | Composite | 1995-02-01 |  | Fiberglass Reinforced Plastic | Pressurized
PILOT TRAVEL CENTERS #071 | 7001 HWY 21 | PORT WENTWORTH | Chatham | 9000741 | 4 |  | 1985-04-15 |  | 1985-04-15 |  | Removed from Ground | Diesel | 20000 | Cathodically Protected Steel | 1985-04-15 | 1996-01-22 | Galvanized Steel | Pressurized
PILOT TRAVEL CENTERS #071 | 7001 HWY 21 | PORT WENTWORTH | Chatham | 9000741 | 5 |  | 1985-04-15 |  | 1985-04-15 |  | Removed from Ground | Diesel | 20000 | Cathodically Protected Steel | 1985-04-15 | 1996-01-22 | Galvanized Steel | Pressurized
PILOT TRAVEL CENTERS #071 | 7001 HWY 21 | PORT WENTWORTH | Chatham | 9000741 | 7 |  | 1996-02-26 |  | 1996-02-26 |  | Removed from Ground | Diesel | 20000 | Double Walled | 1996-02-23 | 2001-12-01 | Double Walled | Pressurized
PARKERS #16 | 6000 HWY 21 @ CROSSGATE | PORT WENTWORTH | Chatham | 9025284 | 3 | Overfill Alarm | 2022-08-01 | FALSE | 2022-01-01 | FALSE | Currently in Use | Premium | 4000 | Composite | 2021-05-01 |  | Double-Walled Flex | Pressurized
SAVANNAH/WATER DEPT | 16 WALSTROM RD | SAVANNAH | Chatham | 4250268 | 1 | [5 empty] | Removed from Ground | Diesel | 250 | Bare Steel | 1978-03-12 | 1996-08-01 | Galvanized Steel
CSX TRANSPORTATION/SAVANNAH YARD | 3000 TREMONT RD | SAVANNAH | Chatham | 4250129 | 2 | [5 empty] | Removed from Ground | Gas (Historical Use) | 1000 | Bare Steel | 1953-05-02 | 1991-08-14 | Galvanized Steel
HERCULES INC | OLD LOUISVILLE RD | SAVANNAH | Chatham | 4250002 | 1 | [5 empty] | Removed from Ground | Gas (Historical Use) | 1000 | Bare Steel | 1979-04-16 | 1986-10-16 | Galvanized Steel
COASTAL REPROGRAPHICS | 402 WHITAKER | SAVANNAH | Chatham | 9025164 | 1 | [5 empty] | Removed from Ground | Empty | 2000 | Not Marked/Unknown | 1991-07-31 | 1991-07-31 | Not Marked
I&D WATER SUPPLY | 6183 GA HWY 21 | PORT WENTWORTH | Chatham | 4250022 | 2 | [5 empty] | Closed in Ground | Diesel | 3000 | Bare Steel | 1966-03-12 | 1995-04-13 | Galvanized Steel
WEYERHAEUSER COMPANY-PORT WENTWORTH HILL | 1 BONNY BRIDGE RD | PORT WENTWORTH | Chatham | 4250057 | 2 | [5 empty] | Removed from Ground | Gas (Historical Use) | 1000 | Bare Steel | 1949-05-02 | 1989-04-01 | Bare Steel
SAI FOOD MART | 101 NORTH COASTAL HWY | PORT WENTWORTH | Chatham | 4250178 | 3 | [5 empty] | Removed from Ground | Gas (Historical Use) | 10000 | Bare Steel | 1979-02-18 | 1993-12-01 | Galvanized Steel | Suction (American)
PARKERS #16 | 6000 HWY 21 @ CROSSGATE | PORT WENTWORTH | Chatham | 9025284 | 2 | Flapper Valve | 1996-03-01 | FALSE | 1996-03-01 | FALSE | Currently in Use | Premium | 10000 | Composite | 1996-03-01 |  | Flex | Pressurized
CSX TRANSPORTATION/SAVANNAH YARD | 3000 TREMONT RD | SAVANNAH | Chatham | 4250129 | 3 | [5 empty] | Removed from Ground | Other | 250 | Bare Steel | 1968-05-02 | 1991-08-14 | Galvanized Steel | Suction (American)
MOVSOVITZ OF GEORGIA | 313 STILES AVE | SAVANNAH | Chatham | 4250374 | 1 |  | 1988-01-01 |  | 1988-01-01 |  | Removed from Ground | Diesel | 10000 | Epoxy | 1988-01-01 | 2002-06-05 | Fiberglass Reinforced Plastic | Suction (American)
SAVANNAH SUB-DIST WAREHOUSE | GA HWY 21 | SAVANNAH | Chatham | 4250005 | 1 | [5 empty] | Removed from Ground | Gas (Historical Use) | 2000 | Cathodically Protected Steel | 1980-04-15 | 1989-09-12 | Cathodically Protected
GEORGIA POWER CO PLANT KRAFT | 110 CROSSGATE RD | PORT WENTWORTH | Chatham | 4250136 | 3 | [5 empty] | Closed in Ground | Gas (Historical Use) | 1 | Bare Steel | 1980-05-05 | 1899-12-31 | Galvanized Steel
GEORGIA POWER CO PLANT KRAFT | 110 CROSSGATE RD | PORT WENTWORTH | Chatham | 4250136 | 10 | [5 empty] | Removed from Ground | Diesel | 500 | Marked Unknown | 1960-01-01 | 1995-11-21 | Unknown
SAI FOOD MART | 101 NORTH COASTAL HWY | PORT WENTWORTH | Chatham | 4250178 | 1 | [5 empty] | Removed from Ground | Gas (Historical Use) | 10000 | Bare Steel | 1979-02-18 | 1993-12-01 | Galvanized Steel | Suction (American)
SAI FOOD MART | 101 NORTH COASTAL HWY | PORT WENTWORTH | Chatham | 4250178 | 4 |  | 1994-02-01 | FALSE | 1994-02-01 | FALSE | Currently in Use | Diesel | 6000 | Composite | 1994-03-01 |  | Fiberglass Reinforced Plastic | Pressurized
CITY LINE GAS | 225 S COASTAL HWY | PORT WENTWORTH | Chatham | 4250348 | 1 | [5 empty] | Removed from Ground | Gas (Historical Use) | 3000 | Bare Steel | 1980-04-25 | 1899-12-31 | Galvanized Steel
SAVANNAH SUGAR REFINERY | OXNARD DR | PORT WENTWORTH | Chatham | 4250398 | 10 | [5 empty] | Removed from Ground | Gas (Historical Use) | 550 | Bare Steel | 1971-05-03 | 1986-07-01 | Galvanized Steel
INTERSTATE NATIONALEASE INC - SA | 416 GRANGE RD | PORT WENTWORTH | Chatham | 4250403 | 1 | [5 empty] | Removed from Ground | Empty | 20000 | Bare Steel | 1976-04-28 | 1995-06-01 | Bare Steel | Pressurized
PILOT TRAVEL CENTERS #071 | 7001 HWY 21 | PORT WENTWORTH | Chatham | 9000741 | 6 |  | 1985-04-15 |  | 1985-04-15 |  | Removed from Ground | Kerosene | 4000 | Cathodically Protected Steel | 1985-04-15 | 1996-01-22 | Galvanized Steel | Pressurized
PILOT TRAVEL CENTERS #071 | 7001 HWY 21 | PORT WENTWORTH | Chatham | 9000741 | 8 |  | 1996-02-26 |  | 1996-02-26 |  | Removed from Ground | Diesel | 20000 | Double Walled | 1996-02-23 | 2001-12-01 | Double Walled | Pressurized
PILOT TRAVEL CENTERS #071 | 7001 HWY 21 | PORT WENTWORTH | Chatham | 9000741 | 9 |  | 1996-02-26 |  | 1996-02-26 |  | Removed from Ground | Diesel | 20000 | Double Walled | 1996-02-23 | 2001-12-01 | Double Walled | Pressurized
COASTAL STATE PRISON | 200 GULFSTREAM RD | PORT WENTWORTH | Chatham | 250546 | 2 | Flapper Valve | 1997-03-12 | FALSE | 1997-03-12 | FALSE | Currently in Use | Regular | 2500 | Fiberglass Double Walled | 1997-03-12 |  | Fiberglass Reinforced Plastic | Safe Suction (Euro)
PARKERS #16 | 6000 HWY 21 @ CROSSGATE | PORT WENTWORTH | Chatham | 9025284 | 1 | Flapper Valve | 1996-03-01 | FALSE | 1996-03-01 | FALSE | Currently in Use | Regular | 12000 | Composite | 1996-03-01 |  | Flex | Pressurized
MURPHY EXPRESS #8567 | 100 MAGELLAN BLVD | PORT WENTWORTH | Chatham | 10001848 | 2B | Ball Float | 2011-04-15 | FALSE | 2011-04-15 | FALSE | Currently in Use | Premium | 8000 | Fiberglass Double Walled | 2010-03-10 |  | Double-Walled Flex | Pressurized
STAPLETONS CONVENIENCE STORE | 1116 HWY 30 | PORT WENTWORTH | Chatham | 10002005 | 1 | Flapper Valve | 2011-08-02 | FALSE | 2011-08-02 | FALSE | Currently in Use | Regular | 12000 | Composite Double Walled | 2011-08-02 |  | Double-Walled Flex | Pressurized
CIRCLE K #7716 | US HWY 80 & QUARTERMAN DR | SAVANNAH | Chatham | 4250285 | 6 | Flapper Valve | 1987-04-01 | FALSE | 1987-04-01 | FALSE | Currently in Use | Premium | 10000 | Fiberglass | 1987-04-01 |  | Fiberglass Reinforced Plastic | Pressurized
LAFARGE BUILDING MATERIALS INC | 761 WHEATON ST | SAVANNAH | Chatham | 9025064 | 2 |  |  | TRUE |  | TRUE | Removed from Ground | Empty | 200 | Composite | 1985-01-01 | 1999-05-01 | Galvanized Steel | Gravity Fed
CITY LINE GAS | 225 S COASTAL HWY | PORT WENTWORTH | Chatham | 4250348 | 2A | Flapper Valve | 1996-02-02 | FALSE | 1996-02-02 | FALSE | Currently in Use | Regular | 6000 | Galvanic (STIP-3) | 1988-01-01 |  |  | Suction (American)
SAVANNAH SUGAR REFINERY | OXNARD DR | PORT WENTWORTH | Chatham | 4250398 | 5 | [5 empty] | Closed in Ground | Other | 15000 | Concrete | 1917-05-02 | 1988-11-01 | Bare Steel
PORT WENTWORTH SHOP/MAINT | 5 CANTYRE ST | PORT WENTWORTH | Chatham | 4250401 | 2 | [5 empty] | Removed from Ground | Gas (Historical Use) | 1000 | Composite | 1983-05-03 | 1994-01-01 | Galvanized Steel
WHITEWAY LAUNDRY & CLEANERS INC | 304 COASTAL HWY | PORT WENTWORTH | Chatham | 4250214 | 1 | [5 empty] | Closed in Ground | Gas (Historical Use) | 500 | Bare Steel | 1966-02-26 | 1985-07-01 | Bare Steel
SAI FOOD MART | 101 NORTH COASTAL HWY | PORT WENTWORTH | Chatham | 4250178 | 2 | [5 empty] | Removed from Ground | Gas (Historical Use) | 10000 | Bare Steel | 1979-02-18 | 1993-12-01 | Galvanized Steel | Suction (American)
GEORGIA POWER CO PLANT KRAFT | 110 CROSSGATE RD | PORT WENTWORTH | Chatham | 4250136 | 5 |  | 1989-12-01 |  | 1989-12-01 |  | Removed from Ground | Gas (Historical Use) | 1000 | Cathodically Protected Steel | 1989-12-01 | 2007-05-21 | Fiberglass Reinforced Plastic
SAI FOOD MART | 101 NORTH COASTAL HWY | PORT WENTWORTH | Chatham | 4250178 | 6 |  | 1994-02-01 | FALSE | 1994-02-01 | FALSE | Currently in Use | Regular | 6000 | Composite | 1994-03-01 |  | Fiberglass Reinforced Plastic | Pressurized
Swamp Fox | 101 HODGEVILLE RD | PORT WENTWORTH | Chatham | 9025212 | 2 | Ball Float | 1995-02-01 | FALSE | 1995-02-01 | FALSE | Currently in Use | Regular | 8000 | Composite | 1995-02-01 |  | Fiberglass Reinforced Plastic | Pressurized
Swamp Fox | 101 HODGEVILLE RD | PORT WENTWORTH | Chatham | 9025212 | 1A | Ball Float | 1995-02-01 | FALSE | 1995-02-01 | FALSE | Currently in Use | Regular | 4000 | Composite | 1995-02-01 |  | Fiberglass Reinforced Plastic | Pressurized
REPUBLIC SERVICES - Savannah Regional Industrial | 84 CLIFTON BLVD | SAVANNAH | Chatham | 9025346 | 1 | Flapper Valve | 2001-04-10 | FALSE | 2001-04-10 | FALSE | Closed in Ground | Diesel | 12000 | Composite | 2001-04-05 | 2021-11-22 | Double-Walled Flex | Pressurized
LAFARGE BUILDING MATERIALS INC | 761 WHEATON ST | SAVANNAH | Chatham | 9025064 | 3 |  |  | FALSE |  | FALSE | Removed from Ground | Kerosene | 5000 | Unknown | 2002-10-23 | 2002-10-23 | Unknown
DELI-MART | 122 SOUTH COASTAL HWY | PORT WENTWORTH | Chatham | 4250120 | 3 | [5 empty] | Removed from Ground | Gas (Historical Use) | 2000 | Bare Steel | 1971-05-07 | 1899-12-31 | Galvanized Steel
ROYAL BROS FEED & SEED | GA HWY 21 N | PORT WENTWORTH | Chatham | 4250373 | 2 | [5 empty] | Removed from Ground | Gas (Historical Use) | 0 | Bare Steel | 1993-06-28 | 1993-06-28 | Galvanized Steel
PORT WENTWORTH SHOP/MAINT | 5 CANTYRE ST | PORT WENTWORTH | Chatham | 4250401 | 1 | [5 empty] | Removed from Ground | Gas (Historical Use) | 1000 | Composite | 1981-05-02 | 1994-01-01 | Galvanized Steel
GA STEAMSHIP CO | END OF CROSSGATE RD | PORT WENTWORTH | Chatham | 9025242 | 1 | [5 empty] | Permanently Out of Use - historical purposes | Diesel | 0 | Bare Steel |  | 1899-12-31 | Bare Steel
PILOT TRAVEL CENTERS #071 | 7001 HWY 21 | PORT WENTWORTH | Chatham | 9000741 | 15 | Ball Float | 2002-03-04 | FALSE | 2002-03-04 | FALSE | Installed | Diesel On Road | 20000 | Fiberglass Double Walled | 2002-03-04 |  | Double-Walled Fiberglass | Pressurized
PILOT TRAVEL CENTERS #071 | 7001 HWY 21 | PORT WENTWORTH | Chatham | 9000741 | 12 |  | 1996-02-26 |  | 1996-02-26 |  | Removed from Ground | Gas (Historical Use) | 12000 | Double Walled | 1996-02-23 | 2001-12-01 | Double Walled | Pressurized
CIRCLE K #2705352 | 7110 HWY 21 | PORT WENTWORTH | Chatham | 9025062 | 2 | Flapper Valve | 1996-10-02 | FALSE | 1996-10-02 | FALSE | Currently in Use | E-10 | 12158 | Composite | 1989-01-01 |  | Fiberglass Reinforced Plastic | Pressurized
ROYAL BROS FEED & SEED | GA HWY 21 N | PORT WENTWORTH | Chatham | 4250373 | 4 | [5 empty] | Removed from Ground | Gas (Historical Use) | 0 | Bare Steel | 1993-06-28 | 1993-06-28 | Galvanized Steel
PORT WENTWORTH SHOP/MAINT | 5 CANTYRE ST | PORT WENTWORTH | Chatham | 4250401 | 3 | [5 empty] | Removed from Ground | Diesel | 500 | Composite | 1976-05-02 | 1994-01-01 | Galvanized Steel
COASTAL STATE PRISON | 200 GULFSTREAM RD | PORT WENTWORTH | Chatham | 250546 | 1 |  |  | FALSE |  | FALSE | Removed from Ground | Gas (Historical Use) | 1000 | Bare Steel | 1981-01-02 | 1997-04-07 | Bare Steel
PILOT TRAVEL CENTERS #071 | 7001 HWY 21 | PORT WENTWORTH | Chatham | 9000741 | 10 |  | 1996-02-26 |  | 1996-02-26 |  | Removed from Ground | Gas (Historical Use) | 12000 | Double Walled | 1996-02-23 | 2001-12-01 | Double Walled | Pressurized
GEORGIA-PACIFIC | CROSSGATE RD | PORT WENTWORTH | Chatham | 9000518 | 2 | [5 empty] | Removed from Ground | Diesel | 2000 | Bare Steel | 1977-03-06 | 1899-12-31 | Galvanized Steel
RANDYS BAR-B-QUE | CORNER OF GRANGE RD & AUGUSTA ROAD | PORT WENTWORTH | Chatham | 10002078 | 4 |  |  | FALSE |  | FALSE | Removed from Ground | Not Marked/Tank Removed | 1250 | Unknown | 2015-02-25 | 2015-02-25 | Unknown
CIRCLE K #7716 | US HWY 80 & QUARTERMAN DR | SAVANNAH | Chatham | 4250285 | 5 | Flapper Valve | 1987-04-01 | FALSE | 1987-04-01 | FALSE | Currently in Use | E-10 | 10000 | Fiberglass | 1987-04-01 |  | Fiberglass Reinforced Plastic | Pressurized
PUMP STATION 39/WILMINGTON PARK | MILLWARD RD | SAVANNAH | Chatham | 9025226 | 1 | [5 empty] | Closed in Ground | Diesel | 700 | Marked Unknown | 1985-02-01 | 1996-07-01 | Unknown | Pressurized
SAVANNAH YACHT CLUB | 730 BRADLEY POINT ROAD | SAVANNAH | Chatham | 9025329 | 1 | Ball Float | 2000-01-01 | FALSE | 2000-01-01 | FALSE | Currently in Use | E-0 | 8000 | Composite | 2000-01-01 |  | Fiberglass Reinforced Plastic | Pressurized
HOGAN'S MARINA | 36 WILMINGTON ISLAND RD | SAVANNAH | Chatham | 9025304 | 1 | Ball Float | 1990-01-01 | FALSE | 1990-01-01 | FALSE | Closed in Ground | E-0 | 10000 | Galvanic (STIP-3) | 1990-01-01 |  | Fiberglass Reinforced Plastic | Pressurized
BST/WILMINGTON ISL CO/R2212 | 15 DOGWOOD AVE | SAVANNAH | Chatham | 4250443 | 1 | [5 empty] | Removed from Ground | Diesel | 550 | Bare Steel | 1960-07-17 | 1989-04-01 | Bare Steel | Suction (American)
CSX TRANSPORTATION/SAVANNAH YARD | 3000 TREMONT RD | SAVANNAH | Chatham | 4250129 | 1 | [5 empty] | Removed from Ground | Gas (Historical Use) | 1000 | Bare Steel | 1968-05-02 | 1992-03-24 | Galvanized Steel | Suction (American)
PORTER HUGGINS INC | 150 TELFAIR | SAVANNAH | Chatham | 4250227 | 1 | [5 empty] | Removed from Ground | Gas (Historical Use) | 4000 | Bare Steel | 1974-05-06 | 1995-08-21 | Galvanized Steel | Gravity Fed
CITGO ASPHALT REFINING CO/AMOCO | FOUNDATION DR | SAVANNAH | Chatham | 9000355 | 1 | [5 empty] | Removed from Ground | Diesel | 4000 | Bare Steel | 1977-05-05 | 1991-09-23 | Galvanized Steel
I&D WATER SUPPLY | 6183 GA HWY 21 | PORT WENTWORTH | Chatham | 4250022 | 1 | [5 empty] | Removed from Ground | Gas (Historical Use) | 1000 | Bare Steel | 1966-03-12 | 1998-06-15 | Galvanized Steel
WEYERHAEUSER COMPANY-PORT WENTWORTH HILL | 1 BONNY BRIDGE RD | PORT WENTWORTH | Chatham | 4250057 | 1 | [5 empty] | Removed from Ground | Diesel | 5000 | Bare Steel | 1981-05-02 | 1989-04-01 | Bare Steel
WEYERHAEUSER COMPANY-PORT WENTWORTH HILL | 1 BONNY BRIDGE RD | PORT WENTWORTH | Chatham | 4250057 | 4 | [5 empty] | Removed from Ground | Kerosene | 135 | Bare Steel | 1949-05-02 | 1989-04-01 | Bare Steel
CITY LINE GAS | 225 S COASTAL HWY | PORT WENTWORTH | Chatham | 4250348 | 3A | Flapper Valve | 1996-02-02 | FALSE | 1996-02-02 | FALSE | Currently in Use | Diesel | 6000 | Galvanic (STIP-3) | 1988-01-01 |  |  | Suction (American)
Swamp Fox | 101 HODGEVILLE RD | PORT WENTWORTH | Chatham | 9025212 | 3 |  | 1995-02-01 |  | 1995-02-01 |  | Currently in Use | Gas (Historical Use) | 4000 | Composite | 1995-02-01 |  | Fiberglass Reinforced Plastic | Pressurized
PILOT TRAVEL CENTERS #071 | 7001 HWY 21 | PORT WENTWORTH | Chatham | 9000741 | 14 | Ball Float | 2002-03-04 | FALSE | 2002-03-04 | FALSE | Currently in Use | Diesel On Road | 20000 | Fiberglass Double Walled | 2002-03-04 |  | Double-Walled Fiberglass | Pressurized
PILOT TRAVEL CENTERS #071 | 7001 HWY 21 | PORT WENTWORTH | Chatham | 9000741 | 16 | Ball Float | 2002-03-04 | FALSE | 2002-03-04 | FALSE | Currently in Use | E-15 | 16000 | Fiberglass Double Walled | 2002-03-04 |  | Double-Walled Fiberglass | Pressurized
AUTOPLEX | 204 JOHNNY MERCER BLVD | SAVANNAH | Chatham | 4250325 | 1B |  | 1998-12-12 | FALSE | 1998-12-12 | FALSE | Removed from Ground | Gas (Historical Use) | 3000 | Steel-Impressed Current | 1963-04-22 | 2018-07-24 | Fiberglass Reinforced Plastic | Pressurized
SAFFOLD AIR FIELD | JOHNNY MERCER BLVD & WHITEMARSH | SAVANNAH | Chatham | 9025006 | 1 | [5 empty] | Removed from Ground | Gas (Historical Use) | 500 | Not Marked/Unknown | 1995-08-01 | 1995-08-01 | Not Marked
KROGER | 495 JOHNNY MERCER BLVD | SAVANNAH | Chatham | 10002644 | 2A | Ball Float | 2017-01-09 | FALSE | 2017-01-09 | FALSE | Currently in Use | Diesel | 10000 | Fiberglass Double Walled | 2016-10-01 |  | Double-Walled Flex | Pressurized
CHUS #4 | 3019 EAST VICTORY DR | THUNDERBOLT | Chatham | 4250280 | 1 | [5 empty] | Removed from Ground | Gas (Historical Use) | 8000 | Bare Steel | 1979-03-25 | 1991-01-10 | Galvanized Steel
RANDYS BAR-B-QUE | CORNER OF GRANGE RD & AUGUSTA ROAD | PORT WENTWORTH | Chatham | 10002078 | 2 |  |  | FALSE |  | FALSE | Removed from Ground | Gas (Historical Use) | 0 | Unknown |  | 1899-12-31 | Unknown
YOGI'S CONVENIENCE STORE | 1298 Kessler Ave. HWY 80 | GARDEN CITY | Chatham | 10002529 | 1B | Flapper Valve | 2015-12-28 | FALSE | 2015-12-28 | FALSE | Currently in Use | Premium | 3000 | Composite Double Walled | 2015-12-01 |  | Double-Walled Fiberglass | Pressurized
SAVANNAH COMMUNICATIONS | 11 MINUS AVE | GARDEN CITY | Chatham | 4250036 | 1 | [5 empty] | Removed from Ground | Gas (Historical Use) | 1000 | Bare Steel | 1976-05-07 | 1995-06-01 | Galvanized Steel
CIRCLE K #7716 | US HWY 80 & QUARTERMAN DR | SAVANNAH | Chatham | 4250285 | 2 | [5 empty] | Permanently Out of Use - historical purposes | Gas (Historical Use) | 4000 | Bare Steel | 1983-03-25 | 1899-12-31 | Galvanized Steel
JOHN'S CHEVRON | 210 JOHNNY MERCER DR | SAVANNAH | Chatham | 4250298 | 1 |  | 1986-01-01 |  | 1986-01-01 |  | Removed from Ground | Gas (Historical Use) | 10000 | Fiberglass | 1983-03-25 | 2005-10-25 | Fiberglass Reinforced Plastic
KROGER | 495 JOHNNY MERCER BLVD | SAVANNAH | Chatham | 10002644 | 2B | Ball Float | 2017-01-09 | FALSE | 2017-01-09 | FALSE | Currently in Use | E-0 | 8000 | Fiberglass Double Walled | 2016-10-01 |  | Double-Walled Flex | Pressurized
GEORGIA POWER CO PLANT KRAFT | 110 CROSSGATE RD | PORT WENTWORTH | Chatham | 4250136 | 2 | [5 empty] | Closed in Ground | Kerosene | 1 | Bare Steel | 1958-05-05 | 1986-01-01 | Unknown
GEORGIA POWER CO PLANT KRAFT | 110 CROSSGATE RD | PORT WENTWORTH | Chatham | 4250136 | 8 | [5 empty] | Removed from Ground | Diesel | 55 | Bare Steel | 1970-01-01 | 1990-11-01 | Bare Steel
CIRCLE K #2705352 | 7110 HWY 21 | PORT WENTWORTH | Chatham | 9025062 | 4 | Ball Float | 1996-10-02 | FALSE | 1996-10-02 | FALSE | Currently in Use | Diesel | 12158 | Composite | 1989-01-01 |  | Fiberglass Reinforced Plastic | Pressurized
CIRCLE K #2705352 | 7110 HWY 21 | PORT WENTWORTH | Chatham | 9025062 | 5 | Ball Float | 1996-10-02 | FALSE | 1996-10-02 | FALSE | Currently in Use | Diesel | 12000 | Composite | 1989-01-01 |  | Fiberglass Reinforced Plastic | Pressurized
PILOT TRAVEL CENTERS #071 | 7001 HWY 21 | PORT WENTWORTH | Chatham | 9000741 | 17 | Ball Float | 2002-03-04 | FALSE | 2002-03-04 | FALSE | Currently in Use | Premium | 12000 | Fiberglass Double Walled | 2002-03-04 |  | Double-Walled Fiberglass | Pressurized
PILOT TRAVEL CENTERS #071 | 7001 HWY 21 | PORT WENTWORTH | Chatham | 9000741 | 3 |  | 1985-04-15 |  | 1985-04-15 |  | Removed from Ground | Gas (Historical Use) | 10000 | Cathodically Protected Steel | 1985-04-15 | 1996-01-22 | Galvanized Steel | Pressurized
STAPLETONS CONVENIENCE STORE | 1116 HWY 30 | PORT WENTWORTH | Chatham | 10002005 | 2A | Flapper Valve | 2011-08-02 | FALSE | 2011-08-02 | FALSE | Currently in Use | Diesel | 5000 | Composite Double Walled | 2011-08-02 |  | Double-Walled Flex | Pressurized
GARDEN CITY CHEVRON | 1210 US HWY 80 | GARDEN CITY | Chatham | 9000661 | 1 | Ball Float | 1997-08-01 | FALSE | 1997-08-01 | FALSE | Currently in Use | Regular | 8000 | Steel-Impressed Current | 1981-02-25 |  | Fiberglass Reinforced Plastic | Pressurized
GPM# 4551 | 7308 HWY 21 | PORT WENTWORTH | Chatham | 10001735 | 4 | Flapper Valve | 2009-05-06 | FALSE | 2009-05-06 | FALSE | Currently in Use | Diesel | 8000 | Composite Double Walled | 2009-05-06 |  | Double-Walled Flex | Pressurized
YOGI'S CONVENIENCE STORE | 1298 Kessler Ave. HWY 80 | GARDEN CITY | Chatham | 10002529 | 2B | Flapper Valve | 2015-12-28 | FALSE | 2015-12-28 | FALSE | Currently in Use | E-0 | 3000 | Composite Double Walled | 2015-12-01 |  | Double-Walled Fiberglass | Pressurized
BULL RIVER MARINA | 8005 US Hwy 80 E | SAVANNAH | Chatham | 9025241 | 2 | Flapper Valve | 1987-01-01 | TRUE | 1987-01-01 | FALSE | Currently in Use | E-0 | 10000 | Steel-Impressed Current | 1987-01-01 |  | Steel (Impressed Current) | Pressurized
CSX TRANSPORTATION/SAVANNAH YARD | 3000 TREMONT RD | SAVANNAH | Chatham | 4250129 | 4 | [5 empty] | Removed from Ground | Gas (Historical Use) | 250 | Bare Steel | 1968-05-02 | 1991-08-14 | Unknown
COASTAL REPROGRAPHICS | 402 WHITAKER | SAVANNAH | Chatham | 9025164 | 3 | [5 empty] | Removed from Ground | Empty | 2000 | Not Marked/Unknown | 1991-07-31 | 1991-07-31 | Not Marked
SAVANNAH SUB-DIST WAREHOUSE | GA HWY 21 | SAVANNAH | Chatham | 4250005 | 2 | [5 empty] | Removed from Ground | Diesel | 2000 | Cathodically Protected Steel | 1980-04-15 | 1989-09-12 | Cathodically Protected
GARDEN CITY CHEVRON | 1210 US HWY 80 | GARDEN CITY | Chatham | 9000661 | 4 | [5 empty] | Removed from Ground | Gas (Historical Use) | 4000 | Not Marked/Unknown | 1997-09-19 | 1997-09-19 | Not Marked
CIRCLE K #2705352 | 7110 HWY 21 | PORT WENTWORTH | Chatham | 9025062 | 1 | Ball Float | 1996-10-02 | FALSE | 1996-10-02 | FALSE | Currently in Use | E-10 | 12158 | Composite | 1989-01-01 |  | Fiberglass Reinforced Plastic | Pressurized
CITY LINE GAS | 225 S COASTAL HWY | PORT WENTWORTH | Chatham | 4250348 | 1A | Flapper Valve | 1996-02-02 | FALSE | 1996-02-02 | FALSE | Currently in Use | Premium | 6000 | Galvanic (STIP-3) | 1988-01-01 |  |  | Suction (American)
PARKERS #16 | 6000 HWY 21 @ CROSSGATE | PORT WENTWORTH | Chatham | 9025284 | 4 | Overfill Alarm | 2022-08-01 | FALSE | 2022-01-01 | FALSE | Currently in Use | Diesel | 12000 | Composite | 2021-05-01 |  | Double-Walled Flex | Pressurized
GPM# 4551 | 7308 HWY 21 | PORT WENTWORTH | Chatham | 10001735 | 2 | Flapper Valve | 2009-05-06 | FALSE | 2009-05-06 | FALSE | Currently in Use | Regular | 15000 | Composite Double Walled | 2009-05-06 |  | Double-Walled Flex | Pressurized
HOGAN'S MARINA | 36 WILMINGTON ISLAND RD | SAVANNAH | Chatham | 9025304 | 3A | Flapper Valve | 2022-06-15 | FALSE | 2022-05-21 | FALSE | Currently in Use | E-0 | 10000 | Composite Double Walled | 2022-03-14 |  | Double-Walled Fiberglass | Pressurized
SAVE ON GAS #6 | 200 JOHNNY MERCER BLVD | SAVANNAH | Chatham | 4250472 | 1 | Ball Float | 1992-07-01 | FALSE | 1992-07-01 | FALSE | Currently in Use | Premium | 6000 | Steel-Impressed Current | 1981-05-02 |  | Fiberglass Reinforced Plastic | Pressurized
KROGER | 495 JOHNNY MERCER BLVD | SAVANNAH | Chatham | 10002644 | 1B | Ball Float | 2017-01-09 | FALSE | 2017-01-09 | FALSE | Currently in Use | Premium | 8000 | Fiberglass Double Walled | 2016-10-20 |  | Double-Walled Flex | Pressurized
TOWN OF THUNDERBOLT | 2702 MECHANICS AVE | THUNDERBOLT | Chatham | 9025275 | 2 | [5 empty] | Removed from Ground | Diesel | 250 | Marked Unknown | 1996-06-27 | 1996-06-27 | Not Marked
AUTOPLEX | 204 JOHNNY MERCER BLVD | SAVANNAH | Chatham | 4250325 | 1A |  | 1998-12-12 | FALSE | 1998-12-12 | FALSE | Removed from Ground | Gas (Historical Use) | 3000 | Steel-Impressed Current | 1963-04-22 | 2018-07-24 | Fiberglass Reinforced Plastic | Pressurized
AUTOPLEX | 204 JOHNNY MERCER BLVD | SAVANNAH | Chatham | 4250325 | 3 |  | 1998-12-12 | FALSE | 1998-12-12 | FALSE | Removed from Ground | Gas (Historical Use) | 4000 | Steel-Impressed Current | 1963-04-22 | 2018-07-25 | Fiberglass Reinforced Plastic | Pressurized
MISS JUDYS CHARTERS | 124 PALMETTO DR | SAVANNAH | Chatham | 9025042 | 1 | Ball Float | 1992-01-24 | FALSE | 1992-01-24 | FALSE | Currently in Use | Diesel | 8000 | Composite | 1992-01-24 |  | Fiberglass Reinforced Plastic | Pressurized
CHUS #103 | 7726 JOHNNY MERCER BLVD | SAVANNAH | Chatham | 9025037 | 3 | Flapper Valve | 1988-06-15 | FALSE | 1988-06-15 | FALSE | Currently in Use | Regular | 10000 | Galvanic (STIP-3) | 1988-06-15 |  | Fiberglass Reinforced Plastic | Pressurized
SAFFOLD AIR FIELD | JOHNNY MERCER BLVD & WHITEMARSH | SAVANNAH | Chatham | 9025006 | 2 | [5 empty] | Removed from Ground | Gas (Historical Use) | 1000 | Not Marked/Unknown | 1995-08-01 | 1995-08-01 | Not Marked
ENK475 | 3024 E VICTORY DR | THUNDERBOLT | Chatham | 9000747 | 2 | [5 empty] | Removed from Ground | Gas (Historical Use) | 5000 | Cathodically Protected Steel | 1970-04-27 | 1990-10-01 | Galvanized Steel
CAROLINA FREIGHT CARRIERS | 2821 TREMONT RD | SAVANNAH | Chatham | 4250119 | 2 | [5 empty] | Removed from Ground | Diesel | 4000 | Marked Unknown | 1971-05-08 | 1899-12-31 | Unknown | Suction (American)
ENK820 | 7002 HWY 21 | PORT WENTWORTH | Chatham | 9025126 | 1 | [5 empty] | Removed from Ground | Diesel | 20000 | Composite | 1985-05-05 | 1998-06-17 | Fiberglass Reinforced Plastic
HWY 80 QUIK STOP | 305 US HWY 80 W | GARDEN CITY | Chatham | 9000506 | 4 | Flapper Valve | 1998-12-09 | FALSE | 1998-12-09 | FALSE | Currently in Use | Premium | 6000 | Composite | 1987-01-31 |  | Steel (Impressed Current) | Pressurized
HWY 80 QUIK STOP | 305 US HWY 80 W | GARDEN CITY | Chatham | 9000506 | 5 | Flapper Valve | 1998-12-09 | FALSE | 1998-12-09 | FALSE | Currently in Use | Diesel | 10000 | Composite | 1987-01-31 |  | Steel (Impressed Current) | Pressurized
GARDEN CITY CHEVRON | 1210 US HWY 80 | GARDEN CITY | Chatham | 9000661 | 6 | [5 empty] | Removed from Ground | Gas (Historical Use) | 0 | Not Marked/Unknown | 1997-09-19 | 1997-09-19 | Not Marked
WILMINGTON ISLAND CLUB | 501 WILMINGTON ISLAND RD | SAVANNAH | Chatham | 4250053 | 1 | [5 empty] | Removed from Ground | Empty | 1002 | Cathodically Protected Steel | 1986-01-01 | 2007-10-15 | Galvanized Steel | Safe Suction (Euro)
SPEEDWAY #363 | 2301 EAST VICTORY DR | THUNDERBOLT | Chatham | 4250352 | 3 | [5 empty] | Removed from Ground | Gas (Historical Use) | 10000 | Bare Steel | 1979-04-16 | 1999-05-01 | Galvanized Steel | Pressurized
THUNDERBOLT MARINE INC | RIVER DR | THUNDERBOLT | Chatham | 4250114 | 1 | [5 empty] | Removed from Ground | Gas (Historical Use) | 500 | Bare Steel | 1968-05-07 | 1977-07-01 | Galvanized Steel
EXXON STATION #44286 | 3209 EAST VICTORY DR | THUNDERBOLT | Chatham | 9000480 | 4 |  |  | TRUE |  | TRUE | Removed from Ground | Used Oil | 550 | Cathodically Protected Steel | 1969-04-21 | 1989-12-01 | Galvanized Steel
GULFSTREAM AEROSPACE CORP | 500 GULFSTREAM ROAD | SAVANNAH | Chatham | 4250094 | BR1 | [5 empty] | Removed from Ground | Hazardous Substance | 20000 | Bare Steel | 1967-01-01 | 1994-10-01 | Bare Steel | Safe Suction (Euro)
GULFSTREAM AEROSPACE CORP | 500 GULFSTREAM ROAD | SAVANNAH | Chatham | 4250094 | FF3 | Overfill Alarm | 1990-03-01 | FALSE | 1990-03-01 | FALSE | Currently in Use | Kerosene | 20000 | Epoxy Double-Walled | 1990-03-01 |  | Aboveground | Pressurized
PORT WENTWORTH EXXON | 16 NORTH COASTAL HWY | SAVANNAH | Chatham | 4250144 | 2 | [5 empty] | Removed from Ground | Used Oil | 1 | Not Marked/Unknown | 1991-12-01 | 1991-12-01 | Not Marked
ENK820 | 7002 HWY 21 | PORT WENTWORTH | Chatham | 9025126 | 10A | Flapper Valve | 2020-03-12 | FALSE | 2020-03-05 | FALSE | Currently in Use | Diesel | 12000 | Fiberglass Double Walled | 2019-12-12 |  | Double-Walled Flex | Pressurized
PARKERS #25 | 3105 E VICTORY DR | THUNDERBOLT | Chatham | 9025351 | 1 | Flapper Valve | 2001-07-10 | FALSE | 2001-07-10 | FALSE | Currently in Use | Regular | 12000 | Epoxy | 2001-07-10 |  | Double-Walled Flex | Pressurized
YOGI'S CONVENIENCE STORE | 1298 Kessler Ave. HWY 80 | GARDEN CITY | Chatham | 10002529 | 2A | Flapper Valve | 2015-12-28 | FALSE | 2015-12-01 | FALSE | Currently in Use | Diesel | 9000 | Composite Double Walled | 2015-12-01 |  | Double-Walled Fiberglass | Pressurized
Thunderbolt Convenience | 2301 E VICTORY DRIVE | SAVANNAH | Chatham | 9025341 | 1 | Ball Float | 2001-03-01 | FALSE | 2001-03-01 | FALSE | Currently in Use | E-10 | 10000 | Composite | 2001-03-01 |  | Double-Walled Flex | Pressurized
SAVE ON GAS #6 | 200 JOHNNY MERCER BLVD | SAVANNAH | Chatham | 4250472 | 5 | [5 empty] | Removed from Ground | Gas (Historical Use) | 4000 | Bare Steel | 1976-05-02 | 1981-05-01 | Galvanized Steel
SAVE ON GAS #6 | 200 JOHNNY MERCER BLVD | SAVANNAH | Chatham | 4250472 | 4 | Ball Float | 1992-07-01 | FALSE | 1992-07-01 | FALSE | Currently in Use | Regular | 6000 | Steel-Impressed Current | 1981-05-02 |  | Fiberglass Reinforced Plastic | Pressurized
SAVE ON GAS #6 | 200 JOHNNY MERCER BLVD | SAVANNAH | Chatham | 4250472 | 7 | [5 empty] | Removed from Ground | Other | 4000 | Bare Steel | 1976-05-02 | 1981-05-01 | Galvanized Steel
AUTOPLEX | 204 JOHNNY MERCER BLVD | SAVANNAH | Chatham | 4250325 | 2B |  | 1998-12-12 | FALSE | 1998-12-12 | FALSE | Removed from Ground | Gas (Historical Use) | 3000 | Steel-Impressed Current | 1963-04-22 | 2018-07-25 | Fiberglass Reinforced Plastic | Pressurized
JOHN'S CHEVRON | 210 JOHNNY MERCER DR | SAVANNAH | Chatham | 4250298 | 2 |  | 1986-01-01 |  | 1986-01-01 |  | Removed from Ground | Gas (Historical Use) | 10000 | Fiberglass | 1983-03-25 | 2005-10-25 | Fiberglass Reinforced Plastic
HOGAN'S MARINA | 36 WILMINGTON ISLAND RD | SAVANNAH | Chatham | 9025304 | 3B | Flapper Valve | 2022-06-15 | FALSE | 2022-05-01 | FALSE | Currently in Use | Diesel | 3000 | Composite Double Walled | 2022-03-14 |  | Double-Walled Fiberglass | Pressurized
KROGER | 495 JOHNNY MERCER BLVD | SAVANNAH | Chatham | 10002644 | 1A | Ball Float | 2017-01-09 | FALSE | 2017-01-09 | FALSE | Currently in Use | Regular | 20000 | Fiberglass Double Walled | 2016-10-01 |  | Double-Walled Flex | Pressurized
THUNDERBOLT FISHERMANS SEAFOOD | 3110 RIVER DR | THUNDERBOLT | Chatham | 9025229 | 1 | Ball Float | 1991-09-17 | FALSE | 1991-09-17 | FALSE | Removed from Ground | Diesel | 10000 | Galvanic (STIP-3) | 1991-09-17 |  | Fiberglass Reinforced Plastic | Pressurized
EXXON STATION #44286 | 3209 EAST VICTORY DR | THUNDERBOLT | Chatham | 9000480 | 3 | [5 empty] | Removed from Ground | Gas (Historical Use) | 4000 | Cathodically Protected Steel | 1969-04-21 | 1989-12-01 | Galvanized Steel
GULFSTREAM AEROSPACE CORP | 500 GULFSTREAM ROAD | SAVANNAH | Chatham | 4250094 | FF5B | Overfill Alarm | 1990-03-01 | FALSE | 1990-03-01 | FALSE | Currently in Use | Kerosene | 10000 | Epoxy Double-Walled | 1990-03-01 |  | Aboveground | Pressurized
INTERSTATE NATIONALEASE INC - SA | 416 GRANGE RD | PORT WENTWORTH | Chatham | 4250403 | 4 |  |  | TRUE |  | TRUE | Removed from Ground | Used Oil | 1000 | Bare Steel | 1976-04-28 | 1995-06-01 | Bare Steel
Swamp Fox | 101 HODGEVILLE RD | PORT WENTWORTH | Chatham | 9025212 | 1B | Ball Float | 1995-02-01 | FALSE | 1995-02-01 | FALSE | Currently in Use | Premium | 4000 | Composite | 1995-02-01 |  | Fiberglass Reinforced Plastic | Pressurized
Niti #7 | 1250 HWY 30 | PORT WENTWORTH | Chatham | 9025283 | 1 | Ball Float | 1996-07-25 | FALSE | 1996-07-25 | FALSE | Currently in Use | Regular | 10000 | Composite | 1996-04-01 |  | Fiberglass Reinforced Plastic | Pressurized
GEORGIA-PACIFIC | CROSSGATE RD | PORT WENTWORTH | Chatham | 9000518 | 1 | [5 empty] | Removed from Ground | Diesel | 10000 | Bare Steel | 1979-03-06 | 1899-12-31 | Galvanized Steel
MURPHY EXPRESS #8567 | 100 MAGELLAN BLVD | PORT WENTWORTH | Chatham | 10001848 | 2A | Flapper Valve | 2011-04-15 | FALSE | 2011-04-15 | FALSE | Currently in Use | Diesel | 12000 | Fiberglass Double Walled | 2010-03-10 |  | Double-Walled Flex | Pressurized
HOGAN'S MARINA | 36 WILMINGTON ISLAND RD | SAVANNAH | Chatham | 9025304 | 2 | Ball Float | 1990-01-01 | FALSE | 1990-01-01 | FALSE | Closed in Ground | E-0 | 10000 | Galvanic (STIP-3) | 1990-01-01 |  | Fiberglass Reinforced Plastic | Pressurized
MURPHY EXPRESS #8567 | 100 MAGELLAN BLVD | PORT WENTWORTH | Chatham | 10001848 | 1 | Ball Float | 2011-04-15 | FALSE | 2011-04-15 | FALSE | Currently in Use | Regular | 20000 | Fiberglass Double Walled | 2010-03-10 |  | Double-Walled Flex | Pressurized
CHUS #103 | 7726 JOHNNY MERCER BLVD | SAVANNAH | Chatham | 9025037 | 4 | Flapper Valve | 1988-06-15 | FALSE | 1988-06-15 | FALSE | Currently in Use | Diesel | 4000 | Galvanic (STIP-3) | 1988-06-15 |  | Fiberglass Reinforced Plastic | Pressurized
SPEEDWAY #363 | 2301 EAST VICTORY DR | THUNDERBOLT | Chatham | 4250352 | 6 |  |  | TRUE |  | TRUE | Removed from Ground | Used Oil | 550 | Bare Steel | 1991-09-24 | 1991-09-24 | Unknown
ENK475 | 3024 E VICTORY DR | THUNDERBOLT | Chatham | 9000747 | 1 | [5 empty] | Removed from Ground | Gas (Historical Use) | 5000 | Cathodically Protected Steel | 1970-04-27 | 1990-10-01 | Galvanized Steel
CAROLINA FREIGHT CARRIERS | 2821 TREMONT RD | SAVANNAH | Chatham | 4250119 | 1 | [5 empty] | Removed from Ground | Diesel | 4000 | Marked Unknown | 1971-05-08 | 1899-12-31 | Unknown | Suction (American)
GULFSTREAM AEROSPACE CORP | 500 GULFSTREAM ROAD | SAVANNAH | Chatham | 4250094 | BR3 | [5 empty] | Removed from Ground | Gas (Historical Use) | 1000 | Bare Steel | 1967-01-01 | 1987-01-01 | Bare Steel | Safe Suction (Euro)
GULFSTREAM AEROSPACE CORP | 500 GULFSTREAM ROAD | SAVANNAH | Chatham | 4250094 | FF4 | Overfill Alarm | 1990-03-01 | FALSE | 1990-03-01 | FALSE | Currently in Use | Kerosene | 20000 | Epoxy Double-Walled | 1990-03-01 |  |  | Pressurized
LUCKY 7 | 306 S COASTAL HWY | PORT WENTWORTH | Chatham | 4250026 | 1 | Flapper Valve | 1998-01-01 | FALSE | 1998-01-01 | FALSE | Currently in Use | Premium | 3000 | Steel-Impressed Current | 1966-05-07 |  | Fiberglass Reinforced Plastic | Pressurized
LUCKY 7 | 306 S COASTAL HWY | PORT WENTWORTH | Chatham | 4250026 | 4 | [5 empty] | Permanently Out of Use - historical purposes | Empty | 4000 | Bare Steel | 1958-05-07 | 1899-12-31 | Unknown
WEYERHAEUSER COMPANY-PORT WENTWORTH HILL | 1 BONNY BRIDGE RD | PORT WENTWORTH | Chatham | 4250057 | 5 | [5 empty] | Removed from Ground | Diesel | 5000 | Bare Steel | 1975-05-03 | 1989-04-01 | Bare Steel
DELI-MART | 122 SOUTH COASTAL HWY | PORT WENTWORTH | Chatham | 4250120 | 6 |  | 1988-12-01 | TRUE | 1988-12-01 |  | Temporarily out of use | Gas (Historical Use) | 2000 | Galvanic (STIP-3) | 1988-12-01 |  | Galvanized Steel | Suction (American)
WHITEWAY LAUNDRY & CLEANERS INC | 304 COASTAL HWY | PORT WENTWORTH | Chatham | 4250214 | 2 | [5 empty] | Closed in Ground | Other | 500 | Bare Steel | 1966-02-26 | 1985-07-01 | Bare Steel
CIRCLE K #2705352 | 7110 HWY 21 | PORT WENTWORTH | Chatham | 9025062 | 3 | Flapper Valve | 1996-10-02 | FALSE | 1996-10-02 | FALSE | Installed | Premium | 12158 | Composite | 1989-01-01 |  | Fiberglass Reinforced Plastic | Pressurized
ROYAL BROS FEED & SEED | GA HWY 21 N | PORT WENTWORTH | Chatham | 4250373 | 3 | [5 empty] | Removed from Ground | Gas (Historical Use) | 0 | Bare Steel | 1993-06-28 | 1993-06-28 | Galvanized Steel
GEORGIA-PACIFIC | CROSSGATE RD | PORT WENTWORTH | Chatham | 9000518 | 3 | [5 empty] | Removed from Ground | Diesel | 2000 | Bare Steel | 1977-03-06 | 1899-12-31 | Galvanized Steel
CIRCLE K #7716 | US HWY 80 & QUARTERMAN DR | SAVANNAH | Chatham | 4250285 | 3 | [5 empty] | Permanently Out of Use - historical purposes | Gas (Historical Use) | 4000 | Bare Steel | 1977-03-24 | 1899-12-31 | Galvanized Steel
BST/WILMINGTON ISL CO/R2212 | 15 DOGWOOD AVE | SAVANNAH | Chatham | 4250443 | 2 | [5 empty] | Removed from Ground | Diesel | 550 | Bare Steel | 1963-01-01 | 1990-06-01 | Bare Steel | Suction (American)
RANDYS BAR-B-QUE | CORNER OF GRANGE RD & AUGUSTA ROAD | PORT WENTWORTH | Chatham | 10002078 | 1 |  |  | FALSE |  | FALSE | Removed from Ground | Gas (Historical Use) | 0 | Unknown |  | 1899-12-31 | Unknown
LIFT STATION 38 | SAPELO RD | SAVANNAH | Chatham | 9025228 | 1 | [5 empty] | Closed in Ground | Diesel | 700 | Unknown | 1986-01-01 | 1996-07-01 | Unknown
SAVE ON GAS #6 | 200 JOHNNY MERCER BLVD | SAVANNAH | Chatham | 4250472 | 2 | Ball Float | 1992-07-01 | FALSE | 1992-07-01 | FALSE | Currently in Use | Plus | 6000 | Steel-Impressed Current | 1981-05-02 |  | Fiberglass Reinforced Plastic | Pressurized
GEORGIA-PACIFIC/SAVANNAH HARDWOO | OLD LOUISVILLE | GARDEN CITY | Chatham | 9000517 | 4 | [5 empty] | Removed from Ground | Empty | 1000 | Bare Steel | 1965-03-09 | 1899-12-31 | Galvanized Steel
GEORGIA-PACIFIC/SAVANNAH HARDWOO | OLD LOUISVILLE | GARDEN CITY | Chatham | 9000517 | 5 | [5 empty] | Removed from Ground | Empty | 1000 | Bare Steel | 1965-03-09 | 1899-12-31 | Galvanized Steel
QUICKWAY FOOD STORES | 702 HWY 80 | GARDEN CITY | Chatham | 9025162 | 2 |  | 1988-02-01 |  | 1988-02-01 |  | Removed from Ground | Gas (Historical Use) | 3000 | Cathodically Protected Steel | 1988-02-01 | 1999-03-09 | Galvanized Steel | Pressurized
NOURIA 1310 | 4230 AUGUSTA AVE | GARDEN CITY | Chatham | 9000187 | 4 | Flapper Valve | 1985-05-07 | FALSE | 1985-05-07 | FALSE | Currently in Use | E-10 | 6000 | Composite Double Walled | 1985-05-07 |  | Fiberglass Reinforced Plastic | Pressurized
NOURIA 1310 | 4230 AUGUSTA AVE | GARDEN CITY | Chatham | 9000187 | 5 | Flapper Valve | 1985-05-07 | FALSE | 1985-05-01 | FALSE | Currently in Use | Diesel | 6000 | Composite Double Walled | 1985-05-07 |  | Fiberglass Reinforced Plastic | Pressurized
AT&T/GARDEN CITY RADIO RELAY | US HWY 17/80 MAIN ST | GARDEN CITY | Chatham | 9025152 | 2 | [5 empty] | Removed from Ground | Diesel | 1000 | Cathodically Protected Steel | 1992-06-07 | 1899-12-31 | Copper | Suction (American)
JIT WAREHOUSING & LOGISTICS | 456 BOURNE AVE | GARDEN CITY | Chatham | 9025199 | 1 | Flapper Valve | 1994-07-01 | FALSE | 1994-07-01 | FALSE | Currently in Use | Diesel | 12000 | Composite | 1994-10-01 |  | Fiberglass Reinforced Plastic | Pressurized
NITI FOOD MART | 1212 HWY 80 | GARDEN CITY | Chatham | 9025327 | 1 | Ball Float | 1999-03-01 | FALSE | 1999-03-01 | FALSE | Currently in Use | E-10 | 10000 | Composite | 1999-03-01 |  | Fiberglass Reinforced Plastic | Pressurized
Groendyke Transport, Inc.-Garden City | 14 AVIATION CT | GARDEN CITY | Chatham | 9025348 | 1 |  | 2000-05-02 | FALSE | 2000-05-02 | FALSE | Removed from Ground | Diesel | 12000 | Composite | 2000-03-06 |  | Flex | Pressurized
QUICKWAY FOOD STORES | 702 HWY 80 | GARDEN CITY | Chatham | 9025162 | 4 |  | 1988-02-01 |  | 1988-02-01 |  | Removed from Ground | Diesel | 3000 | Cathodically Protected Steel | 1988-02-01 | 1999-03-09 | Galvanized Steel | Pressurized
QUICKWAY FOOD STORES | 702 HWY 80 | GARDEN CITY | Chatham | 9025162 | 1 |  | 1994-11-12 |  | 1994-11-12 |  | Removed from Ground | Gas (Historical Use) | 6000 | Epoxy | 1994-11-12 | 1999-03-09 | Fiberglass Reinforced Plastic | Pressurized
GA PORTS AUTH/MAINT SHOP (FORMER | TOMICHICHI RD/US HWY 17 NORTH | GARDEN CITY | Chatham | 9025076 | 1 | [5 empty] | Removed from Ground | Gas (Historical Use) | 5000 | Bare Steel | 1992-09-16 | 1992-09-16 | Bare Steel
L B FOSTER CO | %GA PORTS AUTHORITY 7796 | GARDEN CITY | Chatham | 4250007 | 1 | [5 empty] | Removed from Ground | Gas (Historical Use) | 2500 | Bare Steel | 1970-04-14 | 1988-11-01 | Galvanized Steel
GANESH 4801 LLC | 4801 AUGUSTA RD | GARDEN CITY | Chatham | 4250137 | 1 |  | 1989-02-01 |  | 1989-02-01 |  | Removed from Ground | Gas (Historical Use) | 4000 | Bare Steel | 1982-05-05 | 2012-03-03 | Fiberglass Reinforced Plastic | Safe Suction (Euro)
GARDEN CITY EXXON | 409 US HWY 80 W | GARDEN CITY | Chatham | 4250139 | 1 | [5 empty] | Removed from Ground | Gas (Historical Use) | 1 | Not Marked/Unknown | 1990-12-01 | 1990-12-01 | Not Marked
GA ANG 165TH AW | 1401 ROBERT B MILLER JR DR | GARDEN CITY | Chatham | 4250116 | 7 | [5 empty] | Removed from Ground | Other | 750 | Fiberglass | 1984-05-06 | 1998-12-01 | Galvanized Steel
GPM# 4551 | 7308 HWY 21 | PORT WENTWORTH | Chatham | 10001735 | 3 | Flapper Valve | 2009-05-06 | FALSE | 2009-05-06 | FALSE | Currently in Use | Premium | 8000 | Composite Double Walled | 2009-05-06 |  | Double-Walled Flex | Pressurized
PARCEL #7 | 8010 STATE HIGHWAY 21 | PORT WENTWORTH | Chatham | 10001726 | 1 |  |  | FALSE |  | FALSE | Closed in Ground | Gas (Historical Use) | 600 | Unknown | 2009-02-11 | 2009-02-11 | Unknown
BST/WILMINGTON ISL CO/R2212 | 15 DOGWOOD AVE | SAVANNAH | Chatham | 4250443 | 3 | Flapper Valve | 1991-01-01 | FALSE | 1991-01-01 | FALSE | Currently in Use | Diesel | 1000 |  | 1991-01-01 |  | Copper/Secondry Containment | Suction (American)
SAVE ON GAS #6 | 200 JOHNNY MERCER BLVD | SAVANNAH | Chatham | 4250472 | 6 | [5 empty] | Removed from Ground | Gas (Historical Use) | 4000 | Bare Steel | 1976-05-02 | 1981-05-01 | Galvanized Steel
SAVE ON GAS #6 | 200 JOHNNY MERCER BLVD | SAVANNAH | Chatham | 4250472 | 8 | [5 empty] | Removed from Ground | Other | 4000 | Bare Steel | 1976-05-02 | 1981-05-01 | Galvanized Steel
SAFFOLD AIR FIELD | JOHNNY MERCER BLVD & WHITEMARSH | SAVANNAH | Chatham | 9025006 | 3 | [5 empty] | Removed from Ground | Gas (Historical Use) | 2000 | Not Marked/Unknown | 1995-08-01 | 1995-08-01 | Not Marked
ENK846 | 210 JOHNNY MERCER BLVD | SAVANNAH | Chatham | 10001579 | 1 | Flapper Valve | 2008-05-10 | FALSE | 2008-05-10 | FALSE | Currently in Use | Regular | 20000 | Fiberglass Double Walled | 2008-04-18 |  | Double-Walled Fiberglass | Pressurized
SPEEDWAY #363 | 2301 EAST VICTORY DR | THUNDERBOLT | Chatham | 4250352 | 2 | [5 empty] | Removed from Ground | Gas (Historical Use) | 10000 | Bare Steel | 1979-04-16 | 1999-05-01 | Galvanized Steel | Pressurized
CHUS #4 | 3019 EAST VICTORY DR | THUNDERBOLT | Chatham | 4250280 | 2 | [5 empty] | Removed from Ground | Gas (Historical Use) | 8000 | Bare Steel | 1979-03-25 | 1991-01-10 | Galvanized Steel
EXXON STATION #44286 | 3209 EAST VICTORY DR | THUNDERBOLT | Chatham | 9000480 | 1 | [5 empty] | Removed from Ground | Gas (Historical Use) | 6000 | Cathodically Protected Steel | 1969-04-21 | 1989-12-01 | Galvanized Steel
HWY 80 QUIK STOP | 305 US HWY 80 W | GARDEN CITY | Chatham | 9000506 | 2 | Flapper Valve | 1998-12-09 | FALSE | 1998-12-09 | FALSE | Temporarily out of use | Plus | 10000 | Composite | 1987-01-31 |  | Steel (Impressed Current) | Pressurized
HARI INC | 4207 AUGUSTA AVE | GARDEN CITY | Chatham | 9025161 | 8 | Flapper Valve | 1994-07-20 | FALSE | 1994-07-20 | FALSE | Currently in Use | Premium | 5000 | Composite | 1994-06-01 |  | Fiberglass Reinforced Plastic | Pressurized
HARI INC | 4207 AUGUSTA AVE | GARDEN CITY | Chatham | 9025161 | 9 | Flapper Valve | 1994-07-20 | FALSE | 1994-07-20 | FALSE | Currently in Use | Diesel | 4000 | Composite | 1994-06-01 |  | Fiberglass Reinforced Plastic | Pressurized
HARI INC | 4207 AUGUSTA AVE | GARDEN CITY | Chatham | 9025161 | 2 | [5 empty] | Removed from Ground | Gas (Historical Use) | 8000 | Bare Steel | 1979-01-01 | 1994-05-01 | Fiberglass Reinforced Plastic | Pressurized
GEORGIA PORTS AUTHORITY | HWY 25 & 307 | GARDEN CITY | Chatham | 9025058 | 3 |  |  | FALSE |  | FALSE | Removed from Ground | Gas (Historical Use) | 8000 | Bare Steel | 1978-01-08 | 1992-06-30 | Bare Steel
GEORGIA DRUM CO/RHEEM MFG CO | 139 BRAMPTON RD | GARDEN CITY | Chatham | 4250447 | 3 | [5 empty] | Removed from Ground | Diesel | 5000 | Bare Steel | 1977-05-06 | 1992-07-21 | Galvanized Steel | Safe Suction (Euro)
Buzzin Cafe | 165 MAIN ST | GARDEN CITY | Chatham | 4250177 | 2 | Flapper Valve | 1998-11-17 | FALSE | 1998-11-17 | FALSE | Currently in Use | Regular | 10000 | Steel-Impressed Current | 1979-02-18 |  | Flex | Pressurized
CHUS CONVENIENCE MART | 2606 US HWY 80 | GARDEN CITY | Chatham | 4250209 | 7-A | Ball Float | 1992-03-23 | FALSE | 1992-03-23 | FALSE | Currently in Use | Diesel | 5000 | Galvanic (STIP-3) | 1992-03-23 |  | Fiberglass Reinforced Plastic | Pressurized
ENK475 | 3024 E VICTORY DR | THUNDERBOLT | Chatham | 9000747 | 8B | Flapper Valve | 2020-06-30 | FALSE | 2020-05-07 | FALSE | Currently in Use | E-0 | 8000 | Fiberglass Double Walled | 2020-03-12 |  | Double-Walled Flex | Pressurized
PORT WENTWORTH EXXON | 16 NORTH COASTAL HWY | SAVANNAH | Chatham | 4250144 | 1 | [5 empty] | Removed from Ground | Kerosene | 1 | Not Marked/Unknown | 1991-12-01 | 1991-12-01 | Not Marked
PORT WENTWORTH EXXON | 16 NORTH COASTAL HWY | SAVANNAH | Chatham | 4250144 | 4 | [5 empty] | Removed from Ground | Used Oil | 1 | Not Marked/Unknown | 1991-12-01 | 1991-12-01 | Not Marked
CENTRAL JUNCTION LOUNGE | 1015 HWY 80 | GARDEN CITY | Chatham | 9025156 | 2 |  |  | FALSE |  | FALSE | Removed from Ground | Gas (Historical Use) | 4000 | Bare Steel | 2006-11-09 | 2006-11-09 | Bare Steel
O'NEAL STEEL INC | 5005 AUGUSTA RD | GARDEN CITY | Chatham | 9025023 | 2 | [5 empty] | Removed from Ground | Diesel | 10000 | Bare Steel | 1979-01-01 | 1993-01-27 | Unknown
O'NEAL STEEL INC | 5005 AUGUSTA RD | GARDEN CITY | Chatham | 9025023 | 1 | [5 empty] | Removed from Ground | Gas (Historical Use) | 10000 | Bare Steel | 1979-01-01 | 1993-01-27 | Unknown
THE HERTY FOUNDATION | 110 BRAMPTON RD | GARDEN CITY | Chatham | 9025016 | 2 | [5 empty] | Removed from Ground | Gas (Historical Use) | 500 | Bare Steel | 1963-01-01 | 1993-07-01 | Unknown
GEORGIA PORTS AUTHORITY | HWY 25 & 307 | GARDEN CITY | Chatham | 9025058 | 10 | Flapper Valve | 1999-02-01 | FALSE | 1999-02-01 | FALSE | Currently in Use | Diesel | 12000 | Fiberglass Double Walled | 1999-02-01 |  | Double-Walled Fiberglass | Pressurized
GARDEN CITY MAINTENANCE | 100 MAIN ST | GARDEN CITY | Chatham | 4250147 | 2 | [5 empty] | Removed from Ground | Gas (Historical Use) | 1000 | Bare Steel | 1978-03-11 | 1994-05-24 | Galvanized Steel
BO-MARK TRANSPORT INC | 4884 OLD LOUISVILLE RD | GARDEN CITY | Chatham | 4250055 | 2 |  | 1997-03-01 |  | 1997-03-01 |  | Removed from Ground | Diesel | 10000 | Steel-Impressed Current | 1986-10-31 | 2012-08-07 | Fiberglass Reinforced Plastic | Pressurized
GA ANG 165TH AW | 1401 ROBERT B MILLER JR DR | GARDEN CITY | Chatham | 4250116 | 2 |  |  | FALSE |  | FALSE | Removed from Ground | Other | 0 | Unknown |  | 1899-12-31 | Steel/FG Secondary containment
SAXONS SERVICE STATION | 4828 AUGUSTA RD | GARDEN CITY | Chatham | 4250081 | 2 | [5 empty] | Removed from Ground | Gas (Historical Use) | 3000 | Bare Steel | 1968-03-11 | 1998-09-29 | Bare Steel
BULL RIVER MARINA | 8005 US Hwy 80 E | SAVANNAH | Chatham | 9025241 | 1 | Flapper Valve | 1987-01-01 | TRUE | 1987-01-01 | FALSE | Currently in Use | Diesel | 10000 | Steel-Impressed Current | 1987-01-01 |  | Steel (Impressed Current) | Pressurized
GULFSTREAM AEROSPACE CORP | 500 GULFSTREAM ROAD | SAVANNAH | Chatham | 4250094 | FF1 | Overfill Alarm | 1990-03-01 | FALSE | 1990-03-01 | FALSE | Currently in Use | Jet fuel | 20000 | Epoxy Double-Walled | 1990-03-01 |  | Aboveground | Pressurized
PORT WENTWORTH EXXON | 16 NORTH COASTAL HWY | SAVANNAH | Chatham | 4250144 | 3 | [5 empty] | Removed from Ground | Gas (Historical Use) | 1 | Not Marked/Unknown | 1991-12-01 | 1991-12-01 | Not Marked
HWY 80 QUIK STOP | 305 US HWY 80 W | GARDEN CITY | Chatham | 9000506 | 1 | Flapper Valve | 1998-12-09 | FALSE | 1998-12-09 | FALSE | Currently in Use | E-0 | 6000 | Composite | 1987-01-31 |  | Steel (Impressed Current) | Pressurized
HWY 80 QUIK STOP | 305 US HWY 80 W | GARDEN CITY | Chatham | 9000506 | 7 | Flapper Valve | 1998-12-09 | FALSE | 1998-12-09 | FALSE | Currently in Use | Diesel | 10000 | Composite | 1987-01-31 |  | Steel (Impressed Current) | Pressurized
JOHN'S CHEVRON | 210 JOHNNY MERCER DR | SAVANNAH | Chatham | 4250298 | 5 |  |  | FALSE |  | FALSE | Removed from Ground |  | 1000 | Unknown | 2005-10-25 | 2005-10-25
JOHN'S CHEVRON | 210 JOHNNY MERCER DR | SAVANNAH | Chatham | 4250298 | 4 |  |  | TRUE |  | TRUE | Removed from Ground | Empty | 1000 | Fiberglass | 1983-03-25 | 2005-10-25 | Fiberglass Reinforced Plastic
CHUS #4 | 3019 EAST VICTORY DR | THUNDERBOLT | Chatham | 4250280 | 3 | [5 empty] | Removed from Ground | Gas (Historical Use) | 8000 | Bare Steel | 1979-03-25 | 1991-01-10 | Galvanized Steel
GULFSTREAM AEROSPACE CORP | 500 GULFSTREAM ROAD | SAVANNAH | Chatham | 4250094 | CAF1 | [5 empty] | Removed from Ground | Diesel | 1000 | Not Marked/Unknown | 1996-05-13 | 1996-05-13 | Not Marked
GA DOT 10581 MAINT HQ | BOX 600 SHARON PARK DR | GARDEN CITY | Chatham | 7025003 | 10581-1 | [5 empty] | Removed from Ground | Other | 1000 | Marked Unknown | 1993-04-12 | 1993-04-12 | Unknown
NOURIA 1310 | 4230 AUGUSTA AVE | GARDEN CITY | Chatham | 9000187 | 6 |  |  | TRUE |  | TRUE | Removed from Ground | Used Oil | 2000 | Not Marked/Unknown | 1997-01-17 | 1997-01-17 | Not Marked
GEORGIA-PACIFIC/SAVANNAH HARDWOO | OLD LOUISVILLE | GARDEN CITY | Chatham | 9000517 | 3 | [5 empty] | Removed from Ground | Empty | 1000 | Bare Steel | 1965-03-09 | 1899-12-31 | Galvanized Steel
HARI INC | 4207 AUGUSTA AVE | GARDEN CITY | Chatham | 9025161 | 6 | Flapper Valve | 1994-07-20 | FALSE | 1994-07-20 | FALSE | Currently in Use | E-10 | 8000 | Composite | 1994-06-01 |  | Fiberglass Reinforced Plastic | Pressurized
PRITAM LLC | 5316 AUGUSTA RD | GARDEN CITY | Chatham | 4250391 | 3 | Flapper Valve | 1998-11-01 | FALSE | 1998-11-01 | FALSE | Currently in Use | Plus | 12000 | Steel-Impressed Current | 1980-03-11 |  | Fiberglass Reinforced Plastic | Pressurized
SOUTHERN BULK INDUSTRIES INC | 16 FOUNDATION DR | GARDEN CITY | Chatham | 4250251 | 1 | [5 empty] | Removed from Ground | Gas (Historical Use) | 8000 | Bare Steel | 1978-04-10 | 1993-01-21 | Galvanized Steel
GARDEN CITY CHEVRON | 1210 US HWY 80 | GARDEN CITY | Chatham | 9000661 | 3 | Ball Float | 1997-08-01 | FALSE | 1997-08-01 | FALSE | Currently in Use | Premium | 8000 | Steel-Impressed Current | 1981-02-25 |  | Fiberglass Reinforced Plastic | Pressurized
WILSON MAINTENCE & REPAIR | 2101 TRAVIS FIELD RD | GARDEN CITY | Chatham | 4110387 | 1 |  | 1998-12-17 | FALSE | 1998-12-17 | TRUE | Removed from Ground | Diesel | 8000 | Fiberglass | 1986-02-01 |  | Fiberglass Reinforced Plastic | Suction (American)
NOURIA 1310 | 4230 AUGUSTA AVE | GARDEN CITY | Chatham | 9000187 | 1 | Flapper Valve | 1985-05-07 | FALSE | 1985-05-07 | FALSE | Currently in Use | E-10 | 12000 | Composite Double Walled | 1985-05-07 |  | Fiberglass Reinforced Plastic | Pressurized
GEORGIA-PACIFIC/SAVANNAH HARDWOO | OLD LOUISVILLE | GARDEN CITY | Chatham | 9000517 | 2 | [5 empty] | Removed from Ground | Gas (Historical Use) | 1000 | Bare Steel | 1958-03-11 | 1899-12-31 | Galvanized Steel
AT&T/GARDEN CITY RADIO RELAY | US HWY 17/80 MAIN ST | GARDEN CITY | Chatham | 9025152 | 1 | [5 empty] | Closed in Ground | Diesel | 1000 | Bare Steel | 1974-01-01 | 1992-06-15 | Copper | Suction (American)
CENTRAL JUNCTION LOUNGE | 1015 HWY 80 | GARDEN CITY | Chatham | 9025156 | 4 |  |  | FALSE |  | FALSE | Permanently Out of Use - historical purposes | Diesel | 4000 | Bare Steel |  | 1899-12-31 | Bare Steel
LAYNE ATLANTIC | 266 ALFRED ST | GARDEN CITY | Chatham | 9025186 | 2 | [5 empty] | Permanently Out of Use - historical purposes | Gas (Historical Use) | 2000 | Cathodically Protected Steel | 1986-05-16 | 1899-12-31 | Not Marked
CALE YARBOROUGH HONDA | 1028 HWY 80 | GARDEN CITY | Chatham | 9025217 | OIL |  |  | TRUE |  | TRUE | Currently in Use | Used Oil | 500 | Not Marked/Unknown | 1994-11-01 |  | Not Marked
CHUS #103 | 7726 JOHNNY MERCER BLVD | SAVANNAH | Chatham | 9025037 | 1 | Flapper Valve | 1988-06-15 | FALSE | 1988-06-15 | FALSE | Currently in Use | Premium | 10000 | Galvanic (STIP-3) | 1988-06-15 |  | Fiberglass Reinforced Plastic | Pressurized
SAFE HARBOR BAHIA BLEU | 2812 RIVER DR | SAVANNAH | Chatham | 10000064 | 2 |  | 2002-03-01 | FALSE | 2002-03-01 | FALSE | Currently in Use | E-0 | 6000 | Composite | 2002-03-01 |  | Fiberglass Reinforced Plastic | Pressurized
ENK475 | 3024 E VICTORY DR | THUNDERBOLT | Chatham | 9000747 | 7 | Flapper Valve | 2020-06-30 | FALSE | 2020-06-07 | FALSE | Currently in Use | Diesel | 20000 | Fiberglass Double Walled | 2020-03-12 |  | Double-Walled Flex | Pressurized
ENK475 | 3024 E VICTORY DR | THUNDERBOLT | Chatham | 9000747 | 4 | [5 empty] | Removed from Ground | Gas (Historical Use) | 5000 | Cathodically Protected Steel | 1970-04-27 | 1990-10-01 | Galvanized Steel
ENK475 | 3024 E VICTORY DR | THUNDERBOLT | Chatham | 9000747 | 5 |  |  | TRUE |  | TRUE | Removed from Ground | Used Oil | 600 | Cathodically Protected Steel | 1970-04-27 | 1990-10-01 | Galvanized Steel
GULFSTREAM AEROSPACE CORP | 500 GULFSTREAM ROAD | SAVANNAH | Chatham | 4250094 | WH1 | Flapper Valve | 1995-05-12 | FALSE | 1995-05-12 | FALSE | Currently in Use | E-10 | 2000 | Galvanic (STIP-3) | 1999-11-18 |  | Fiberglass Reinforced Plastic | Safe Suction (Euro)
ENK820 | 7002 HWY 21 | PORT WENTWORTH | Chatham | 9025126 | 3 |  | 1985-05-05 |  | 1985-05-05 |  | Removed from Ground | Gas (Historical Use) | 20000 | Composite | 1985-05-05 | 2016-02-23 | Fiberglass Reinforced Plastic | Pressurized
GARDEN CITY CHEVRON | 1210 US HWY 80 | GARDEN CITY | Chatham | 9000661 | 5 | [5 empty] | Removed from Ground | Diesel | 4000 | Not Marked/Unknown | 1997-09-19 | 1997-09-19 | Not Marked
QUICKWAY FOOD STORES | 702 HWY 80 | GARDEN CITY | Chatham | 9025162 | 5 |  | 1988-02-01 |  | 1988-02-01 |  | Removed from Ground | Other | 3000 | Not Marked/Unknown | 1988-02-01 | 1999-03-09 | Not Marked
THE HERTY FOUNDATION | 110 BRAMPTON RD | GARDEN CITY | Chatham | 9025016 | 1 |  | 1993-07-02 |  | 1993-07-02 |  | Removed from Ground | Gas (Historical Use) | 550 | Composite | 1993-07-01 | 2011-07-06 | Fiberglass Reinforced Plastic | Safe Suction (Euro)
GA PORTS AUTH/RR MAINT BLDG | TOMICHICHI RD/US HWY 17 NORTH | GARDEN CITY | Chatham | 9025057 | 1 |  |  | TRUE |  | TRUE | Removed from Ground | Used Oil | 550 | Bare Steel | 1978-01-08 | 1992-03-04 | Bare Steel
NOURIA 1310 | 4230 AUGUSTA AVE | GARDEN CITY | Chatham | 9000187 | 2 | Flapper Valve | 1985-05-07 | FALSE | 1985-05-07 | FALSE | Currently in Use | Premium | 12000 | Composite Double Walled | 1985-05-07 |  | Fiberglass Reinforced Plastic | Pressurized
CLIFTON EQUIPMENT RENTAL CO | 18 GULFSTREAM RD | GARDEN CITY | Chatham | 9025211 | 1 | Flapper Valve | 1991-01-30 | FALSE | 1991-01-30 | FALSE | Removed from Ground | Regular | 4000 | Galvanic (STIP-3) | 1991-01-30 |  | Fiberglass Reinforced Plastic | Safe Suction (Euro)
GEORGIA PORTS AUTHORITY | HWY 25 & 307 | GARDEN CITY | Chatham | 9025058 | 5 |  |  | FALSE |  | FALSE | Removed from Ground |  | 550 | Bare Steel | 1978-01-01 | 1899-12-31 | Fiberglass Reinforced Plastic | Pressurized
GEORGIA PORTS AUTHORITY | HWY 25 & 307 | GARDEN CITY | Chatham | 9025058 | 4 |  |  | FALSE |  | FALSE | Removed from Ground | Gas (Historical Use) | 3000 |  | 1992-07-01 | 1999-02-01 | Fiberglass Reinforced Plastic | Pressurized
Buzzin Cafe | 165 MAIN ST | GARDEN CITY | Chatham | 4250177 | 1 | Flapper Valve | 1998-11-17 | FALSE | 1998-11-17 | FALSE | Currently in Use | Premium | 10000 | Steel-Impressed Current | 1979-02-18 |  | Flex | Pressurized
SOUTHERN BULK INDUSTRIES INC | 16 FOUNDATION DR | GARDEN CITY | Chatham | 4250251 | 5 |  | 1993-01-01 |  | 1993-01-01 |  | Removed from Ground | Diesel | 2000 | Unknown | 1993-01-01 | 2003-06-01 | Fiberglass Reinforced Plastic | Suction (American)
SOUTHERN BULK INDUSTRIES INC | 16 FOUNDATION DR | GARDEN CITY | Chatham | 4250251 | 4 |  | 1993-01-01 |  | 1993-01-01 |  | Removed from Ground | Gas (Historical Use) | 3000 | Unknown | 1993-01-01 | 2003-06-01 | Fiberglass Reinforced Plastic | Suction (American)
ENK820 | 7002 HWY 21 | PORT WENTWORTH | Chatham | 9025126 | 4 |  | 1985-05-05 |  | 1985-05-05 |  | Removed from Ground | Gas (Historical Use) | 12000 | Composite | 1985-05-05 | 1998-06-17 | Fiberglass Reinforced Plastic | Pressurized
ENK820 | 7002 HWY 21 | PORT WENTWORTH | Chatham | 9025126 | 5 |  | 1985-05-05 |  | 1985-05-05 |  | Removed from Ground | Gas (Historical Use) | 12000 | Composite | 1985-05-05 | 2016-02-23 | Fiberglass Reinforced Plastic | Pressurized
Thunderbolt Convenience | 2301 E VICTORY DRIVE | SAVANNAH | Chatham | 9025341 | 2A | Ball Float | 2001-03-01 | FALSE | 2001-03-01 | FALSE | Currently in Use | Premium | 7000 | Composite | 2001-03-01 |  | Double-Walled Flex | Pressurized
MISS JUDYS CHARTERS | 124 PALMETTO DR | SAVANNAH | Chatham | 9025042 | 2 | Ball Float | 1992-01-24 | FALSE | 1992-01-24 | FALSE | Currently in Use | E-0 | 4000 |  | 1992-01-24 |  | Fiberglass Reinforced Plastic | Pressurized
CHUS #103 | 7726 JOHNNY MERCER BLVD | SAVANNAH | Chatham | 9025037 | 2 | Flapper Valve | 1988-06-15 | FALSE | 1988-06-15 | FALSE | Currently in Use | Regular | 10000 | Galvanic (STIP-3) | 1988-06-15 |  | Fiberglass Reinforced Plastic | Pressurized
TOWN OF THUNDERBOLT | 2702 MECHANICS AVE | THUNDERBOLT | Chatham | 9025275 | 1 | [5 empty] | Permanently Out of Use - historical purposes | Gas (Historical Use) | 1000 | Double Walled |  | 1899-12-31 | Galvanized Steel | Suction (American)
CHUS #4 | 3019 EAST VICTORY DR | THUNDERBOLT | Chatham | 4250280 | 4 | Ball Float | 1991-01-12 | FALSE | 1991-01-12 | FALSE | Currently in Use | Regular | 8000 | Galvanic (STIP-3) | 1991-01-15 |  | Fiberglass Reinforced Plastic | Pressurized
CHUS #4 | 3019 EAST VICTORY DR | THUNDERBOLT | Chatham | 4250280 | 5 | Ball Float | 1991-01-12 | FALSE | 1991-01-12 | FALSE | Currently in Use | Regular | 8000 | Galvanic (STIP-3) | 1991-01-15 |  | Fiberglass Reinforced Plastic | Pressurized
ENK820 | 7002 HWY 21 | PORT WENTWORTH | Chatham | 9025126 | 8 | Flapper Valve | 2020-03-12 | FALSE | 2020-03-05 | FALSE | Currently in Use | Regular | 20000 | Fiberglass Double Walled | 2019-12-12 |  | Double-Walled Flex | Pressurized
ENK820 | 7002 HWY 21 | PORT WENTWORTH | Chatham | 9025126 | 9 | Flapper Valve | 2020-03-12 | FALSE | 2020-03-05 | FALSE | Currently in Use | Premium | 20000 | Fiberglass Double Walled | 2019-12-12 |  | Double-Walled Flex | Pressurized
ENK820 | 7002 HWY 21 | PORT WENTWORTH | Chatham | 9025126 | 6 |  | 1985-05-05 |  | 1985-05-05 |  | Removed from Ground | Gas (Historical Use) | 12000 | Composite | 1987-01-01 | 2016-02-23 | Fiberglass Reinforced Plastic | Pressurized
AT&T/IS WORK CENTER | 5028 AUGUSTA RD | GARDEN CITY | Chatham | 9000673 | 0 | [5 empty] | Removed from Ground | Used Oil | 0 | Marked Unknown | 1985-06-01 | 1985-06-01 | Unknown
CENTRAL JUNCTION LOUNGE | 1015 HWY 80 | GARDEN CITY | Chatham | 9025156 | 3 |  |  | FALSE |  | FALSE | Removed from Ground | Gas (Historical Use) | 4000 | Unknown | 2006-11-09 | 2006-11-09 | Unknown
PRITAM LLC | 5316 AUGUSTA RD | GARDEN CITY | Chatham | 4250391 | 2 | Flapper Valve | 1998-11-01 | FALSE | 1998-11-01 | FALSE | Currently in Use | Diesel | 20000 | Steel-Impressed Current | 1980-03-11 |  | Fiberglass Reinforced Plastic | Pressurized
DISCOUNT CORNER #2 | 4319 AUGUSTA RD | GARDEN CITY | Chatham | 4250300 | 5 |  |  | TRUE |  | TRUE | Removed from Ground | Used Oil | 500 | Marked Unknown | 1995-12-01 | 1995-12-01 | Unknown
DISCOUNT CORNER #2 | 4319 AUGUSTA RD | GARDEN CITY | Chatham | 4250300 | 4 |  |  | TRUE |  | TRUE | Removed from Ground | Used Oil | 1000 | Bare Steel | 1982-03-24 | 1995-12-01 | Galvanized Steel
DISCOUNT CORNER #2 | 4319 AUGUSTA RD | GARDEN CITY | Chatham | 4250300 | 7 | [5 empty] | Removed from Ground | Gas (Historical Use) | 3000 | Bare Steel | 1995-12-01 | 1995-12-01 | Bare Steel
CHUS CONVENIENCE MART | 2606 US HWY 80 | GARDEN CITY | Chatham | 4250209 | 1 |  | 1992-03-23 |  | 1992-03-23 |  | Removed from Ground | Gas (Historical Use) | 6000 | Bare Steel | 1992-03-23 | 1899-12-31 | Not Marked | Pressurized
GANESH 4801 LLC | 4801 AUGUSTA RD | GARDEN CITY | Chatham | 4250137 | 3 |  | 1989-02-01 |  | 1989-02-01 |  | Removed from Ground | Gas (Historical Use) | 6000 | Bare Steel | 1976-05-05 | 2012-03-03 | Fiberglass Reinforced Plastic | Suction (American)
CENTRAL OF GA RAILROAD CO | NEAR US HWY 17A | GARDEN CITY | Chatham | 4250127 | 1 | [5 empty] | Removed from Ground | Gas (Historical Use) | 280 | Bare Steel | 1981-05-06 | 1899-12-31 | Galvanized Steel
GARDEN CITY MAINTENANCE | 100 MAIN ST | GARDEN CITY | Chatham | 4250147 | 1 | [5 empty] | Removed from Ground | Gas (Historical Use) | 1000 | Bare Steel | 1978-03-11 | 1994-05-24 | Galvanized Steel
DISCOUNT CORNER #2 | 4319 AUGUSTA RD | GARDEN CITY | Chatham | 4250300 | 10A | Flapper Valve | 1996-07-01 | FALSE | 1996-07-01 | FALSE | Currently in Use | Diesel | 5000 | Composite | 1996-07-01 |  | Double-Walled Flex | Pressurized
BO-MARK TRANSPORT INC | 4884 OLD LOUISVILLE RD | GARDEN CITY | Chatham | 4250055 | 1 |  | 1997-03-01 |  | 1997-03-01 |  | Removed from Ground | Diesel | 10000 | Steel-Impressed Current | 1986-10-31 | 2012-08-07 | Fiberglass Reinforced Plastic | Pressurized
GANESH 4801 LLC | 4801 AUGUSTA RD | GARDEN CITY | Chatham | 4250137 | 6A | Ball Float | 2012-03-01 | FALSE | 2012-03-01 | FALSE | Currently in Use | Premium | 3000 | Composite Double Walled | 2012-03-01 |  | Double-Walled Fiberglass | Pressurized
GANESH 4801 LLC | 4801 AUGUSTA RD | GARDEN CITY | Chatham | 4250137 | 5 | Ball Float | 2012-03-01 | FALSE | 2012-03-01 | FALSE | Currently in Use | E-10 | 12000 | Composite Double Walled | 2012-03-01 |  | Double-Walled Fiberglass | Pressurized
GANESH 4801 LLC | 4801 AUGUSTA RD | GARDEN CITY | Chatham | 4250137 | 4 |  | 1989-02-01 |  | 1989-02-01 |  | Removed from Ground | Diesel | 4000 | Cathodically Protected Steel | 1989-02-01 | 2012-03-03 | Fiberglass Reinforced Plastic | Safe Suction (Euro)
GANESH 4801 LLC | 4801 AUGUSTA RD | GARDEN CITY | Chatham | 4250137 | 6B | Ball Float | 2012-03-01 | FALSE | 2012-03-01 | FALSE | Currently in Use | Diesel | 3000 | Composite Double Walled | 2012-03-01 |  | Double-Walled Fiberglass | Pressurized
GEORGIA PORTS AUTHORITY | HWY 25 & 307 | GARDEN CITY | Chatham | 9025058 | 6 |  | 1992-07-01 | FALSE | 1992-07-01 | FALSE | Removed from Ground | Gas (Historical Use) | 8000 |  | 1992-07-01 | 1999-03-25 | Fiberglass Reinforced Plastic | Pressurized
GEORGIA PORTS AUTHORITY | HWY 25 & 307 | GARDEN CITY | Chatham | 9025058 | 11 | Flapper Valve | 1999-02-01 | FALSE | 1999-02-01 | FALSE | Currently in Use | Regular | 10000 | Fiberglass Double Walled | 1999-02-01 |  | Double-Walled Fiberglass | Pressurized
GEORGIA PORTS AUTHORITY | HWY 25 & 307 | GARDEN CITY | Chatham | 9025058 | 8 |  | 1992-07-01 | FALSE | 1992-07-01 | FALSE | Removed from Ground | Diesel | 8000 |  | 1992-07-01 | 1999-03-25 | Fiberglass Reinforced Plastic | Pressurized
GEORGIA PORTS AUTHORITY | HWY 25 & 307 | GARDEN CITY | Chatham | 9025058 | 9 |  | 1999-02-01 | FALSE | 1999-02-01 | FALSE | Temporarily out of use | Diesel | 2500 | Fiberglass Double Walled | 1999-02-01 |  | Double-Walled Fiberglass | Safe Suction (Euro)
CHUS CONVENIENCE MART | 2606 US HWY 80 | GARDEN CITY | Chatham | 4250209 | 4 | [5 empty] | Removed from Ground | Diesel | 6000 | Bare Steel | 1984-02-26 | 1899-12-31 | Galvanized Steel
CHUS CONVENIENCE MART | 2606 US HWY 80 | GARDEN CITY | Chatham | 4250209 | 5 | [5 empty] | Removed from Ground | Gas (Historical Use) | 3000 | Bare Steel |  | 1899-12-31 | Galvanized Steel
GA ANG 165TH AW | 1401 ROBERT B MILLER JR DR | GARDEN CITY | Chatham | 4250116 | 1 |  |  | FALSE |  | FALSE | Removed from Ground | Diesel | 0 | Bare Steel | 2013-08-23 | 2013-08-23 | Bare Steel
SAXONS SERVICE STATION | 4828 AUGUSTA RD | GARDEN CITY | Chatham | 4250081 | 6 | [5 empty] | Removed from Ground | Gas (Historical Use) | 3000 | Bare Steel | 1968-01-01 | 1998-09-29 | Bare Steel
HARI INC | 4207 AUGUSTA AVE | GARDEN CITY | Chatham | 9025161 | 7 | Flapper Valve | 1994-07-20 | FALSE | 1994-07-20 | FALSE | Currently in Use | E-10 | 5000 | Composite | 1994-06-01 |  | Fiberglass Reinforced Plastic | Pressurized
HARI INC | 4207 AUGUSTA AVE | GARDEN CITY | Chatham | 9025161 | 5 | [5 empty] | Removed from Ground | Gas (Historical Use) | 10000 | Bare Steel | 1979-01-01 | 1994-05-01 | Fiberglass Reinforced Plastic | Pressurized
HARI INC | 4207 AUGUSTA AVE | GARDEN CITY | Chatham | 9025161 | 4 | [5 empty] | Removed from Ground | Gas (Historical Use) | 10000 | Bare Steel | 1979-01-01 | 1994-05-01 | Fiberglass Reinforced Plastic | Pressurized
KEHOE TIRE AND SERVICE CENTER | 4435 AUGUSTA ROAD | GARDEN CITY | Chatham | 9025195 | DUMMY | [5 empty] | Currently in Use | Diesel | 0 | Unknown |  |  | Not Marked
JIT WAREHOUSING & LOGISTICS | 456 BOURNE AVE | GARDEN CITY | Chatham | 9025199 | 2 | Flapper Valve | 1994-07-01 | FALSE | 1994-07-01 | FALSE | Currently in Use | Diesel | 12000 | Composite | 1994-10-01 |  | Fiberglass Reinforced Plastic | Pressurized
CALE YARBOROUGH HONDA | 1028 HWY 80 | GARDEN CITY | Chatham | 9025217 | WATER | [5 empty] | Currently in Use | Other | 500 | Not Marked/Unknown | 1985-06-01 |  | Not Marked
DIXIE SERVICE CENTER INC | 500 HWY 80 | GARDEN CITY | Chatham | 9025050 | 1 |  |  | TRUE |  | TRUE | Removed from Ground | Used Oil | 500 | Bare Steel | 1985-01-01 | 1989-12-07 | Galvanized Steel
PRITAM LLC | 5316 AUGUSTA RD | GARDEN CITY | Chatham | 4250391 | 4 | Flapper Valve | 1998-11-01 | FALSE | 1998-11-01 | FALSE | Currently in Use | Regular | 12000 | Steel-Impressed Current | 1980-03-11 |  | Fiberglass Reinforced Plastic | Pressurized
PRITAM LLC | 5316 AUGUSTA RD | GARDEN CITY | Chatham | 4250391 | 5 | Flapper Valve | 1998-11-01 | FALSE | 1998-11-01 | FALSE | Currently in Use | Premium | 10000 | Steel-Impressed Current | 1980-03-11 |  | Fiberglass Reinforced Plastic | Pressurized
GOLD BOND BUILDING PRODUCTS | BRAMPTON RD | GARDEN CITY | Chatham | 4250175 | 1 | [5 empty] | Removed from Ground | Gas (Historical Use) | 2000 | Bare Steel | 1956-01-29 | 1986-04-01 | Bare Steel
CHUS CONVENIENCE MART | 2606 US HWY 80 | GARDEN CITY | Chatham | 4250209 | 6 | Ball Float | 1992-03-23 | FALSE | 1992-03-23 | FALSE | Currently in Use | E-10 | 8000 | Galvanic (STIP-3) | 1992-03-23 |  | Fiberglass Reinforced Plastic | Pressurized
HWY 80 QUIK STOP | 305 US HWY 80 W | GARDEN CITY | Chatham | 9000506 | 6 | Flapper Valve | 1998-12-09 | FALSE | 1998-12-09 | FALSE | Currently in Use | Diesel | 10000 | Composite | 1987-01-31 |  | Steel (Impressed Current) | Pressurized
GEORGIA DRUM CO/RHEEM MFG CO | 139 BRAMPTON RD | GARDEN CITY | Chatham | 4250447 | 6 | [5 empty] | Removed from Ground | Other | 4000 | Bare Steel | 1974-09-01 | 1988-02-15 | Galvanized Steel | Safe Suction (Euro)
SAVE ON GAS #6 | 200 JOHNNY MERCER BLVD | SAVANNAH | Chatham | 4250472 | 3 | Ball Float | 1992-07-01 | FALSE | 1992-07-01 | FALSE | Currently in Use | Regular | 6000 | Steel-Impressed Current | 1981-05-02 |  | Fiberglass Reinforced Plastic | Pressurized
AUTOPLEX | 204 JOHNNY MERCER BLVD | SAVANNAH | Chatham | 4250325 | 2A |  | 1998-12-12 | FALSE | 1998-12-12 | FALSE | Removed from Ground | Gas (Historical Use) | 3000 | Steel-Impressed Current | 1963-04-22 | 2018-07-25 | Fiberglass Reinforced Plastic | Pressurized
ENK846 | 210 JOHNNY MERCER BLVD | SAVANNAH | Chatham | 10001579 | 2 | Flapper Valve | 2008-05-10 | FALSE | 2008-05-10 | FALSE | Currently in Use | Premium | 12000 | Fiberglass Double Walled | 2008-04-18 |  | Double-Walled Fiberglass | Pressurized
GULFSTREAM AEROSPACE CORP | 500 GULFSTREAM ROAD | SAVANNAH | Chatham | 4250094 | COMP1 | [5 empty] | Removed from Ground | Empty | 800 | Bare Steel | 1984-12-31 | 1996-05-13 | Bare Steel | Suction (American)
SAFE HARBOR BAHIA BLEU | 2812 RIVER DR | SAVANNAH | Chatham | 10000064 | 1 |  | 2002-03-01 | FALSE | 2002-03-01 | FALSE | Currently in Use | Diesel | 10000 | Composite | 2002-03-01 |  | Fiberglass Reinforced Plastic | Pressurized
SPEEDWAY #363 | 2301 EAST VICTORY DR | THUNDERBOLT | Chatham | 4250352 | 5 | [5 empty] | Removed from Ground | Kerosene | 4000 | Composite | 1985-04-15 | 1999-05-01 | Galvanized Steel
SPEEDWAY #363 | 2301 EAST VICTORY DR | THUNDERBOLT | Chatham | 4250352 | 4 | [5 empty] | Removed from Ground | Diesel | 4000 | Composite | 1985-04-15 | 1999-05-01 | Galvanized Steel | Pressurized
PARKERS #25 | 3105 E VICTORY DR | THUNDERBOLT | Chatham | 9025351 | 2 | Flapper Valve | 2001-07-10 | FALSE | 2001-07-10 | FALSE | Currently in Use | Premium | 10000 | Epoxy | 2001-07-10 |  | Double-Walled Flex | Pressurized
GULFSTREAM AEROSPACE CORP | 500 GULFSTREAM ROAD | SAVANNAH | Chatham | 4250094 | BR2 | [5 empty] | Removed from Ground | Hazardous Substance | 20000 | Bare Steel | 1967-01-01 | 1994-12-02 | Bare Steel
GULFSTREAM AEROSPACE CORP | 500 GULFSTREAM ROAD | SAVANNAH | Chatham | 4250094 | FF2 | Overfill Alarm | 1990-03-01 | FALSE | 1990-03-01 | FALSE | Currently in Use | Kerosene | 20000 | Epoxy Double-Walled | 1990-03-01 |  | Aboveground | Pressurized
ENK820 | 7002 HWY 21 | PORT WENTWORTH | Chatham | 9025126 | 7 |  | 1985-05-05 |  | 1985-05-05 |  | Removed from Ground | Diesel | 12000 | Composite | 1987-01-01 | 2016-02-23 | Fiberglass Reinforced Plastic | Pressurized
SPEEDWAY #363 | 2301 EAST VICTORY DR | THUNDERBOLT | Chatham | 4250352 | 1 | [5 empty] | Removed from Ground | Gas (Historical Use) | 10000 | Bare Steel | 1979-04-16 | 1999-05-01 | Galvanized Steel | Pressurized
EXXON STATION #44286 | 3209 EAST VICTORY DR | THUNDERBOLT | Chatham | 9000480 | 2 | [5 empty] | Removed from Ground | Gas (Historical Use) | 6000 | Cathodically Protected Steel | 1969-04-21 | 1989-12-01 | Galvanized Steel
ENK475 | 3024 E VICTORY DR | THUNDERBOLT | Chatham | 9000747 | 8A | Flapper Valve | 2020-06-30 | FALSE | 2020-05-07 | FALSE | Currently in Use | Premium | 12000 | Fiberglass Double Walled | 2020-03-12 |  | Double-Walled Flex | Pressurized
GULFSTREAM AEROSPACE CORP | 500 GULFSTREAM ROAD | SAVANNAH | Chatham | 4250094 | FF5A | Overfill Alarm | 1990-03-01 | FALSE | 1990-03-01 | FALSE | Currently in Use | Kerosene | 10000 | Epoxy Double-Walled | 1990-03-01 |  | Aboveground | Pressurized
WESTBURY TRUCKING & CONCRETE CO | 120 GULFSTREAM RD | SAVANNAH | Chatham | 9025121 | 1 | [5 empty] | Removed from Ground | Diesel | 10000 | Composite | 1987-10-01 | 1995-03-01 | Galvanized Steel | Safe Suction (Euro)
ENK820 | 7002 HWY 21 | PORT WENTWORTH | Chatham | 9025126 | 2 |  | 1985-05-05 |  | 1985-05-05 |  | Removed from Ground | Diesel | 20000 | Composite | 1985-05-05 | 1998-06-16 | Fiberglass Reinforced Plastic | Pressurized
SAXONS SERVICE STATION | 4828 AUGUSTA RD | GARDEN CITY | Chatham | 4250081 | 8 | [5 empty] | Removed from Ground | Gas (Historical Use) | 3000 | Bare Steel | 1968-01-01 | 1998-09-29 | Bare Steel
GULFSTREAM AEROSPACE CORP | 500 GULFSTREAM ROAD | SAVANNAH | Chatham | 4250094 | BR4 | [5 empty] | Removed from Ground | Diesel | 1000 | Bare Steel | 1967-01-01 | 1994-10-04 | Bare Steel | Safe Suction (Euro)
ENK820 | 7002 HWY 21 | PORT WENTWORTH | Chatham | 9025126 | 10B | Ball Float | 2020-03-12 | FALSE | 2020-03-05 | FALSE | Currently in Use | E-0 | 8000 | Fiberglass Double Walled | 2019-12-12 |  | Double-Walled Flex | Pressurized
ENK820 | 7002 HWY 21 | PORT WENTWORTH | Chatham | 9025126 | 11 | Flapper Valve | 2020-03-12 | FALSE | 2020-03-05 | FALSE | Currently in Use | Diesel | 20000 | Fiberglass Double Walled | 2019-12-12 |  | Double-Walled Flex | Pressurized
SAXONS SERVICE STATION | 4828 AUGUSTA RD | GARDEN CITY | Chatham | 4250081 | 3 | [5 empty] | Removed from Ground | Gas (Historical Use) | 3000 | Bare Steel | 1968-03-11 | 1998-09-29 | Bare Steel
GARDEN CITY CHEVRON | 1210 US HWY 80 | GARDEN CITY | Chatham | 9000661 | 2 | Ball Float | 1997-08-01 | FALSE | 1997-08-01 | FALSE | Currently in Use | Diesel | 8000 | Steel-Impressed Current | 1981-02-25 |  | Fiberglass Reinforced Plastic | Pressurized
CENTRAL JUNCTION LOUNGE | 1015 HWY 80 | GARDEN CITY | Chatham | 9025156 | 1 | [5 empty] | Removed from Ground | Gas (Historical Use) | 0 | Not Marked/Unknown |  | 1899-12-31
NITI FOOD MART | 1212 HWY 80 | GARDEN CITY | Chatham | 9025327 | 2A | Ball Float | 1999-03-01 | FALSE | 1999-03-01 | FALSE | Currently in Use | Premium | 6000 | Composite | 1999-03-01 |  | Fiberglass Reinforced Plastic | Pressurized
THE HERTY FOUNDATION | 110 BRAMPTON RD | GARDEN CITY | Chatham | 9025016 | 3 | [5 empty] | Removed from Ground | Gas (Historical Use) | 500 | Bare Steel | 1963-01-01 | 1993-07-01 | Secondary Containment
GA PORTS AUTH/MAINT SHOP (FORMER | TOMICHICHI RD/US HWY 17 NORTH | GARDEN CITY | Chatham | 9025076 | 2 | [5 empty] | Removed from Ground | Gas (Historical Use) | 10000 | Bare Steel | 1992-09-16 | 1992-09-16 | Bare Steel
GA PORTS AUTH/ | US HWY 17 SOUTH | GARDEN CITY | Chatham | 9025071 | 1 | [5 empty] | Removed from Ground | Gas (Historical Use) | 1000 | Bare Steel | 1973-01-01 | 1899-12-31 | Galvanized Steel
GEORGIA PORTS AUTHORITY | HWY 25 & 307 | GARDEN CITY | Chatham | 9025058 | 1 |  |  | FALSE |  | FALSE | Removed from Ground | Diesel | 8000 | Bare Steel | 1978-01-08 | 1992-06-30 | Bare Steel
GEORGIA PORTS AUTHORITY | HWY 25 & 307 | GARDEN CITY | Chatham | 9025058 | 7 |  | 1992-07-01 | FALSE | 1992-07-01 | FALSE | Removed from Ground | Diesel | 8000 |  | 1992-07-01 | 1999-03-25 | Fiberglass Reinforced Plastic | Pressurized
GEORGIA DRUM CO/RHEEM MFG CO | 139 BRAMPTON RD | GARDEN CITY | Chatham | 4250447 | 4 | [5 empty] | Removed from Ground | Diesel | 5000 | Bare Steel | 1977-05-06 | 1992-07-21 | Galvanized Steel | Safe Suction (Euro)
GEORGIA DRUM CO/RHEEM MFG CO | 139 BRAMPTON RD | GARDEN CITY | Chatham | 4250447 | 5 | [5 empty] | Removed from Ground | Other | 4000 | Bare Steel | 1974-09-01 | 1988-02-15 | Galvanized Steel | Safe Suction (Euro)
GEORGIA DRUM CO/RHEEM MFG CO | 139 BRAMPTON RD | GARDEN CITY | Chatham | 4250447 | 7 | [5 empty] | Removed from Ground | Other | 4000 | Bare Steel | 1974-09-01 | 1988-02-15 | Galvanized Steel | Safe Suction (Euro)
DISCOUNT CORNER #2 | 4319 AUGUSTA RD | GARDEN CITY | Chatham | 4250300 | 1 | [5 empty] | Removed from Ground | Gas (Historical Use) | 10000 | Bare Steel | 1969-03-24 | 1995-12-01 | Galvanized Steel
GARDEN CITY EXXON | 409 US HWY 80 W | GARDEN CITY | Chatham | 4250139 | 2 | [5 empty] | Removed from Ground | Gas (Historical Use) | 1 | Not Marked/Unknown | 1990-12-01 | 1990-12-01 | Not Marked
QUICKWAY FOOD STORES | 702 HWY 80 | GARDEN CITY | Chatham | 9025162 | 3 |  | 1988-02-01 |  | 1988-02-01 |  | Removed from Ground | Gas (Historical Use) | 3000 | Cathodically Protected Steel | 1988-02-01 | 1999-03-09 | Galvanized Steel | Pressurized
LAYNE ATLANTIC | 266 ALFRED ST | GARDEN CITY | Chatham | 9025186 | 1 | [5 empty] | Permanently Out of Use - historical purposes | Gas (Historical Use) | 2000 | Cathodically Protected Steel | 1986-05-16 | 1899-12-31 | Not Marked
CLIFTON EQUIPMENT RENTAL CO | 18 GULFSTREAM RD | GARDEN CITY | Chatham | 9025211 | 2 | Flapper Valve | 1991-01-30 | FALSE | 1991-01-30 | FALSE | Removed from Ground | Diesel | 20000 | Galvanic (STIP-3) | 1991-01-30 |  | Fiberglass Reinforced Plastic | Pressurized
GA PORTS AUTH/MAINT SHOP (FORMER | TOMICHICHI RD/US HWY 17 NORTH | GARDEN CITY | Chatham | 9025076 | 3 |  |  | TRUE |  | TRUE | Removed from Ground | Used Oil | 550 | Bare Steel | 1992-09-21 | 1992-09-21 | Bare Steel
DISCOUNT CORNER #2 | 4319 AUGUSTA RD | GARDEN CITY | Chatham | 4250300 | 10B | Flapper Valve | 1996-07-01 | FALSE | 1996-07-01 | FALSE | Currently in Use | Premium | 5000 | Composite | 1996-07-01 |  | Double-Walled Flex | Pressurized
SOUTHERN BULK INDUSTRIES INC | 16 FOUNDATION DR | GARDEN CITY | Chatham | 4250251 | 3 | [5 empty] | Removed from Ground | Diesel | 3000 | Bare Steel | 1978-04-10 | 1993-01-21 | Galvanized Steel
GARDEN CITY EXXON | 409 US HWY 80 W | GARDEN CITY | Chatham | 4250139 | 3 | [5 empty] | Removed from Ground | Kerosene | 1 | Not Marked/Unknown | 1990-12-01 | 1990-12-01 | Not Marked
GULFSTREAM AEROSPACE CORP | 500 GULFSTREAM ROAD | SAVANNAH | Chatham | 4250094 | 1 | [5 empty] | Removed from Ground | Diesel | 3000 | Bare Steel | 1977-05-03 | 1994-10-01 | Galvanized Steel
ENK475 | 3024 E VICTORY DR | THUNDERBOLT | Chatham | 9000747 | 3 | [5 empty] | Removed from Ground | Gas (Historical Use) | 5000 | Cathodically Protected Steel | 1970-04-27 | 1990-10-01 | Galvanized Steel
ENK820 | 7002 HWY 21 | PORT WENTWORTH | Chatham | 9025126 | 12 | Flapper Valve | 2020-03-12 | FALSE | 2020-03-05 | FALSE | Currently in Use | Diesel | 12000 | Fiberglass Double Walled | 2019-12-12 |  | Double-Walled Flex | Pressurized
GPB TRANSMITTER STATION | LITTLE NECK ROAD | SAVANNAH | Chatham | 10001890 | 1 |  |  | FALSE |  | FALSE | Removed from Ground | Diesel | 500 | Unknown |  | 1899-12-31
HARI INC | 4207 AUGUSTA AVE | GARDEN CITY | Chatham | 9025161 | 1 | [5 empty] | Removed from Ground | Gas (Historical Use) | 8000 | Bare Steel | 1979-01-01 | 1994-05-01 | Fiberglass Reinforced Plastic | Pressurized
LAFARGE BUILDING MATERIALS INC | 761 WHEATON ST | SAVANNAH | Chatham | 9025064 | 6 |  |  | FALSE |  | FALSE | Removed from Ground | Empty | 3000 | Unknown | 2002-10-23 | 2002-10-23 | Unknown
GEORGIA DRUM CO/RHEEM MFG CO | 139 BRAMPTON RD | GARDEN CITY | Chatham | 4250447 | 2 | [5 empty] | Removed from Ground | Diesel | 5000 | Bare Steel | 1977-05-06 | 1992-07-21 | Galvanized Steel | Safe Suction (Euro)
DISCOUNT CORNER #2 | 4319 AUGUSTA RD | GARDEN CITY | Chatham | 4250300 | 6 | [5 empty] | Removed from Ground | Gas (Historical Use) | 3000 | Bare Steel | 1995-12-01 | 1995-12-01 | Bare Steel
CHUS CONVENIENCE MART | 2606 US HWY 80 | GARDEN CITY | Chatham | 4250209 | 2 |  | 1992-03-23 |  | 1992-03-23 |  | Removed from Ground | Gas (Historical Use) | 10000 | Cathodically Protected Steel | 1992-03-23 | 1899-12-31 | Fiberglass Reinforced Plastic | Pressurized
CHUS CONVENIENCE MART | 2606 US HWY 80 | GARDEN CITY | Chatham | 4250209 | 3 | [5 empty] | Removed from Ground | Diesel | 6000 | Bare Steel |  | 1899-12-31 | Galvanized Steel
GUIGNARD FREIGHT LINES INC | 4801 OLD LOUSIVILLE RD | GARDEN CITY | Chatham | 4250112 | 1 | [5 empty] | Removed from Ground | Diesel | 8000 | Bare Steel | 1979-05-09 | 1996-03-08 | Galvanized Steel
SAXONS SERVICE STATION | 4828 AUGUSTA RD | GARDEN CITY | Chatham | 4250081 | 4 | [5 empty] | Removed from Ground | Gas (Historical Use) | 3000 | Bare Steel | 1968-03-11 | 1998-09-29 | Bare Steel
SAXONS SERVICE STATION | 4828 AUGUSTA RD | GARDEN CITY | Chatham | 4250081 | 5 |  |  | TRUE |  | TRUE | Removed from Ground | Used Oil | 550 | Marked Unknown | 1968-03-11 | 1998-09-29 | Bare Steel
GARDEN CITY MAINTENANCE | 100 MAIN ST | GARDEN CITY | Chatham | 4250147 | 3 | [5 empty] | Removed from Ground | Diesel | 4000 | Bare Steel | 1982-03-11 | 1994-05-24 | Galvanized Steel
LUCKY 7 | 306 S COASTAL HWY | PORT WENTWORTH | Chatham | 4250026 | 2 | Flapper Valve | 1998-07-01 | FALSE | 1998-07-01 | FALSE | Currently in Use | Diesel | 3000 | Steel-Impressed Current | 1958-05-07 |  | Fiberglass Reinforced Plastic | Pressurized
DELI-MART | 122 SOUTH COASTAL HWY | PORT WENTWORTH | Chatham | 4250120 | 7 |  | 1988-12-01 | TRUE | 1988-12-01 |  | Temporarily out of use | Gas (Historical Use) | 2000 | Galvanic (STIP-3) | 1988-12-01 |  | Galvanized Steel | Suction (American)
RARE EARTH NURSERY & COASTAL PAL | 1608 DEAN FOREST RD | GARDEN CITY | Chatham | 4250450 | 1 | [5 empty] | Removed from Ground | Diesel | 2000 | Bare Steel | 1978-05-05 | 1996-07-03 | Unknown
DISCOUNT CORNER #2 | 4319 AUGUSTA RD | GARDEN CITY | Chatham | 4250300 | 8 | [5 empty] | Removed from Ground | Gas (Historical Use) | 3000 | Bare Steel | 1995-12-01 | 1995-12-01 | Bare Steel
DISCOUNT CORNER #2 | 4319 AUGUSTA RD | GARDEN CITY | Chatham | 4250300 | 9 | Ball Float | 1996-07-01 | FALSE | 1996-07-01 | FALSE | Currently in Use | Regular | 10000 | Composite | 1996-07-01 |  | Double-Walled Flex | Pressurized
DISCOUNT CORNER #2 | 4319 AUGUSTA RD | GARDEN CITY | Chatham | 4250300 | 2 | [5 empty] | Removed from Ground | Gas (Historical Use) | 5000 | Cathodically Protected Steel | 1966-03-24 | 1995-12-01 | Galvanized Steel
L B FOSTER CO | %GA PORTS AUTHORITY 7796 | GARDEN CITY | Chatham | 4250007 | 2 | [5 empty] | Removed from Ground | Diesel | 8000 | Bare Steel | 1970-04-14 | 1988-11-01 | Galvanized Steel
GANESH 4801 LLC | 4801 AUGUSTA RD | GARDEN CITY | Chatham | 4250137 | 2 |  | 1989-02-01 |  | 1989-02-01 |  | Removed from Ground | Gas (Historical Use) | 6000 | Bare Steel | 1976-05-05 | 2012-03-03 | Fiberglass Reinforced Plastic | Safe Suction (Euro)
DISCOUNT CORNER #2 | 4319 AUGUSTA RD | GARDEN CITY | Chatham | 4250300 | 3 | [5 empty] | Removed from Ground | Gas (Historical Use) | 10000 | Cathodically Protected Steel | 1969-03-24 | 1995-12-01 | Galvanized Steel
SAXONS SERVICE STATION | 4828 AUGUSTA RD | GARDEN CITY | Chatham | 4250081 | 7 | [5 empty] | Removed from Ground | Gas (Historical Use) | 3000 | Bare Steel | 1968-01-01 | 1998-09-29 | Bare Steel
SAXONS SERVICE STATION | 4828 AUGUSTA RD | GARDEN CITY | Chatham | 4250081 | 1 | [5 empty] | Removed from Ground | Gas (Historical Use) | 10000 | Bare Steel | 1980-03-11 | 1998-09-29 | Bare Steel
HUNTER AAF | Mildred Street and Duncan Drive | Savannah | Chatham | UST-SLOC-10002449 | 39122 |  |  | FALSE |  | FALSE | Removed from Ground | Jet Fuel | 50000 | Unknown | 2014-11-05 | 2014-11-05 | Unknown
HUNTER AAF | Mildred Street and Duncan Drive | Savannah | Chatham | UST-SLOC-9025099 | 101 | [5 empty] | Removed from Ground | Diesel | 250 | Bare Steel | 1975-02-06 | 1996-07-01 | Galvanized Steel
HUNTER AAF | Mildred Street and Duncan Drive | Savannah | Chatham | UST-SLOC-9000653 | 119 | [5 empty] | Removed from Ground | Gas (Historical Use) | 6000 | Bare Steel | 1954-01-01 | 1994-08-24 | Bare Steel
HUNTER AAF | Mildred Street and Duncan Drive | Savannah | Chatham | UST-SLOC-10002449 | 39123 |  |  | FALSE |  | FALSE | Removed from Ground | Jet Fuel | 50000 | Unknown | 2014-11-05 | 2014-11-05 | Unknown
HUNTER AAF | Mildred Street and Duncan Drive | Savannah | Chatham | UST-SLOC-9025085 | 30 | [5 empty] | Removed from Ground | Gas (Historical Use) | 25000 | Bare Steel | 1945-02-06 | 1998-05-18 | Galvanized Steel
HUNTER AAF | Mildred Street and Duncan Drive | Savannah | Chatham | UST-SLOC-10002449 | 4 |  |  | FALSE |  | FALSE | Removed from Ground | Jet Fuel | 50000 | Unknown | 2014-10-31 | 2014-10-31 | Unknown
HUNTER AAF | Mildred Street and Duncan Drive | Savannah | Chatham | UST-SLOC-10002449 | 5 |  |  | FALSE |  | FALSE | Removed from Ground | Jet Fuel | 50000 | Unknown | 2014-10-31 | 2014-10-31 | Unknown
HUNTER AAF | Mildred Street and Duncan Drive | Savannah | Chatham | UST-SLOC-9025090 | 91 | [5 empty] | Removed from Ground | Other | 50000 | Cathodically Protected Steel | 1945-02-06 | 1998-05-01 | Galvanized Steel
HUNTER AAF | Mildred Street and Duncan Drive | Savannah | Chatham | UST-SLOC-9025101 | 104 | [5 empty] | Removed from Ground | Diesel | 5000 | Bare Steel | 1975-02-06 | 1996-10-01 | Galvanized Steel
HUNTER AAF | Mildred Street and Duncan Drive | Savannah | Chatham | UST-SLOC-9025086 | 44 | [5 empty] | Removed from Ground | Gas (Historical Use) | 25000 | Cathodically Protected Steel | 1945-02-06 | 1995-04-05 | Galvanized Steel
HUNTER AAF | Mildred Street and Duncan Drive | Savannah | Chatham | UST-SLOC-9000653 | 118 | [5 empty] | Removed from Ground | Gas (Historical Use) | 6000 | Bare Steel | 1954-01-01 | 1994-08-24 | Bare Steel
HUNTER AAF | Mildred Street and Duncan Drive | Savannah | Chatham | UST-SLOC-9025049 | 10 | [5 empty] | Removed from Ground | Other | 25000 | Bare Steel | 1945-02-06 | 1995-07-14 | Galvanized Steel
HUNTER AAF | Mildred Street and Duncan Drive | Savannah | Chatham | UST-SLOC-9025109 | 113 | [5 empty] | Removed from Ground | Diesel | 250 | Bare Steel | 1954-01-01 | 1998-09-17 | Galvanized Steel
HUNTER AAF | Mildred Street and Duncan Drive | Savannah | Chatham | UST-SLOC-9025085 | 34 | [5 empty] | Removed from Ground | Gas (Historical Use) | 25000 | Cathodically Protected Steel | 1945-02-06 | 1995-03-27 | Galvanized Steel
HUNTER AAF | Mildred Street and Duncan Drive | Savannah | Chatham | UST-SLOC-9025112 | 116 | [5 empty] | Removed from Ground | Gas (Historical Use) | 150 | Bare Steel | 1952-01-01 | 1996-09-01 | Galvanized Steel
HUNTER AAF | Mildred Street and Duncan Drive | Savannah | Chatham | UST-SLOC-9025085 | 33 | [5 empty] | Removed from Ground | Gas (Historical Use) | 25000 | Cathodically Protected Steel | 1945-02-06 | 1995-03-27 | Galvanized Steel
HUNTER AAF | Mildred Street and Duncan Drive | Savannah | Chatham | UST-SLOC-9025085 | 39 | [5 empty] | Removed from Ground | Gas (Historical Use) | 25000 | Cathodically Protected Steel | 1945-02-06 | 1995-03-27 | Galvanized Steel
HUNTER AAF | Mildred Street and Duncan Drive | Savannah | Chatham | UST-SLOC-9025090 | 89 | [5 empty] | Removed from Ground | Other | 50000 | Cathodically Protected Steel | 1945-02-06 | 1998-05-01 | Galvanized Steel
HUNTER AAF | Mildred Street and Duncan Drive | Savannah | Chatham | UST-SLOC-9025090 | 88 | [5 empty] | Removed from Ground | Other | 50000 | Cathodically Protected Steel | 1945-02-06 | 1998-05-05 | Galvanized Steel
HUNTER AAF | Mildred Street and Duncan Drive | Savannah | Chatham | UST-SLOC-9025049 | 7 | [5 empty] | Removed from Ground | Other | 25000 | Bare Steel | 1945-02-06 | 1994-07-19 | Galvanized Steel
HUNTER AAF | Mildred Street and Duncan Drive | Savannah | Chatham | UST-SLOC-9025105 | 109 |  |  | TRUE |  | TRUE | Removed from Ground | Used Oil | 1000 | Bare Steel | 1987-01-01 | 1996-09-01 | Galvanized Steel
HUNTER AAF | Mildred Street and Duncan Drive | Savannah | Chatham | UST-SLOC-9025335 | 132 | [5 empty] | Removed from Ground | Diesel | 250 | Bare Steel | 1996-09-27 | 1996-09-27 | Bare Steel
HUNTER AAF | Mildred Street and Duncan Drive | Savannah | Chatham | UST-SLOC-9025266 | 119B |  | 1994-03-01 |  | 1994-03-01 |  | Removed from Ground | Other | 1000 | Galvanic (STIP-3) | 1994-03-01 | 2003-06-26 | Fiberglass Reinforced Plastic | Gravity Fed
HUNTER AAF | Mildred Street and Duncan Drive | Savannah | Chatham | UST-SLOC-9025094 | 96 | [5 empty] | Removed from Ground | Diesel | 250 | Bare Steel | 1975-02-06 | 1998-09-17 | Galvanized Steel
HUNTER AAF | Mildred Street and Duncan Drive | Savannah | Chatham | UST-SLOC-9025086 | 49 | [5 empty] | Removed from Ground | Gas (Historical Use) | 25000 | Cathodically Protected Steel | 1945-02-06 | 1995-04-05 | Galvanized Steel
HUNTER AAF | Mildred Street and Duncan Drive | Savannah | Chatham | UST-SLOC-9025111 | 115 | [5 empty] | Removed from Ground | E-10 | 150 | Bare Steel | 1952-01-01 | 1996-09-01 | Bare Steel
HUNTER AAF | Mildred Street and Duncan Drive | Savannah | Chatham | UST-SLOC-9025049 | 1 |  |  | TRUE |  | TRUE | Removed from Ground | Used Oil | 12000 | Bare Steel | 1945-02-06 | 1994-06-28 | Galvanized Steel
HUNTER AAF | Mildred Street and Duncan Drive | Savannah | Chatham | UST-SLOC-9025029 | 19 | [5 empty] | Removed from Ground | Diesel | 12000 | Bare Steel | 1945-02-05 | 1994-08-19 | Bare Steel
HUNTER AAF | Mildred Street and Duncan Drive | Savannah | Chatham | UST-SLOC-9025090 | 83 | [5 empty] | Removed from Ground | Other | 50000 | Cathodically Protected Steel | 1945-02-06 | 1998-04-29 | Galvanized Steel
HUNTER AAF | Mildred Street and Duncan Drive | Savannah | Chatham | UST-SLOC-9025090 | 90 | [5 empty] | Removed from Ground | Other | 50000 | Cathodically Protected Steel | 1945-02-06 | 1998-05-05 | Galvanized Steel
HUNTER AAF | Mildred Street and Duncan Drive | Savannah | Chatham | UST-SLOC-10002267 | 39084 |  |  | FALSE |  | FALSE | Removed from Ground | Jet Fuel | 50000 | Unknown | 2013-02-13 | 2013-02-13 | Unknown
HUNTER AAF | Mildred Street and Duncan Drive | Savannah | Chatham | UST-SLOC-9025106 | 110 |  |  | TRUE |  | TRUE | Removed from Ground | Used Oil | 1000 | Bare Steel | 1987-01-01 | 1996-09-01 | Galvanized Steel
DELI-MART | 122 SOUTH COASTAL HWY | PORT WENTWORTH | Chatham | 4250120 | 4 | [5 empty] | Permanently Out of Use - historical purposes | Empty | 1000 | Bare Steel | 1961-05-06 | 1899-12-31 | Galvanized Steel
DELI-MART | 122 SOUTH COASTAL HWY | PORT WENTWORTH | Chatham | 4250120 | 5 |  |  | TRUE |  | TRUE | Permanently Out of Use - historical purposes | Used Oil | 100 | Bare Steel | 1961-05-06 | 1899-12-31 | Galvanized Steel
ROYAL BROS FEED & SEED | GA HWY 21 N | PORT WENTWORTH | Chatham | 4250373 | 1 | [5 empty] | Removed from Ground | Gas (Historical Use) | 0 | Bare Steel | 1993-06-28 | 1993-06-28 | Galvanized Steel
SAVANNAH SUGAR REFINERY | OXNARD DR | PORT WENTWORTH | Chatham | 4250398 | 4 | [5 empty] | Closed in Ground | Other | 15000 | Concrete | 1917-05-02 | 1988-11-01 | Bare Steel
SAVANNAH SUGAR REFINERY | OXNARD DR | PORT WENTWORTH | Chatham | 4250398 | 7 | [5 empty] | Removed from Ground | Other | 2000 | Bare Steel | 1971-05-03 | 1989-07-01 | Galvanized Steel
MAXIM CRANE WORKS | 420 GRANGE RD | PORT WENTWORTH | Chatham | 9025158 | 3 | [5 empty] | Removed from Ground | Gas (Historical Use) | 1000 | Bare Steel | 1994-01-01 | 1994-01-01 | Bare Steel | Suction (American)
PILOT TRAVEL CENTERS #071 | 7001 HWY 21 | PORT WENTWORTH | Chatham | 9000741 | 11 |  | 1996-02-26 |  | 1996-02-26 |  | Removed from Ground | Gas (Historical Use) | 12000 | Double Walled | 1996-02-23 | 2001-12-01 | Double Walled | Pressurized
GEORGIA-PACIFIC | CROSSGATE RD | PORT WENTWORTH | Chatham | 9000518 | 4 | [5 empty] | Removed from Ground | Empty | 2000 | Bare Steel | 1977-03-06 | 1899-12-31 | Galvanized Steel
RANDYS BAR-B-QUE | CORNER OF GRANGE RD & AUGUSTA ROAD | PORT WENTWORTH | Chatham | 10002078 | 3 |  |  | FALSE |  | FALSE | Removed from Ground | Not Marked/Tank Removed | 4000 | Unknown | 2015-02-25 | 2015-02-25 | Unknown
YOGI'S CONVENIENCE STORE | 1298 Kessler Ave. HWY 80 | GARDEN CITY | Chatham | 10002529 | 1A | Flapper Valve | 2015-12-28 | FALSE | 2015-12-28 | FALSE | Currently in Use | Regular | 9000 | Composite Double Walled | 2015-12-01 |  | Double-Walled Fiberglass | Pressurized
CIRCLE K #7716 | US HWY 80 & QUARTERMAN DR | SAVANNAH | Chatham | 4250285 | 1 | [5 empty] | Permanently Out of Use - historical purposes | Gas (Historical Use) | 3000 | Bare Steel | 1983-03-25 | 1899-12-31 | Galvanized Steel
CIRCLE K #7716 | US HWY 80 & QUARTERMAN DR | SAVANNAH | Chatham | 4250285 | 7 | Flapper Valve | 1987-04-01 | FALSE | 1987-04-01 | FALSE | Currently in Use | Diesel On Road | 10000 | Fiberglass | 1987-04-01 |  | Fiberglass Reinforced Plastic | Pressurized
CIRCLE K #7716 | US HWY 80 & QUARTERMAN DR | SAVANNAH | Chatham | 4250285 | 4 | [5 empty] | Permanently Out of Use - historical purposes | Gas (Historical Use) | 3000 | Bare Steel | 1977-03-24 | 1899-12-31 | Galvanized Steel
JOHN'S CHEVRON | 210 JOHNNY MERCER DR | SAVANNAH | Chatham | 4250298 | 3 |  | 1986-01-01 |  | 1986-01-01 |  | Removed from Ground | Gas (Historical Use) | 10000 | Fiberglass | 1983-03-25 | 2005-10-25 | Fiberglass Reinforced Plastic
BP RETAIL CENTER | 1900 BENTON BLVD | SAVANNAH | Chatham | 10002581 | 1 | Flapper Valve | 2016-04-01 | FALSE | 2016-04-01 | FALSE | Currently in Use | Regular | 13000 | Composite Double Walled | 2016-04-01 |  | Double-Walled Fiberglass | Pressurized
SAVANNAH YACHT CLUB | 730 BRADLEY POINT ROAD | SAVANNAH | Chatham | 9025329 | 2 | Ball Float | 2000-01-01 |  | 2000-01-01 |  | Currently in Use | Diesel | 8000 | Composite | 2000-01-01 |  | Fiberglass Reinforced Plastic | Pressurized
Thunderbolt Convenience | 2301 E VICTORY DRIVE | SAVANNAH | Chatham | 9025341 | 2B | Ball Float | 2001-03-01 | FALSE | 2001-03-01 | FALSE | Currently in Use | Diesel | 3000 | Composite | 2001-03-01 |  | Double-Walled Flex | Pressurized
AUTOPLEX | 204 JOHNNY MERCER BLVD | SAVANNAH | Chatham | 4250325 | 7 |  |  | TRUE |  | TRUE | Removed from Ground | Used Oil | 550 | Cathodically Protected Steel | 1963-04-22 | 1997-10-10 | Galvanized Steel
CHUS #4 | 3019 EAST VICTORY DR | THUNDERBOLT | Chatham | 4250280 | 6 | Ball Float | 1991-01-12 | FALSE | 1991-01-12 | FALSE | Currently in Use | Premium | 8000 | Galvanic (STIP-3) | 1991-01-15 |  | Fiberglass Reinforced Plastic | Pressurized
PORT WENTWORTH EXXON | 16 NORTH COASTAL HWY | SAVANNAH | Chatham | 4250144 | 5 | [5 empty] | Removed from Ground | Used Oil | 1 | Not Marked/Unknown | 1991-12-01 | 1991-12-01 | Not Marked
SHELL #19 | 14001 ABERCORN ST | SAVANNAH | Chatham | 9025219 | 2 |  | 1993-11-01 |  | 1993-11-01 |  | Currently in Use | Gas (Historical Use) | 8000 | Epoxy | 1990-01-01 |  | Fiberglass Reinforced Plastic | Pressurized
SAVE ON GAS #19 | 14025 ABERCORN ST | SAVANNAH | Chatham | 4250469 | 4 | [5 empty] | Removed from Ground | Gas (Historical Use) | 10000 | Bare Steel | 1979-05-03 | 1990-02-01 | Galvanized Steel
SAVE ON GAS #19 | 14025 ABERCORN ST | SAVANNAH | Chatham | 4250469 | 5 | [5 empty] | Removed from Ground | Diesel | 10000 | Bare Steel | 1979-05-03 | 1990-02-01 | Galvanized Steel
NO FACILITY NAME GIVEN | 13 N COASTAL HWY | PORT WENTWORTH | Chatham | 4250453 | 2 | [5 empty] | Closed in Ground | Gas (Historical Use) | 4000 | Bare Steel | 1971-05-07 | 1988-01-01 | Bare Steel
K-MART #4044 | 1901 EAST VICTORY DR | SAVANNAH | Chatham | 4250310 | 1 |  |  | TRUE |  | TRUE | Removed from Ground | Used Oil | 1000 | Bare Steel | 1962-04-01 | 1990-12-03 | Galvanized Steel
HWY 80 QUIK STOP | 305 US HWY 80 W | GARDEN CITY | Chatham | 9000506 | 3 | Flapper Valve | 1998-12-09 | FALSE | 1998-12-09 | FALSE | Currently in Use | Regular | 10000 | Composite | 1987-01-31 |  | Steel (Impressed Current) | Pressurized
HARI INC | 4207 AUGUSTA AVE | GARDEN CITY | Chatham | 9025161 | 3 | [5 empty] | Removed from Ground | Diesel | 10000 | Bare Steel | 1979-01-01 | 1994-05-01 | Fiberglass Reinforced Plastic | Pressurized
NITI FOOD MART | 1212 HWY 80 | GARDEN CITY | Chatham | 9025327 | 2B | Ball Float | 1999-03-01 | FALSE | 1999-03-01 | FALSE | Currently in Use | Diesel | 4000 | Composite | 1999-03-01 |  | Fiberglass Reinforced Plastic | Pressurized
GEORGIA PORTS AUTHORITY | HWY 25 & 307 | GARDEN CITY | Chatham | 9025058 | 2 |  |  | FALSE |  | FALSE | Removed from Ground | Gas (Historical Use) | 8000 | Bare Steel | 1978-01-08 | 1992-06-30 | Bare Steel
PRITAM LLC | 5316 AUGUSTA RD | GARDEN CITY | Chatham | 4250391 | 1 | Flapper Valve | 1998-11-01 | FALSE | 1998-11-01 | FALSE | Currently in Use | Kerosene | 4000 | Composite | 1980-03-11 |  | Fiberglass Reinforced Plastic | Safe Suction (Euro)
RARE EARTH NURSERY & COASTAL PAL | 1608 DEAN FOREST RD | GARDEN CITY | Chatham | 4250450 | 2 | [5 empty] | Removed from Ground | Gas (Historical Use) | 1000 | Bare Steel | 1978-05-05 | 1996-07-03 | Unknown
Buzzin Cafe | 165 MAIN ST | GARDEN CITY | Chatham | 4250177 | 3 | Flapper Valve | 1998-11-17 | FALSE | 1998-11-17 | FALSE | Currently in Use | Diesel | 10000 | Steel-Impressed Current | 1979-02-18 |  | Flex | Pressurized
SOUTHERN BULK INDUSTRIES INC | 16 FOUNDATION DR | GARDEN CITY | Chatham | 4250251 | 2 | [5 empty] | Removed from Ground | Gas (Historical Use) | 8000 | Bare Steel | 1978-04-10 | 1993-01-21 | Galvanized Steel
PMP INC | 125 PINE MEADOW DR | SAVANNAH | Chatham | 4250237 | 3 | [5 empty] | Removed from Ground | Diesel | 500 | Bare Steel | 1979-03-20 | 1899-12-31 | Galvanized Steel
NITI FOOD MART #2 | 403 US HWY 80 E | BLOOMINGDALE | Chatham | 9025075 | 2 | Flapper Valve | 1997-05-01 | FALSE | 1997-05-01 | FALSE | Currently in Use | Regular | 4000 | Steel-Impressed Current | 1978-01-01 |  | Fiberglass Reinforced Plastic | Pressurized
WILLIAM C STROZIER | 4 E HWAY 80 | BLOOMINGDALE | Chatham | 9025324 | 1 | [5 empty] | Removed from Ground | Empty | 4000 | Bare Steel | 1960-01-01 | 1999-03-03 | Not Marked
JAYS SHELL | 12424 WHITE BLUFF DR | SAVANNAH | Chatham | 4250473 | 7 | Ball Float | 1990-12-01 | FALSE | 1990-12-01 | FALSE | Currently in Use | Regular | 10000 | Galvanic (STIP-3) | 1990-12-01 |  | Fiberglass Reinforced Plastic
JAYS SHELL | 12424 WHITE BLUFF DR | SAVANNAH | Chatham | 4250473 | 4 | [5 empty] | Removed from Ground | Gas (Historical Use) | 4000 | Bare Steel | 1974-05-02 | 1990-12-01 | Galvanized Steel
PMP INC | 125 PINE MEADOW DR | SAVANNAH | Chatham | 4250237 | 2 | [5 empty] | Removed from Ground | Diesel | 500 | Bare Steel | 1979-03-20 | 1899-12-31 | Galvanized Steel
QUIKTRIP 7132 | 2910 LITTLE NECK RD | BLOOMINGDALE | Chatham | 10003348 | 10 | Overfill Alarm | 2023-05-01 | FALSE | 2023-03-01 | FALSE | Currently in Use | Diesel | 31000 | Fiberglass Double Walled | 2022-12-01 |  |  | Pressurized
MACKS BAIT RANCH | 2505 FORT ARGYLE RD | BLOOMINGDALE | Chatham | 4250385 | 1 | [5 empty] | Removed from Ground | Empty | 3000 | Bare Steel | 1976-04-28 | 1999-04-01 | Galvanized Steel | Gravity Fed
GA DOT 10506 | 0 .2 M W US-17 ON OLD PINE BARRER | BLOOMINGDALE | Chatham | 7025004 | 10506-1 | [5 empty] | Removed from Ground | Diesel | 4000 | Bare Steel | 1993-06-18 | 1993-06-18 | Galvanized Steel
SHELL #19 | 14001 ABERCORN ST | SAVANNAH | Chatham | 9025219 | 1 |  | 1993-11-01 |  | 1993-11-01 |  | Currently in Use | Gas (Historical Use) | 8000 | Epoxy | 1990-01-01 |  | Fiberglass Reinforced Plastic | Pressurized
SAV ON GAS #4 | 11503 ABERCORN ST | SAVANNAH | Chatham | 4250412 | 4 |  | 1993-06-01 |  | 1993-06-01 |  | Removed from Ground | Gas (Historical Use) | 10000 | Cathodically Protected Steel | 1981-05-02 | 2000-06-09 | Fiberglass Reinforced Plastic | Pressurized
PMP INC | 125 PINE MEADOW DR | SAVANNAH | Chatham | 4250237 | 4 |  |  | TRUE |  | TRUE | Removed from Ground | Used Oil | 300 | Bare Steel | 1979-03-20 | 1999-03-23 | Galvanized Steel
JOYNERS CORNER INC | 1113 JOHN CARTER RD | BLOOMINGDALE | Chatham | 9000624 | 3A | Ball Float | 1996-01-10 | FALSE | 1996-01-10 | FALSE | Currently in Use | Premium | 4000 | Composite | 1996-01-10 |  | Fiberglass Reinforced Plastic | Pressurized
FORMER POOLER APPLIANCE | 208 E HWY 82 | BLOOMINGDALE | Chatham | 10002431 | 3 |  |  | FALSE |  | FALSE | Removed from Ground | Not Marked/Tank Removed | 300 | Unknown | 2015-06-22 | 2015-06-22
SAVE ON GAS #19 | 14025 ABERCORN ST | SAVANNAH | Chatham | 4250469 | 2 | [5 empty] | Removed from Ground | Gas (Historical Use) | 10000 | Bare Steel | 1979-05-03 | 1990-02-01 | Galvanized Steel
JAYS SHELL | 12424 WHITE BLUFF DR | SAVANNAH | Chatham | 4250473 | 2 | [5 empty] | Removed from Ground | Gas (Historical Use) | 4000 | Bare Steel | 1974-05-02 | 1990-12-01 | Galvanized Steel
FED EX FREIGHT | 100 S H MORGAN PKWY | BLOOMINGDALE | Chatham | 10002657 | 1 | Flapper Valve | 2016-12-02 | FALSE | 2016-12-02 | FALSE | Currently in Use | Diesel | 20000 | Fiberglass Double Walled | 2016-12-02 |  | Double-Walled Fiberglass | Pressurized
SAVE ON GAS #19 | 14025 ABERCORN ST | SAVANNAH | Chatham | 4250469 | 3 | [5 empty] | Removed from Ground | Gas (Historical Use) | 10000 | Bare Steel | 1979-05-03 | 1990-02-01 | Galvanized Steel
BP RETAIL CENTER | 1900 BENTON BLVD | SAVANNAH | Chatham | 10002581 | 2A | Flapper Valve | 2016-04-01 | FALSE | 2016-04-01 | FALSE | Currently in Use | Premium | 4000 | Composite Double Walled | 2016-04-01 |  | Double-Walled Fiberglass | Pressurized
JOYNERS CORNER INC | 1113 JOHN CARTER RD | BLOOMINGDALE | Chatham | 9000624 | 1 | Ball Float | 1995-01-05 | FALSE | 1995-01-05 | FALSE | Currently in Use | Regular | 8200 | Galvanic (STIP-3) | 1987-10-01 |  | Fiberglass Reinforced Plastic | Pressurized
GA DOT 10506 | 0 .2 M W US-17 ON OLD PINE BARRER | BLOOMINGDALE | Chatham | 7025004 | 506D1 | [5 empty] | Removed from Ground | Diesel | 2000 | Cathodically Protected Steel | 1990-05-01 | 2002-02-01 | Cathodically Protected | Safe Suction (Euro)
FORMER POOLER APPLIANCE | 208 E HWY 82 | BLOOMINGDALE | Chatham | 10002431 | 2 |  |  | FALSE |  | FALSE | Removed from Ground | Gas (Historical Use) | 1000 | Bare Steel | 2015-05-27 | 2015-06-22 | Bare Steel
JAYS SHELL | 12424 WHITE BLUFF DR | SAVANNAH | Chatham | 4250473 | 3 | [5 empty] | Removed from Ground | Gas (Historical Use) | 4000 | Bare Steel | 1974-05-02 | 1990-12-01 | Galvanized Steel
MACKS BAIT RANCH | 2505 FORT ARGYLE RD | BLOOMINGDALE | Chatham | 4250385 | 3 | [5 empty] | Permanently Out of Use - historical purposes | Gas (Historical Use) | 3000 | Bare Steel | 1976-04-28 | 1899-12-31 | Galvanized Steel
WILLIAM C STROZIER | 4 E HWAY 80 | BLOOMINGDALE | Chatham | 9025324 | 2 | [5 empty] | Removed from Ground | Empty | 4000 | Bare Steel | 1960-01-01 | 1999-04-03 | Not Marked
CITY OF BLOOMINGDALE | #7 ADAMS RD | BLOOMINGDALE | Chatham | 10000798 | 1 | Ball Float | 2004-12-21 | FALSE | 2004-12-21 | FALSE | Currently in Use | Regular | 4000 | Composite | 2004-12-21 |  | Fiberglass Reinforced Plastic | Pressurized
AL BOWENS EXXON | 301 W HWY 80 | BLOOMINGDALE | Chatham | 10000190 | 1 |  |  | FALSE |  | FALSE | Removed from Ground | Gas (Historical Use) | 0 | Bare Steel | 1993-01-01 | 1993-01-01
SHELL #19 | 14001 ABERCORN ST | SAVANNAH | Chatham | 9025219 | 3 |  | 1993-11-01 |  | 1993-11-01 |  | Currently in Use | Gas (Historical Use) | 10000 | Epoxy | 1990-01-01 |  | Fiberglass Reinforced Plastic | Pressurized
SAV ON GAS #4 | 11503 ABERCORN ST | SAVANNAH | Chatham | 4250412 | 3 |  | 1993-06-01 |  | 1993-06-01 |  | Removed from Ground | Gas (Historical Use) | 10000 | Cathodically Protected Steel | 1981-05-02 | 2000-06-09 | Fiberglass Reinforced Plastic | Pressurized
NO FACILITY NAME GIVEN | 13 N COASTAL HWY | PORT WENTWORTH | Chatham | 4250453 | 3 | [5 empty] | Closed in Ground | Gas (Historical Use) | 4000 | Bare Steel | 1971-05-07 | 1988-01-01 | Bare Steel
WILLS DIESEL SERVICE | US HWY 80 & OLD DEAN FOREST RD | SAVANNAH | Chatham | 4250463 | 1AST |  |  | TRUE |  | TRUE | Currently in Use | Used Oil | 250 | Bare Steel | 1982-06-18 |  | Not Marked
PARKER'S #62 | 2175 BENTON BLVD | SAVANNAH | Chatham | 10002647 | 1 | Flapper Valve | 2016-12-01 | FALSE | 2016-12-01 | FALSE | Currently in Use | Regular | 20000 | Composite Double Walled | 2016-11-01 |  | Double-Walled Fiberglass | Pressurized
NITI FOOD MART #2 | 403 US HWY 80 E | BLOOMINGDALE | Chatham | 9025075 | 1 | Flapper Valve | 1997-05-01 | FALSE | 1997-05-01 | FALSE | Currently in Use | Regular | 4000 | Steel-Impressed Current | 1978-01-01 |  | Fiberglass Reinforced Plastic | Pressurized
GA DOT 10506 | 0 .2 M W US-17 ON OLD PINE BARRER | BLOOMINGDALE | Chatham | 7025004 | 506G1 | [5 empty] | Removed from Ground | Gas (Historical Use) | 2000 | Cathodically Protected Steel | 1990-05-01 | 2002-02-01 | Cathodically Protected | Safe Suction (Euro)
QUIKTRIP 7132 | 2910 LITTLE NECK RD | BLOOMINGDALE | Chatham | 10003348 | 4 | Overfill Alarm | 2023-05-01 | FALSE | 2023-03-01 | FALSE | Currently in Use | E-10 | 20000 | Fiberglass Double Walled | 2022-12-01 |  |  | Pressurized
QUIKTRIP 7132 | 2910 LITTLE NECK RD | BLOOMINGDALE | Chatham | 10003348 | 8 | Overfill Alarm | 2023-05-01 | FALSE | 2023-03-01 | FALSE | Currently in Use | Diesel | 31000 | Fiberglass Double Walled | 2022-12-01 |  |  | Pressurized
QUIKTRIP 7132 | 2910 LITTLE NECK RD | BLOOMINGDALE | Chatham | 10003348 | 2 | Overfill Alarm | 2023-05-01 | FALSE | 2023-03-01 | FALSE | Currently in Use | E-10 | 20000 | Fiberglass Double Walled | 2022-12-01 |  |  | Pressurized
QUIKTRIP 7132 | 2910 LITTLE NECK RD | BLOOMINGDALE | Chatham | 10003348 | 1 | Overfill Alarm | 2023-05-01 | FALSE | 2023-03-01 | FALSE | Currently in Use | E-10 | 20000 | Fiberglass Double Walled | 2022-12-01 |  |  | Pressurized
QUIKTRIP 7132 | 2910 LITTLE NECK RD | BLOOMINGDALE | Chatham | 10003348 | 7 | Overfill Alarm | 2023-05-01 | FALSE | 2023-03-01 | FALSE | Currently in Use | Diesel | 31000 | Fiberglass Double Walled | 2022-12-01 |  |  | Pressurized
QUIKTRIP 7132 | 2910 LITTLE NECK RD | BLOOMINGDALE | Chatham | 10003348 | 5 | Overfill Alarm | 2023-05-01 | FALSE | 2023-03-01 | FALSE | Currently in Use | E-10 | 20000 | Fiberglass Double Walled | 2022-12-01 |  |  | Pressurized
QUIKTRIP 7132 | 2910 LITTLE NECK RD | BLOOMINGDALE | Chatham | 10003348 | 9 | Overfill Alarm | 2023-05-01 | FALSE | 2023-03-01 | FALSE | Currently in Use | Diesel | 31000 | Fiberglass Double Walled | 2022-12-01 |  |  | Pressurized
CHUS CONVENIENCE MART | 2606 US HWY 80 | GARDEN CITY | Chatham | 4250209 | 7-B | Ball Float | 1992-03-23 | FALSE | 1992-03-23 | FALSE | Currently in Use | Premium | 5000 | Galvanic (STIP-3) | 1992-03-23 |  | Fiberglass Reinforced Plastic | Pressurized
SHELL #19 | 14001 ABERCORN ST | SAVANNAH | Chatham | 9025219 | 5 |  | 1993-11-01 |  | 1993-11-01 |  | Currently in Use | Diesel | 4000 | Epoxy | 1990-01-01 |  | Fiberglass Reinforced Plastic | Pressurized
SHELL #19 | 14001 ABERCORN ST | SAVANNAH | Chatham | 9025219 | 4 |  | 1993-11-01 |  | 1993-11-01 |  | Currently in Use | Gas (Historical Use) | 10000 | Epoxy | 1990-01-01 |  | Fiberglass Reinforced Plastic | Pressurized
BellSouth -R2216 | 1726 US Hwy 80 E | Bloomingdale | Chatham | 4250444 | 2 | Overfill Alarm | 1994-08-01 | FALSE | 1994-08-01 | FALSE | Currently in Use | Diesel | 1000 | Fiberglass Double Walled | 1994-08-01 |  | Copper | Suction (American)
MABBETT TRANSPORT | 31 MINUS AVENUE | SAVANNAH | Chatham | 9025243 | 2-1-A | Flapper Valve | 1996-09-20 | FALSE | 1996-09-20 | FALSE | Currently in Use | Diesel | 12000 | Steel-Impressed Current | 1996-07-29 |  |  | Safe Suction (Euro)
MACKS BAIT RANCH | 2505 FORT ARGYLE RD | BLOOMINGDALE | Chatham | 4250385 | 2 | [5 empty] | Removed from Ground | Empty | 3000 | Bare Steel | 1981-04-28 | 1999-04-01 | Galvanized Steel | Gravity Fed
GA DOT 10506 | 0 .2 M W US-17 ON OLD PINE BARRER | BLOOMINGDALE | Chatham | 7025004 | 10506-2 | [5 empty] | Removed from Ground | Gas (Historical Use) | 978 | Bare Steel | 1990-06-01 | 1990-06-01 | Galvanized Steel
CITY OF BLOOMINGDALE | #7 ADAMS RD | BLOOMINGDALE | Chatham | 10000798 | 2 | Ball Float | 2004-12-21 | FALSE | 2004-12-21 | FALSE | Currently in Use | Diesel | 2000 | Composite | 2004-12-21 |  | Fiberglass Reinforced Plastic | Pressurized
JAYS SHELL | 12424 WHITE BLUFF DR | SAVANNAH | Chatham | 4250473 | 5 | [5 empty] | Removed from Ground | Gas (Historical Use) | 4000 | Bare Steel | 1974-05-02 | 1990-12-01 | Galvanized Steel
SAV ON GAS #4 | 11503 ABERCORN ST | SAVANNAH | Chatham | 4250412 | 2 |  | 1993-06-01 |  | 1993-06-01 |  | Removed from Ground | Gas (Historical Use) | 10000 | Cathodically Protected Steel | 1981-05-02 | 2000-06-09 | Fiberglass Reinforced Plastic | Pressurized
AMERICAN HOMEPATIENT/FORMER LYNA | 5007 PAULSEN ST | SAVANNAH | Chatham | 9025082 | 1 | [5 empty] | Removed from Ground | Gas (Historical Use) | 500 | Marked Unknown | 1993-03-23 | 1993-03-23 | Unknown
MABBETT TRANSPORT | 31 MINUS AVENUE | SAVANNAH | Chatham | 9025243 | RU-1 | Flapper Valve | 1996-09-20 | FALSE | 1996-09-20 | FALSE | Currently in Use | E-10 | 4000 | Steel-Impressed Current | 1996-07-29 |  |  | Safe Suction (Euro)
NO FACILITY NAME GIVEN | 13 N COASTAL HWY | PORT WENTWORTH | Chatham | 4250453 | 4 | [5 empty] | Closed in Ground | Diesel | 3000 | Bare Steel | 1971-05-07 | 1988-01-01 | Bare Steel
AL BOWENS EXXON | 301 W HWY 80 | BLOOMINGDALE | Chatham | 10000190 | 2 |  |  | FALSE |  | FALSE | Removed from Ground | Gas (Historical Use) | 0 | Bare Steel | 1993-01-01 | 1993-01-01
MABBETT TRANSPORT | 31 MINUS AVENUE | SAVANNAH | Chatham | 9025243 | 2-2-A | Flapper Valve | 1998-09-20 | FALSE | 1998-09-20 | FALSE | Currently in Use | Diesel | 12000 | Steel-Impressed Current | 1996-07-29 |  |  | Safe Suction (Euro)
PMP INC | 125 PINE MEADOW DR | SAVANNAH | Chatham | 4250237 | 1 |  |  | TRUE |  | TRUE | Removed from Ground | Used Oil | 300 | Bare Steel | 1979-03-20 | 1999-03-01 | Galvanized Steel
JAYS SHELL | 12424 WHITE BLUFF DR | SAVANNAH | Chatham | 4250473 | 8A | Ball Float | 1990-12-01 | FALSE | 1990-12-01 | FALSE | Currently in Use | Premium | 4000 | Galvanic (STIP-3) | 1990-12-01 |  | Fiberglass Reinforced Plastic
BellSouth -R2216 | 1726 US Hwy 80 E | Bloomingdale | Chatham | 4250444 | 1 | [5 empty] | Removed from Ground | Diesel | 1000 | Bare Steel | 1972-07-17 | 1994-06-01 | Copper | Suction (American)
HUNTER AAF | Mildred Street and Duncan Drive | Savannah | Chatham | UST-SLOC-9025086 | 43 | [5 empty] | Removed from Ground | Gas (Historical Use) | 25000 | Cathodically Protected Steel | 1945-02-06 | 1995-04-05 | Galvanized Steel
HUNTER AAF | Mildred Street and Duncan Drive | Savannah | Chatham | UST-SLOC-9025073 | 24 | [5 empty] | Removed from Ground | Gas (Historical Use) | 5000 | Fiberglass | 1985-02-06 | 1996-09-01 | Galvanized Steel
HUNTER AAF | Mildred Street and Duncan Drive | Savannah | Chatham | UST-SLOC-9025086 | 46 | [5 empty] | Removed from Ground | Gas (Historical Use) | 25000 | Cathodically Protected Steel | 1945-02-06 | 1995-04-05 | Galvanized Steel
HUNTER AAF | Mildred Street and Duncan Drive | Savannah | Chatham | UST-SLOC-10002449 | 1 |  |  | FALSE |  | FALSE | Removed from Ground | Jet Fuel | 50000 | Unknown | 2014-10-31 | 2014-10-31 | Unknown
HUNTER AAF | Mildred Street and Duncan Drive | Savannah | Chatham | UST-SLOC-9025083 | 28 | [5 empty] | Removed from Ground | Diesel | 3000 | Bare Steel | 1945-02-06 | 1996-09-01 | Galvanized Steel
HUNTER AAF | Mildred Street and Duncan Drive | Savannah | Chatham | UST-SLOC-9000653 | 122 | [5 empty] | Removed from Ground | Gas (Historical Use) | 4000 | Bare Steel | 1954-01-01 | 1994-08-25 | Bare Steel
HUNTER AAF | Mildred Street and Duncan Drive | Savannah | Chatham | UST-SLOC-10001744 | 1A | Flapper Valve | 2009-03-01 | FALSE | 2009-03-01 | FALSE | Currently in Use | Regular | 15000 | Fiberglass Double Walled | 2009-03-01 |  | Double-Walled Fiberglass | Pressurized
HUNTER AAF | Mildred Street and Duncan Drive | Savannah | Chatham | UST-SLOC-9000653 | 121 | [5 empty] | Removed from Ground | Gas (Historical Use) | 6000 | Bare Steel | 1954-01-01 | 1994-08-25 | Bare Steel
SAVANNAH AIRPORT COMMISSIONS | 400 Airways Ave | Savannah | Chatham | UST-SLOC-4250500 | 1 | [5 empty] | Removed from Ground | Gas (Historical Use) | 1000 | Bare Steel | 1969-04-01 | 1990-12-14 | Bare Steel
AL BOWENS EXXON | 301 W HWY 80 | BLOOMINGDALE | Chatham | 10000190 | 3 |  |  | FALSE |  | FALSE | Removed from Ground | Gas (Historical Use) | 0 | Bare Steel | 1993-01-01 | 1993-01-01
JAYS SHELL | 12424 WHITE BLUFF DR | SAVANNAH | Chatham | 4250473 | 1 | [5 empty] | Removed from Ground | Gas (Historical Use) | 4000 | Bare Steel | 1974-05-02 | 1990-12-01 | Galvanized Steel
JOYNERS CORNER INC | 1113 JOHN CARTER RD | BLOOMINGDALE | Chatham | 9000624 | 3B | Ball Float | 1996-01-10 | FALSE | 1996-01-10 | FALSE | Currently in Use | E-0 | 4000 | Composite | 1996-01-10 |  | Fiberglass Reinforced Plastic | Pressurized
JAYS SHELL | 12424 WHITE BLUFF DR | SAVANNAH | Chatham | 4250473 | 8B | Ball Float | 1990-12-01 | FALSE | 1990-12-01 | FALSE | Currently in Use | Diesel | 4000 | Galvanic (STIP-3) | 1990-12-01 |  | Fiberglass Reinforced Plastic
SAV ON GAS #4 | 11503 ABERCORN ST | SAVANNAH | Chatham | 4250412 | 1 |  | 1993-06-01 |  | 1993-06-01 |  | Removed from Ground | Gas (Historical Use) | 10000 | Cathodically Protected Steel | 1981-05-02 | 2000-06-09 | Fiberglass Reinforced Plastic | Pressurized
HUNTER AAF | Mildred Street and Duncan Drive | Savannah | Chatham | UST-SLOC-9025008 | 25 | [5 empty] | Removed from Ground | Diesel | 30000 | Fiberglass | 1985-02-05 | 2006-04-19 | Galvanized Steel
HUNTER AAF | Mildred Street and Duncan Drive | Savannah | Chatham | UST-SLOC-9025091 | 93 | [5 empty] | Removed from Ground | Diesel | 500 | Bare Steel | 1975-02-06 | 1998-09-21 | Galvanized Steel
HUNTER AAF | Mildred Street and Duncan Drive | Savannah | Chatham | UST-SLOC-9025029 | 18 | [5 empty] | Removed from Ground | Diesel | 12000 | Bare Steel | 1945-01-01 | 1994-08-19 | Bare Steel
UGA SAVANNAH | 10 OCEAN SCIENCE CIR | Savannah | Chatham | UST-SLOC-9025174 | 1 | [5 empty] | Removed from Ground | Diesel | 150 | Bare Steel | 1975-07-31 | 1998-02-20 | Not Marked | Safe Suction (Euro)
HUNTER AAF | Mildred Street and Duncan Drive | Savannah | Chatham | UST-SLOC-9025049 | 13 | [5 empty] | Removed from Ground | Other | 25000 | Bare Steel | 1945-02-06 | 1994-07-08 | Galvanized Steel
HUNTER AAF | Mildred Street and Duncan Drive | Savannah | Chatham | UST-SLOC-9025098 | 100 | [5 empty] | Closed in Ground | Diesel | 2500 | Bare Steel | 1975-02-06 | 1998-09-26 | Galvanized Steel
WJCL-TV TRANSMITTER FACILITY | 1795 T FT ARGYLE RD | BLOOMINGDALE | Chatham | 10002365 | 1 | Flapper Valve | 1999-01-01 | FALSE | 1999-01-01 | FALSE | Removed from Ground | Diesel | 2000 | Galvanic (STIP-3) | 1999-01-01 |  | Fiberglass Reinforced Plastic | Safe Suction (Euro)
BELCHER OIL TERMINAL/COASTAL FUE | MILES ST GA PORTS AUTHORITY | SAVANNAH | Chatham | 9025170 | 1 | [5 empty] | Removed from Ground | Other | 20000 | Bare Steel | 1994-06-23 | 1994-06-23 | Not Marked
HUNTER AAF | Mildred Street and Duncan Drive | Savannah | Chatham | UST-SLOC-9025049 | 6 | [5 empty] | Removed from Ground | Other | 25000 | Bare Steel | 1945-02-06 | 1994-07-19 | Galvanized Steel
HUNTER AAF | Mildred Street and Duncan Drive | Savannah | Chatham | UST-SLOC-9025097 | 99 | [5 empty] | Removed from Ground | Diesel | 1000 | Bare Steel | 1975-02-06 | 1998-09-23 | Galvanized Steel
HUNTER AAF | Mildred Street and Duncan Drive | Savannah | Chatham | UST-SLOC-10002267 | 39092 |  |  | FALSE |  | FALSE | Removed from Ground | Jet Fuel | 50000 | Unknown | 2013-02-19 | 2013-02-19 | Unknown
HUNTER AAF | Mildred Street and Duncan Drive | Savannah | Chatham | UST-SLOC-9025086 | 42 | [5 empty] | Removed from Ground | Gas (Historical Use) | 25000 | Cathodically Protected Steel | 1945-02-06 | 1995-04-05 | Galvanized Steel
HUNTER AAF | Mildred Street and Duncan Drive | Savannah | Chatham | UST-SLOC-9025085 | 35 | [5 empty] | Removed from Ground | Gas (Historical Use) | 25000 | Cathodically Protected Steel | 1945-02-06 | 1995-03-27 | Galvanized Steel
HUNTER AAF | Mildred Street and Duncan Drive | Savannah | Chatham | UST-SLOC-9025049 | 11 | [5 empty] | Removed from Ground | Other | 25000 | Bare Steel | 1945-02-06 | 1994-07-14 | Galvanized Steel
HUNTER AAF | Mildred Street and Duncan Drive | Savannah | Chatham | UST-SLOC-9000653 | 120 | [5 empty] | Removed from Ground | Gas (Historical Use) | 6000 | Bare Steel | 1954-01-01 | 1994-08-25 | Bare Steel
HUNTER AAF | Mildred Street and Duncan Drive | Savannah | Chatham | UST-SLOC-9025113 | 117 | [5 empty] | Removed from Ground | Other | 500 | Bare Steel | 1963-01-01 | 2006-05-01 | Bare Steel
HUNTER AAF | Mildred Street and Duncan Drive | Savannah | Chatham | UST-SLOC-9025266 | 119A |  |  | TRUE |  | TRUE | Removed from Ground | Used Oil | 1000 | Galvanic (STIP-3) | 1994-03-01 | 2003-06-26 | Fiberglass Reinforced Plastic | Gravity Fed
HUNTER AAF | Mildred Street and Duncan Drive | Savannah | Chatham | UST-SLOC-9025090 | 86 | [5 empty] | Removed from Ground | Other | 50000 | Cathodically Protected Steel | 1945-02-06 | 1998-05-06 | Galvanized Steel
HUNTER AAF | Mildred Street and Duncan Drive | Savannah | Chatham | UST-SLOC-9025085 | 36 | [5 empty] | Removed from Ground | Gas (Historical Use) | 25000 | Cathodically Protected Steel | 1945-02-06 | 1995-03-27 | Galvanized Steel
HUNTER AAF | Mildred Street and Duncan Drive | Savannah | Chatham | UST-SLOC-9025265 | 120 |  |  | TRUE |  | TRUE | Closed in Ground | Used Oil | 1000 | Double Walled | 1989-01-01 | 1999-09-24 | Fiberglass Reinforced Plastic | Gravity Fed
HUNTER AAF | Mildred Street and Duncan Drive | Savannah | Chatham | UST-SLOC-10002267 | 39088 |  |  | FALSE |  | FALSE | Removed from Ground | Jet Fuel | 50000 | Unknown | 2013-02-19 | 2013-02-19 | Unknown
HUNTER AAF | Mildred Street and Duncan Drive | Savannah | Chatham | UST-SLOC-9025090 | 87 | [5 empty] | Removed from Ground | Other | 50000 | Cathodically Protected Steel | 1945-02-06 | 1998-05-04 | Galvanized Steel
HUNTER AAF | Mildred Street and Duncan Drive | Savannah | Chatham | UST-SLOC-9025049 | 16 | [5 empty] | Removed from Ground | Other | 25000 | Bare Steel | 1945-02-06 | 1994-07-08 | Galvanized Steel
HUNTER AAF | Mildred Street and Duncan Drive | Savannah | Chatham | UST-SLOC-9025093 | 95 | [5 empty] | Removed from Ground | Diesel | 250 | Bare Steel | 1975-02-06 | 1998-09-17 | Galvanized Steel
HUNTER AAF | Mildred Street and Duncan Drive | Savannah | Chatham | UST-SLOC-10002449 | 39119 |  |  | FALSE |  | FALSE | Removed from Ground | Jet Fuel | 50000 | Unknown | 2014-11-05 | 2014-11-05 | Unknown
GNG SAVANNAH | 1401 Robert B Miller Jr Rd | Garden City | Chatham | UST-SLOC-9025132 | 1923-1 |  |  | TRUE |  | TRUE | Removed from Ground | Used Oil | 1000 | Bare Steel | 1984-01-01 | 1994-04-13 | Bare Steel | Gravity Fed
GNG SAVANNAH | 1401 Robert B Miller Jr Rd | Garden City | Chatham | UST-SLOC-9025131 | 1409-1 | [5 empty] | Removed from Ground | Gas (Historical Use) | 10000 | Bare Steel | 1979-01-01 | 1994-03-01 | Bare Steel | Safe Suction (Euro)
UGA SAVANNAH | 10 OCEAN SCIENCE CIR | Savannah | Chatham | UST-SLOC-9025174 | 3 | [5 empty] | Removed from Ground | Diesel | 150 | Bare Steel | 1975-07-31 | 1998-02-20 | Not Marked | Safe Suction (Euro)
GNG SAVANNAH | 1401 Robert B Miller Jr Rd | Garden City | Chatham | UST-SLOC-9025189 | 119 | [5 empty] | Removed from Ground | Diesel | 2000 | Not Marked/Unknown | 1966-01-01 | 1995-04-01 | Unknown
SAVANNAH AIRPORT COMMISSIONS | 400 Airways Ave | Savannah | Chatham | UST-SLOC-10000413 | 1 | Flapper Valve | 1994-01-01 | FALSE | 1994-01-01 | FALSE | Removed from Ground | Diesel | 2500 | Fiberglass Double Walled | 1994-01-01
HUNTER AAF | Mildred Street and Duncan Drive | Savannah | Chatham | UST-SLOC-10002449 | 2 |  |  | FALSE |  | FALSE | Removed from Ground | Jet Fuel | 50000 | Unknown | 2014-10-31 | 2014-10-31 | Unknown
GNG SAVANNAH | 1401 Robert B Miller Jr Rd | Garden City | Chatham | UST-SLOC-9025131 | 1409-2 | [5 empty] | Removed from Ground | Gas (Historical Use) | 10000 | Bare Steel | 1979-01-01 | 1994-03-01 | Bare Steel | Safe Suction (Euro)
SAVANNAH STATE UNIVERSITY | 3219 College St | Savannah | Chatham | UST-SLOC-9025069 | 1 | [5 empty] | Removed from Ground | Diesel | 15000 | Bare Steel | 1953-01-01 | 1997-04-11 | Galvanized Steel
HUNTER AAF | Mildred Street and Duncan Drive | Savannah | Chatham | UST-SLOC-9025107 | 111 |  |  | TRUE |  | TRUE | Removed from Ground | Used Oil | 550 | Bare Steel | 1987-01-01 | 1996-09-01 | Galvanized Steel
HUNTER AAF | Mildred Street and Duncan Drive | Savannah | Chatham | UST-SLOC-9025303 | 124 | Flapper Valve | 1997-08-05 | FALSE | 1997-08-05 | FALSE | Currently in Use | Regular | 12000 | Fiberglass Double Walled | 1997-03-01 |  | Fiberglass Reinforced Plastic | Pressurized
HUNTER AAF | Mildred Street and Duncan Drive | Savannah | Chatham | UST-SLOC-10002267 | 39086 |  |  | FALSE |  | FALSE | Removed from Ground | Jet Fuel | 50000 | Unknown | 2013-02-13 | 2013-02-13 | Unknown
HUNTER AAF | Mildred Street and Duncan Drive | Savannah | Chatham | UST-SLOC-9025086 | 45 | [5 empty] | Removed from Ground | Gas (Historical Use) | 25000 | Cathodically Protected Steel | 1945-02-06 | 1995-04-05 | Galvanized Steel
HUNTER AAF | Mildred Street and Duncan Drive | Savannah | Chatham | UST-SLOC-9025303 | 126 | Flapper Valve | 1997-08-05 | FALSE | 1997-08-05 | FALSE | Currently in Use | Regular | 12000 | Fiberglass Double Walled | 1997-03-01 |  | Fiberglass Reinforced Plastic | Pressurized
HUNTER AAF | Mildred Street and Duncan Drive | Savannah | Chatham | UST-SLOC-10002248 | 1 |  |  | FALSE |  | FALSE | Removed from Ground | Used Oil | 600 | Bare Steel | 2013-08-23 | 2013-08-23 | Bare Steel
HUNTER AAF | Mildred Street and Duncan Drive | Savannah | Chatham | UST-SLOC-9025086 | 48 | [5 empty] | Removed from Ground | Gas (Historical Use) | 25000 | Cathodically Protected Steel | 1945-02-06 | 1995-04-05 | Galvanized Steel
HUNTER AAF | Mildred Street and Duncan Drive | Savannah | Chatham | UST-SLOC-10002267 | 39085 |  |  | FALSE |  | FALSE | Removed from Ground | Jet Fuel | 50000 | Unknown | 2013-02-13 | 2013-02-13 | Unknown
SAVANNAH AIRPORT COMMISSIONS | 400 Airways Ave | Savannah | Chatham | UST-SLOC-4250498 | 1 | [5 empty] | Removed from Ground | Diesel | 500 | Bare Steel | 1976-04-01 | 1998-04-23 | Bare Steel | Suction (American)
NO FACILITY NAME GIVEN | 13 N COASTAL HWY | PORT WENTWORTH | Chatham | 4250453 | 1 | [5 empty] | Closed in Ground | Gas (Historical Use) | 4000 | Bare Steel | 1971-05-07 | 1988-01-01 | Bare Steel
HUNTER AAF | Mildred Street and Duncan Drive | Savannah | Chatham | UST-SLOC-9025049 | 15 | [5 empty] | Removed from Ground | Other | 25000 | Bare Steel | 1945-02-06 | 1994-07-08 | Galvanized Steel
HUNTER AAF | Mildred Street and Duncan Drive | Savannah | Chatham | UST-SLOC-9025049 | 5 |  |  | TRUE |  | TRUE | Removed from Ground | Other | 25000 | Bare Steel | 1945-02-06 | 1994-07-19 | Galvanized Steel
HUNTER AAF | Mildred Street and Duncan Drive | Savannah | Chatham | UST-SLOC-9025266 | 118 |  | 1994-03-01 |  | 1994-03-01 |  | Removed from Ground | Diesel | 12000 | Galvanic (STIP-3) | 1994-03-01 | 2003-06-26 | Fiberglass Reinforced Plastic | Pressurized
HUNTER AAF | Mildred Street and Duncan Drive | Savannah | Chatham | UST-SLOC-9025049 | 12 | [5 empty] | Removed from Ground | Other | 25000 | Bare Steel | 1945-02-06 | 1994-07-14 | Galvanized Steel
HUNTER AAF | Mildred Street and Duncan Drive | Savannah | Chatham | UST-SLOC-9025100 | 102 | [5 empty] | Removed from Ground | Diesel | 5000 | Bare Steel | 1975-02-06 | 1998-09-25 | Galvanized Steel
HUNTER AAF | Mildred Street and Duncan Drive | Savannah | Chatham | UST-SLOC-9025097 | 2 |  |  | FALSE |  | FALSE | Removed from Ground | Diesel | 20000 | Unknown | 2015-02-25 | 2015-02-25 | Unknown
HUNTER AAF | Mildred Street and Duncan Drive | Savannah | Chatham | UST-SLOC-9025049 | 4 |  |  | TRUE |  | TRUE | Removed from Ground | Used Oil | 12000 | Bare Steel | 1945-02-06 | 1994-06-28 | Galvanized Steel
HUNTER AAF | Mildred Street and Duncan Drive | Savannah | Chatham | UST-SLOC-9025299 | 127 | [5 empty] | Removed from Ground | Diesel | 550 | Not Marked/Unknown | 1996-09-24 | 1996-09-24 | Not Marked
SAVANNAH STATE UNIVERSITY | 3219 College St | Savannah | Chatham | UST-SLOC-9025069 | 4AST | [5 empty] | Currently in Use | Gas (Historical Use) | 1000 | Bare Steel | 1968-01-01 |  | Not Marked
HUNTER AAF | Mildred Street and Duncan Drive | Savannah | Chatham | UST-SLOC-9025319 | 130 |  |  | TRUE |  | TRUE | Removed from Ground | Used Oil | 1000 | Bare Steel | 1998-12-11 | 1998-12-11 | Bare Steel | Gravity Fed
HUNTER AAF | Mildred Street and Duncan Drive | Savannah | Chatham | UST-SLOC-10002449 | 39121 |  |  | FALSE |  | FALSE | Removed from Ground | Jet Fuel | 50000 | Unknown | 2014-11-05 | 2014-11-05 | Unknown
HUNTER AAF | Mildred Street and Duncan Drive | Savannah | Chatham | UST-SLOC-9025104 | 108 |  |  | TRUE |  | TRUE | Removed from Ground | Used Oil | 1000 | Bare Steel | 1987-01-01 | 1996-09-01 | Galvanized Steel
HUNTER AAF | Mildred Street and Duncan Drive | Savannah | Chatham | UST-SLOC-9025096 | 98 | [5 empty] | Removed from Ground | Diesel | 250 | Bare Steel | 1975-02-06 | 1996-09-01 | Galvanized Steel
HUNTER AAF | Mildred Street and Duncan Drive | Savannah | Chatham | UST-SLOC-10002449 | 39120 |  |  | FALSE |  | FALSE | Removed from Ground | Jet Fuel | 50000 | Unknown | 2014-11-05 | 2014-11-05 | Unknown
HUNTER AAF | Mildred Street and Duncan Drive | Savannah | Chatham | UST-SLOC-9025110 | 114 | [5 empty] | Removed from Ground | Diesel | 1000 | Bare Steel | 1953-01-01 | 1998-09-16 | Galvanized Steel
UGA SAVANNAH | 10 OCEAN SCIENCE CIR | Savannah | Chatham | UST-SLOC-9025174 | 4 | Flapper Valve | 1998-04-21 | FALSE | 1998-04-21 | FALSE | Currently in Use | E-0 | 1000 | Fiberglass Double Walled | 1998-04-21 |  | Double-Walled Fiberglass | Pressurized
UGA SAVANNAH | 10 OCEAN SCIENCE CIR | Savannah | Chatham | UST-SLOC-9025174 | 5 | Flapper Valve | 1998-04-21 | FALSE | 1998-04-21 | FALSE | Currently in Use | Diesel | 6000 | Fiberglass Double Walled | 1998-04-21 |  | Double-Walled Fiberglass | Pressurized
SAVANNAH STATE UNIVERSITY | 3219 College St | Savannah | Chatham | UST-SLOC-9025069 | 5 | [5 empty] | Removed from Ground | Diesel | 10000 | Double Walled | 1997-04-28 | 2008-07-11 | Fiberglass Reinforced Plastic | Suction (American)
HUNTER AAF | Mildred Street and Duncan Drive | Savannah | Chatham | UST-SLOC-10002267 | 39087 |  |  | FALSE |  | FALSE | Removed from Ground | Jet Fuel | 50000 | Unknown | 2013-01-25 | 2013-01-25 | Unknown
SAVANNAH AIRPORT COMMISSIONS | 400 Airways Ave | Savannah | Chatham | UST-SLOC-4250339 | 1 | [5 empty] | Removed from Ground | Diesel | 1000 | Bare Steel | 1976-04-01 | 1993-01-15 | Bare Steel
SAVANNAH AIRPORT COMMISSIONS | 400 Airways Ave | Savannah | Chatham | UST-SLOC-4250501 | 1 | [5 empty] | Removed from Ground | Gas (Historical Use) | 515 | Bare Steel | 1957-04-01 | 1989-07-11 | Bare Steel
GNG SAVANNAH | 1401 Robert B Miller Jr Rd | Garden City | Chatham | UST-SLOC-9025146 | 1 | [5 empty] | Removed from Ground | Gas (Historical Use) | 12000 | Bare Steel | 1963-04-30 | 1996-02-08 | Bare Steel | Suction (American)
SAVANNAH AIRPORT COMMISSIONS | 400 Airways Ave | Savannah | Chatham | UST-SLOC-10000414 | 1 |  | 1986-02-01 | FALSE | 1986-02-01 | FALSE | Removed from Ground | Diesel | 550 | Fiberglass Double Walled | 1986-02-01 | 2017-05-30 | Double-Walled Flex | Safe Suction (Euro)
UGA SAVANNAH | 10 OCEAN SCIENCE CIR | Savannah | Chatham | UST-SLOC-9025209 | 1 | [5 empty] | Removed from Ground | Diesel | 5000 | Bare Steel | 1976-01-01 | 1997-12-19 | Galvanized Steel
SAVANNAH STATE UNIVERSITY | 3219 College St | Savannah | Chatham | UST-SLOC-9025298 | 2 |  | 1997-04-22 |  | 1997-04-22 |  | Removed from Ground | Gas (Historical Use) | 2500 | Fiberglass Double Walled | 1997-04-22 | 2010-02-11 | Fiberglass Reinforced Plastic | Safe Suction (Euro)
HUNTER AAF | Mildred Street and Duncan Drive | Savannah | Chatham | UST-SLOC-9025049 | 14 | [5 empty] | Removed from Ground | Other | 25000 | Bare Steel | 1945-02-06 | 1994-07-08 | Galvanized Steel
HUNTER AAF | Mildred Street and Duncan Drive | Savannah | Chatham | UST-SLOC-9025073 | 23 | [5 empty] | Removed from Ground | Diesel | 5000 | Fiberglass | 1985-02-06 | 1996-09-01 | Galvanized Steel
HUNTER AAF | Mildred Street and Duncan Drive | Savannah | Chatham | UST-SLOC-9025029 | 20 | [5 empty] | Removed from Ground | Gas (Historical Use) | 10000 | Bare Steel | 1945-02-06 | 1994-08-19 | Bare Steel
HUNTER AAF | Mildred Street and Duncan Drive | Savannah | Chatham | UST-SLOC-9025029 | 17 | [5 empty] | Removed from Ground | Gas (Historical Use) | 10000 | Bare Steel | 1945-01-01 | 1994-08-19 | Bare Steel
HUNTER AAF | Mildred Street and Duncan Drive | Savannah | Chatham | UST-SLOC-10002267 | 39091 |  |  | FALSE |  | FALSE | Removed from Ground | Jet Fuel | 50000 | Unknown | 2013-02-19 | 2013-02-19 | Unknown
UGA SAVANNAH | 10 OCEAN SCIENCE CIR | Savannah | Chatham | UST-SLOC-9025174 | 2 | [5 empty] | Removed from Ground | Diesel | 150 | Bare Steel | 1975-07-31 | 1998-02-20 | Not Marked | Suction (American)
HUNTER AAF | Mildred Street and Duncan Drive | Savannah | Chatham | UST-SLOC-10002267 | 39089 |  |  | FALSE |  | FALSE | Removed from Ground | Jet Fuel | 50000 | Unknown | 2013-02-19 | 2013-02-19 | Unknown
HUNTER AAF | Mildred Street and Duncan Drive | Savannah | Chatham | UST-SLOC-9025090 | 82 | [5 empty] | Removed from Ground | Other | 50000 | Cathodically Protected Steel | 1945-02-06 | 1998-04-29 | Galvanized Steel
HUNTER AAF | Mildred Street and Duncan Drive | Savannah | Chatham | UST-SLOC-9025086 | 40 | [5 empty] | Removed from Ground | Gas (Historical Use) | 25000 | Cathodically Protected Steel | 1945-02-06 | 1998-05-15 | Galvanized Steel
HUNTER AAF | Mildred Street and Duncan Drive | Savannah | Chatham | UST-SLOC-10002267 | 39083 |  |  | FALSE |  | FALSE | Removed from Ground | Jet Fuel | 50000 | Unknown | 2013-02-13 | 2013-02-13 | Unknown
SAVANNAH AIRPORT COMMISSIONS | 400 Airways Ave | Savannah | Chatham | UST-SLOC-10000416 | 1 | Flapper Valve | 1994-05-28 | FALSE | 1994-05-28 | FALSE | Temporarily out of use | Regular | 12000 | Fiberglass Double Walled | 1994-01-01 |  | Double-Walled Flex | Pressurized
SAVANNAH STATE UNIVERSITY | 3219 College St | Savannah | Chatham | UST-SLOC-9025069 | 3AST | [5 empty] | Currently in Use | Gas (Historical Use) | 1000 | Bare Steel | 1972-01-01 |  | Not Marked
HUNTER AAF | Mildred Street and Duncan Drive | Savannah | Chatham | UST-SLOC-9000653 | 123 |  |  | TRUE |  | TRUE | Removed from Ground | Used Oil | 1000 | Bare Steel | 1954-01-01 | 1994-08-17 | Bare Steel | Gravity Fed
HUNTER AAF | Mildred Street and Duncan Drive | Savannah | Chatham | UST-SLOC-9025008 | 26 | [5 empty] | Removed from Ground | Gas (Historical Use) | 6000 | Bare Steel | 1985-02-05 | 2006-04-19 | Galvanized Steel
HUNTER AAF | Mildred Street and Duncan Drive | Savannah | Chatham | UST-SLOC-9025300 | 128 |  |  | TRUE |  | TRUE | Removed from Ground | Used Oil | 500 | Not Marked/Unknown | 1996-09-23 | 1996-09-23 | Not Marked
HUNTER AAF | Mildred Street and Duncan Drive | Savannah | Chatham | UST-SLOC-9025085 | 50 | [5 empty] | Closed in Ground | Gas (Historical Use) | 50000 | Cathodically Protected Steel | 1945-02-06 | 1998-06-04 | Galvanized Steel
HUNTER AAF | Mildred Street and Duncan Drive | Savannah | Chatham | UST-SLOC-10002267 | 39090 |  |  | FALSE |  | FALSE | Removed from Ground | Jet Fuel | 50000 | Unknown | 2013-02-19 | 2013-02-19 | Unknown
HUNTER AAF | Mildred Street and Duncan Drive | Savannah | Chatham | UST-SLOC-9025085 | 31 | [5 empty] | Removed from Ground | Gas (Historical Use) | 25000 | Cathodically Protected Steel | 1945-02-06 | 1998-05-18 | Galvanized Steel
HUNTER AAF | Mildred Street and Duncan Drive | Savannah | Chatham | UST-SLOC-10002449 | 3 |  |  | FALSE |  | FALSE | Removed from Ground | Jet Fuel | 50000 | Unknown | 2014-10-31 | 2014-10-31 | Unknown
HUNTER AAF | Mildred Street and Duncan Drive | Savannah | Chatham | UST-SLOC-9025303 | 125 | Flapper Valve | 1997-08-05 | FALSE | 1997-08-05 | FALSE | Currently in Use | Premium | 12000 | Fiberglass Double Walled | 1997-03-01 |  | Fiberglass Reinforced Plastic | Pressurized
SAVANNAH AIRPORT COMMISSIONS | 400 Airways Ave | Savannah | Chatham | UST-SLOC-4250499 | 1 | [5 empty] | Removed from Ground | Gas (Historical Use) | 515 | Bare Steel | 1976-04-01 | 1991-07-30 | Bare Steel
HUNTER AAF | Mildred Street and Duncan Drive | Savannah | Chatham | UST-SLOC-9025108 | 112 | [5 empty] | Removed from Ground | Diesel | 250 | Bare Steel | 1954-01-01 | 1996-09-01 | Galvanized Steel
HUNTER AAF | Mildred Street and Duncan Drive | Savannah | Chatham | UST-SLOC-9025049 | 8 | [5 empty] | Removed from Ground | Other | 25000 | Bare Steel | 1945-02-06 | 1994-07-19 | Galvanized Steel
HUNTER AAF | Mildred Street and Duncan Drive | Savannah | Chatham | UST-SLOC-9025084 | 29 | [5 empty] | Removed from Ground | Diesel | 2000 | Bare Steel | 1945-01-01 | 1994-08-08 | Galvanized Steel
HUNTER AAF | Mildred Street and Duncan Drive | Savannah | Chatham | UST-SLOC-9025090 | 92 | [5 empty] | Closed in Ground | Other | 50000 | Cathodically Protected Steel | 1945-02-06 | 1998-06-10 | Galvanized Steel
HUNTER AAF | Mildred Street and Duncan Drive | Savannah | Chatham | UST-SLOC-9025049 | 9 | [5 empty] | Removed from Ground | Other | 25000 | Bare Steel | 1945-02-06 | 1994-06-23 | Galvanized Steel
HUNTER AAF | Mildred Street and Duncan Drive | Savannah | Chatham | UST-SLOC-9025097 | 1 |  |  | FALSE |  | FALSE | Removed from Ground | Diesel | 20000 | Unknown | 2015-02-24 | 2015-02-24 | Unknown
SAVANNAH STATE UNIVERSITY | 3219 College St | Savannah | Chatham | UST-SLOC-9025298 | 1 |  | 1997-04-22 |  | 1997-04-22 |  | Removed from Ground | Diesel | 1000 | Fiberglass Double Walled | 1997-04-22 | 2010-02-11 | Fiberglass Reinforced Plastic | Safe Suction (Euro)
HUNTER AAF | Mildred Street and Duncan Drive | Savannah | Chatham | UST-SLOC-10001744 | 2B | Flapper Valve | 2009-03-01 | FALSE | 2009-03-01 | FALSE | Currently in Use | Premium | 10000 | Fiberglass Double Walled | 2009-03-01 |  | Double-Walled Fiberglass | Pressurized
HUNTER AAF | Mildred Street and Duncan Drive | Savannah | Chatham | UST-SLOC-9025264 | 121 |  |  | TRUE |  | TRUE | Closed in Ground | Used Oil | 1000 | Double Walled | 1989-01-01 | 1999-09-24 | Fiberglass Reinforced Plastic | Gravity Fed
HUNTER AAF | Mildred Street and Duncan Drive | Savannah | Chatham | UST-SLOC-9025086 | 41 | [5 empty] | Removed from Ground | Gas (Historical Use) | 25000 | Cathodically Protected Steel | 1945-02-06 | 1998-05-15 | Galvanized Steel
SAVANNAH AIRPORT COMMISSIONS | 400 Airways Ave | Savannah | Chatham | UST-SLOC-10000415 | 1 |  |  | FALSE |  | FALSE | Removed from Ground | Diesel | 500 | Fiberglass Double Walled | 2004-03-24 | 2004-03-24
SAVANNAH AIRPORT COMMISSIONS | 400 Airways Ave | Savannah | Chatham | UST-SLOC-4250497 | 1 | [5 empty] | Removed from Ground | Diesel | 2000 | Bare Steel | 1976-04-01 | 1995-01-25 | Bare Steel | Suction (American)
GNG SAVANNAH | 1401 Robert B Miller Jr Rd | Garden City | Chatham | UST-SLOC-9025131 | 1409-3 | [5 empty] | Removed from Ground | Diesel | 5000 | Bare Steel | 1962-01-01 | 1994-03-01 | Bare Steel | Safe Suction (Euro)
HUNTER AAF | Mildred Street and Duncan Drive | Savannah | Chatham | UST-SLOC-9025100 | 103 | [5 empty] | Removed from Ground | Diesel | 200 | Bare Steel | 1975-02-06 | 1998-09-25 | Galvanized Steel
HUNTER AAF | Mildred Street and Duncan Drive | Savannah | Chatham | UST-SLOC-9025095 | 97 | [5 empty] | Removed from Ground | Diesel | 250 | Bare Steel | 1975-02-06 | 1998-09-17 | Galvanized Steel
HUNTER AAF | Mildred Street and Duncan Drive | Savannah | Chatham | UST-SLOC-9025318 | 129 | [5 empty] | Removed from Ground | Diesel | 1000 | Not Marked/Unknown | 1998-12-09 | 1998-12-09 | Not Marked
HUNTER AAF | Mildred Street and Duncan Drive | Savannah | Chatham | UST-SLOC-9025049 | 2 |  |  | TRUE |  | TRUE | Removed from Ground | Used Oil | 12000 | Bare Steel | 1945-02-06 | 1994-06-28 | Galvanized Steel
HUNTER AAF | Mildred Street and Duncan Drive | Savannah | Chatham | UST-SLOC-9025049 | 3 |  |  | TRUE |  | TRUE | Removed from Ground | Used Oil | 12000 | Bare Steel | 1945-02-06 | 1994-06-28 | Galvanized Steel
SAVANNAH STATE UNIVERSITY | 3219 College St | Savannah | Chatham | UST-SLOC-9025069 | 2AST | [5 empty] | Currently in Use | Diesel | 1000 | Bare Steel | 1968-01-01 |  | Not Marked
PARKER'S 97 | 2887 US HIGHWAY 80 | BLOOMINGDALE | Chatham | 10003481 | 1 | Flapper Valve | 2023-11-20 | FALSE | 2023-11-20 | FALSE | Currently in Use | Regular | 20000 | Fiberglass Double Walled | 2023-09-20 |  | Double-Walled Flex | Pressurized
ENMARKET 599 | 7 DIAMOND CAUSEWAY | SAVANNAH | Chatham | 10003480 | 2B | Flapper Valve |  | FALSE |  | FALSE | Currently in Use | E-0 | 8000 | Fiberglass Double Walled | 2024-03-12 |  | Double-Walled Fiberglass | Pressurized
PARKER'S 97 | 2887 US HIGHWAY 80 | BLOOMINGDALE | Chatham | 10003481 | 4 | Flapper Valve | 2023-11-20 | FALSE | 2023-11-20 | FALSE | Currently in Use | Diesel | 20000 | Fiberglass Double Walled | 2023-09-20 |  | Double-Walled Flex | Pressurized
ENMARKET 599 | 7 DIAMOND CAUSEWAY | SAVANNAH | Chatham | 10003480 | 1 | Flapper Valve |  | FALSE |  | FALSE | Currently in Use | Regular | 20000 | Fiberglass Double Walled | 2024-03-12 |  | Double-Walled Fiberglass | Pressurized
QUIKTRIP 7132 | 2910 LITTLE NECK RD | BLOOMINGDALE | Chatham | 10003348 | 3 | Overfill Alarm | 2023-05-01 | FALSE | 2023-03-01 | FALSE | Currently in Use | E-10 | 20000 | Fiberglass Double Walled | 2022-12-01 |  |  | Pressurized
HUNTER AAF | Mildred Street and Duncan Drive | Savannah | Chatham | UST-SLOC-9025090 | 85 | [5 empty] | Removed from Ground | Other | 50000 | Cathodically Protected Steel | 1945-02-06 | 1998-04-30 | Galvanized Steel
HUNTER AAF | Mildred Street and Duncan Drive | Savannah | Chatham | UST-SLOC-9025090 | 84 | [5 empty] | Removed from Ground | Other | 50000 | Cathodically Protected Steel | 1945-02-06 | 1998-05-06 | Galvanized Steel
HUNTER AAF | Mildred Street and Duncan Drive | Savannah | Chatham | UST-SLOC-9025086 | 47 | [5 empty] | Removed from Ground | Gas (Historical Use) | 25000 | Cathodically Protected Steel | 1945-02-06 | 1995-04-05 | Galvanized Steel
HUNTER AAF | Mildred Street and Duncan Drive | Savannah | Chatham | UST-SLOC-9025085 | 37 | [5 empty] | Removed from Ground | Gas (Historical Use) | 25000 | Cathodically Protected Steel | 1945-02-06 | 1995-03-27 | Galvanized Steel
HUNTER AAF | Mildred Street and Duncan Drive | Savannah | Chatham | UST-SLOC-9025083 | 27 | [5 empty] | Removed from Ground | Gas (Historical Use) | 1000 | Bare Steel | 1945-02-06 | 1996-09-01 | Galvanized Steel
HUNTER AAF | Mildred Street and Duncan Drive | Savannah | Chatham | UST-SLOC-9025092 | 94 | [5 empty] | Removed from Ground | Diesel | 250 | Bare Steel | 1975-02-06 | 1998-09-16 | Galvanized Steel
HUNTER AAF | Mildred Street and Duncan Drive | Savannah | Chatham | UST-SLOC-9025085 | 38 | [5 empty] | Removed from Ground | Gas (Historical Use) | 25000 | Cathodically Protected Steel | 1945-02-06 | 1995-03-27 | Galvanized Steel
ENMARKET 599 | 7 DIAMOND CAUSEWAY | SAVANNAH | Chatham | 10003480 | 2A | Flapper Valve |  | FALSE |  | FALSE | Currently in Use | Premium | 12000 | Fiberglass Double Walled | 2024-03-12 |  | Double-Walled Fiberglass | Pressurized
ENMARKET 599 | 7 DIAMOND CAUSEWAY | SAVANNAH | Chatham | 10003480 | 3 | Flapper Valve |  | FALSE |  | FALSE | Currently in Use | Diesel | 20000 | Fiberglass Double Walled | 2024-03-12 |  | Double-Walled Fiberglass | Pressurized
BP RETAIL CENTER | 1900 BENTON BLVD | SAVANNAH | Chatham | 10002581 | 2B | Flapper Valve | 2016-04-01 | FALSE | 2016-04-01 | FALSE | Currently in Use | E-0 | 4000 | Composite Double Walled | 2016-04-01 |  | Double-Walled Fiberglass | Pressurized
BP RETAIL CENTER | 1900 BENTON BLVD | SAVANNAH | Chatham | 10002581 | 2C | Flapper Valve | 2016-04-01 | FALSE | 2016-04-01 | FALSE | Currently in Use | Diesel | 4000 | Composite Double Walled | 2016-04-01 |  | Double-Walled Fiberglass | Pressurized
NITI FOOD MART #2 | 403 US HWY 80 E | BLOOMINGDALE | Chatham | 9025075 | 3 | Flapper Valve | 1997-05-01 | FALSE | 1997-05-01 | FALSE | Currently in Use | Premium | 4000 | Steel-Impressed Current | 1978-01-01 |  | Fiberglass Reinforced Plastic | Pressurized
CIRCLE K 2707265 | 1040 CHATHAM CENTER DRIVE | SAVANNAH | Chatham | 10003507 | 3 | Flapper Valve | 2024-07-08 | FALSE | 2024-04-03 | FALSE | Currently in Use | Diesel | 12000 | Fiberglass Double Walled | 2024-01-11 |  | Double-Walled Flex | Pressurized
CIRCLE K 2707265 | 1040 CHATHAM CENTER DRIVE | SAVANNAH | Chatham | 10003507 | 2B | Flapper Valve | 2024-07-08 | FALSE | 2024-04-03 | FALSE | Currently in Use | Premium | 8000 | Fiberglass Double Walled | 2024-01-11 |  | Double-Walled Flex | Pressurized
CIRCLE K 2707265 | 1040 CHATHAM CENTER DRIVE | SAVANNAH | Chatham | 10003507 | 1 | Flapper Valve | 2024-07-08 | FALSE | 2024-04-03 | FALSE | Currently in Use | Regular | 20000 | Fiberglass Double Walled | 2024-01-11 |  | Double-Walled Flex | Pressurized
Loves Travel Stop #893 | 2 Sonny Perdue Dr | Garden City | Chatham | 10003258 | 1 |  |  | FALSE |  | FALSE | Currently in Use | Regular | 20000 |  | 2021-07-12 |  | Double-Walled Fiberglass | Pressurized
Mosaic Two Shell | 2331 Pooler Pkwy | Pooler | Chatham | 10003266 | 3 | Flapper Valve | 2022-08-30 | FALSE | 2022-07-01 | FALSE | Currently in Use | Diesel | 5000 | Composite Double Walled | 2022-03-15 |  | Fiberglass Reinforced Plastic | Pressurized
JOYNERS CORNER INC | 1113 JOHN CARTER RD | BLOOMINGDALE | Chatham | 9000624 | 2 | Ball Float | 1995-01-05 | FALSE | 1995-01-05 | FALSE | Currently in Use | Regular | 5200 | Galvanic (STIP-3) | 1987-10-01 |  | Fiberglass Reinforced Plastic | Pressurized
GA DOT 10506 | 0 .2 M W US-17 ON OLD PINE BARRER | BLOOMINGDALE | Chatham | 7025004 | 10506-3 | [5 empty] | Removed from Ground | Gas (Historical Use) | 978 | Bare Steel | 1990-06-01 | 1990-06-01 | Galvanized Steel
FORMER POOLER APPLIANCE | 208 E HWY 82 | BLOOMINGDALE | Chatham | 10002431 | 1 |  |  | FALSE |  | FALSE | Removed from Ground | Gas (Historical Use) | 1000 | Bare Steel | 2015-05-27 | 2015-06-22 | Bare Steel
SAVE ON GAS #19 | 14025 ABERCORN ST | SAVANNAH | Chatham | 4250469 | 1 | [5 empty] | Removed from Ground | Gas (Historical Use) | 10000 | Bare Steel | 1979-05-03 | 1990-02-01 | Galvanized Steel
JAYS SHELL | 12424 WHITE BLUFF DR | SAVANNAH | Chatham | 4250473 | 6 | [5 empty] | Removed from Ground | Diesel | 4000 | Bare Steel | 1974-05-02 | 1990-12-01 | Galvanized Steel
QUIKTRIP 7132 | 2910 LITTLE NECK RD | BLOOMINGDALE | Chatham | 10003348 | 6 | Overfill Alarm | 2023-05-01 | FALSE | 2023-03-01 | FALSE | Currently in Use | Diesel | 18000 | Fiberglass Double Walled | 2022-12-01 |  |  | Pressurized
QUIKTRIP 7132 | 2910 LITTLE NECK RD | BLOOMINGDALE | Chatham | 10003348 | 6 | Overfill Alarm | 2023-05-01 | FALSE | 2023-03-01 | FALSE | Currently in Use | Diesel | 18000 | Fiberglass Double Walled | 2022-12-01 |  |  | Pressurized
FORMER PET SUPPLY (DOT PARCEL #57) | SR 25/US 17 | SAVANNAH | Chatham | 10000788 | 2 |  |  | FALSE |  | FALSE | Installed | Not Marked | 0 | Unknown
Mosaic Two Shell | 2331 Pooler Pkwy | Pooler | Chatham | 10003266 | 2 | Flapper Valve | 2022-08-30 | FALSE | 2022-07-01 | FALSE | Currently in Use | Premium | 5000 | Composite Double Walled | 2022-03-15 |  | Fiberglass Reinforced Plastic | Pressurized
PUMP N GO OGEECHEE CHEVRON | 5663 OGEECHEE RD | SAVNNAH | Chatham | 10003274 | 3 | Flapper Valve | 2022-02-16 | FALSE | 2021-12-30 | FALSE | Currently in Use | Diesel | 4000 | Composite Double Walled | 2021-11-11 |  | Double-Walled Fiberglass | Pressurized
CFLS OIL CFN CARD SYSTEMS | 1580 DEAN FOREST RD | GARDEN CITY | Chatham | 9025352 | 2 |  | 2001-11-01 | FALSE | 2001-11-01 | FALSE | Currently in Use |  | 12000 | Composite | 2001-11-01 |  | Fiberglass Reinforced Plastic | Pressurized
SIGNATURE FLIGHT SUPPORT/SOUTH F | 1006 BOB HARMON RD | GARDEN CITY | Chatham | 9025181 | 6 |  |  | TRUE |  | TRUE | Removed from Ground | Used Oil | 500 | Bare Steel | 1974-01-01 | 1994-10-01 | Bare Steel | Gravity Fed
Parker's #88 | 21 E. Derenne Ave | Savannah | Chatham | 10003260 | 1 | Flapper Valve | 2022-10-10 | FALSE | 2022-10-10 | FALSE | Currently in Use | Regular | 20000 | Tank Jacket Double Walled | 2022-06-01 |  | Double-Walled Flex | Pressurized
FORMER PET SUPPLY (DOT PARCEL #57) | SR 25/US 17 | SAVANNAH | Chatham | 10000788 | 1 |  |  | FALSE |  | FALSE | Installed | Not Marked | 0 | Unknown
CIRCLE K #2705159 | 435 JOHNNY MERCER BLVD | WILMINGTON ISLAND | Chatham | 9025308 | 1 | Ball Float | 1990-06-01 | FALSE | 1990-06-01 | FALSE | Currently in Use | E-10 | 10000 | Fiberglass | 1990-06-01 |  | Fiberglass Reinforced Plastic | Pressurized
CFLS OIL CFN CARD SYSTEMS | 1580 DEAN FOREST RD | GARDEN CITY | Chatham | 9025352 | 3A |  | 2001-11-01 | FALSE | 2001-11-01 | FALSE | Currently in Use | Diesel | 6000 | Composite | 2001-11-01 |  | Fiberglass Reinforced Plastic | Pressurized
CFLS OIL CFN CARD SYSTEMS | 1580 DEAN FOREST RD | GARDEN CITY | Chatham | 9025352 | 1 |  | 2001-11-01 | FALSE | 2001-11-01 | FALSE | Currently in Use | Diesel | 12000 | Composite | 2001-11-01 |  | Fiberglass Reinforced Plastic | Pressurized
PAPER CHEMICAL SUPPLY | 75 ROSS RD | SAVANNAH | Chatham | 9025125 | 1 | [5 empty] | Removed from Ground | Diesel | 3000 | Bare Steel | 1984-09-01 | 1993-11-10 | Galvanized Steel | Suction (American)
SIGNATURE FLIGHT SUPPORT/SOUTH F | 1006 BOB HARMON RD | GARDEN CITY | Chatham | 9025181 | 1 | [5 empty] | Removed from Ground | Other | 10000 | Bare Steel | 1974-01-01 | 1994-10-01 | Bare Steel | Pressurized
AAA COOPER TRANSPORTATION | 2797 US HWY 80 W | SAVANNAH | Chatham | 9000485 | 1 | [5 empty] | Removed from Ground | Diesel | 10000 | Bare Steel | 1981-01-02 | 1990-04-24 | Unknown
Chevron Whitebluff | 8900 WHITE BLUFF RD | SAVANNAH | Chatham | 9025178 | 3 | Flapper Valve | 1994-06-01 | FALSE | 1994-06-01 | FALSE | Currently in Use | Premium | 12000 | Fiberglass | 1994-06-09 |  | Fiberglass Reinforced Plastic | Pressurized
SIGNATURE FLIGHT SUPPORT/SOUTH F | 1006 BOB HARMON RD | GARDEN CITY | Chatham | 9025181 | 3 | [5 empty] | Removed from Ground | Other | 10000 | Bare Steel | 1974-01-01 | 1994-10-03 | Bare Steel | Pressurized
SAVANNAH BEND MARINA | 3518 OLD TYBEE RD | THUNDERBOLT | Chatham | 9025232 | 1 |  | 1990-12-01 |  | 1990-12-01 |  | Currently in Use | Gas (Historical Use) | 10000 | Epoxy | 1990-12-01 |  | Fiberglass Reinforced Plastic | Pressurized
THUNDERBOLT MARINE INC | 3124 RIVER DRIVE | THUNDERBOLT | Chatham | 9025344 | 2 | Ball Float | 2001-04-01 | FALSE | 2001-04-01 | FALSE | Currently in Use | E-0 | 8000 | Composite | 2001-04-01 |  | Double-Walled Flex | Pressurized
PUMP N GO OGEECHEE CHEVRON | 5663 OGEECHEE RD | SAVNNAH | Chatham | 10003274 | 2 | Flapper Valve | 2022-02-16 | FALSE | 2021-12-30 | FALSE | Currently in Use | Premium | 3000 | Composite Double Walled | 2021-11-11 |  | Double-Walled Fiberglass | Pressurized
COASTAL TRANSPORT | 322 GRANGE RD | SAVANNAH | Chatham | 9025034 | 2 |  | 1987-01-01 |  | 1987-01-01 |  | Closed in Ground | Diesel | 10000 | Fiberglass | 1987-01-01 | 2006-11-28 | Cathodically Protected | Pressurized
AT&T/GARDEN CITY CO/R2251 | 5020 AUGUSTA RD | GARDEN CITY | Chatham | 9025077 | 2 | Flapper Valve | 1992-12-07 | FALSE | 1992-12-07 | FALSE | Currently in Use | Diesel | 2500 | Fiberglass Double Walled | 1992-12-07 |  | Copper | Suction (American)
Chevron Whitebluff | 8900 WHITE BLUFF RD | SAVANNAH | Chatham | 9025178 | 2 | Flapper Valve | 1994-06-09 | FALSE | 1994-06-09 | FALSE | Currently in Use | E-10 | 12000 | Fiberglass | 1994-06-09 |  |  | Pressurized
SIGNATURE FLIGHT SUPPORT/SOUTH F | 1006 BOB HARMON RD | GARDEN CITY | Chatham | 9025181 | 2 | [5 empty] | Removed from Ground | Other | 10000 | Bare Steel | 1974-01-01 | 1994-10-01 | Bare Steel | Pressurized
Mosaic Two Shell | 2331 Pooler Pkwy | Pooler | Chatham | 10003266 | 1 | Flapper Valve | 2022-08-30 | FALSE | 2022-07-01 | FALSE | Currently in Use | Regular | 20000 | Composite Double Walled | 2022-03-15 |  | Fiberglass Reinforced Plastic | Pressurized
Mosaic Two Shell | 2331 Pooler Pkwy | Pooler | Chatham | 10003266 | 4 | Flapper Valve | 2022-08-30 | FALSE | 2022-07-01 | FALSE | Currently in Use | E-0 | 5000 | Composite Double Walled | 2022-03-15 |  | Fiberglass Reinforced Plastic | Pressurized
ENMARKET 025 | 10 EISENHOWER DR | SAVANNAH | Chatham | 10003409 | 2A | Flapper Valve | 2023-10-24 | FALSE | 2023-10-24 | FALSE | Currently in Use | Premium | 12000 | Fiberglass Double Walled | 2023-06-14 |  | Double-Walled Fiberglass | Pressurized
CIRCLE K #2705159 | 435 JOHNNY MERCER BLVD | WILMINGTON ISLAND | Chatham | 9025308 | 2 | Ball Float | 1990-06-01 | FALSE | 1990-06-01 | FALSE | Currently in Use | Premium | 10000 | Fiberglass | 1990-06-01 |  | Fiberglass Reinforced Plastic | Pressurized
SOUTHERN MOTORS OF SAVANNAH INCE | 10300 ABERCORN EXT | SAVANNAH | Chatham | 9025238 | 2 |  |  | TRUE | 1998-07-01 | TRUE | Removed from Ground | Used Oil | 1000 | Cathodically Protected Steel | 1986-05-01 | 1998-06-01 | Not Marked | Gravity Fed
THUNDERBOLT MARINE INC | 3124 RIVER DRIVE | THUNDERBOLT | Chatham | 9025344 | 1 | Ball Float | 2001-04-01 | FALSE | 2001-04-01 | FALSE | Currently in Use | Diesel | 10000 | Composite | 2001-04-01 |  | Double-Walled Flex | Pressurized
PIER 1 IMPORTS #6021 | 6030 COMMERCE BLVD | GARDEN CITY | Chatham | 9025027 | 1 | [5 empty] | Removed from Ground | Diesel | 12000 | Fiberglass | 1988-06-18 | 1995-02-01 | Fiberglass Reinforced Plastic
COASTAL TRANSPORT | 322 GRANGE RD | SAVANNAH | Chatham | 9025034 | 1 |  | 1987-01-01 |  | 1987-01-01 |  | Closed in Ground | Diesel | 10000 | Fiberglass | 1987-01-01 | 2006-11-28 | Cathodically Protected | Pressurized
SOUTHERN MOTORS OF SAVANNAH INCE | 10300 ABERCORN EXT | SAVANNAH | Chatham | 9025238 | 1 | Flapper Valve | 1998-07-01 | FALSE | 1998-07-01 | FALSE | Currently in Use | Regular | 2000 | Galvanic (STIP-3) | 1986-05-01 |  | Galvanized Steel | Safe Suction (Euro)
HUNTER ARMY AIRFIELD GEORGIA | DIRECTORATE OF PUBLCI WORKS | HUNTER ARMY AIRFIELD | Chatham | 9025290 | 29 | [5 empty] | Removed from Ground | Gas (Historical Use) | 3000 | Not Marked/Unknown | 1997-01-01 | 1997-01-01 | Not Marked
SAVANNAH BEND MARINA | 3518 OLD TYBEE RD | THUNDERBOLT | Chatham | 9025232 | 2 |  | 1990-12-01 |  | 1990-12-01 |  | Currently in Use | Diesel | 10000 | Epoxy | 1990-12-01 |  | Fiberglass Reinforced Plastic | Pressurized
PARKER'S KITCHEN #123 | 2500 FORT ARGYLE | SAVANNAH | Chatham | 10003408 | 3B | Flapper Valve | 2024-02-24 | FALSE | 2024-02-24 | FALSE | Currently in Use | E-0 | 6000 | Fiberglass | 2023-09-07 |  | Double-Walled Flex | Pressurized
HUNTER AAF | Mildred Street and Duncan Drive | Savannah | Chatham | UST-SLOC-9025085 | 32 | [5 empty] | Removed from Ground | Gas (Historical Use) | 25000 | Cathodically Protected Steel | 1945-02-06 | 1995-03-27 | Galvanized Steel
Loves Travel Stop #893 | 2 Sonny Perdue Dr | Garden City | Chatham | 10003258 | 4 |  |  | FALSE |  | FALSE | Currently in Use | Diesel | 30000 |  | 2021-07-12 |  | Double-Walled Fiberglass | Pressurized
PUMP N GO OGEECHEE CHEVRON | 5663 OGEECHEE RD | SAVNNAH | Chatham | 10003274 | 1 | Flapper Valve | 2022-02-16 | FALSE | 2021-12-30 | FALSE | Currently in Use | Regular | 12000 | Composite Double Walled | 2021-11-11 |  | Double-Walled Fiberglass | Pressurized
PARKER'S KITCHEN #123 | 2500 FORT ARGYLE | SAVANNAH | Chatham | 10003408 | 2B | Flapper Valve | 2024-02-24 | FALSE | 2024-02-24 | FALSE | Currently in Use | Premium | 10000 | Fiberglass | 2023-09-07 |  | Double-Walled Flex | Pressurized
PARKER'S KITCHEN #123 | 2500 FORT ARGYLE | SAVANNAH | Chatham | 10003408 | 3A | Flapper Valve | 2024-02-24 | FALSE | 2024-02-24 | FALSE | Currently in Use | Diesel | 10000 | Fiberglass | 2023-09-07 |  | Double-Walled Flex | Pressurized
PARKER'S KITCHEN #123 | 2500 FORT ARGYLE | SAVANNAH | Chatham | 10003408 | 1 | Flapper Valve | 2024-02-24 | FALSE | 2024-02-24 | FALSE | Currently in Use | Regular | 20000 | Fiberglass | 2023-09-07 |  | Double-Walled Flex | Pressurized
ENMARKET 025 | 10 EISENHOWER DR | SAVANNAH | Chatham | 10003409 | 1 | Flapper Valve | 2023-10-24 | FALSE | 2023-10-24 | FALSE | Currently in Use | Regular | 20000 | Fiberglass Double Walled | 2023-06-14 |  | Double-Walled Fiberglass | Pressurized
Loves Travel Stop #893 | 2 Sonny Perdue Dr | Garden City | Chatham | 10003258 | 2 |  |  | FALSE |  | FALSE | Currently in Use | Premium | 20000 |  | 2021-07-12 |  | Double-Walled Fiberglass | Pressurized
PARKERS KITCHEN #100 | 1750 GROVE POINT RD | SAVANNAH | Chatham | 10003450 | 4 | Flapper Valve | 2024-04-29 | FALSE | 2024-04-29 | FALSE | Currently in Use | Diesel | 10000 | Fiberglass | 2023-08-17 |  | Double-Walled Flex | Pressurized
PARKERS KITCHEN #100 | 1750 GROVE POINT RD | SAVANNAH | Chatham | 10003450 | 1 | Flapper Valve | 2024-04-29 | FALSE | 2024-04-29 | FALSE | Currently in Use | Regular | 20000 | Fiberglass | 2023-08-17 |  | Double-Walled Flex | Pressurized
PARKER'S KITCHEN #123 | 2500 FORT ARGYLE | SAVANNAH | Chatham | 10003408 | 2A | Flapper Valve | 2024-02-24 | FALSE | 2024-02-24 | FALSE | Currently in Use | Regular | 14000 | Fiberglass | 2023-09-07 |  | Double-Walled Flex | Pressurized
PARKERS KITCHEN #100 | 1750 GROVE POINT RD | SAVANNAH | Chatham | 10003450 | 5 | Flapper Valve | 2024-04-29 | FALSE | 2024-04-29 | FALSE | Currently in Use | E-0 | 6000 | Fiberglass | 2023-08-17 |  | Double-Walled Flex | Pressurized
CFLS OIL CFN CARD SYSTEMS | 1580 DEAN FOREST RD | GARDEN CITY | Chatham | 9025352 | 3B |  | 2001-11-01 | FALSE | 2001-11-01 | FALSE | Currently in Use |  | 4000 | Composite | 2001-11-01 |  | Fiberglass Reinforced Plastic | Pressurized
PARKERS KITCHEN #100 | 1750 GROVE POINT RD | SAVANNAH | Chatham | 10003450 | 2 | Flapper Valve | 2024-04-29 | FALSE | 2024-04-29 | FALSE | Currently in Use | Regular | 14000 | Fiberglass | 2023-08-17 |  | Double-Walled Flex | Pressurized
WAWA #6309 | 1480 POOLER PKWY | POOLER | Chatham | 10003567 | 2 | Flapper Valve | 2025-01-01 | FALSE | 2025-01-01 | FALSE | Currently in Use | Regular | 20000 | Fiberglass Double Walled | 2024-06-19 |  | Double-Walled Flex | Pressurized
ENMARKET 025 | 10 EISENHOWER DR | SAVANNAH | Chatham | 10003409 | 2B | Flapper Valve | 2023-10-24 | FALSE | 2023-10-24 | FALSE | Currently in Use | E-0 | 8000 | Fiberglass Double Walled | 2023-06-14 |  | Double-Walled Fiberglass | Pressurized
PARKERS KITCHEN #100 | 1750 GROVE POINT RD | SAVANNAH | Chatham | 10003450 | 3 | Flapper Valve | 2024-04-29 | FALSE | 2024-04-29 | FALSE | Currently in Use | Premium | 10000 | Fiberglass | 2023-08-17 |  | Double-Walled Flex | Pressurized
GA DNR | OSSABAW ISLAND | SAVANNAH | Chatham | 4250319 | 12 | [5 empty] | Permanently Out of Use - historical purposes | Gas (Historical Use) | 500 | Bare Steel | 1956-03-26 | 1899-12-31 | Unknown
GA DNR | OSSABAW ISLAND | SAVANNAH | Chatham | 4250319 | 15 | [5 empty] | Removed from Ground | Gas (Historical Use) | 1000 | Bare Steel | 1966-03-26 | 1899-12-31 | Galvanized Steel
1716 MONTGOMERY ST | 1716 MONTGOMERY ST | SAVANNAH | Chatham | 10003584 | 2 |  |  | FALSE |  | FALSE | Removed from Ground |  | 2000 |  |  | 2025-03-20
GEORGIA REGIONAL HOSPITAL AT SAV | 1915 EISENHOWER DR | SAVANNAH | Chatham | 4250174 | 5 | Flapper Valve | 1997-01-01 | FALSE | 1997-01-01 | FALSE | Currently in Use | Diesel | 10000 | Fiberglass | 1997-01-01 |  | Fiberglass Reinforced Plastic | Suction (American)
J.OGEECHEE BP LLC | 5636 OGEECHEE RD | SAVANNAH | Chatham | 10003557 | 2A | Flapper Valve | 2025-03-10 | FALSE | 2024-12-01 | FALSE | Currently in Use | Premium | 3000 | Composite Double Walled | 2023-10-09 |  | Double-Walled Fiberglass | Pressurized
1902 WATERS AVENUE | 1902 WATERS AVE | SAVANNAH | Chatham | 10003589 | 1 |  |  | FALSE |  | FALSE | Closed in Ground |  | 6000 |  |  | 2025-06-17
J.OGEECHEE BP LLC | 5636 OGEECHEE RD | SAVANNAH | Chatham | 10003557 | 1 | Flapper Valve | 2025-03-10 | FALSE | 2024-12-01 | FALSE | Currently in Use | Regular | 12000 | Composite Double Walled | 2023-10-09 |  | Double-Walled Fiberglass | Pressurized
J.OGEECHEE BP LLC | 5636 OGEECHEE RD | SAVANNAH | Chatham | 10003557 | 2B | Flapper Valve | 2025-03-10 | FALSE | 2024-12-01 | FALSE | Currently in Use | Diesel | 5000 | Composite Double Walled | 2023-10-09 |  | Double-Walled Fiberglass | Pressurized
PARKER'S #119 | 2905 LITTLE NECK RD | BLOOMINGDALE | Chatham | 10003613 | 2A | Flapper Valve | 2025-04-01 | FALSE | 2025-04-01 | FALSE | Currently in Use | Regular | 14000 | Fiberglass Double Walled | 2024-12-16 |  | Double-Walled Flex | Pressurized
GA DNR | OSSABAW ISLAND | SAVANNAH | Chatham | 4250319 | 5 | [5 empty] | Removed from Ground | Diesel | 10000 | Bare Steel | 1980-03-26 | 1994-06-01 | Galvanized Steel
GA DNR | OSSABAW ISLAND | SAVANNAH | Chatham | 4250319 | 4 | [5 empty] | Removed from Ground | Diesel | 10000 | Bare Steel | 1980-03-26 | 1994-06-01 | Galvanized Steel
GA DNR | OSSABAW ISLAND | SAVANNAH | Chatham | 4250319 | 7 | [5 empty] | Removed from Ground | Diesel | 500 | Bare Steel | 1956-03-26 | 1994-06-01 | Unknown
GOODYEAR ASC 2479 | 106 MALL BLVD - N SIDE OF BLVD | SAVANNAH | Chatham | 4050131 | 1 |  |  | TRUE |  | TRUE | Removed from Ground | Used Oil | 500 | Bare Steel | 1971-04-16 | 1995-09-01 | Bare Steel | Gravity Fed
GA DNR | OSSABAW ISLAND | SAVANNAH | Chatham | 4250319 | 13 | [5 empty] | Permanently Out of Use - historical purposes | Diesel | 500 | Bare Steel | 1956-03-26 | 1899-12-31 | Unknown
CITY LIGHTS MARINA | 55 RESORT DR | SAVANNAH | Chatham | 10003608 | 3 | Flapper Valve | 2025-05-02 | FALSE | 2025-03-03 | FALSE | Currently in Use | Diesel | 20000 | Composite Double Walled | 2025-02-03 |  | Double-Walled Fiberglass | Pressurized
CITY LIGHTS MARINA | 55 RESORT DR | SAVANNAH | Chatham | 10003608 | 1 | Flapper Valve | 2025-05-02 | FALSE | 2025-03-03 | FALSE | Currently in Use | E-0 | 6000 | Composite Double Walled | 2025-02-03 |  | Double-Walled Fiberglass | Pressurized
PARKER'S #119 | 2905 LITTLE NECK RD | BLOOMINGDALE | Chatham | 10003613 | 1 | Flapper Valve | 2025-04-01 | FALSE | 2025-04-01 | FALSE | Currently in Use | Regular | 20000 | Fiberglass Double Walled | 2024-12-16 |  | Double-Walled Flex | Pressurized
PARKER'S #119 | 2905 LITTLE NECK RD | BLOOMINGDALE | Chatham | 10003613 | 3B | Flapper Valve | 2025-04-01 | FALSE | 2025-04-01 | FALSE | Currently in Use | Diesel | 10000 | Fiberglass Double Walled | 2024-12-16 |  | Double-Walled Flex | Pressurized
CRACKER BARRELL STORE | PO BOX 13727 | SAVANNAH | Chatham | 4250492 | 3 | [5 empty] | Removed from Ground | Gas (Historical Use) | 3000 | Marked Unknown | 1985-03-19 | 1987-12-01 | Unknown
1716 MONTGOMERY ST | 1716 MONTGOMERY ST | SAVANNAH | Chatham | 10003584 | 1 |  |  | FALSE |  | FALSE | Removed from Ground |  | 500 |  |  | 2025-03-20
GA DNR | OSSABAW ISLAND | SAVANNAH | Chatham | 4250319 | 11 | [5 empty] | Removed from Ground | Diesel | 500 | Bare Steel | 1956-03-26 | 1994-06-01 | Unknown
1716 MONTGOMERY ST | 1716 MONTGOMERY ST | SAVANNAH | Chatham | 10003584 | 4 |  |  | FALSE |  | FALSE | Removed from Ground |  | 2000 |  |  | 2025-03-20
PARKER'S #119 | 2905 LITTLE NECK RD | BLOOMINGDALE | Chatham | 10003613 | 2B | Flapper Valve | 2025-04-01 | FALSE | 2025-04-01 | FALSE | Currently in Use | E-0 | 6000 | Fiberglass Double Walled | 2024-12-16 |  | Double-Walled Flex | Pressurized
CRACKER BARRELL STORE | PO BOX 13727 | SAVANNAH | Chatham | 4250492 | 4 | [5 empty] | Removed from Ground | Gas (Historical Use) | 3000 | Marked Unknown | 1985-03-19 | 1987-12-01 | Unknown
1716 MONTGOMERY ST | 1716 MONTGOMERY ST | SAVANNAH | Chatham | 10003584 | 3 |  |  | FALSE |  | FALSE | Removed from Ground |  | 2000 |  |  | 2025-03-20
CIRCLE K 2707265 | 1040 CHATHAM CENTER DRIVE | SAVANNAH | Chatham | 10003507 | 2A | Flapper Valve | 2024-07-08 | FALSE | 2024-04-03 | FALSE | Currently in Use | E-0 | 12000 | Fiberglass Double Walled | 2024-01-11 |  | Double-Walled Flex | Pressurized
GEORGIA REGIONAL HOSPITAL AT SAV | 1915 EISENHOWER DR | SAVANNAH | Chatham | 4250174 | 1G |  |  | FALSE |  | FALSE | Removed from Ground | Gas (Historical Use) | 6000 |  | 1986-08-24 | 1999-07-08 | Galvanized Steel | Safe Suction (Euro)
GA DNR | OSSABAW ISLAND | SAVANNAH | Chatham | 4250319 | 3 | [5 empty] | Removed from Ground | Diesel | 10000 | Bare Steel | 1980-03-26 | 1994-06-01 | Galvanized Steel
OLD SERVICE STATION | 7510 WHITE BLUFF RD | SAVANNAH | Chatham | 9025285 | 1 | [5 empty] | Removed from Ground | Gas (Historical Use) | 5000 | Not Marked/Unknown | 1997-01-01 | 1997-01-01 | Not Marked
GEORGIA REGIONAL HOSPITAL AT SAV | 1915 EISENHOWER DR | SAVANNAH | Chatham | 4250174 | 3 |  |  | FALSE |  | FALSE | Removed from Ground | Gas (Historical Use) | 600 | Bare Steel | 1976-02-01 | 1986-01-01 | Bare Steel
GA DNR | OSSABAW ISLAND | SAVANNAH | Chatham | 4250319 | 2 | [5 empty] | Removed from Ground | Gas (Historical Use) | 4000 | Bare Steel | 1978-03-26 | 1992-01-01 | Galvanized Steel
CRACKER BARRELL STORE | PO BOX 13727 | SAVANNAH | Chatham | 4250492 | 1 | [5 empty] | Removed from Ground | Gas (Historical Use) | 3000 | Marked Unknown | 1985-03-19 | 1987-12-01 | Unknown
GEORGIA REGIONAL HOSPITAL AT SAV | 1915 EISENHOWER DR | SAVANNAH | Chatham | 4250174 | 2 |  |  | FALSE |  | FALSE | Removed from Ground | Gas (Historical Use) | 6000 | Bare Steel | 1970-01-31 | 1986-01-01 | Bare Steel
GA DNR | OSSABAW ISLAND | SAVANNAH | Chatham | 4250319 | 1 | [5 empty] | Removed from Ground | Gas (Historical Use) | 4000 | Bare Steel | 1978-03-26 | 1994-06-01 | Galvanized Steel
CRACKER BARRELL STORE | PO BOX 13727 | SAVANNAH | Chatham | 4250492 | 2 | [5 empty] | Removed from Ground | Gas (Historical Use) | 3000 | Marked Unknown | 1985-03-19 | 1987-12-01 | Unknown
PARKER'S #119 | 2905 LITTLE NECK RD | BLOOMINGDALE | Chatham | 10003613 | 3A | Flapper Valve | 2025-04-01 | FALSE | 2025-04-01 | FALSE | Currently in Use | Premium | 10000 | Fiberglass Double Walled | 2024-12-16 |  | Double-Walled Flex | Pressurized
J. Bloomingdale Chevron | 306 E US Hwy 80 | Bloomingdale | Chatham | 10002772 | 1 | Flapper Valve | 2017-11-01 | FALSE | 2017-11-01 | FALSE | Currently in Use | Gas (Historical Use) | 12000 | Composite Double Walled | 2017-09-05 |  | Double-Walled Fiberglass | Pressurized
GA DNR | OSSABAW ISLAND | SAVANNAH | Chatham | 4250319 | 9 | [5 empty] | Removed from Ground | Diesel | 1000 | Bare Steel | 1956-03-26 | 1994-06-01 | Unknown
GA DNR | OSSABAW ISLAND | SAVANNAH | Chatham | 4250319 | 8 | [5 empty] | Removed from Ground | Diesel | 1000 | Bare Steel | 1956-03-26 | 1994-06-01 | Unknown
OLD SERVICE STATION | 7510 WHITE BLUFF RD | SAVANNAH | Chatham | 9025285 | 2 | [5 empty] | Removed from Ground | Gas (Historical Use) | 5000 | Not Marked/Unknown | 1997-01-01 | 1997-01-01 | Not Marked
GA DNR | OSSABAW ISLAND | SAVANNAH | Chatham | 4250319 | 6 | [5 empty] | Removed from Ground | Diesel | 10000 | Bare Steel | 1980-03-26 | 1994-06-01 | Galvanized Steel
GEORGIA REGIONAL HOSPITAL AT SAV | 1915 EISENHOWER DR | SAVANNAH | Chatham | 4250174 | 1 |  |  | FALSE |  | FALSE | Removed from Ground | Diesel | 30000 | Bare Steel | 1969-08-06 | 1995-07-01 | Galvanized Steel | Suction (American)
GEORGIA REGIONAL HOSPITAL AT SAV | 1915 EISENHOWER DR | SAVANNAH | Chatham | 4250174 | 4 |  |  | FALSE |  | FALSE | Closed in Ground | Diesel | 500 | Bare Steel | 1994-04-01 | 1994-04-01 | Bare Steel
GA DNR | OSSABAW ISLAND | SAVANNAH | Chatham | 4250319 | 14 | [5 empty] | Removed from Ground | Gas (Historical Use) | 1000 | Bare Steel | 1966-03-26 | 1899-12-31 | Galvanized Steel
PARKERS #64 | 1601 Dean Forest Rd. | POOLER | Chatham | 10002720 | 2A | Flapper Valve | 2017-07-05 | FALSE | 2017-07-05 | FALSE | Currently in Use | E-0 | 5000 | Composite Double Walled | 2017-07-11 |  | Double-Walled Fiberglass | Pressurized
OLD RUG CLEANING FACILITY | E BROAD & 34TH ST | SAVANNAH | Chatham | 9025143 | 1 | [5 empty] | Removed from Ground | Gas (Historical Use) | 2000 | Bare Steel | 1974-01-01 | 1994-03-01 | Galvanized Steel | Safe Suction (Euro)
SOUTHSIDE FIRE DEPARTMENT | 10703 WHITE BLUFF ROAD | SAVANNAH | Chatham | 9075230 | 1 | Flapper Valve | 1994-11-09 | FALSE | 1994-11-09 | FALSE | Removed from Ground | Diesel | 2000 | Composite | 1994-11-09 |  | Fiberglass Reinforced Plastic | Safe Suction (Euro)
J. Bloomingdale Chevron | 306 E US Hwy 80 | Bloomingdale | Chatham | 10002772 | 2B | Flapper Valve | 2017-11-01 | FALSE | 2017-11-01 | FALSE | Currently in Use | Diesel | 4000 | Composite Double Walled | 2017-09-05 |  | Double-Walled Fiberglass | Pressurized
Bills Convenience Store | 8208 Highway 21 | Port Wenthworth | Chatham | 10002698 | 2 |  |  | FALSE |  | FALSE | Removed from Ground |  |  |  |  | 2017-05-25
SUNOCO POOLER | 110 FOXFIELD WAY | POOLER | Chatham | 10002794 | 1 | Flapper Valve | 2018-02-01 | FALSE | 2018-03-01 | FALSE | Currently in Use | Regular | 12000 | Composite Double Walled | 2018-01-01 |  | Fiberglass Reinforced Plastic | Pressurized
PARKERS #64 | 1601 Dean Forest Rd. | POOLER | Chatham | 10002720 | 1 | Flapper Valve | 2017-07-05 | FALSE | 2017-07-05 | FALSE | Currently in Use | Regular | 20000 | Composite Double Walled | 2017-07-11 |  | Double-Walled Fiberglass | Pressurized
PARKERS #64 | 1601 Dean Forest Rd. | POOLER | Chatham | 10002720 | 4 | Flapper Valve | 2019-05-01 | FALSE | 2019-04-15 | FALSE | Currently in Use | Diesel | 20000 | Composite Double Walled | 2019-02-13 |  | Double-Walled Fiberglass | Pressurized
J HARMON | 801 HARMON ST | SAVANNAH | Chatham | 10002722 | 1A | Flapper Valve | 2017-08-01 | FALSE | 2017-07-31 | FALSE | Currently in Use | Gas (Historical Use) | 10000 | Composite Double Walled | 2017-07-10 |  | Double-Walled Fiberglass | Pressurized
B-H TRANSFER | 419 GRANGE Road | PORT WENTWORTH | Chatham | 10002682 | 1 |  |  | FALSE |  | FALSE | Removed from Ground | Diesel | 10000 | Bare Steel |  | 2017-05-11 | Bare Steel
2101 PRICE STREET LLC | 2101 PRICE Street | SAVANNAH | Chatham | 10002786 | 2 |  |  | FALSE |  | FALSE | Closed in Ground | Gas (Historical Use) | 2000 | Bare Steel |  | 2018-02-01
QUACCO CHEVRON | 1507 QUACCO RD | POOLER | Chatham | 10002695 | 2B | Flapper Valve | 2017-04-01 | FALSE | 2017-05-01 | FALSE | Currently in Use | Diesel | 4000 | Composite Double Walled | 2017-04-01 |  | Fiberglass Reinforced Plastic
Rice Hope Chevron | 2 Magnolia Blvd. | Port Wenthworth | Chatham | 10002860 | 1 |  |  | FALSE |  | FALSE | [6 empty] | Fiberglass Reinforced Plastic | Pressurized
Enmarket 853 | 1601 Pooler Pkwy | Pooler | Chatham | 10002896 | 2B | Flapper Valve | 2019-02-18 | FALSE | 2018-12-11 | FALSE | Currently in Use | Regular | 8000 | Fiberglass Double Walled | 2018-08-23 |  | Double-Walled Flex | Pressurized
J. Bloomingdale Chevron | 306 E US Hwy 80 | Bloomingdale | Chatham | 10002772 | 2A | Flapper Valve | 2017-11-01 | FALSE | 2017-11-01 | FALSE | Currently in Use | Gas (Historical Use) | 4000 | Composite Double Walled | 2017-09-05 |  | Double-Walled Fiberglass | Pressurized
FORMER RICHARDSONS SERVICE STATION | 102 WEST VICTORY Drive | SAVANNAH | Chatham | 10002718 | 2 |  |  | FALSE |  | FALSE | Closed in Ground | Gas (Historical Use) | 3000 |  | 1899-12-31 | 2017-09-20
OLD C-STORE | 2042 CAPITAL Street | SAVANNAH | Chatham | 10002796 | 1 |  |  | FALSE |  | FALSE | Removed from Ground | Gas (Historical Use) | 4000
Bills Convenience Store | 8208 Highway 21 | Port Wenthworth | Chatham | 10002698 | 1 |  |  | FALSE |  | FALSE | Removed from Ground |  |  |  |  | 2017-05-25
FORMER RICHARDSONS SERVICE STATION | 102 WEST VICTORY Drive | SAVANNAH | Chatham | 10002718 | 3 |  |  | FALSE |  | FALSE | Closed in Ground | Gas (Historical Use) | 3000 |  | 1899-12-31 | 2017-09-20
PARKERS #64 | 1601 Dean Forest Rd. | POOLER | Chatham | 10002720 | 3 | Flapper Valve | 2017-07-05 | FALSE | 2017-07-05 | FALSE | Currently in Use | Diesel | 20000 | Composite Double Walled | 2017-07-11 |  | Double-Walled Fiberglass | Pressurized
Pump-N-Go Garden City | 4820 Augusta Rd | Garden City | Chatham | 10002967 | 2A | Flapper Valve | 2018-04-10 | FALSE | 2019-01-31 | FALSE | Currently in Use | Premium | 4000 | Composite Double Walled | 2018-07-20 |  | Double-Walled Fiberglass | Pressurized
OLD GAS STATION | 1201 HABERSHAM ST | SAVANNAH | Chatham | 10002946 | 3 |  |  | FALSE |  | FALSE | Removed from Ground |  | 500 |  |  | 2019-07-11
QUACCO CHEVRON | 1507 QUACCO RD | POOLER | Chatham | 10002695 | 1 | Flapper Valve | 2017-04-01 | FALSE | 2017-05-05 | FALSE | Currently in Use | Regular | 12000 | Composite Double Walled | 2017-04-01 |  | Fiberglass Reinforced Plastic | Pressurized
OLD C-STORE | 2042 CAPITAL Street | SAVANNAH | Chatham | 10002796 | 2 |  |  | FALSE |  | FALSE | Removed from Ground | Gas (Historical Use) | 4000 |  |  | 2018-04-06
SAVANNAH HARBOR TIDE GATE PUMP HOUSE | GRAND PRIZE OF AMERICA AVENUE | SAVANNAH | Chatham | 10002830 | 1 |  |  | FALSE |  | FALSE | Removed from Ground | Diesel | 280 | Bare Steel |  | 2016-12-14 | Bare Steel
Rice Hope Chevron | 2 Magnolia Blvd. | Port Wenthworth | Chatham | 10002860 | 2B | Flapper Valve | 2018-10-01 | FALSE | 2018-10-01 | FALSE | Currently in Use | E-0 | 4000 | Composite Double Walled | 2018-04-02 |  | Fiberglass Reinforced Plastic | Pressurized
Rice Hope Chevron | 2 Magnolia Blvd. | Port Wenthworth | Chatham | 10002860 | 2C | Flapper Valve | 2018-10-01 | FALSE | 2018-10-01 | FALSE | Currently in Use | Diesel | 4000 | Composite Double Walled | 2018-04-02 |  | Fiberglass Reinforced Plastic | Pressurized
Rice Hope Chevron | 2 Magnolia Blvd. | Port Wenthworth | Chatham | 10002860 | 2A | Flapper Valve | 2018-10-01 | FALSE | 2018-10-01 | FALSE | Currently in Use | Premium | 4000 | Composite Double Walled | 2018-04-02 |  | Fiberglass Reinforced Plastic | Pressurized
OLD GAS STATION | 1201 HABERSHAM ST | SAVANNAH | Chatham | 10002946 | 2 |  |  | FALSE |  | FALSE | Removed from Ground | Gas (Historical Use) | 4000 |  |  | 2019-07-11
Enmarket 853 | 1601 Pooler Pkwy | Pooler | Chatham | 10002896 | 3B | Flapper Valve | 2019-02-18 | FALSE | 2018-12-11 | FALSE | Currently in Use | E-0 | 8000 | Fiberglass Double Walled | 2018-08-23 |  | Double-Walled Flex | Pressurized
2101 PRICE STREET LLC | 2101 PRICE Street | SAVANNAH | Chatham | 10002786 | 1 |  |  | FALSE |  | FALSE | Closed in Ground | Empty | 1000 | Bare Steel |  | 2018-02-01 | Bare Steel
SUNOCO POOLER | 110 FOXFIELD WAY | POOLER | Chatham | 10002794 | 2B | Flapper Valve | 2018-02-01 | FALSE | 2018-03-01 | FALSE | Currently in Use | Diesel | 4000 | Composite Double Walled | 2018-01-01 |  | Fiberglass Reinforced Plastic | Pressurized
SUNOCO POOLER | 110 FOXFIELD WAY | POOLER | Chatham | 10002794 | 2C | Flapper Valve | 2018-02-01 | FALSE | 2018-03-01 | FALSE | Currently in Use | Racing Fuel | 4000 | Composite Double Walled | 2018-01-01 |  | Fiberglass Reinforced Plastic | Pressurized
OLD GAS STATION | 1201 HABERSHAM ST | SAVANNAH | Chatham | 10002946 | 1 |  |  | FALSE |  | FALSE | Removed from Ground | Gas (Historical Use) | 4000 |  |  | 2019-07-11
Bills Convenience Store | 8208 Highway 21 | Port Wenthworth | Chatham | 10002698 | 3 |  |  | FALSE |  | FALSE | Removed from Ground |  |  |  |  | 2017-05-25
FORMER RICHARDSONS SERVICE STATION | 102 WEST VICTORY Drive | SAVANNAH | Chatham | 10002718 | 1 |  |  | FALSE |  | FALSE | Closed in Ground | Gas (Historical Use) | 3000 |  | 1899-12-31 | 2017-09-20
QUACCO CHEVRON | 1507 QUACCO RD | POOLER | Chatham | 10002695 | 2A | Flapper Valve | 2017-04-01 | FALSE | 2017-05-01 | FALSE | Currently in Use | Premium | 4000 | Composite Double Walled | 2017-04-01 |  | Fiberglass Reinforced Plastic | Pressurized
J HARMON | 801 HARMON ST | SAVANNAH | Chatham | 10002722 | 1B | Flapper Valve | 2017-08-01 | FALSE | 2017-07-31 | FALSE | Currently in Use | Gas (Historical Use) | 3000 | Composite Double Walled | 2017-07-10 |  | Double-Walled Fiberglass | Pressurized
Eagle Market #1 | 2120 West Bay St. | Savannah | Chatham | 10002880 | 1 | Flapper Valve | 2018-12-26 | FALSE | 2018-11-01 | FALSE | Currently in Use | Regular | 12000 | Composite Double Walled | 2018-05-14 |  | Double-Walled Fiberglass | Pressurized
PARKERS #64 | 1601 Dean Forest Rd. | POOLER | Chatham | 10002720 | 2C | Flapper Valve | 2017-07-11 | FALSE | 2017-07-11 | FALSE | Currently in Use | Diesel | 5000 | Composite Double Walled | 2017-07-11 |  | Double-Walled Fiberglass | Pressurized
PARKERS #64 | 1601 Dean Forest Rd. | POOLER | Chatham | 10002720 | 2B | Flapper Valve | 2017-07-11 | FALSE | 2017-07-11 | FALSE | Currently in Use | Premium | 5000 | Composite Double Walled | 2017-07-05 |  | Double-Walled Fiberglass | Pressurized
Eagle Market #1 | 2120 West Bay St. | Savannah | Chatham | 10002880 | 2A | Flapper Valve | 2018-12-26 | FALSE | 2018-11-01 | FALSE | Currently in Use | Premium | 4000 | Composite Double Walled | 2018-05-14 |  | Double-Walled Fiberglass | Pressurized
Parker's #69 | 1275 US Hwy 80 E | Pooler | Chatham | 10002907 | 3 | Flapper Valve | 2018-11-13 | FALSE | 2018-11-13 | FALSE | Currently in Use | Diesel | 20000 | Tank Jacket Double Walled | 2018-11-13 |  | Double-Walled Fiberglass | Pressurized
Pump-N-Go Garden City | 4820 Augusta Rd | Garden City | Chatham | 10002967 | 1 | Flapper Valve | 2018-04-10 | FALSE | 2019-01-31 | FALSE | Currently in Use | Regular | 12000 | Composite Double Walled | 2018-07-20 |  | Double-Walled Fiberglass | Pressurized
Parker's #69 | 1275 US Hwy 80 E | Pooler | Chatham | 10002907 | 2C | Flapper Valve | 2018-11-07 | FALSE | 2018-11-07 | FALSE | Currently in Use | Diesel | 5000 | Tank Jacket Double Walled | 2018-11-07 |  | Double-Walled Fiberglass | Pressurized
Parker's #69 | 1275 US Hwy 80 E | Pooler | Chatham | 10002907 | 2B | Flapper Valve | 2018-11-07 | FALSE | 2018-11-07 | FALSE | Currently in Use | E-0 | 5000 | Tank Jacket Double Walled | 2018-11-07 |  | Double-Walled Fiberglass | Pressurized
Loves Travel Stop #893 | 2 Sonny Perdue Dr | Garden City | Chatham | 10003258 | 3 |  |  | FALSE |  | FALSE | Currently in Use | Diesel | 30000 |  | 2021-07-12 |  | Double-Walled Fiberglass | Pressurized
Enmarket 853 | 1601 Pooler Pkwy | Pooler | Chatham | 10002896 | 2A | Flapper Valve | 2019-02-18 | FALSE | 2018-12-11 | FALSE | Currently in Use | Premium | 12000 | Fiberglass Double Walled | 2018-08-23 |  | Double-Walled Flex | Pressurized
Enmarket 853 | 1601 Pooler Pkwy | Pooler | Chatham | 10002896 | 3A | Flapper Valve | 2019-02-18 | FALSE | 2018-12-11 | FALSE | Currently in Use | Diesel | 12000 | Fiberglass Double Walled | 2018-08-23 |  | Double-Walled Flex | Pressurized
Pump-N-Go Garden City | 4820 Augusta Rd | Garden City | Chatham | 10002967 | 2B | Flapper Valve | 2018-04-10 | FALSE | 2019-01-31 | FALSE | Currently in Use | Diesel | 4000 | Composite Double Walled | 2018-07-20 |  | Double-Walled Fiberglass | Pressurized
Parker's #68 | 2111 Pooler Pkwy | Pooler | Chatham | 10002897 | 2A | Flapper Valve | 2018-09-01 | FALSE | 2018-07-01 | FALSE | Currently in Use | Premium | 5000 | Tank Jacket Double Walled | 2018-05-31 |  | Double-Walled Fiberglass | Pressurized
Eagle Market #2/King Oconee Chevron | 1050 King George Blvd | Savannah | Chatham | 10003033 | 1 | Flapper Valve | 2020-06-15 | FALSE | 2020-05-01 | FALSE | Currently in Use | Regular | 12000 | Composite Double Walled | 2019-12-18 |  | Double-Walled Fiberglass | Pressurized
Garden City Plaza Texaco | 511 US Hwy 80 | Garden City | Chatham | 10003016 | 1 | Flapper Valve | 2020-04-15 | FALSE | 2020-01-01 | FALSE | Currently in Use | Regular | 12000 | Composite Double Walled | 2019-10-16 |  | Double-Walled Fiberglass | Pressurized
Tanger Chevron | 221 Tanger Outlet Blvd | Pooler | Chatham | 10003021 | 2C | Flapper Valve | 2020-04-24 | FALSE | 2020-02-01 | FALSE | Currently in Use | E-0 | 4000 | Composite Double Walled | 2019-06-03 |  | Double-Walled Fiberglass | Pressurized
Parker's #82 | 1932 E Montgomery Cross Rd | Savannah | Chatham | 10003126 | 3B | Flapper Valve | 2020-07-01 | FALSE |  | FALSE | Currently in Use | E-0 | 5000 | Composite Double Walled | 2020-04-15 |  | Double-Walled Flex | Pressurized
ENK828 | 1264 Hwy 80 E | Pooler | Chatham | 10003075 | 1 | Flapper Valve | 2020-12-11 | FALSE | 2020-08-06 | FALSE | Currently in Use | Diesel | 12000 | Fiberglass Double Walled | 2020-07-16 |  | Double-Walled Flex | Pressurized
Enmarket 853 | 1601 Pooler Pkwy | Pooler | Chatham | 10002896 | 1 | Flapper Valve | 2019-02-18 | FALSE | 2018-12-11 | FALSE | Currently in Use | Regular | 20000 | Fiberglass Double Walled | 2018-08-23 |  | Double-Walled Flex | Pressurized
ENK828 | 1264 Hwy 80 E | Pooler | Chatham | 10003075 | 3A | Flapper Valve | 2020-12-11 | FALSE | 2020-08-06 | FALSE | Currently in Use | Premium | 12000 | Fiberglass Double Walled | 2020-07-16 |  | Double-Walled Flex | Pressurized
Jimmy Deloach Shell | 485 Jimmy Deloach Pkwy | Savannah | Chatham | 10003078 | 2B | Flapper Valve | 2020-12-01 | FALSE | 2020-07-01 | FALSE | Currently in Use | Diesel | 4000 | Fiberglass Double Walled | 2019-10-21 |  | Double-Walled Fiberglass | Pressurized
Eagle Market #2/King Oconee Chevron | 1050 King George Blvd | Savannah | Chatham | 10003033 | 2B | Flapper Valve | 2020-06-15 | FALSE | 2020-05-01 | FALSE | Currently in Use | Premium | 3000 | Composite Double Walled | 2019-12-18 |  | Double-Walled Fiberglass | Pressurized
Parker's #78 | 5906 Ogeechee Rd | Savannah | Chatham | 10003018 | 1 | Flapper Valve | 2019-10-01 | FALSE | 2019-08-01 | FALSE | Currently in Use | Regular | 20000 | Composite Double Walled | 2019-06-27 |  | Double-Walled Flex | Pressurized
Ogeechee Mobil | 5796 Ogeechee Rd | Savannah | Chatham | 10003047 | 1 | Flapper Valve | 2020-09-03 | FALSE | 2020-07-01 | FALSE | Currently in Use | Regular | 12000 | Composite Double Walled | 2020-02-17 |  | Double-Walled Fiberglass | Pressurized
Parker's #69 | 1275 US Hwy 80 E | Pooler | Chatham | 10002907 | 2A | Flapper Valve | 2018-11-07 | FALSE | 2018-11-07 | FALSE | Currently in Use | Premium | 5000 | Tank Jacket Double Walled | 2018-11-07 |  | Double-Walled Fiberglass | Pressurized
Eagle Market #2/King Oconee Chevron | 1050 King George Blvd | Savannah | Chatham | 10003033 | 2A | Flapper Valve | 2020-06-15 | FALSE | 2020-05-01 | FALSE | Currently in Use | E-0 | 3000 | Composite Double Walled | 2019-12-18 |  | Double-Walled Fiberglass | Pressurized
Eagle Market #2/King Oconee Chevron | 1050 King George Blvd | Savannah | Chatham | 10003033 | 2C | Flapper Valve | 2020-06-15 | FALSE | 2020-05-01 | FALSE | Currently in Use | Diesel | 3000 | Composite Double Walled | 2019-12-18 |  | Double-Walled Fiberglass | Pressurized
Wheaton Street BP | 1300 Wheaton St | Savannah | Chatham | 10003011 | 2B | Flapper Valve | 2020-04-01 | FALSE | 2019-12-01 | FALSE | Currently in Use | Diesel | 4000 | Composite Double Walled | 2019-02-01 |  | Double-Walled Fiberglass | Pressurized
Wheaton Street BP | 1300 Wheaton St | Savannah | Chatham | 10003011 | 1 | Flapper Valve | 2020-04-01 | FALSE | 2019-12-01 | FALSE | Currently in Use | Regular | 12000 | Composite Double Walled | 2019-02-01 |  | Double-Walled Fiberglass | Pressurized
ENK828 | 1264 Hwy 80 E | Pooler | Chatham | 10003075 | 5 | Flapper Valve | 2020-12-11 | FALSE | 2020-08-06 | FALSE | Currently in Use | Diesel | 12000 | Fiberglass Double Walled | 2020-06-15 |  | Double-Walled Flex | Pressurized
ENK828 | 1264 Hwy 80 E | Pooler | Chatham | 10003075 | 4 | Flapper Valve | 2020-12-11 | FALSE | 2020-08-06 | FALSE | Currently in Use | Diesel | 20000 | Fiberglass Double Walled | 2020-06-15 |  | Double-Walled Flex | Pressurized
Ogeechee Mobil | 5796 Ogeechee Rd | Savannah | Chatham | 10003047 | 2B | Flapper Valve | 2020-09-03 | FALSE | 2020-08-01 | FALSE | Currently in Use | E-0 | 4000 | Composite Double Walled | 2020-02-17 |  | Double-Walled Fiberglass | Pressurized
FORMER FBI BUILDING | 220 EAST BRYAN ST | SAVANNAH | Chatham | 10003069 | 1 |  |  | FALSE |  | FALSE | Closed in Ground | Diesel | 1000 | Bare Steel |  | 2020-12-14
Parker's #78 | 5906 Ogeechee Rd | Savannah | Chatham | 10003018 | 3B | Flapper Valve | 2019-10-01 | FALSE | 2019-08-01 | FALSE | Currently in Use | E-0 | 7500 | Composite Double Walled | 2019-06-27 |  | Double-Walled Flex | Pressurized
Parker's #82 | 1932 E Montgomery Cross Rd | Savannah | Chatham | 10003126 | 2B | Flapper Valve | 2020-07-01 | FALSE |  | FALSE | Currently in Use | Premium | 5000 | Composite Double Walled | 2020-04-15 |  | Double-Walled Flex | Pressurized
Parker's #82 | 1932 E Montgomery Cross Rd | Savannah | Chatham | 10003126 | 1 | Flapper Valve | 2020-07-01 | FALSE |  | FALSE | Currently in Use | Regular | 20000 | Composite Double Walled | 2020-04-15 |  | Double-Walled Flex | Pressurized
Garden City Plaza Texaco | 511 US Hwy 80 | Garden City | Chatham | 10003016 | 2B | Flapper Valve | 2020-04-15 | FALSE | 2020-01-01 | FALSE | Currently in Use | Diesel | 5000 | Composite Double Walled | 2019-10-16 |  | Double-Walled Fiberglass | Pressurized
Ogeechee Mobil | 5796 Ogeechee Rd | Savannah | Chatham | 10003047 | 2A | Flapper Valve | 2020-09-03 | FALSE | 2020-07-01 | FALSE | Currently in Use | Premium | 4000 | Composite Double Walled | 2020-02-17 |  | Double-Walled Fiberglass | Pressurized
ENMARKET 025 | 10 EISENHOWER DR | SAVANNAH | Chatham | 10003409 | 3 | Flapper Valve | 2023-10-24 | FALSE | 2023-10-24 | FALSE | Currently in Use | Diesel | 12000 | Fiberglass Double Walled | 2023-06-14 |  | Double-Walled Fiberglass | Pressurized
AT&T/GARDEN CITY CO/R2251 | 5020 AUGUSTA RD | GARDEN CITY | Chatham | 9025077 | 1 | [5 empty] | Removed from Ground | Diesel | 3000 | Bare Steel | 1969-07-17 | 1992-12-01 | Bare Steel | Suction (American)
Chevron Whitebluff | 8900 WHITE BLUFF RD | SAVANNAH | Chatham | 9025178 | 1 | Ball Float | 1994-06-09 | FALSE | 1994-06-09 | FALSE | Currently in Use | E-10 | 12000 | Fiberglass | 1994-06-09 |  | Fiberglass Reinforced Plastic | Pressurized
SIGNATURE FLIGHT SUPPORT/SOUTH F | 1006 BOB HARMON RD | GARDEN CITY | Chatham | 9025181 | 5 | [5 empty] | Removed from Ground | Other | 12000 | Bare Steel | 1974-01-01 | 1995-10-03 | Bare Steel | Pressurized
SIGNATURE FLIGHT SUPPORT/SOUTH F | 1006 BOB HARMON RD | GARDEN CITY | Chatham | 9025181 | 4 | [5 empty] | Removed from Ground | Other | 12000 | Bare Steel | 1974-01-01 | 1995-10-03 | Bare Steel | Pressurized
CIRCLE K #2705159 | 435 JOHNNY MERCER BLVD | WILMINGTON ISLAND | Chatham | 9025308 | 3 | Ball Float | 1990-06-01 | FALSE | 1990-06-01 | FALSE | Currently in Use | Diesel On Road | 10000 | Fiberglass | 1990-06-01 |  | Fiberglass Reinforced Plastic | Pressurized
Ogeechee Mobil | 5796 Ogeechee Rd | Savannah | Chatham | 10003047 | 2C | Flapper Valve | 2020-09-03 | FALSE | 2020-07-01 | FALSE | Currently in Use | Diesel | 4000 | Composite Double Walled | 2020-02-17 |  | Double-Walled Fiberglass | Pressurized
FIVE STAR SENIOR LIVING SAVANNAH SQUARE | 1 SAVANNAH SQUARE DR | SAVANNAH | Chatham | 10003067 | 1 |  |  | FALSE |  | FALSE | Removed from Ground | Diesel | 550 |  |  | 2020-10-29
Parker's #78 | 5906 Ogeechee Rd | Savannah | Chatham | 10003018 | 3A | Flapper Valve | 2019-10-01 | FALSE | 2019-08-01 | FALSE | Currently in Use | Diesel | 12500 | Composite Double Walled | 2019-06-27 |  | Double-Walled Flex | Pressurized
Jimmy Deloach Shell | 485 Jimmy Deloach Pkwy | Savannah | Chatham | 10003078 | 2A | Flapper Valve | 2020-12-01 | FALSE | 2020-07-01 | FALSE | Currently in Use | Premium | 4000 | Composite Double Walled | 2019-10-21 |  | Double-Walled Fiberglass | Pressurized
VADEN NISSAN OF SAVANNAH | 10421 ABERCORN ST | SAVANNAH | Chatham | 10003096 | 2 |  |  | FALSE |  | FALSE | Closed in Ground |  | 2000 |  |  | 2021-02-19
Tanger Chevron | 221 Tanger Outlet Blvd | Pooler | Chatham | 10003021 | 2A | Flapper Valve | 2020-04-24 | FALSE | 2020-02-01 | FALSE | Currently in Use | Diesel | 4000 | Composite Double Walled | 2019-06-03 |  | Double-Walled Fiberglass | Pressurized
Interchange Facility | 14 Interchange Ct | Savannah | Chatham | 10003151 | 3 | Flapper Valve | 2021-08-25 | FALSE | 2021-02-01 | FALSE | Currently in Use | Diesel | 10000 | Fiberglass Double Walled | 2020-10-20 |  | Double-Walled Fiberglass | Pressurized
COSTCO FUEL FACILITY (Loc. No. 1485) | 202 Mosaic Circle | Pooler | Chatham | 10003156 | 3 | Flapper Valve | 2021-11-08 | FALSE | 2021-11-08 | FALSE | Currently in Use | Premium | 30000 | Tank Jacket Double Walled | 2021-10-21 |  | Double-Walled Flex | Pressurized
FIRST AFRICAN BAPTIST CHURCH PARKING LOT | 24 MARTIN LUTHER KING JR BLVD | SAVANNAH | Chatham | 10003163 | 3 |  |  | FALSE |  | FALSE | Closed in Ground |  | 250 |  |  | 2021-09-01
Parker's #78 | 5906 Ogeechee Rd | Savannah | Chatham | 10003018 | 2B | Flapper Valve | 2019-10-01 | FALSE | 2019-08-01 | FALSE | Currently in Use | Premium | 7500 | Composite Double Walled | 2019-06-27 |  | Double-Walled Flex | Pressurized
Interchange Facility | 14 Interchange Ct | Savannah | Chatham | 10003151 | 4 | Flapper Valve | 2021-08-25 | FALSE | 2021-02-01 | FALSE | Currently in Use | Diesel | 10000 | Fiberglass Double Walled | 2020-10-20 |  | Double-Walled Fiberglass | Pressurized
Jimmy Deloach Shell | 485 Jimmy Deloach Pkwy | Savannah | Chatham | 10003078 | 1 | Flapper Valve | 2020-12-01 | FALSE | 2020-07-01 | FALSE | Currently in Use | Regular | 12000 | Composite Double Walled | 2019-10-21 |  | Double-Walled Fiberglass | Pressurized
FIRST AFRICAN BAPTIST CHURCH PARKING LOT | 24 MARTIN LUTHER KING JR BLVD | SAVANNAH | Chatham | 10003163 | 1 |  |  | FALSE |  | FALSE | Closed in Ground |  | 250 |  |  | 2021-09-01
Port Fuel Center | 5712 Hwy 21 | Port Wentworth | Chatham | 10003179 | 2A | Flapper Valve | 2022-01-18 | FALSE | 2021-11-01 | FALSE | Currently in Use | E-0 | 5000 | Composite Double Walled | 2021-04-05 |  | Double-Walled Fiberglass | Pressurized
UNDEVELOPED LOT AT YAMACRAW VILLAGE APARTMENT | WEST BAY STREET | SAVANNAH | Chatham | 10003147 | 1 |  |  | FALSE |  | FALSE | Removed from Ground | Used Oil | 550 |  |  | 2021-09-21
Interchange Facility | 14 Interchange Ct | Savannah | Chatham | 10003151 | 1 | Flapper Valve | 2021-08-25 | FALSE | 2021-02-01 | FALSE | Currently in Use | Regular | 10000 | Fiberglass Double Walled | 2020-10-20 |  | Double-Walled Fiberglass | Pressurized
COSTCO FUEL FACILITY (Loc. No. 1485) | 202 Mosaic Circle | Pooler | Chatham | 10003156 | 1 | Flapper Valve | 2021-11-08 | FALSE | 2021-11-08 | FALSE | Currently in Use | Regular | 30000 | Tank Jacket Double Walled | 2021-10-21 |  | Double-Walled Flex | Pressurized
VADEN NISSAN OF SAVANNAH | 10421 ABERCORN ST | SAVANNAH | Chatham | 10003096 | 3 |  |  | FALSE |  | FALSE | Closed in Ground |  | 2000 |  |  | 2021-02-19
VADEN NISSAN OF SAVANNAH | 10421 ABERCORN ST | SAVANNAH | Chatham | 10003096 | 1 |  |  | FALSE |  | FALSE | Closed in Ground |  | 5000 |  |  | 2021-02-19
ENK828 | 1264 Hwy 80 E | Pooler | Chatham | 10003075 | 3B | Flapper Valve | 2020-12-11 | FALSE | 2020-08-06 | FALSE | Currently in Use | E-0 | 8000 | Fiberglass Double Walled | 2020-07-16 |  | Double-Walled Flex | Pressurized
Parker's #78 | 5906 Ogeechee Rd | Savannah | Chatham | 10003018 | 2A | Flapper Valve | 2019-10-01 | FALSE | 2019-08-01 | FALSE | Currently in Use | Regular | 12500 | Composite Double Walled | 2019-06-27 |  | Double-Walled Flex | Pressurized
Wheaton Street BP | 1300 Wheaton St | Savannah | Chatham | 10003011 | 2A | Flapper Valve | 2020-04-01 | FALSE | 2019-12-01 | FALSE | Currently in Use | Premium | 4000 | Composite Double Walled | 2019-02-01 |  | Double-Walled Fiberglass | Pressurized
Tanger Chevron | 221 Tanger Outlet Blvd | Pooler | Chatham | 10003021 | 1 | Ball Float | 2020-04-24 | FALSE | 2020-02-01 | FALSE | Currently in Use | Regular | 12000 | Composite Double Walled | 2019-05-31 |  | Double-Walled Fiberglass | Pressurized
Tanger Chevron | 221 Tanger Outlet Blvd | Pooler | Chatham | 10003021 | 2B | Flapper Valve | 2020-04-24 | FALSE | 2020-02-01 | FALSE | Currently in Use | Premium | 4000 | Composite Double Walled | 2019-06-03 |  | Double-Walled Fiberglass | Pressurized
Parker's #82 | 1932 E Montgomery Cross Rd | Savannah | Chatham | 10003126 | 2A | Flapper Valve | 2020-07-01 | FALSE |  | FALSE | Currently in Use | Regular | 15000 | Composite Double Walled | 2020-04-15 |  | Double-Walled Flex | Pressurized
COSTCO FUEL FACILITY (Loc. No. 1485) | 202 Mosaic Circle | Pooler | Chatham | 10003156 | 4 | Flapper Valve | 2021-11-08 | FALSE | 2021-11-08 | FALSE | Currently in Use | Ultrazol(Fuel Additive) | 1500 | Tank Jacket Double Walled | 2021-10-21 |  | Double-Walled Flex | Pressurized
Savannah Boathouse | 8020 Hwy 80 E | Savannah | Chatham | 10003105 | 1A | Flapper Valve | 2021-03-22 | FALSE | 2021-03-19 | FALSE | Currently in Use | E-0 | 10000 | Composite Double Walled | 2020-06-30 |  | Double-Walled Fiberglass | Pressurized
COSTCO FUEL FACILITY (Loc. No. 1485) | 202 Mosaic Circle | Pooler | Chatham | 10003156 | 2 | Flapper Valve | 2021-11-08 | FALSE | 2021-11-08 | FALSE | Currently in Use | Regular | 30000 | Tank Jacket Double Walled | 2021-10-21 |  | Double-Walled Flex | Pressurized
Port Fuel Center | 5712 Hwy 21 | Port Wentworth | Chatham | 10003179 | 1 | Flapper Valve | 2022-01-18 | FALSE | 2021-11-01 | FALSE | Currently in Use | Regular | 20000 | Composite Double Walled | 2021-04-05 |  | Double-Walled Fiberglass | Pressurized
Port Fuel Center | 5712 Hwy 21 | Port Wentworth | Chatham | 10003179 | 2B | Flapper Valve | 2022-01-18 | FALSE | 2021-11-01 | FALSE | Currently in Use | Diesel | 5000 | Composite Double Walled | 2021-04-05 |  | Double-Walled Fiberglass | Pressurized
Port Fuel Center | 5712 Hwy 21 | Port Wentworth | Chatham | 10003179 | 4 | Flapper Valve | 2022-01-14 | FALSE | 2021-11-01 | FALSE | Currently in Use | Diesel | 30000 | Composite Double Walled | 2021-04-05 |  | Double-Walled Fiberglass | Pressurized
Interchange Facility | 14 Interchange Ct | Savannah | Chatham | 10003151 | 2 | Flapper Valve | 2021-08-25 | FALSE | 2021-02-01 | FALSE | Currently in Use | Regular | 10000 | Fiberglass Double Walled | 2020-10-20 |  | Double-Walled Fiberglass | Pressurized
FIRST AFRICAN BAPTIST CHURCH PARKING LOT | 24 MARTIN LUTHER KING JR BLVD | SAVANNAH | Chatham | 10003163 | 4 |  |  | FALSE |  | FALSE | Removed from Ground |  | 500 |  |  | 2021-09-01
Port Fuel Center | 5712 Hwy 21 | Port Wentworth | Chatham | 10003179 | 3 | Flapper Valve | 2022-01-14 | FALSE | 2021-11-01 | FALSE | Currently in Use | Diesel | 30000 | Composite Double Walled | 2021-04-05 |  | Double-Walled Fiberglass | Pressurized
CITY LIGHTS MARINA | 55 RESORT DR | SAVANNAH | Chatham | 10003608 | 2 | Flapper Valve | 2025-05-02 | FALSE | 2025-03-03 | FALSE | Currently in Use | Diesel | 20000 | Composite Double Walled | 2025-02-03 |  | Double-Walled Fiberglass | Pressurized
GA DNR | OSSABAW ISLAND | SAVANNAH | Chatham | 4250319 | 10 | [5 empty] | Removed from Ground | Diesel | 500 | Bare Steel | 1956-03-26 | 1994-06-01 | Unknown
SUNOCO POOLER | 110 FOXFIELD WAY | POOLER | Chatham | 10002794 | 2A | Flapper Valve | 2018-02-01 | FALSE | 2018-03-01 | FALSE | Currently in Use | Premium | 4000 | Composite Double Walled | 2018-01-01 |  | Fiberglass Reinforced Plastic | Pressurized
Eagle Market #1 | 2120 West Bay St. | Savannah | Chatham | 10002880 | 2B | Flapper Valve | 2018-12-26 | FALSE | 2018-11-01 | FALSE | Currently in Use | Diesel | 4000 | Composite Double Walled | 2018-05-14 |  | Double-Walled Fiberglass | Pressurized
Parker's #68 | 2111 Pooler Pkwy | Pooler | Chatham | 10002897 | 2C | Flapper Valve | 2018-09-01 | FALSE | 2018-07-01 | FALSE | Currently in Use | Diesel | 5000 | Tank Jacket Double Walled | 2018-05-31 |  | Double-Walled Fiberglass | Pressurized
Parker's #68 | 2111 Pooler Pkwy | Pooler | Chatham | 10002897 | 2B | Flapper Valve | 2018-09-01 | FALSE | 2018-07-01 | FALSE | Currently in Use | E-0 | 5000 | Tank Jacket Double Walled | 2018-05-31 |  | Double-Walled Fiberglass | Pressurized
Parker's #69 | 1275 US Hwy 80 E | Pooler | Chatham | 10002907 | 4 | Flapper Valve | 2018-11-13 | FALSE | 2018-11-13 | FALSE | Currently in Use | Diesel | 20000 | Tank Jacket Double Walled | 2018-11-13 |  | Double-Walled Fiberglass | Pressurized
Garden City Plaza Texaco | 511 US Hwy 80 | Garden City | Chatham | 10003016 | 2A | Flapper Valve | 2020-04-15 | FALSE | 2020-01-01 | FALSE | Currently in Use | Premium | 3000 | Composite Double Walled | 2019-10-16 |  | Double-Walled Fiberglass | Pressurized
Parker's #82 | 1932 E Montgomery Cross Rd | Savannah | Chatham | 10003126 | 3A | Flapper Valve | 2020-07-01 | FALSE |  | FALSE | Currently in Use | Diesel | 15000 | Composite Double Walled | 2020-04-15 |  | Double-Walled Flex | Pressurized
ENK828 | 1264 Hwy 80 E | Pooler | Chatham | 10003075 | 2 | Flapper Valve | 2020-12-11 | FALSE | 2020-08-06 | FALSE | Currently in Use | Regular | 20000 | Fiberglass Double Walled | 2020-07-16 |  | Double-Walled Flex | Pressurized
FIRST AFRICAN BAPTIST CHURCH PARKING LOT | 24 MARTIN LUTHER KING JR BLVD | SAVANNAH | Chatham | 10003163 | 2 |  |  | FALSE |  | FALSE | Closed in Ground |  | 250 |  |  | 2021-09-01
Port Fuel Center | 5712 Hwy 21 | Port Wentworth | Chatham | 10003179 | 2C | Flapper Valve | 2022-01-18 | FALSE | 2021-11-01 | FALSE | Currently in Use | Premium | 5000 | Composite Double Walled | 2021-04-05 |  | Double-Walled Fiberglass | Pressurized
CUSSETA TRAVEL CENTER | 159 GA HWY 520 | CUESSTA | Chattahoochee | 10003289 | 4 | Overfill Alarm | 2022-09-12 | FALSE | 2022-09-21 | FALSE | Currently in Use | Diesel | 30000 | Tank Jacket Double Walled | 2022-08-31 |  | Double-Walled Fiberglass | Pressurized
CUSSETA TRAVEL CENTER | 159 GA HWY 520 | CUESSTA | Chattahoochee | 10003289 | 3B | Overfill Alarm | 2022-09-12 | FALSE | 2022-09-21 | FALSE | Currently in Use | Premium | 8000 | Tank Jacket | 2022-08-31 |  | Double-Walled Fiberglass | Pressurized
CUSSETA TRAVEL CENTER | 159 GA HWY 520 | CUESSTA | Chattahoochee | 10003289 | 3A | Overfill Alarm | 2022-09-12 | FALSE | 2022-09-21 | FALSE | Currently in Use | Diesel | 12000 | Tank Jacket Double Walled | 2022-08-31 |  | Double-Walled Fiberglass | Pressurized
CUSSETA FOOD MART | 197 HWY 520/ INT US HWY 280 & US HWY 27 | CUSSETA | Chattahoochee | 9026002 | 6 | Flapper Valve | 1999-02-01 | FALSE | 1999-02-01 | FALSE | Currently in Use | Premium | 8000 | Composite | 1999-02-01 |  | Flex | Pressurized
SHOPPER STOP #334 | 106 BROAD ST / HWY 280 CUTOFF | CUSSETA | Chattahoochee | 9026154 | 1 | Ball Float | 1993-11-12 | FALSE | 1993-11-12 | FALSE | Currently in Use | Regular | 12000 | Galvanic (STIP-3) | 1993-11-12 |  | Fiberglass Reinforced Plastic | Pressurized
CHATTAHOOCHEE COUNTY PUBLIC WORK | 108 KING ST | CUSSETA | Chattahoochee | 4260008 | 2 | [5 empty] | Permanently Out Of Use | Diesel | 550 | Bare Steel | 1971-05-01 | 1989-07-13 | Galvanized Steel
WRBL-TV TRANSMITTER TOWER SITE | 195 LAFAYETTE ST | CUSSETA | Chattahoochee | 9026001 | 1 |  | 1990-04-01 |  | 1990-04-01 |  | Removed from Ground | Diesel | 560 | Cathodically Protected Steel | 1990-04-13 | 2011-08-31 | Cathodically Protected
CUSSETA TRAVEL CENTER | 159 GA HWY 520 | CUESSTA | Chattahoochee | 10003289 | 2 | Overfill Alarm | 2022-09-12 | FALSE | 2022-09-21 | FALSE | Currently in Use | Regular | 20000 | Tank Jacket Double Walled | 2022-08-31 |  | Double-Walled Fiberglass | Pressurized
CHATTAHOOCHEE COUNTY BOARD OF ED | MERRELL ST | CUSSETA | Chattahoochee | 4260001 | 3 |  | 1999-03-01 |  | 1989-01-24 |  | Removed from Ground | Gas (Historical Use) | 1000 | Cathodically Protected Steel | 1989-01-24 | 2000-10-01 | Cathodically Protected | Suction (American)
CUSSETA FOOD MART | 197 HWY 520/ INT US HWY 280 & US HWY 27 | CUSSETA | Chattahoochee | 9026002 | 5 | Flapper Valve | 1999-02-01 | FALSE | 1999-02-01 | FALSE | Currently in Use | Regular | 12000 | Composite | 1999-02-01 |  | Flex | Pressurized
CITY OF CUSSETA | NO 1 BROAD STREET | CUSSETA | Chattahoochee | 9026366 | 2 | [5 empty] | Removed from Ground | Gas (Historical Use) | 550 | Bare Steel | 1984-06-01 | 1998-11-01 | Galvanized Steel | Suction (American)
CUSSETA QUICK FOOD STOP/MAGIC CI | US HWY 280 BYPASS | CUSSETA | Chattahoochee | 4260011 | 3 | [5 empty] | Removed from Ground | Gas (Historical Use) | 3000 | Cathodically Protected Steel | 1965-01-01 | 1994-06-26 | Galvanized Steel | Safe Suction (Euro)
CHATTAHOOCHEE COUNTY PUBLIC WORK | 108 KING ST | CUSSETA | Chattahoochee | 4260008 | 5 |  | 1989-07-13 |  | 1989-07-13 |  | Removed from Ground | Gas (Historical Use) | 1000 | Cathodically Protected Steel | 1989-07-13 | 2004-06-25 | Cathodically Protected | Suction (American)
CHATTAHOOCHEE COUNTY PUBLIC WORK | 108 KING ST | CUSSETA | Chattahoochee | 4260008 | 4 |  | 1989-07-13 |  | 1989-07-13 |  | Removed from Ground | Diesel | 2000 | Cathodically Protected Steel | 1989-07-13 | 2004-06-25 | Cathodically Protected | Suction (American)
CUSSETA FOOD MART | 197 HWY 520/ INT US HWY 280 & US HWY 27 | CUSSETA | Chattahoochee | 9026002 | 3 | Ball Float | 1991-06-27 | FALSE | 1991-06-27 | FALSE | Currently in Use | Diesel On Road | 6000 | Composite | 1990-01-01 |  | Fiberglass Reinforced Plastic | Pressurized
BAY SVC STATION | BROAD ST & OLD US #27 | CUSSETA | Chattahoochee | 9026164 | 2 | [5 empty] | Removed from Ground | Gas (Historical Use) | 1 | Not Marked/Unknown | 1992-02-01 | 1992-02-01 | Not Marked
ROBERTS FINA STA | BROAD ST (NO ST # AVAILABLE) | CUSSETA | Chattahoochee | 4260010 | 3 | [5 empty] | Removed from Ground | Gas (Historical Use) | 550 | Bare Steel | 1968-04-30 | 1899-12-31 | Galvanized Steel
DOT 10327/CHATTAHOOCHEE CO HQ | KING ST/GA HWY 26 | CUSSETA | Chattahoochee | 4260007 | 327G1 | [5 empty] | Removed from Ground | Gas (Historical Use) | 2000 | Cathodically Protected Steel | 1986-01-01 | 2005-03-14 | Galvanized Steel | Safe Suction (Euro)
WADE COLEMAN ENTERPRISES | 1777 WEST BROAD ST | CUSSETA | Chattahoochee | 4260012 | 4 | [5 empty] | Removed from Ground | Other | 4000 | Marked Unknown | 1992-02-12 | 1992-02-12 | Unknown
CUSSETA QUICK FOOD STOP/MAGIC CI | US HWY 280 BYPASS | CUSSETA | Chattahoochee | 4260011 | 2 | [5 empty] | Removed from Ground | Gas (Historical Use) | 3000 | Cathodically Protected Steel | 1965-01-01 | 1994-06-26 | Galvanized Steel | Safe Suction (Euro)
ROBERTS FINA STA | BROAD ST (NO ST # AVAILABLE) | CUSSETA | Chattahoochee | 4260010 | 1 | [5 empty] | Removed from Ground | Diesel | 1000 | Bare Steel | 1982-04-30 | 1899-12-31 | Galvanized Steel
BAY SVC STATION | BROAD ST & OLD US #27 | CUSSETA | Chattahoochee | 9026164 | 3 | [5 empty] | Removed from Ground | Gas (Historical Use) | 1 | Not Marked/Unknown | 1992-02-01 | 1992-02-01 | Not Marked
WADE COLEMAN ENTERPRISES | 1777 WEST BROAD ST | CUSSETA | Chattahoochee | 4260012 | 2 | [5 empty] | Removed from Ground | Gas (Historical Use) | 6000 | Bare Steel | 1972-05-08 | 1992-02-12 | Galvanized Steel
CUSSETA QUICK FOOD STOP/MAGIC CI | US HWY 280 BYPASS | CUSSETA | Chattahoochee | 4260011 | 1 | [5 empty] | Removed from Ground | Gas (Historical Use) | 3000 | Cathodically Protected Steel | 1965-01-01 | 1994-06-26 | Galvanized Steel | Safe Suction (Euro)
DOT 10327/CHATTAHOOCHEE CO HQ | KING ST/GA HWY 26 | CUSSETA | Chattahoochee | 4260007 | 327D1 | [5 empty] | Removed from Ground | Diesel | 2000 | Cathodically Protected Steel | 2004-12-22 | 2005-03-14 | Galvanized Steel | Safe Suction (Euro)
ROBERTS FINA STA | BROAD ST (NO ST # AVAILABLE) | CUSSETA | Chattahoochee | 4260010 | 4 | [5 empty] | Removed from Ground | Gas (Historical Use) | 1000 | Bare Steel | 1972-04-30 | 1899-12-31 | Galvanized Steel
CHATTAHOOCHEE COUNTY BOARD OF ED | MERRELL ST | CUSSETA | Chattahoochee | 4260001 | 2 |  | 1999-03-01 |  | 1989-01-24 |  | Removed from Ground | Diesel | 1000 | Cathodically Protected Steel | 1989-01-24 | 2000-10-01 | Cathodically Protected | Suction (American)
UNKNOWN | 316 HIGHWAY 280-520 | CUSSETA | Chattahoochee | 10001305 | 1 |  |  | FALSE |  | FALSE | Removed from Ground | Gas (Historical Use) | 1000 | Bare Steel | 1966-01-01 | 1992-04-27
WADE COLEMAN ENTERPRISES | 1777 WEST BROAD ST | CUSSETA | Chattahoochee | 4260012 | 1 | [5 empty] | Removed from Ground | Gas (Historical Use) | 6000 | Bare Steel | 1972-05-08 | 1992-02-12 | Galvanized Steel
FORMER WESTBERRY SVC STATION/HAR | BROAD ST | CUSSETA | Chattahoochee | 4260004 | 1 | [5 empty] | Removed from Ground | Gas (Historical Use) | 500 | Marked Unknown | 1956-04-16 | 1991-02-10 | Unknown
CUSSETA FOOD MART | 197 HWY 520/ INT US HWY 280 & US HWY 27 | CUSSETA | Chattahoochee | 9026002 | 2 | Ball Float | 1991-06-27 | FALSE | 1991-06-27 | FALSE | Currently in Use | Diesel On Road | 6000 | Composite | 1990-01-01 |  | Fiberglass Reinforced Plastic | Pressurized
ROBERTS FINA STA | BROAD ST (NO ST # AVAILABLE) | CUSSETA | Chattahoochee | 4260010 | 2 | [5 empty] | Removed from Ground | Gas (Historical Use) | 550 | Bare Steel | 1954-04-30 | 1899-12-31 | Galvanized Steel
UNKNOWN | 316 HIGHWAY 280-520 | CUSSETA | Chattahoochee | 10001305 | 3 |  |  | FALSE |  | FALSE | Removed from Ground | Diesel | 2000 | Bare Steel | 1966-01-01 | 1992-04-27
NATIONAL WEATHER SERVICE OFFICE | 3100 AIRPORT THRUWAY | COLUMBUS | Chattahoochee | 4260005 | 1 | [5 empty] | Removed from Ground | Diesel | 150 | Bare Steel | 1979-04-08 | 1988-11-01 | Copper
BAY SVC STATION | BROAD ST & OLD US #27 | CUSSETA | Chattahoochee | 9026164 | 1 | [5 empty] | Removed from Ground | Gas (Historical Use) | 1 | Not Marked/Unknown | 1992-02-01 | 1992-02-01 | Not Marked
Fort Moore | Lindsey Creek Pkwy | Columbus | Chattahoochee | UST-SLOC-9026354 | 9085-C |  |  | TRUE |  | TRUE | Removed from Ground | Used Oil | 2000 | Bare Steel | 1995-06-01 | 1995-06-01 | Bare Steel | Gravity Fed
Fort Moore | Lindsey Creek Pkwy | Columbus | Chattahoochee | UST-SLOC-9026166 | 9116-D |  |  | TRUE | 1995-05-01 | TRUE | Removed from Ground | Used Oil | 2081 | Double Walled | 1995-05-23 | 1899-12-31 | Fiberglass Reinforced Plastic | Gravity Fed
Fort Moore | Lindsey Creek Pkwy | Columbus | Chattahoochee | UST-SLOC-9026364 | 9128C | [5 empty] | Removed from Ground | Diesel | 20000 | Double Walled | 1997-08-20 | 1997-08-20 | Fiberglass Reinforced Plastic | Safe Suction (Euro)
Fort Moore | Lindsey Creek Pkwy | Columbus | Chattahoochee | UST-SLOC-9026300 | 5284-1 | [5 empty] | Permanently Out of Use - historical purposes | Diesel | 1000 | Bare Steel |  | 1899-12-31 | Bare Steel | Safe Suction (Euro)
Fort Moore | Lindsey Creek Pkwy | Columbus | Chattahoochee | UST-SLOC-9026226 | 4860-1 | [5 empty] | Permanently Out of Use - historical purposes | Diesel | 2000 | Bare Steel |  | 1899-12-31 | Bare Steel | Safe Suction (Euro)
Fort Moore | Lindsey Creek Pkwy | Columbus | Chattahoochee | UST-SLOC-9026009 | 301-C | [5 empty] | Removed from Ground | Other | 25000 | Bare Steel | 1950-01-01 | 1993-09-24 | Bare Steel | Pressurized
Fort Moore | Lindsey Creek Pkwy | Columbus | Chattahoochee | UST-SLOC-9026054 | 9097-A |  |  | TRUE |  | TRUE | Removed from Ground | Used Oil | 1000 | Bare Steel | 1995-03-31 | 1995-03-31 | Bare Steel | Gravity Fed
Fort Moore | Lindsey Creek Pkwy | Columbus | Chattahoochee | UST-SLOC-9026364 | 9128 E |  | 1998-01-29 | FALSE | 1998-01-29 | FALSE | Removed from Ground |  | 20000 | Fiberglass Double Walled | 1997-09-16 |  | Double-Walled Fiberglass | Pressurized
Fort Moore | Lindsey Creek Pkwy | Columbus | Chattahoochee | UST-SLOC-10001814 | 5 |  |  | FALSE |  | FALSE | Removed from Ground | Diesel | 2000 | Unknown | 2009-10-17 | 2009-10-17
Fort Moore | Lindsey Creek Pkwy | Columbus | Chattahoochee | UST-SLOC-9026059 | 4945-1 | [5 empty] | Removed from Ground | Gas (Historical Use) | 10090 | Bare Steel | 1967-01-01 | 1996-01-24 | Bare Steel | Pressurized
Fort Moore | Lindsey Creek Pkwy | Columbus | Chattahoochee | UST-SLOC-9026045 | 9202-C | [5 empty] | Currently in Use | Diesel | 20000 | Bare Steel | 1983-01-01 |  | Bare Steel | Safe Suction (Euro)
Fort Moore | Lindsey Creek Pkwy | Columbus | Chattahoochee | UST-SLOC-9026160 | 4546-B | [5 empty] | Removed from Ground | Gas (Historical Use) | 10000 | Bare Steel | 1995-02-17 | 1995-02-17 | Bare Steel | Pressurized
Fort Moore | Lindsey Creek Pkwy | Columbus | Chattahoochee | UST-SLOC-9026026 | 2920-H |  | 1996-05-01 | TRUE | 1995-11-01 | TRUE | Currently in Use | Used Oil | 2000 | Double Walled | 1995-11-01 |  | Fiberglass Reinforced Plastic | Gravity Fed
Fort Moore | Lindsey Creek Pkwy | Columbus | Chattahoochee | UST-SLOC-9026131 | 4313-1 | [5 empty] | Permanently Out of Use - historical purposes | Diesel | 1000 | Bare Steel |  | 1899-12-31 | Bare Steel | Safe Suction (Euro)
Fort Moore | Lindsey Creek Pkwy | Columbus | Chattahoochee | UST-SLOC-9026239 | 4877-1 | [5 empty] | Permanently Out of Use - historical purposes | Diesel | 2000 | Bare Steel |  | 1899-12-31 | Bare Steel | Safe Suction (Euro)
Fort Moore | Lindsey Creek Pkwy | Columbus | Chattahoochee | UST-SLOC-9026024 | 3725-B |  |  | FALSE |  | FALSE | Removed from Ground | Diesel | 1 | Bare Steel | 1987-09-01 |  | Bare Steel | Safe Suction (Euro)
Fort Moore | Lindsey Creek Pkwy | Columbus | Chattahoochee | UST-SLOC-9026110 | 4116-1 | [5 empty] | Permanently Out of Use - historical purposes | Diesel | 1000 | Bare Steel |  | 1899-12-31 | Bare Steel | Safe Suction (Euro)
CITY OF CUSSETA | NO 1 BROAD STREET | CUSSETA | Chattahoochee | 9026366 | 1 | [5 empty] | Removed from Ground | Gas (Historical Use) | 550 | Bare Steel | 1984-06-01 | 1998-11-01 | Galvanized Steel | Suction (American)
CHATTAHOOCHEE COUNTY PUBLIC WORK | 108 KING ST | CUSSETA | Chattahoochee | 4260008 | 3 | [5 empty] | Permanently Out Of Use | Gas (Historical Use) | 550 | Bare Steel | 1975-05-01 | 1989-07-13 | Galvanized Steel
Fort Moore | Lindsey Creek Pkwy | Columbus | Chattahoochee | UST-SLOC-9026233 | 4871-1 | [5 empty] | Permanently Out of Use - historical purposes | Diesel | 1000 | Bare Steel |  | 1899-12-31 | Bare Steel | Safe Suction (Euro)
Fort Moore | Lindsey Creek Pkwy | Columbus | Chattahoochee | UST-SLOC-9026016 | 242-1 | [5 empty] | Removed from Ground | Diesel | 800 | Bare Steel | 1998-05-21 | 1998-05-21 | Bare Steel | Safe Suction (Euro)
Fort Moore | Lindsey Creek Pkwy | Columbus | Chattahoochee | UST-SLOC-9026061 | 5085-D | [5 empty] | Removed from Ground | Diesel | 12000 | Double Walled | 1992-04-23 | 1998-05-12 | Fiberglass Reinforced Plastic | Pressurized
Fort Moore | Lindsey Creek Pkwy | Columbus | Chattahoochee | UST-SLOC-9026371 | 4002 | [5 empty] | Removed from Ground | Diesel | 2000 | Not Marked/Unknown | 1995-12-01 | 1995-12-01 | Not Marked
Fort Moore | Lindsey Creek Pkwy | Columbus | Chattahoochee | UST-SLOC-9026261 | 4926-1 | [5 empty] | Permanently Out of Use - historical purposes | Diesel | 2000 | Bare Steel |  | 1899-12-31 | Bare Steel | Safe Suction (Euro)
Fort Moore | Lindsey Creek Pkwy | Columbus | Chattahoochee | UST-SLOC-9026042 | 2841-B | [5 empty] | Removed from Ground | Diesel | 10000 | Bare Steel | 1954-01-01 | 1990-12-01 | Bare Steel | Pressurized
Fort Moore | Lindsey Creek Pkwy | Columbus | Chattahoochee | UST-SLOC-9026329 | 4050-1 | [5 empty] | Permanently Out of Use - historical purposes | Diesel | 500 | Bare Steel |  | 1899-12-31 | Bare Steel | Safe Suction (Euro)
Fort Moore | Lindsey Creek Pkwy | Columbus | Chattahoochee | UST-SLOC-9026003 | C |  | 1997-09-01 |  | 1997-09-01 |  | Currently in Use | Diesel | 10000 | Unknown | 1997-09-01 |  | Fiberglass Reinforced Plastic | Pressurized
Fort Moore | Lindsey Creek Pkwy | Columbus | Chattahoochee | UST-SLOC-10002571 | 1 | Overfill Alarm | 2016-05-06 | FALSE | 2016-05-06 | FALSE | Currently in Use | Premium | 12000 | Fiberglass Double Walled | 2016-01-08 |  | Double-Walled Fiberglass | Pressurized
CUSSETA FOOD MART | 197 HWY 520/ INT US HWY 280 & US HWY 27 | CUSSETA | Chattahoochee | 9026002 | 7 | Flapper Valve | 1999-02-01 | FALSE | 1999-02-01 | FALSE | Currently in Use | E-10 | 8000 | Composite | 1999-02-01 |  | Flex | Pressurized
CUSSETA FOOD MART | 197 HWY 520/ INT US HWY 280 & US HWY 27 | CUSSETA | Chattahoochee | 9026002 | 1 | Ball Float | 1991-06-27 | FALSE | 1991-06-27 | FALSE | Currently in Use | Diesel On Road | 8000 | Composite | 1990-01-01 |  | Fiberglass Reinforced Plastic | Pressurized
CUSSETA FOOD MART | 197 HWY 520/ INT US HWY 280 & US HWY 27 | CUSSETA | Chattahoochee | 9026002 | 4 | Ball Float | 1991-06-27 | FALSE | 1991-06-27 | FALSE | Currently in Use | Diesel Off Road | 2000 | Composite | 1990-01-01 |  | Fiberglass Reinforced Plastic | Safe Suction (Euro)
DOT #10378 OLD CHATTAHOOCHEE CO | LAFAYETTE RD | CUSSETA | Chattahoochee | 9026360 | 10378-1 | [5 empty] | Closed in Ground | Gas (Historical Use) | 1000 | Marked Unknown | 1985-06-01 | 1985-06-01 | Bare Steel | Safe Suction (Euro)
CHATTAHOOCHEE COUNTY PUBLIC WORK | 108 KING ST | CUSSETA | Chattahoochee | 4260008 | 1 | [5 empty] | Permanently Out Of Use | Gas (Historical Use) | 1000 | Bare Steel | 1971-05-01 | 1989-07-13 | Galvanized Steel
FORMER WESTBERRY SVC STATION/HAR | BROAD ST | CUSSETA | Chattahoochee | 4260004 | 2 | [5 empty] | Removed from Ground | Gas (Historical Use) | 1000 | Marked Unknown | 1956-04-16 | 1991-02-10 | Unknown
NATIONAL WEATHER SERVICE OFFICE | 3100 AIRPORT THRUWAY | COLUMBUS | Chattahoochee | 4260005 | 2 | [5 empty] | Removed from Ground | Diesel | 270 | Bare Steel | 1980-04-07 | 1899-12-31 | Copper | Safe Suction (Euro)
Fort Moore | Lindsey Creek Pkwy | Columbus | Chattahoochee | UST-SLOC-9026182 | 4618-1 | [5 empty] | Permanently Out of Use - historical purposes | Diesel | 2000 | Bare Steel |  | 1899-12-31 | Bare Steel | Safe Suction (Euro)
Fort Moore | Lindsey Creek Pkwy | Columbus | Chattahoochee | UST-SLOC-9026219 | 4853-1 | [5 empty] | Permanently Out of Use - historical purposes | Diesel | 2000 | Bare Steel |  | 1899-12-31 | Bare Steel | Safe Suction (Euro)
Fort Moore | Lindsey Creek Pkwy | Columbus | Chattahoochee | UST-SLOC-9026155 | 1622-G |  |  | TRUE |  | TRUE | Removed from Ground | Used Oil | 10000 | Bare Steel | 1995-02-13 | 1995-02-13 | Bare Steel | Gravity Fed
Fort Moore | Lindsey Creek Pkwy | Columbus | Chattahoochee | UST-SLOC-9026003 | 5881-1 | [5 empty] | Removed from Ground | Gas (Historical Use) | 1000 | Bare Steel | 1987-02-01 | 1997-07-14 | Bare Steel | Pressurized
Fort Moore | Lindsey Creek Pkwy | Columbus | Chattahoochee | UST-SLOC-9026215 | 4845-1 | [5 empty] | Permanently Out of Use - historical purposes | Diesel | 2000 | Bare Steel |  | 1899-12-31 | Bare Steel | Safe Suction (Euro)
Fort Moore | Lindsey Creek Pkwy | Columbus | Chattahoochee | UST-SLOC-9026062 | 3552-A |  |  | TRUE |  | TRUE | Removed from Ground | Used Oil | 2500 | Bare Steel | 1995-08-24 | 1995-08-24 | Bare Steel | Gravity Fed
Fort Moore | Lindsey Creek Pkwy | Columbus | Chattahoochee | UST-SLOC-9026066 | 3553-C |  | 1995-09-15 |  | 1995-09-15 |  | Currently in Use | Gas (Historical Use) | 10000 | Fiberglass | 1995-09-15 |  | Fiberglass Reinforced Plastic | Pressurized
Fort Moore | Lindsey Creek Pkwy | Columbus | Chattahoochee | UST-SLOC-10000970 | 2650 B-1 |  | 2005-08-30 | FALSE | 2005-03-08 | FALSE | Currently in Use | Diesel | 10000 | Fiberglass Double Walled | 2005-02-18 |  | Double Walled/Sec. Containment | Pressurized
Fort Moore | Lindsey Creek Pkwy | Columbus | Chattahoochee | UST-SLOC-10000660 | 9096-B |  | 1989-05-07 | TRUE | 1989-05-07 | TRUE | Currently in Use | Used Oil | 500 | Composite | 1989-05-07 |  | Fiberglass Reinforced Plastic | Gravity Fed
Fort Moore | Lindsey Creek Pkwy | Columbus | Chattahoochee | UST-SLOC-9026047 | 9032-2 |  | 1995-03-01 | FALSE | 1995-03-01 | FALSE | Removed from Ground |  | 20000 | Fiberglass Double Walled | 1995-03-01 |  | Fiberglass Reinforced Plastic | Pressurized
Fort Moore | Lindsey Creek Pkwy | Columbus | Chattahoochee | UST-SLOC-9026125 | 4140-1 | [5 empty] | Removed from Ground | Diesel | 1000 | Bare Steel | 1996-07-01 | 1996-07-01 | Bare Steel | Safe Suction (Euro)
Fort Moore | Lindsey Creek Pkwy | Columbus | Chattahoochee | UST-SLOC-9026187 | 4695-1 | [5 empty] | Removed from Ground | Diesel | 1000 | Bare Steel | 1996-04-01 | 1996-04-01 | Bare Steel | Safe Suction (Euro)
Fort Moore | Lindsey Creek Pkwy | Columbus | Chattahoochee | UST-SLOC-9026195 | 4807-1 | [5 empty] | Permanently Out of Use - historical purposes | Diesel | 1000 | Bare Steel |  | 1899-12-31 | Bare Steel | Safe Suction (Euro)
Fort Moore | Lindsey Creek Pkwy | Columbus | Chattahoochee | UST-SLOC-9026156 | 4217-3 |  | 1991-01-01 | FALSE | 1991-01-01 | FALSE | Removed from Ground |  | 10000 | Fiberglass Double Walled | 2014-07-25 | 2017-01-23 | Double-Walled Fiberglass | Pressurized
Fort Moore | Lindsey Creek Pkwy | Columbus | Chattahoochee | UST-SLOC-9026033 | 386-L | [5 empty] | Removed from Ground | Empty | 10710 | Bare Steel | 1962-01-01 | 1993-07-01 | Bare Steel | Pressurized
SHOPPER STOP #334 | 106 BROAD ST / HWY 280 CUTOFF | CUSSETA | Chattahoochee | 9026154 | 2 | Ball Float | 1993-11-12 | FALSE | 1993-11-12 | FALSE | Currently in Use | Premium | 8000 | Galvanic (STIP-3) | 1993-11-12 |  | Fiberglass Reinforced Plastic | Pressurized
WADE COLEMAN ENTERPRISES | 1777 WEST BROAD ST | CUSSETA | Chattahoochee | 4260012 | 3 | [5 empty] | Removed from Ground | Other | 4000 | Marked Unknown | 1992-02-12 | 1992-02-12 | Unknown
UNKNOWN | 316 HIGHWAY 280-520 | CUSSETA | Chattahoochee | 10001305 | 2 |  |  | FALSE |  | FALSE | Removed from Ground | Gas (Historical Use) | 1000 | Bare Steel | 1966-01-01 | 1992-04-27
Fort Moore | Lindsey Creek Pkwy | Columbus | Chattahoochee | UST-SLOC-9026174 | 4544-1 | [5 empty] | Permanently Out of Use - historical purposes | Diesel | 1000 | Bare Steel |  | 1899-12-31 | Bare Steel | Safe Suction (Euro)
Fort Moore | Lindsey Creek Pkwy | Columbus | Chattahoochee | UST-SLOC-9026330 | 3817-A | [5 empty] | Permanently Out of Use - historical purposes | Diesel | 275 | Bare Steel |  | 1899-12-31 | Bare Steel | Safe Suction (Euro)
Fort Moore | Lindsey Creek Pkwy | Columbus | Chattahoochee | UST-SLOC-9026038 | 2774-1 |  | 1991-01-01 | FALSE | 1991-01-01 | FALSE | Temporarily out of use |  | 10000 | Fiberglass Double Walled | 1991-01-01 |  | Fiberglass Reinforced Plastic | Pressurized
Fort Moore | Lindsey Creek Pkwy | Columbus | Chattahoochee | UST-SLOC-9026026 | 2920-L |  | 1991-04-01 | TRUE |  | TRUE | Removed from Ground | Used Oil | 600 | Not Marked/Unknown | 2010-06-23 | 2010-06-23 | Not Marked
Fort Moore | Lindsey Creek Pkwy | Columbus | Chattahoochee | UST-SLOC-9026166 | 9619-B |  |  | TRUE |  | TRUE | Permanently Out Of Use | Used Oil | 2500 | Not Marked/Unknown | 1995-08-01 | 1995-08-01 | Not Marked
Fort Moore | Lindsey Creek Pkwy | Columbus | Chattahoochee | UST-SLOC-9026307 | 5305-1 | [5 empty] | Permanently Out of Use - historical purposes | Diesel | 1000 | Bare Steel |  | 1899-12-31 | Bare Steel | Safe Suction (Euro)
Fort Moore | Lindsey Creek Pkwy | Columbus | Chattahoochee | UST-SLOC-9026006 | 3250-D | [5 empty] | Currently in Use | Diesel | 50000 | Bare Steel |  |  | Bare Steel | Safe Suction (Euro)
Fort Moore | Lindsey Creek Pkwy | Columbus | Chattahoochee | UST-SLOC-9026066 | 3553-D |  | 1995-09-15 |  | 1995-09-15 |  | Currently in Use | Diesel | 10000 | Fiberglass | 1995-09-15 |  | Fiberglass Reinforced Plastic | Pressurized
Fort Moore | Lindsey Creek Pkwy | Columbus | Chattahoochee | UST-SLOC-9026044 | 2921A |  |  | TRUE |  | TRUE | Removed from Ground | Used Oil | 2000 | Not Marked/Unknown | 1995-11-01 | 1899-12-31 | Not Marked
Fort Moore | Lindsey Creek Pkwy | Columbus | Chattahoochee | UST-SLOC-9026066 | 3553-A | [5 empty] | Removed from Ground | Gas (Historical Use) | 10000 | Bare Steel | 1995-08-29 | 1995-08-29 | Bare Steel | Pressurized
Fort Moore | Lindsey Creek Pkwy | Columbus | Chattahoochee | UST-SLOC-9026324 | 5394-1 | [5 empty] | Permanently Out of Use - historical purposes | Diesel | 5000 | Bare Steel |  | 1899-12-31 | Bare Steel | Safe Suction (Euro)
Fort Moore | Lindsey Creek Pkwy | Columbus | Chattahoochee | UST-SLOC-9026026 | 2920-D |  |  | TRUE |  | TRUE | Removed from Ground | Used Oil | 2000 | Bare Steel | 1995-11-01 | 1995-11-01 | Bare Steel | Gravity Fed
Fort Moore | Lindsey Creek Pkwy | Columbus | Chattahoochee | UST-SLOC-9026356 | 5503-2 |  |  | TRUE |  | TRUE | Removed from Ground | Used Oil | 500 | Double Walled | 1995-02-01 | 1899-12-31 | Fiberglass Reinforced Plastic | Gravity Fed
Fort Moore | Lindsey Creek Pkwy | Columbus | Chattahoochee | UST-SLOC-9026209 | 4827-1 | [5 empty] | Permanently Out of Use - historical purposes | Diesel | 2000 | Bare Steel |  | 1899-12-31 | Bare Steel | Safe Suction (Euro)
Fort Moore | Lindsey Creek Pkwy | Columbus | Chattahoochee | UST-SLOC-9000140 | 9233-K |  | 1995-07-01 | FALSE | 1995-07-01 | FALSE | Removed from Ground | Gas (Historical Use) | 30000 |  | 1995-07-01 | 2018-07-09 | Fiberglass Reinforced Plastic | Pressurized
Fort Moore | Lindsey Creek Pkwy | Columbus | Chattahoochee | UST-SLOC-9026272 | 4939-1 | [5 empty] | Permanently Out of Use - historical purposes | Diesel | 1000 | Bare Steel |  | 1899-12-31 | Bare Steel | Safe Suction (Euro)
Fort Moore | Lindsey Creek Pkwy | Columbus | Chattahoochee | UST-SLOC-10002221 | 2 | Flapper Valve | 2013-05-01 | FALSE | 2013-05-01 | FALSE | Currently in Use | Regular | 15000 | Fiberglass Double Walled | 2013-05-01 |  | Double-Walled Fiberglass | Pressurized
Fort Moore | Lindsey Creek Pkwy | Columbus | Chattahoochee | UST-SLOC-9026367 | 4491 |  |  | TRUE |  | TRUE | Removed from Ground | Used Oil | 4200 | Not Marked/Unknown | 1996-02-08 | 1996-02-08 | Not Marked
Fort Moore | Lindsey Creek Pkwy | Columbus | Chattahoochee | UST-SLOC-9026087 | 4014-B | [5 empty] | Removed from Ground | Diesel | 1000 | Not Marked/Unknown | 1995-12-01 | 1995-12-01 | Not Marked
Fort Moore | Lindsey Creek Pkwy | Columbus | Chattahoochee | UST-SLOC-9026006 | 3250-C | [5 empty] | Currently in Use | Diesel | 50000 | Bare Steel |  |  | Bare Steel | Safe Suction (Euro)
Fort Moore | Lindsey Creek Pkwy | Columbus | Chattahoochee | UST-SLOC-9026343 | 3763-A | [5 empty] | Removed from Ground | Gas (Historical Use) | 7400 | Bare Steel | 1970-01-01 | 2011-04-08 | Bare Steel | Pressurized
Fort Moore | Lindsey Creek Pkwy | Columbus | Chattahoochee | UST-SLOC-9026386 | 9111-J |  | 1995-09-01 | TRUE | 1995-10-01 | FALSE | Currently in Use | Used Oil | 2000 | Fiberglass Double Walled | 1995-10-01 |  | Fiberglass Reinforced Plastic | Gravity Fed
Fort Moore | Lindsey Creek Pkwy | Columbus | Chattahoochee | UST-SLOC-10001520 | 1 |  | 2007-01-15 | FALSE | 2007-01-15 | FALSE | Currently in Use | Gas (Historical Use) | 20000 | Fiberglass Double Walled | 2006-12-10 |  | Double-Walled Fiberglass | Pressurized
Fort Moore | Lindsey Creek Pkwy | Columbus | Chattahoochee | UST-SLOC-10000660 | 9096-A |  | 1989-05-07 | TRUE | 1989-05-07 | TRUE | Currently in Use | Used Oil | 500 | Composite | 1989-05-07 |  | Fiberglass Reinforced Plastic | Gravity Fed
Fort Moore | Lindsey Creek Pkwy | Columbus | Chattahoochee | UST-SLOC-9026323 | 5384-1 | [5 empty] | Permanently Out of Use - historical purposes | Diesel | 1000 | Bare Steel |  | 1899-12-31 | Bare Steel | Safe Suction (Euro)
Fort Moore | Lindsey Creek Pkwy | Columbus | Chattahoochee | UST-SLOC-9026057 | 9224-1 |  |  | FALSE |  | FALSE | Removed from Ground | Diesel | 5000 | Bare Steel |  |  | Bare Steel | Safe Suction (Euro)
Fort Moore | Lindsey Creek Pkwy | Columbus | Chattahoochee | UST-SLOC-9026216 | 4847-1 | [5 empty] | Permanently Out of Use - historical purposes | Diesel | 1000 | Bare Steel |  | 1899-12-31 | Bare Steel | Safe Suction (Euro)
Fort Moore | Lindsey Creek Pkwy | Columbus | Chattahoochee | UST-SLOC-9026090 | 9114-F |  | 1995-09-08 | TRUE | 1995-09-08 | FALSE | Currently in Use | Used Oil | 1000 | Fiberglass Double Walled | 1995-08-08 |  | Fiberglass Reinforced Plastic | Gravity Fed
Fort Moore | Lindsey Creek Pkwy | Columbus | Chattahoochee | UST-SLOC-9026386 | 9111-B |  |  | TRUE |  | TRUE | Removed from Ground | Used Oil | 2000 | Bare Steel | 1995-07-01 | 1995-07-01 | Bare Steel | Gravity Fed
Fort Moore | Lindsey Creek Pkwy | Columbus | Chattahoochee | UST-SLOC-9026326 | 5403-1 | [5 empty] | Permanently Out of Use - historical purposes | Diesel | 2000 | Bare Steel |  | 1899-12-31 | Bare Steel | Safe Suction (Euro)
Fort Moore | Lindsey Creek Pkwy | Columbus | Chattahoochee | UST-SLOC-9026177 | 4553-1 | [5 empty] | Permanently Out of Use - historical purposes | Diesel | 1000 | Bare Steel |  | 1899-12-31 | Bare Steel | Safe Suction (Euro)
Fort Moore | Lindsey Creek Pkwy | Columbus | Chattahoochee | UST-SLOC-9026097 | 4029-1 | [5 empty] | Permanently Out of Use - historical purposes | Diesel | 2000 | Bare Steel |  | 1899-12-31 | Bare Steel | Safe Suction (Euro)
Fort Moore | Lindsey Creek Pkwy | Columbus | Chattahoochee | UST-SLOC-10001814 | 1 |  |  | FALSE |  | FALSE | Removed from Ground | Diesel | 1000 | Unknown | 2009-10-15 | 2009-10-15
Fort Moore | Lindsey Creek Pkwy | Columbus | Chattahoochee | UST-SLOC-9026055 | 9086-2 |  |  | TRUE |  | TRUE | Removed from Ground | Used Oil | 2000 | Bare Steel | 1969-06-01 | 1969-06-01 | Bare Steel | Gravity Fed
Fort Moore | Lindsey Creek Pkwy | Columbus | Chattahoochee | UST-SLOC-9026039 | 485-A | [5 empty] | Removed from Ground | Gas (Historical Use) | 15008 | Bare Steel | 1962-01-01 | 1988-11-01 | Bare Steel | Pressurized
Fort Moore | Lindsey Creek Pkwy | Columbus | Chattahoochee | UST-SLOC-9026192 | 4803-1 | [5 empty] | Permanently Out of Use - historical purposes | Diesel | 2000 | Bare Steel |  | 1899-12-31 | Bare Steel | Safe Suction (Euro)
Fort Moore | Lindsey Creek Pkwy | Columbus | Chattahoochee | UST-SLOC-9026356 | 5503-D |  | 1995-05-23 | TRUE | 1995-05-23 | TRUE | Temporarily out of use | Used Oil | 548 | Fiberglass Double Walled | 1995-05-23 |  | Double-Walled Fiberglass | Gravity
Fort Moore | Lindsey Creek Pkwy | Columbus | Chattahoochee | UST-SLOC-9026354 | 9085-D |  | 1995-06-01 | TRUE | 1995-06-01 | TRUE | Removed from Ground | Used Oil | 2500 | Fiberglass Double Walled | 2016-12-28 | 2017-02-15 | Fiberglass Reinforced Plastic
Fort Moore | Lindsey Creek Pkwy | Columbus | Chattahoochee | UST-SLOC-9026013 | 2 |  | 1998-07-03 | FALSE | 1998-07-03 | FALSE | Temporarily out of use | Diesel | 600 | Fiberglass | 1998-07-03 |  | Fiberglass Reinforced Plastic | Suction (American)
Fort Moore | Lindsey Creek Pkwy | Columbus | Chattahoochee | UST-SLOC-9026156 | 4217-D | [5 empty] | Removed from Ground | Other | 0 | Not Marked/Unknown | 1993-01-01 | 1993-01-01 | Not Marked
Fort Moore | Lindsey Creek Pkwy | Columbus | Chattahoochee | UST-SLOC-9026137 | 4445-1 |  |  | FALSE |  | FALSE | Removed from Ground | Diesel | 1000 | Bare Steel |  |  | Bare Steel | Safe Suction (Euro)
CHATTAHOOCHEE COUNTY BOARD OF ED | MERRELL ST | CUSSETA | Chattahoochee | 4260001 | 1 | [5 empty] | Removed from Ground | Gas (Historical Use) | 1000 | Bare Steel | 1976-01-23 | 1989-01-01 | Galvanized Steel
Fort Moore | Lindsey Creek Pkwy | Columbus | Chattahoochee | UST-SLOC-9026045 | 9202-A | [5 empty] | Removed from Ground | Diesel | 20000 | Bare Steel | 1983-01-01 | 1997-06-18 | Bare Steel | Safe Suction (Euro)
Fort Moore | Lindsey Creek Pkwy | Columbus | Chattahoochee | UST-SLOC-9026155 | 1622-L |  | 1996-05-01 | FALSE | 1996-05-01 | FALSE | Removed from Ground | Gas (Historical Use) | 10000 | Fiberglass Double Walled | 1996-04-01 | 2017-06-21 | Fiberglass Reinforced Plastic | Pressurized
Fort Moore | Lindsey Creek Pkwy | Columbus | Chattahoochee | UST-SLOC-9026270 | 4937-1 | [5 empty] | Permanently Out of Use - historical purposes | Diesel | 2000 | Bare Steel |  | 1899-12-31 | Bare Steel | Safe Suction (Euro)
Fort Moore | Lindsey Creek Pkwy | Columbus | Chattahoochee | UST-SLOC-9026156 | 4217-F | [5 empty] | Removed from Ground | Other | 0 | Not Marked/Unknown | 1993-01-01 | 1993-01-01 | Not Marked
Fort Moore | Lindsey Creek Pkwy | Columbus | Chattahoochee | UST-SLOC-10001814 | 4 |  |  | FALSE |  | FALSE | Removed from Ground | Diesel | 1000 | Unknown | 2009-10-17 | 2009-10-17
Fort Moore | Lindsey Creek Pkwy | Columbus | Chattahoochee | UST-SLOC-9026260 | 4925-1 | [5 empty] | Permanently Out of Use - historical purposes | Diesel | 1000 | Bare Steel |  | 1899-12-31 | Bare Steel | Safe Suction (Euro)
Fort Moore | Lindsey Creek Pkwy | Columbus | Chattahoochee | UST-SLOC-9026308 | 5310-1 | [5 empty] | Permanently Out of Use - historical purposes | Diesel | 2000 | Bare Steel |  | 1899-12-31 | Bare Steel | Safe Suction (Euro)
Fort Moore | Lindsey Creek Pkwy | Columbus | Chattahoochee | UST-SLOC-9026257 | 4921-1 | [5 empty] | Permanently Out of Use - historical purposes | Diesel | 2000 | Bare Steel |  | 1899-12-31 | Bare Steel | Safe Suction (Euro)
Fort Moore | Lindsey Creek Pkwy | Columbus | Chattahoochee | UST-SLOC-9026042 | 2841-A | [5 empty] | Removed from Ground | Gas (Historical Use) | 10000 | Bare Steel | 1954-01-01 | 1991-01-01 | Bare Steel | Pressurized
Fort Moore | Lindsey Creek Pkwy | Columbus | Chattahoochee | UST-SLOC-9106166 | A |  |  | TRUE |  | TRUE | Removed from Ground | Used Oil | 6500 | Marked Unknown | 1998-04-22 | 1998-04-22 | Unknown
Fort Moore | Lindsey Creek Pkwy | Columbus | Chattahoochee | UST-SLOC-9026094 | 4025-1 | [5 empty] | Removed from Ground | Diesel | 1000 | Bare Steel | 1996-01-01 | 1996-01-01 | Bare Steel | Safe Suction (Euro)
Fort Moore | Lindsey Creek Pkwy | Columbus | Chattahoochee | UST-SLOC-9026084 | 4010-1 |  |  | FALSE |  | FALSE | Removed from Ground | Diesel | 2000 | Bare Steel |  |  | Bare Steel | Safe Suction (Euro)
Fort Moore | Lindsey Creek Pkwy | Columbus | Chattahoochee | UST-SLOC-9026298 | 5282-1 | [5 empty] | Permanently Out of Use - historical purposes | Diesel | 1000 | Bare Steel |  | 1899-12-31 | Bare Steel | Safe Suction (Euro)
Fort Moore | Lindsey Creek Pkwy | Columbus | Chattahoochee | UST-SLOC-9026156 | 4217-H | [5 empty] | Removed from Ground | Other | 0 | Not Marked/Unknown | 1993-01-01 | 1993-01-01 | Not Marked
Fort Moore | Lindsey Creek Pkwy | Columbus | Chattahoochee | UST-SLOC-9026194 | 4806-1 | [5 empty] | Permanently Out of Use - historical purposes | Diesel | 1000 | Bare Steel |  | 1899-12-31 | Bare Steel | Safe Suction (Euro)
Fort Moore | Lindsey Creek Pkwy | Columbus | Chattahoochee | UST-SLOC-9026155 | 1622-E | [5 empty] | Removed from Ground | Diesel | 10000 | Bare Steel | 1968-01-01 | 1996-02-22 | Bare Steel | Pressurized
Fort Moore | Lindsey Creek Pkwy | Columbus | Chattahoochee | UST-SLOC-9026197 | 4809-1 | [5 empty] | Permanently Out of Use - historical purposes | Diesel | 1000 | Bare Steel |  | 1899-12-31 | Bare Steel | Safe Suction (Euro)
Fort Moore | Lindsey Creek Pkwy | Columbus | Chattahoochee | UST-SLOC-9026306 | 5304-1 | [5 empty] | Permanently Out of Use - historical purposes | Diesel | 1000 | Bare Steel |  | 1899-12-31 | Bare Steel | Safe Suction (Euro)
Fort Moore | Lindsey Creek Pkwy | Columbus | Chattahoochee | UST-SLOC-9026220 | 4854-1 | [5 empty] | Permanently Out of Use - historical purposes | Diesel | 2000 | Bare Steel |  | 1899-12-31 | Bare Steel | Safe Suction (Euro)
Fort Moore | Lindsey Creek Pkwy | Columbus | Chattahoochee | UST-SLOC-9026155 | 1622-N |  | 1996-05-01 | FALSE | 1996-05-01 | FALSE | Removed from Ground | Gas (Historical Use) | 10000 | Fiberglass Double Walled | 1996-04-01 | 2017-06-21 | Fiberglass Reinforced Plastic | Pressurized
Fort Moore | Lindsey Creek Pkwy | Columbus | Chattahoochee | UST-SLOC-9026363 | 263-1 |  |  | TRUE |  | TRUE | Permanently Out of Use - historical purposes | Used Oil | 500 | Double Walled | 1991-01-01 | 1899-12-31 | Fiberglass Reinforced Plastic | Safe Suction (Euro)
Fort Moore | Lindsey Creek Pkwy | Columbus | Chattahoochee | UST-SLOC-9026211 | 4829-1 | [5 empty] | Permanently Out of Use - historical purposes | Diesel | 2000 | Bare Steel |  | 1899-12-31 | Bare Steel | Safe Suction (Euro)
Fort Moore | Lindsey Creek Pkwy | Columbus | Chattahoochee | UST-SLOC-9026330 | 3817-B | [5 empty] | Permanently Out of Use - historical purposes | Diesel | 275 | Bare Steel |  | 1899-12-31 | Bare Steel | Safe Suction (Euro)
Fort Moore | Lindsey Creek Pkwy | Columbus | Chattahoochee | UST-SLOC-9026151 | 398-A |  |  | TRUE |  | TRUE | Removed from Ground | Used Oil | 77000 | Concrete | 1935-01-01 | 1994-07-15 | Unknown
Fort Moore | Lindsey Creek Pkwy | Columbus | Chattahoochee | UST-SLOC-9026373 | 4020 | [5 empty] | Removed from Ground | Diesel | 2000 | Not Marked/Unknown | 1996-01-01 | 1996-01-01 | Not Marked
Fort Moore | Lindsey Creek Pkwy | Columbus | Chattahoochee | UST-SLOC-9026033 | 386-J | [5 empty] | Removed from Ground | Empty | 25100 | Bare Steel | 1962-01-01 | 1993-07-01 | Bare Steel | Pressurized
Fort Moore | Lindsey Creek Pkwy | Columbus | Chattahoochee | UST-SLOC-9026186 | 4689-1 | [5 empty] | Permanently Out of Use - historical purposes | Diesel | 1000 | Bare Steel |  | 1899-12-31 | Bare Steel | Safe Suction (Euro)
Fort Moore | Lindsey Creek Pkwy | Columbus | Chattahoochee | UST-SLOC-9026033 | 386-E | [5 empty] | Removed from Ground | Empty | 10000 | Bare Steel | 1962-01-01 | 1993-07-01 | Bare Steel | Pressurized
Fort Moore | Lindsey Creek Pkwy | Columbus | Chattahoochee | UST-SLOC-9026033 | 386-K | [5 empty] | Removed from Ground | Hazardous Substance | 25098 | Bare Steel | 1962-01-01 | 1993-07-01 | Bare Steel | Pressurized
Fort Moore | Lindsey Creek Pkwy | Columbus | Chattahoochee | UST-SLOC-9026342 | 9051-B | [5 empty] | Removed from Ground | Gas (Historical Use) | 10000 | Bare Steel | 1970-01-01 | 1996-12-01 | Bare Steel | Pressurized
Fort Moore | Lindsey Creek Pkwy | Columbus | Chattahoochee | UST-SLOC-9026042 | 2841-C |  | 1991-01-01 |  | 1991-01-01 |  | Removed from Ground | Diesel | 10000 | Double Walled | 1991-01-01 | 2008-07-29 | Fiberglass Reinforced Plastic | Pressurized
Fort Moore | Lindsey Creek Pkwy | Columbus | Chattahoochee | UST-SLOC-9026289 | 5272-1 | [5 empty] | Permanently Out of Use - historical purposes | Diesel | 1000 | Bare Steel |  | 1899-12-31 | Bare Steel | Safe Suction (Euro)
Fort Moore | Lindsey Creek Pkwy | Columbus | Chattahoochee | UST-SLOC-9026025 | 2966-1 | [5 empty] | Removed from Ground | Gas (Historical Use) | 2500 | Cathodically Protected Steel | 1986-01-01 | 1991-04-01 | Galvanized Steel | Pressurized
Fort Moore | Lindsey Creek Pkwy | Columbus | Chattahoochee | UST-SLOC-9026269 | 4936-1 | [5 empty] | Permanently Out of Use - historical purposes | Diesel | 2000 | Bare Steel |  | 1899-12-31 | Bare Steel | Safe Suction (Euro)
Fort Moore | Lindsey Creek Pkwy | Columbus | Chattahoochee | UST-SLOC-9026168 | 2843-1 |  |  | TRUE |  | TRUE | Removed from Ground | Used Oil | 750 | Bare Steel | 1974-01-01 | 1998-05-05 | Bare Steel | Gravity Fed
Fort Moore | Lindsey Creek Pkwy | Columbus | Chattahoochee | UST-SLOC-9026305 | 5303-1 | [5 empty] | Permanently Out of Use - historical purposes | Diesel | 1000 | Bare Steel |  | 1899-12-31 | Bare Steel | Safe Suction (Euro)
Fort Moore | Lindsey Creek Pkwy | Columbus | Chattahoochee | UST-SLOC-9026063 | 4031-1 | [5 empty] | Removed from Ground | Diesel | 1000 | Bare Steel | 1996-01-16 | 1996-01-16 | Bare Steel | Safe Suction (Euro)
Fort Moore | Lindsey Creek Pkwy | Columbus | Chattahoochee | UST-SLOC-9026033 | 386-F | [5 empty] | Removed from Ground | Empty | 8500 | Bare Steel | 1962-01-01 | 1993-07-01 | Bare Steel | Pressurized
Fort Moore | Lindsey Creek Pkwy | Columbus | Chattahoochee | UST-SLOC-9026161 | 486-A | [5 empty] | Removed from Ground | Diesel | 0 | Bare Steel | 1992-08-30 | 1992-08-30 | Bare Steel | Pressurized
Fort Moore | Lindsey Creek Pkwy | Columbus | Chattahoochee | UST-SLOC-9026181 | 4615-1 | [5 empty] | Permanently Out of Use - historical purposes | Diesel | 1000 | Bare Steel |  | 1899-12-31 | Bare Steel | Safe Suction (Euro)
Fort Moore | Lindsey Creek Pkwy | Columbus | Chattahoochee | UST-SLOC-9026161 | 486-B | [5 empty] | Removed from Ground | Gas (Historical Use) | 0 | Bare Steel | 1992-08-30 | 1992-08-30 | Bare Steel | Pressurized
Fort Moore | Lindsey Creek Pkwy | Columbus | Chattahoochee | UST-SLOC-9026171 | 4508-1 | [5 empty] | Permanently Out of Use - historical purposes | Diesel | 1000 | Bare Steel |  | 1899-12-31 | Bare Steel | Safe Suction (Euro)
Fort Moore | Lindsey Creek Pkwy | Columbus | Chattahoochee | UST-SLOC-9026006 | 3250-1 | [5 empty] | Removed from Ground | Diesel | 1000 | Bare Steel | 1995-01-18 | 1995-01-18 | Bare Steel | Safe Suction (Euro)
Fort Moore | Lindsey Creek Pkwy | Columbus | Chattahoochee | UST-SLOC-9026053 | 9111-E |  |  | TRUE | 1995-10-01 | TRUE | Removed from Ground | Used Oil | 1000 | Double Walled | 1995-09-01 | 1995-09-01 | Fiberglass Reinforced Plastic | Gravity Fed
Fort Moore | Lindsey Creek Pkwy | Columbus | Chattahoochee | UST-SLOC-9026374 | 4015 | [5 empty] | Removed from Ground | Diesel | 2000 | Not Marked/Unknown | 1996-01-01 | 1996-01-01 | Not Marked
Fort Moore | Lindsey Creek Pkwy | Columbus | Chattahoochee | UST-SLOC-9026262 | 4927-1 | [5 empty] | Permanently Out of Use - historical purposes | Diesel | 2000 | Bare Steel |  | 1899-12-31 | Bare Steel | Safe Suction (Euro)
Fort Moore | Lindsey Creek Pkwy | Columbus | Chattahoochee | UST-SLOC-9026162 | 10800-A | [5 empty] | Removed from Ground | Other | 8000 | Bare Steel | 1958-01-01 | 1899-12-31 | Bare Steel | Pressurized
Fort Moore | Lindsey Creek Pkwy | Columbus | Chattahoochee | UST-SLOC-9026089 | 4018-1 |  |  | FALSE |  | FALSE | Removed from Ground | Diesel | 1000 | Bare Steel |  |  | Bare Steel | Safe Suction (Euro)
Fort Moore | Lindsey Creek Pkwy | Columbus | Chattahoochee | UST-SLOC-9026232 | 4870-1 | [5 empty] | Permanently Out of Use - historical purposes | Diesel | 2000 | Bare Steel |  | 1899-12-31 | Bare Steel | Safe Suction (Euro)
Fort Moore | Lindsey Creek Pkwy | Columbus | Chattahoochee | UST-SLOC-9026271 | 4938-1 | [5 empty] | Permanently Out of Use - historical purposes | Diesel | 1000 | Bare Steel |  | 1899-12-31 | Bare Steel | Safe Suction (Euro)
Fort Moore | Lindsey Creek Pkwy | Columbus | Chattahoochee | UST-SLOC-9026274 | 4947-1 | [5 empty] | Permanently Out of Use - historical purposes | Diesel | 1000 | Bare Steel |  | 1899-12-31 | Bare Steel | Safe Suction (Euro)
Fort Moore | Lindsey Creek Pkwy | Columbus | Chattahoochee | UST-SLOC-9026342 | 9051-A | [5 empty] | Removed from Ground | Gas (Historical Use) | 10000 | Bare Steel | 1970-01-01 | 1996-12-01 | Bare Steel | Pressurized
Fort Moore | Lindsey Creek Pkwy | Columbus | Chattahoochee | UST-SLOC-9026234 | 4872-1 | [5 empty] | Permanently Out of Use - historical purposes | Diesel | 2000 | Bare Steel |  | 1899-12-31 | Bare Steel | Safe Suction (Euro)
Fort Moore | Lindsey Creek Pkwy | Columbus | Chattahoochee | UST-SLOC-9026346 | 9620-A |  |  | TRUE |  | TRUE | Removed from Ground | Used Oil | 2000 | Bare Steel | 1983-01-01 | 1995-06-08 | Bare Steel | Gravity Fed
Fort Moore | Lindsey Creek Pkwy | Columbus | Chattahoochee | UST-SLOC-9026079 | 4004-1 | [5 empty] | Removed from Ground | Diesel | 2000 | Bare Steel | 1995-12-01 | 1995-12-01 | Bare Steel | Safe Suction (Euro)
Fort Moore | Lindsey Creek Pkwy | Columbus | Chattahoochee | UST-SLOC-9026138 | 4455-1 |  |  | FALSE |  | FALSE | Removed from Ground | Diesel | 1000 | Bare Steel |  |  | Bare Steel | Safe Suction (Euro)
Fort Moore | Lindsey Creek Pkwy | Columbus | Chattahoochee | UST-SLOC-9026146 | 4497-1 | [5 empty] | Permanently Out of Use - historical purposes | Diesel | 2000 | Bare Steel |  | 1899-12-31 | Bare Steel | Safe Suction (Euro)
Fort Moore | Lindsey Creek Pkwy | Columbus | Chattahoochee | UST-SLOC-9026160 | 4546-D | [5 empty] | Removed from Ground | Gas (Historical Use) | 1 | Bare Steel |  | 1899-12-31 | Bare Steel | Pressurized
Fort Moore | Lindsey Creek Pkwy | Columbus | Chattahoochee | UST-SLOC-9000140 | 9233-C | [5 empty] | Removed from Ground | Gas (Historical Use) | 10000 | Bare Steel | 1974-01-01 | 1995-02-01 | Bare Steel | Pressurized
Fort Moore | Lindsey Creek Pkwy | Columbus | Chattahoochee | UST-SLOC-9026283 | 5260-1 | [5 empty] | Permanently Out of Use - historical purposes | Diesel | 1000 | Bare Steel |  | 1899-12-31 | Bare Steel | Safe Suction (Euro)
Fort Moore | Lindsey Creek Pkwy | Columbus | Chattahoochee | UST-SLOC-9026123 | 4138-1 | [5 empty] | Removed from Ground | Diesel | 1000 | Bare Steel | 1996-07-01 | 1996-07-01 | Bare Steel | Safe Suction (Euro)
Fort Moore | Lindsey Creek Pkwy | Columbus | Chattahoochee | UST-SLOC-9026277 | 4954-1 | [5 empty] | Permanently Out of Use - historical purposes | Diesel | 1000 | Bare Steel |  | 1899-12-31 | Bare Steel | Safe Suction (Euro)
Fort Moore | Lindsey Creek Pkwy | Columbus | Chattahoochee | UST-SLOC-9026184 | 4635-1 |  |  | FALSE |  | FALSE | Removed from Ground | Diesel | 1000 | Bare Steel |  |  | Bare Steel | Safe Suction (Euro)
Fort Moore | Lindsey Creek Pkwy | Columbus | Chattahoochee | UST-SLOC-9026142 | 4491-1 | [5 empty] | Permanently Out of Use - historical purposes | Diesel | 5000 | Bare Steel |  | 1899-12-31 | Bare Steel | Safe Suction (Euro)
Fort Moore | Lindsey Creek Pkwy | Columbus | Chattahoochee | UST-SLOC-9026053 | 9111-C |  |  | TRUE |  | TRUE | Removed from Ground | Used Oil | 1000 | Bare Steel | 1995-09-25 | 1995-09-25 | Bare Steel | Gravity Fed
Fort Moore | Lindsey Creek Pkwy | Columbus | Chattahoochee | UST-SLOC-9026114 | 4124-1 | [5 empty] | Permanently Out of Use - historical purposes | Diesel | 1000 | Bare Steel |  | 1899-12-31 | Bare Steel | Safe Suction (Euro)
Fort Moore | Lindsey Creek Pkwy | Columbus | Chattahoochee | UST-SLOC-9026070 | 3081-1 | [5 empty] | Permanently Out of Use - historical purposes | Diesel | 1000 | Bare Steel |  | 1899-12-31 | Bare Steel | Safe Suction (Euro)
Fort Moore | Lindsey Creek Pkwy | Columbus | Chattahoochee | UST-SLOC-9026032 | 377-1 |  |  | FALSE |  | FALSE | Removed from Ground | Diesel | 16000 | Bare Steel |  |  | Bare Steel | Safe Suction (Euro)
Fort Moore | Lindsey Creek Pkwy | Columbus | Chattahoochee | UST-SLOC-9026238 | 4876-1 | [5 empty] | Permanently Out of Use - historical purposes | Diesel | 2000 | Bare Steel |  | 1899-12-31 | Bare Steel | Safe Suction (Euro)
Fort Moore | Lindsey Creek Pkwy | Columbus | Chattahoochee | UST-SLOC-9026033 | 386-H | [5 empty] | Removed from Ground | Empty | 11750 | Bare Steel | 1962-01-01 | 1993-07-01 | Bare Steel | Pressurized
Fort Moore | Lindsey Creek Pkwy | Columbus | Chattahoochee | UST-SLOC-9026225 | 4859-1 | [5 empty] | Permanently Out of Use - historical purposes | Diesel | 2000 | Bare Steel |  | 1899-12-31 | Bare Steel | Safe Suction (Euro)
Fort Moore | Lindsey Creek Pkwy | Columbus | Chattahoochee | UST-SLOC-9026159 | 239-B | [5 empty] | Removed from Ground | Other | 10000 | Bare Steel | 1966-01-01 | 1992-08-25 | Bare Steel | Pressurized
Fort Moore | Lindsey Creek Pkwy | Columbus | Chattahoochee | UST-SLOC-9026153 | 9115 | [5 empty] | Currently in Use | Other | 2000 | Composite | 1992-07-15 |  | Not Marked | Gravity Fed
Fort Moore | Lindsey Creek Pkwy | Columbus | Chattahoochee | UST-SLOC-9026031 | 2492-1 | [5 empty] | Removed from Ground | Diesel | 4000 | Bare Steel | 2001-07-09 | 2001-07-09 | Bare Steel | Safe Suction (Euro)
Fort Moore | Lindsey Creek Pkwy | Columbus | Chattahoochee | UST-SLOC-9026332 | 4509-1 | [5 empty] | Permanently Out of Use - historical purposes | Diesel | 500 | Bare Steel |  | 1899-12-31 | Bare Steel | Safe Suction (Euro)
Fort Moore | Lindsey Creek Pkwy | Columbus | Chattahoochee | UST-SLOC-9026200 | 4812-1 | [5 empty] | Permanently Out of Use - historical purposes | Diesel | 2000 | Bare Steel |  | 1899-12-31 | Bare Steel | Safe Suction (Euro)
Fort Moore | Lindsey Creek Pkwy | Columbus | Chattahoochee | UST-SLOC-9026235 | 4873-1 | [5 empty] | Permanently Out of Use - historical purposes | Diesel | 2000 | Bare Steel |  | 1899-12-31 | Bare Steel | Safe Suction (Euro)
Fort Moore | Lindsey Creek Pkwy | Columbus | Chattahoochee | UST-SLOC-9026011 | 9029-D | [5 empty] | Currently in Use | Diesel | 17000 | Bare Steel |  |  | Bare Steel | Safe Suction (Euro)
Fort Moore | Lindsey Creek Pkwy | Columbus | Chattahoochee | UST-SLOC-9026130 | 4303-A | [5 empty] | Removed from Ground | Diesel | 3000 | Bare Steel | 1995-01-01 | 1995-01-01 | Bare Steel | Safe Suction (Euro)
Fort Moore | Lindsey Creek Pkwy | Columbus | Chattahoochee | UST-SLOC-9026033 | 386-B | [5 empty] | Removed from Ground | Empty | 9870 | Bare Steel | 1962-01-01 | 1993-07-01 | Bare Steel | Pressurized
Fort Moore | Lindsey Creek Pkwy | Columbus | Chattahoochee | UST-SLOC-9026068 | 3003-1 |  |  | FALSE |  | FALSE | Removed from Ground | Diesel | 1000 | Bare Steel |  |  | Bare Steel | Safe Suction (Euro)
Fort Moore | Lindsey Creek Pkwy | Columbus | Chattahoochee | UST-SLOC-9026080 | 4006-1 | [5 empty] | Removed from Ground | Diesel | 2000 | Bare Steel | 1995-12-01 | 1995-12-01 | Bare Steel | Safe Suction (Euro)
Fort Moore | Lindsey Creek Pkwy | Columbus | Chattahoochee | UST-SLOC-9026065 | 4841-1 | [5 empty] | Removed from Ground | Diesel | 500 | Bare Steel |  | 1899-12-31 | Bare Steel | Safe Suction (Euro)
Fort Moore | Lindsey Creek Pkwy | Columbus | Chattahoochee | UST-SLOC-9026214 | 4844-1 | [5 empty] | Permanently Out of Use - historical purposes | Diesel | 2000 | Bare Steel |  | 1899-12-31 | Bare Steel | Safe Suction (Euro)
Fort Moore | Lindsey Creek Pkwy | Columbus | Chattahoochee | UST-SLOC-9026218 | 4852-1 | [5 empty] | Permanently Out of Use - historical purposes | Diesel | 2000 | Bare Steel |  | 1899-12-31 | Bare Steel | Safe Suction (Euro)
Fort Moore | Lindsey Creek Pkwy | Columbus | Chattahoochee | UST-SLOC-9026231 | 4869-1 | [5 empty] | Permanently Out of Use - historical purposes | Diesel | 2000 | Bare Steel |  | 1899-12-31 | Bare Steel | Safe Suction (Euro)
Fort Moore | Lindsey Creek Pkwy | Columbus | Chattahoochee | UST-SLOC-9026006 | 3250-B | [5 empty] | Currently in Use | Diesel | 50000 | Bare Steel |  |  | Bare Steel | Safe Suction (Euro)
Fort Moore | Lindsey Creek Pkwy | Columbus | Chattahoochee | UST-SLOC-9026370 | 4029 | [5 empty] | Removed from Ground | Diesel | 2000 | Not Marked/Unknown | 1996-01-01 | 1996-01-01 | Not Marked
Fort Moore | Lindsey Creek Pkwy | Columbus | Chattahoochee | UST-SLOC-9026165 | 5500-1 |  |  | FALSE |  | FALSE | Removed from Ground | Diesel | 1000 | Bare Steel | 1983-01-01 |  | Bare Steel | Pressurized
Fort Moore | Lindsey Creek Pkwy | Columbus | Chattahoochee | UST-SLOC-9026140 | 4476-1 |  |  | FALSE |  | FALSE | Removed from Ground | Diesel | 1000 | Bare Steel |  |  | Bare Steel | Safe Suction (Euro)
Fort Moore | Lindsey Creek Pkwy | Columbus | Chattahoochee | UST-SLOC-9026162 | 10800-B | [5 empty] | Removed from Ground | Other | 8000 | Bare Steel | 1958-01-01 | 1899-12-31 | Bare Steel | Pressurized
Fort Moore | Lindsey Creek Pkwy | Columbus | Chattahoochee | UST-SLOC-9026033 | 386-A | [5 empty] | Removed from Ground | Empty | 10325 | Bare Steel | 1962-01-01 | 1993-07-01 | Bare Steel | Pressurized
Fort Moore | Lindsey Creek Pkwy | Columbus | Chattahoochee | UST-SLOC-9026043 | 2855-A | [5 empty] | Removed from Ground | Diesel | 2000 | Bare Steel |  | 1899-12-31 | Bare Steel | Safe Suction (Euro)
Fort Moore | Lindsey Creek Pkwy | Columbus | Chattahoochee | UST-SLOC-9026346 | 9620-B |  |  | TRUE |  | TRUE | Removed from Ground | Used Oil | 1000 | Bare Steel | 1983-01-01 | 1995-06-08 | Bare Steel | Gravity Fed
Fort Moore | Lindsey Creek Pkwy | Columbus | Chattahoochee | UST-SLOC-9026202 | 4818-1 | [5 empty] | Permanently Out of Use - historical purposes | Diesel | 2000 | Bare Steel |  | 1899-12-31 | Bare Steel | Safe Suction (Euro)
Fort Moore | Lindsey Creek Pkwy | Columbus | Chattahoochee | UST-SLOC-9026241 | 4880-1 | [5 empty] | Permanently Out of Use - historical purposes | Diesel | 2000 | Bare Steel |  | 1899-12-31 | Bare Steel | Safe Suction (Euro)
Fort Moore | Lindsey Creek Pkwy | Columbus | Chattahoochee | UST-SLOC-9026273 | 4946-1 | [5 empty] | Permanently Out of Use - historical purposes | Diesel | 1000 | Bare Steel |  | 1899-12-31 | Bare Steel | Safe Suction (Euro)
Fort Moore | Lindsey Creek Pkwy | Columbus | Chattahoochee | UST-SLOC-9026155 | 1622-K |  | 1996-05-01 | FALSE | 1996-05-01 | FALSE | Removed from Ground | Gas (Historical Use) | 10000 | Fiberglass Double Walled | 1996-04-01 | 2017-06-21 | Fiberglass Reinforced Plastic | Pressurized
Fort Moore | Lindsey Creek Pkwy | Columbus | Chattahoochee | UST-SLOC-9026267 | 4934-1 | [5 empty] | Permanently Out of Use - historical purposes | Diesel | 1000 | Bare Steel |  | 1899-12-31 | Bare Steel | Safe Suction (Euro)
Fort Moore | Lindsey Creek Pkwy | Columbus | Chattahoochee | UST-SLOC-9026213 | 4835-1 | [5 empty] | Permanently Out of Use - historical purposes | Diesel | 1000 | Bare Steel |  | 1899-12-31 | Bare Steel | Safe Suction (Euro)
Fort Moore | Lindsey Creek Pkwy | Columbus | Chattahoochee | UST-SLOC-9026279 | 5014-1 | [5 empty] | Permanently Out of Use - historical purposes | Diesel | 1000 | Bare Steel |  | 1899-12-31 | Bare Steel | Safe Suction (Euro)
Fort Moore | Lindsey Creek Pkwy | Columbus | Chattahoochee | UST-SLOC-9026316 | 5365-1 | [5 empty] | Permanently Out of Use - historical purposes | Diesel | 2000 | Bare Steel |  | 1899-12-31 | Bare Steel | Safe Suction (Euro)
Fort Moore | Lindsey Creek Pkwy | Columbus | Chattahoochee | UST-SLOC-9026066 | 3553-F |  | 2011-06-15 | FALSE | 2011-06-15 | FALSE | Currently in Use | Diesel | 10000 | Fiberglass Double Walled | 2011-06-15 |  | Double-Walled Fiberglass
Fort Moore | Lindsey Creek Pkwy | Columbus | Chattahoochee | UST-SLOC-9026069 | 3004-1 |  |  | FALSE |  | FALSE | Removed from Ground | Diesel | 1000 | Bare Steel |  |  | Bare Steel | Safe Suction (Euro)
Fort Moore | Lindsey Creek Pkwy | Columbus | Chattahoochee | UST-SLOC-9026245 | 4905-1 | [5 empty] | Permanently Out of Use - historical purposes | Diesel | 2000 | Bare Steel |  | 1899-12-31 | Bare Steel | Safe Suction (Euro)
Fort Moore | Lindsey Creek Pkwy | Columbus | Chattahoochee | UST-SLOC-9026242 | 4902-1 | [5 empty] | Permanently Out of Use - historical purposes | Diesel | 2000 | Bare Steel |  | 1899-12-31 | Bare Steel | Safe Suction (Euro)
Fort Moore | Lindsey Creek Pkwy | Columbus | Chattahoochee | UST-SLOC-9026251 | 4911-1 | [5 empty] | Permanently Out of Use - historical purposes | Diesel | 2000 | Bare Steel |  | 1899-12-31 | Bare Steel | Safe Suction (Euro)
Fort Moore | Lindsey Creek Pkwy | Columbus | Chattahoochee | UST-SLOC-9026363 | 263-3 |  |  | TRUE |  | TRUE | Removed from Ground | Other | 1000 | Double Walled | 1991-01-01 | 1998-09-15 | Fiberglass Reinforced Plastic | Safe Suction (Euro)
Fort Moore | Lindsey Creek Pkwy | Columbus | Chattahoochee | UST-SLOC-9026381 | 15E |  |  | TRUE |  | TRUE | Removed from Ground | Used Oil | 1000 | Bare Steel | 1996-05-01 | 1996-05-01 | Unknown | Gravity Fed
Fort Moore | Lindsey Creek Pkwy | Columbus | Chattahoochee | UST-SLOC-9026026 | 2920-B | [5 empty] | Removed from Ground | Gas (Historical Use) | 5000 | Bare Steel | 1981-01-01 | 1991-01-01 | Bare Steel | Pressurized
Fort Moore | Lindsey Creek Pkwy | Columbus | Chattahoochee | UST-SLOC-9026358 | 9093-3 |  | 1995-05-01 | TRUE | 1995-05-01 |  | Temporarily out of use | Jet Fuel | 2500 | Fiberglass Double Walled | 1995-05-01 |  | Fiberglass Reinforced Plastic | Pressurized
Fort Moore | Lindsey Creek Pkwy | Columbus | Chattahoochee | UST-SLOC-10001814 | 3 |  |  | FALSE |  | FALSE | Removed from Ground | Diesel | 1000 | Unknown | 2009-10-17 | 2009-10-17
Fort Moore | Lindsey Creek Pkwy | Columbus | Chattahoochee | UST-SLOC-9026100 | 4091-1 | [5 empty] | Permanently Out of Use - historical purposes | Diesel | 1000 | Bare Steel |  | 1899-12-31 | Bare Steel | Safe Suction (Euro)
Fort Moore | Lindsey Creek Pkwy | Columbus | Chattahoochee | UST-SLOC-9026145 | 4496-1 | [5 empty] | Removed from Ground | Diesel | 2000 | Bare Steel | 1996-04-01 | 1996-04-01 | Bare Steel | Safe Suction (Euro)
Fort Moore | Lindsey Creek Pkwy | Columbus | Chattahoochee | UST-SLOC-9026043 | 2855-F/AST | [5 empty] | Currently in Use | Other | 500 | Bare Steel |  |  | Bare Steel | Safe Suction (Euro)
Fort Moore | Lindsey Creek Pkwy | Columbus | Chattahoochee | UST-SLOC-9026320 | 5375-1 | [5 empty] | Permanently Out of Use - historical purposes | Diesel | 1000 | Bare Steel |  | 1899-12-31 | Bare Steel | Safe Suction (Euro)
Fort Moore | Lindsey Creek Pkwy | Columbus | Chattahoochee | UST-SLOC-9026314 | 5363-1 | [5 empty] | Permanently Out of Use - historical purposes | Diesel | 2000 | Bare Steel |  | 1899-12-31 | Bare Steel | Safe Suction (Euro)
Fort Moore | Lindsey Creek Pkwy | Columbus | Chattahoochee | UST-SLOC-9026345 | 9136 A |  | 1995-09-08 | TRUE | 1995-09-08 | TRUE | Removed from Ground | Used Oil | 2086 | Fiberglass Double Walled | 1995-08-08 |  | Double-Walled Fiberglass | Gravity Fed
Fort Moore | Lindsey Creek Pkwy | Columbus | Chattahoochee | UST-SLOC-9026358 | 9093-1 |  | 1995-05-01 | TRUE | 1995-05-01 |  | Temporarily out of use | Jet Fuel | 20000 | Fiberglass Double Walled | 1995-05-01 |  | Double-Walled Fiberglass | Pressurized
Fort Moore | Lindsey Creek Pkwy | Columbus | Chattahoochee | UST-SLOC-9026385 | 484 |  | 1997-07-01 | TRUE | 1997-07-01 | TRUE | Temporarily out of use | Used Oil | 2000 | Fiberglass Double Walled | 1997-07-01 |  | Fiberglass Reinforced Plastic | Gravity Fed
Fort Moore | Lindsey Creek Pkwy | Columbus | Chattahoochee | UST-SLOC-10002238 | 1B | Flapper Valve | 2013-07-01 | FALSE | 2013-03-12 | FALSE | Currently in Use | Premium | 10000 | Fiberglass Double Walled | 2013-01-25 |  | Double-Walled Fiberglass | Pressurized
Fort Moore | Lindsey Creek Pkwy | Columbus | Chattahoochee | UST-SLOC-9026166 | 9620-B |  |  | TRUE |  | TRUE | Removed from Ground | Used Oil | 2500 | Not Marked/Unknown | 1995-06-01 | 1995-06-01 | Not Marked
Fort Moore | Lindsey Creek Pkwy | Columbus | Chattahoochee | UST-SLOC-9026386 | 9111-A |  |  | TRUE |  | TRUE | Removed from Ground | Used Oil | 2000 | Bare Steel | 1995-06-01 | 1995-06-01 | Bare Steel | Gravity Fed
Fort Moore | Lindsey Creek Pkwy | Columbus | Chattahoochee | UST-SLOC-9026162 | 10800-D | [5 empty] | Removed from Ground | Other | 8000 | Bare Steel | 1958-01-01 | 1899-12-31 | Bare Steel | Pressurized
Fort Moore | Lindsey Creek Pkwy | Columbus | Chattahoochee | UST-SLOC-9026230 | 4868-1 | [5 empty] | Permanently Out of Use - historical purposes | Diesel | 2000 | Bare Steel |  | 1899-12-31 | Bare Steel | Safe Suction (Euro)
Fort Moore | Lindsey Creek Pkwy | Columbus | Chattahoochee | UST-SLOC-9026027 | 2404-B | [5 empty] | Permanently Out of Use - historical purposes | Diesel | 30000 | Bare Steel |  | 1899-12-31 | Bare Steel | Safe Suction (Euro)
Fort Moore | Lindsey Creek Pkwy | Columbus | Chattahoochee | UST-SLOC-9026150 | 4504-1 | [5 empty] | Permanently Out of Use - historical purposes | Diesel | 1000 | Bare Steel |  | 1899-12-31 | Bare Steel | Safe Suction (Euro)
Fort Moore | Lindsey Creek Pkwy | Columbus | Chattahoochee | UST-SLOC-9026147 | 4501-1 | [5 empty] | Permanently Out of Use - historical purposes | Diesel | 1000 | Bare Steel |  | 1899-12-31 | Bare Steel | Safe Suction (Euro)
Fort Moore | Lindsey Creek Pkwy | Columbus | Chattahoochee | UST-SLOC-9026054 | 9097-D |  | 1995-05-01 | TRUE | 1998-05-01 | TRUE | Temporarily out of use | Used Oil | 1000 | Fiberglass Double Walled | 1998-05-01 |  | Fiberglass Reinforced Plastic | Gravity Fed
Fort Moore | Lindsey Creek Pkwy | Columbus | Chattahoochee | UST-SLOC-9026381 | 15C |  |  | TRUE |  | TRUE | Removed from Ground | Used Oil | 1000 | Bare Steel | 1996-05-01 | 1996-05-01 | Unknown | Gravity Fed
Fort Moore | Lindsey Creek Pkwy | Columbus | Chattahoochee | UST-SLOC-9026351 | 9087-C |  |  | TRUE |  | TRUE | Removed from Ground | Used Oil | 2000 | Double Walled | 1995-05-01 | 1995-05-01 | Fiberglass Reinforced Plastic | Gravity Fed
Fort Moore | Lindsey Creek Pkwy | Columbus | Chattahoochee | UST-SLOC-10002238 | 2 | Flapper Valve | 2013-07-01 | FALSE | 2013-03-12 | FALSE | Currently in Use | Regular | 15000 | Fiberglass Double Walled | 2013-01-25 |  | Double-Walled Fiberglass | Pressurized
Fort Moore | Lindsey Creek Pkwy | Columbus | Chattahoochee | UST-SLOC-9026038 | 2774-B | [5 empty] | Removed from Ground | Gas (Historical Use) | 10000 | Bare Steel | 1954-01-01 | 1988-11-01 | Bare Steel | Pressurized
Fort Moore | Lindsey Creek Pkwy | Columbus | Chattahoochee | UST-SLOC-9026009 | 301-F | [5 empty] | Removed from Ground | Diesel | 1200 | Bare Steel |  | 1899-12-31 | Bare Steel | Safe Suction (Euro)
Fort Moore | Lindsey Creek Pkwy | Columbus | Chattahoochee | UST-SLOC-9026223 | 4857-1 | [5 empty] | Permanently Out of Use - historical purposes | Diesel | 2000 | Bare Steel |  | 1899-12-31 | Bare Steel | Safe Suction (Euro)
Fort Moore | Lindsey Creek Pkwy | Columbus | Chattahoochee | UST-SLOC-9026268 | 4935-1 | [5 empty] | Permanently Out of Use - historical purposes | Diesel | 2000 | Bare Steel |  | 1899-12-31 | Bare Steel | Safe Suction (Euro)
Fort Moore | Lindsey Creek Pkwy | Columbus | Chattahoochee | UST-SLOC-9026008 | 1146-2 |  | 1998-04-01 |  | 1998-04-01 |  | Removed from Ground | Other | 1000 | Fiberglass Double Walled | 1998-04-01 | 2011-01-01 | Double-Walled Fiberglass | Suction (American)
Fort Moore | Lindsey Creek Pkwy | Columbus | Chattahoochee | UST-SLOC-9026128 | 4150-1 | [5 empty] | Removed from Ground | Diesel | 1000 | Bare Steel | 1996-08-01 | 1996-08-01 | Bare Steel | Safe Suction (Euro)
Fort Moore | Lindsey Creek Pkwy | Columbus | Chattahoochee | UST-SLOC-9026054 | 9097-B |  |  | TRUE |  | TRUE | Removed from Ground | Used Oil | 1000 | Bare Steel | 1995-02-07 | 1995-02-07 | Bare Steel | Gravity Fed
Fort Moore | Lindsey Creek Pkwy | Columbus | Chattahoochee | UST-SLOC-9026385 | 481 |  | 1997-07-01 | TRUE | 1997-07-01 | TRUE | Temporarily out of use | Used Oil | 1000 | Fiberglass Double Walled | 1997-07-01 |  | Fiberglass Reinforced Plastic | Gravity Fed
Fort Moore | Lindsey Creek Pkwy | Columbus | Chattahoochee | UST-SLOC-9026358 | 9082-C | [5 empty] | Removed from Ground | Gas (Historical Use) | 10000 | Bare Steel | 1960-01-07 | 1987-03-01 | Bare Steel | Pressurized
Fort Moore | Lindsey Creek Pkwy | Columbus | Chattahoochee | UST-SLOC-9026009 | 301-D | [5 empty] | Removed from Ground | Other | 25000 | Bare Steel | 1950-01-01 | 1993-09-24 | Bare Steel | Pressurized
Fort Moore | Lindsey Creek Pkwy | Columbus | Chattahoochee | UST-SLOC-9026010 | 6056-1 | [5 empty] | Removed from Ground | Other | 600 | Bare Steel | 1998-06-29 | 1998-06-29 | Bare Steel | Safe Suction (Euro)
Fort Moore | Lindsey Creek Pkwy | Columbus | Chattahoochee | UST-SLOC-9093044 | 0020-2 | Ball Float | 1996-06-01 |  | 1996-06-01 |  | Currently in Use | Jet Fuel | 3000 | Fiberglass Double Walled | 1996-06-20 |  | Double-Walled Fiberglass | Pressurized
Fort Moore | Lindsey Creek Pkwy | Columbus | Chattahoochee | UST-SLOC-9026375 | 1 |  |  | FALSE |  | FALSE | Removed from Ground | Diesel | 35000 |  |  | 1899-12-31
Fort Moore | Lindsey Creek Pkwy | Columbus | Chattahoochee | UST-SLOC-9026098 | 4035-1 | [5 empty] | Permanently Out of Use - historical purposes | Diesel | 2000 | Bare Steel |  | 1899-12-31 | Bare Steel | Safe Suction (Euro)
Fort Moore | Lindsey Creek Pkwy | Columbus | Chattahoochee | UST-SLOC-9026133 | 4315-1 |  |  | FALSE |  | FALSE | Removed from Ground | Diesel | 1000 | Bare Steel |  |  | Bare Steel | Safe Suction (Euro)
Fort Moore | Lindsey Creek Pkwy | Columbus | Chattahoochee | UST-SLOC-9026224 | 4858-1 | [5 empty] | Permanently Out of Use - historical purposes | Diesel | 1000 | Bare Steel |  | 1899-12-31 | Bare Steel | Safe Suction (Euro)
Fort Moore | Lindsey Creek Pkwy | Columbus | Chattahoochee | UST-SLOC-9026047 | 9031-B | [5 empty] | Removed from Ground | Gas (Historical Use) | 10000 | Bare Steel | 1957-01-01 | 1994-12-01 | Bare Steel | Pressurized
Fort Moore | Lindsey Creek Pkwy | Columbus | Chattahoochee | UST-SLOC-9026349 | 9104-A |  | 2016-03-23 | TRUE | 1989-01-01 | TRUE | Temporarily out of use | Used Oil | 620 | Fiberglass Double Walled | 1989-09-01 |  | Fiberglass Reinforced Plastic | Gravity Fed
Fort Moore | Lindsey Creek Pkwy | Columbus | Chattahoochee | UST-SLOC-9026364 | 9128A |  |  | TRUE |  | TRUE | Removed from Ground | Used Oil | 1000 | Double Walled | 1997-08-18 | 1997-08-18 | Fiberglass Reinforced Plastic | Safe Suction (Euro)
Fort Moore | Lindsey Creek Pkwy | Columbus | Chattahoochee | UST-SLOC-9026040 | 1260-A | [5 empty] | Removed from Ground | Gas (Historical Use) | 24211 | Bare Steel | 1941-01-01 | 1995-12-01 | Bare Steel | Pressurized
Fort Moore | Lindsey Creek Pkwy | Columbus | Chattahoochee | UST-SLOC-9026038 | 2774-C | [5 empty] | Removed from Ground | Diesel | 10000 | Bare Steel | 1954-01-01 | 1899-12-31 | Bare Steel | Pressurized
Fort Moore | Lindsey Creek Pkwy | Columbus | Chattahoochee | UST-SLOC-9026358 | 9093-A | [5 empty] | Removed from Ground | Diesel | 20000 | Double Walled | 1987-03-01 | 1995-03-01 | Fiberglass Reinforced Plastic | Pressurized
Fort Moore | Lindsey Creek Pkwy | Columbus | Chattahoochee | UST-SLOC-9026152 | 9122-1 | [5 empty] | Currently in Use | Other | 2000 | Composite | 1993-09-23 |  | Not Marked | Gravity Fed
Fort Moore | Lindsey Creek Pkwy | Columbus | Chattahoochee | UST-SLOC-9026282 | 5084-1 |  |  | FALSE |  | FALSE | Removed from Ground | Diesel | 2500 | Bare Steel |  |  | Bare Steel | Safe Suction (Euro)
Fort Moore | Lindsey Creek Pkwy | Columbus | Chattahoochee | UST-SLOC-9026243 | 4903-1 | [5 empty] | Permanently Out of Use - historical purposes | Diesel | 2000 | Bare Steel |  | 1899-12-31 | Bare Steel | Safe Suction (Euro)
Fort Moore | Lindsey Creek Pkwy | Columbus | Chattahoochee | UST-SLOC-9026052 | 2 |  |  | TRUE |  | TRUE | Removed from Ground | Used Oil | 1000 | Bare Steel | 1997-01-22 | 1997-01-22 | Bare Steel | Gravity Fed
Fort Moore | Lindsey Creek Pkwy | Columbus | Chattahoochee | UST-SLOC-9026020 | 479-2 |  | 1998-04-22 |  | 1998-04-22 |  | Currently in Use | Diesel | 1000 | Fiberglass Double Walled | 1998-04-22 |  | Fiberglass Reinforced Plastic | Suction (American)
Fort Moore | Lindsey Creek Pkwy | Columbus | Chattahoochee | UST-SLOC-10002287 | 3 | Flapper Valve | 2013-11-01 | FALSE | 2014-01-15 | FALSE | Currently in Use | Premium | 14000 | Fiberglass Double Walled | 2013-10-14 |  | Double-Walled Fiberglass | Pressurized
Fort Moore | Lindsey Creek Pkwy | Columbus | Chattahoochee | UST-SLOC-9026048 | 9060-A | [5 empty] | Removed from Ground | Gas (Historical Use) | 12000 | Bare Steel | 1991-08-01 | 1991-08-01 | Galvanized Steel | Pressurized
Fort Moore | Lindsey Creek Pkwy | Columbus | Chattahoochee | UST-SLOC-10002230 | 2 | Flapper Valve | 2012-04-10 | FALSE | 2012-04-10 | FALSE | Currently in Use | Diesel | 25000 | Fiberglass Double Walled | 2011-11-22 |  | Double-Walled Fiberglass | Pressurized
Fort Moore | Lindsey Creek Pkwy | Columbus | Chattahoochee | UST-SLOC-9026313 | 5360-1 | [5 empty] | Permanently Out of Use - historical purposes | Diesel | 2000 | Bare Steel |  | 1899-12-31 | Bare Steel | Safe Suction (Euro)
Fort Moore | Lindsey Creek Pkwy | Columbus | Chattahoochee | UST-SLOC-9026156 | 4217-1 |  | 1991-01-01 | FALSE | 1991-01-01 | FALSE | Removed from Ground |  | 10000 | Fiberglass Double Walled | 2014-07-25 | 2017-01-23 | Double-Walled Fiberglass | Pressurized
Fort Moore | Lindsey Creek Pkwy | Columbus | Chattahoochee | UST-SLOC-9026351 | 9087-B |  | 1995-06-01 | TRUE | 1995-06-01 | TRUE | Temporarily out of use | Used Oil | 2500 | Fiberglass Double Walled | 1995-07-01 |  | Fiberglass Reinforced Plastic | Gravity Fed
Fort Moore | Lindsey Creek Pkwy | Columbus | Chattahoochee | UST-SLOC-9026026 | 2920-E |  |  | TRUE |  | TRUE | Removed from Ground | Used Oil | 2000 | Bare Steel | 1995-11-01 | 1995-11-01 | Bare Steel | Gravity Fed
Fort Moore | Lindsey Creek Pkwy | Columbus | Chattahoochee | UST-SLOC-9026038 | 2774-A | [5 empty] | Removed from Ground | Gas (Historical Use) | 10000 | Bare Steel | 1954-01-01 | 1899-12-31 | Bare Steel | Pressurized
Fort Moore | Lindsey Creek Pkwy | Columbus | Chattahoochee | UST-SLOC-9026345 | 9619-B | [5 empty] | Removed from Ground | Other | 500 | Bare Steel | 1983-01-01 | 1995-07-12 | Galvanized Steel | Gravity Fed
Fort Moore | Lindsey Creek Pkwy | Columbus | Chattahoochee | UST-SLOC-9026090 | 9114-D |  | 1995-10-01 | TRUE | 1995-10-01 |  | Currently in Use | Jet Fuel | 10000 | Double Walled | 1995-07-01 |  | Fiberglass Reinforced Plastic | Pressurized
Fort Moore | Lindsey Creek Pkwy | Columbus | Chattahoochee | UST-SLOC-9026015 | 2498-1 | [5 empty] | Removed from Ground | Diesel | 1000 | Bare Steel | 1998-04-15 | 1998-04-15 | Bare Steel | Safe Suction (Euro)
Fort Moore | Lindsey Creek Pkwy | Columbus | Chattahoochee | UST-SLOC-9026017 | 16-1 | [5 empty] | Removed from Ground | Other | 150 | Bare Steel | 1998-04-29 | 1998-04-29 | Bare Steel | Safe Suction (Euro)
Fort Moore | Lindsey Creek Pkwy | Columbus | Chattahoochee | UST-SLOC-9026020 | 479-1 | [5 empty] | Removed from Ground | Other | 1000 | Bare Steel | 1998-04-29 | 1998-04-29 | Bare Steel | Safe Suction (Euro)
Fort Moore | Lindsey Creek Pkwy | Columbus | Chattahoochee | UST-SLOC-9026048 | 9060-C |  | 1991-10-20 | FALSE | 1991-10-20 | FALSE | Removed from Ground |  | 12000 | Fiberglass Double Walled | 1991-10-20 |  | Fiberglass Reinforced Plastic | Pressurized
Fort Moore | Lindsey Creek Pkwy | Columbus | Chattahoochee | UST-SLOC-9026383 | 2781 |  | 1997-07-01 | TRUE | 1997-07-01 | TRUE | Temporarily out of use | Used Oil | 1000 | Double Walled | 1997-07-01 |  | Fiberglass Reinforced Plastic | Gravity Fed
Fort Moore | Lindsey Creek Pkwy | Columbus | Chattahoochee | UST-SLOC-9026275 | 4948-1 | [5 empty] | Permanently Out of Use - historical purposes | Diesel | 1000 | Bare Steel |  | 1899-12-31 | Bare Steel | Safe Suction (Euro)
Fort Moore | Lindsey Creek Pkwy | Columbus | Chattahoochee | UST-SLOC-9026253 | 4915-1 | [5 empty] | Permanently Out of Use - historical purposes | Diesel | 1000 | Bare Steel |  | 1899-12-31 | Bare Steel | Safe Suction (Euro)
Fort Moore | Lindsey Creek Pkwy | Columbus | Chattahoochee | UST-SLOC-9026221 | 4855-1 | [5 empty] | Permanently Out of Use - historical purposes | Diesel | 1000 | Bare Steel |  | 1899-12-31 | Bare Steel | Safe Suction (Euro)
Fort Moore | Lindsey Creek Pkwy | Columbus | Chattahoochee | UST-SLOC-10002287 | 1 | Flapper Valve | 2013-11-01 | FALSE | 2014-01-15 | FALSE | Currently in Use | Regular | 20000 | Fiberglass Double Walled | 2013-10-14 |  | Double-Walled Fiberglass | Pressurized
Fort Moore | Lindsey Creek Pkwy | Columbus | Chattahoochee | UST-SLOC-9026049 | 9099-D |  | 1995-10-01 |  | 1995-10-01 |  | Temporarily out of use | Aviation Gas/AV Gas | 10000 | Fiberglass Double Walled | 1995-10-01 |  | Fiberglass Reinforced Plastic | Pressurized
Fort Moore | Lindsey Creek Pkwy | Columbus | Chattahoochee | UST-SLOC-9026358 | 9093-2 |  | 1995-05-01 | TRUE | 1995-05-01 |  | Temporarily out of use | Jet Fuel | 20000 | Fiberglass Double Walled | 1995-05-01 |  | Fiberglass Reinforced Plastic | Pressurized
Fort Moore | Lindsey Creek Pkwy | Columbus | Chattahoochee | UST-SLOC-10002287 | 2 | Flapper Valve | 2013-11-01 | FALSE | 2014-01-15 | FALSE | Currently in Use | Plus | 10000 | Fiberglass Double Walled | 2013-10-14 |  | Double-Walled Fiberglass | Pressurized
Fort Moore | Lindsey Creek Pkwy | Columbus | Chattahoochee | UST-SLOC-9026078 | 4002-1 |  |  | FALSE |  | FALSE | Removed from Ground | Diesel | 2000 | Bare Steel |  |  | Bare Steel | Safe Suction (Euro)
Fort Moore | Lindsey Creek Pkwy | Columbus | Chattahoochee | UST-SLOC-9026162 | 1 |  |  | FALSE |  | FALSE | Removed from Ground | Used Oil | 250 | Unknown | 2006-04-26 | 1899-12-31
Fort Moore | Lindsey Creek Pkwy | Columbus | Chattahoochee | UST-SLOC-9026160 | 4546-A | [5 empty] | Removed from Ground | Diesel | 10000 | Bare Steel | 1995-02-17 | 1995-02-17 | Bare Steel | Safe Suction (Euro)
Fort Moore | Lindsey Creek Pkwy | Columbus | Chattahoochee | UST-SLOC-10000970 | 2650 C-1 |  | 2005-08-30 | FALSE | 2005-03-08 | FALSE | Currently in Use | Gas (Historical Use) | 10000 | Fiberglass Double Walled | 2005-02-18 |  | Double Walled/Sec. Containment | Pressurized
Fort Moore | Lindsey Creek Pkwy | Columbus | Chattahoochee | UST-SLOC-9026356 | 5503-C |  | 1995-05-23 | TRUE | 1995-05-23 | TRUE | Temporarily out of use | Used Oil | 548 | Fiberglass Double Walled | 1995-05-23 |  | Double-Walled Fiberglass | Gravity
Fort Moore | Lindsey Creek Pkwy | Columbus | Chattahoochee | UST-SLOC-9026013 | 9200-A | [5 empty] | Removed from Ground | Diesel | 500 | Bare Steel | 1998-07-08 | 1998-07-08 | Bare Steel | Safe Suction (Euro)
Fort Moore | Lindsey Creek Pkwy | Columbus | Chattahoochee | UST-SLOC-9026090 | 9114-C |  | 1995-10-01 | TRUE | 1995-10-01 |  | Currently in Use | Jet Fuel | 10000 | Double Walled | 1995-07-01 |  | Fiberglass Reinforced Plastic | Pressurized
Fort Moore | Lindsey Creek Pkwy | Columbus | Chattahoochee | UST-SLOC-10000970 | 2650 D |  | 2005-08-30 | FALSE | 2005-03-08 | FALSE | Currently in Use | Other | 8000 | Fiberglass Double Walled | 2005-02-18 |  | Double Walled/Sec. Containment | Pressurized
Fort Moore | Lindsey Creek Pkwy | Columbus | Chattahoochee | UST-SLOC-9026356 | 5503-A |  |  | TRUE |  | TRUE | Removed from Ground | Used Oil | 500 | Bare Steel | 1988-09-01 | 1995-01-09 | Bare Steel | Gravity Fed
Fort Moore | Lindsey Creek Pkwy | Columbus | Chattahoochee | UST-SLOC-9026090 | 9114-B | [5 empty] | Removed from Ground | Diesel | 10000 | Bare Steel | 1995-06-07 | 1995-06-07 | Bare Steel | Pressurized
Fort Moore | Lindsey Creek Pkwy | Columbus | Chattahoochee | UST-SLOC-9026383 | 2779 |  | 1997-07-01 | TRUE | 1997-07-01 | TRUE | Temporarily out of use | Used Oil | 2000 | Double Walled | 1997-07-01 |  | Fiberglass Reinforced Plastic | Gravity Fed
Fort Moore | Lindsey Creek Pkwy | Columbus | Chattahoochee | UST-SLOC-9026348 | 9110-B |  |  | FALSE |  | FALSE | Removed from Ground |  | 1 | Bare Steel | 1989-09-01 | 1899-12-31 | Bare Steel
Fort Moore | Lindsey Creek Pkwy | Columbus | Chattahoochee | UST-SLOC-9026047 | 9031-A | [5 empty] | Removed from Ground | Gas (Historical Use) | 10000 | Bare Steel | 1957-01-01 | 1994-12-01 | Bare Steel | Pressurized
Fort Moore | Lindsey Creek Pkwy | Columbus | Chattahoochee | UST-SLOC-9026040 | 1260-C |  | 1991-07-12 |  | 1991-07-12 |  | Currently in Use | Diesel | 12000 | Double Walled | 1991-07-12 |  | Fiberglass Reinforced Plastic | Pressurized
Fort Moore | Lindsey Creek Pkwy | Columbus | Chattahoochee | UST-SLOC-9026048 | 9060-B | [5 empty] | Removed from Ground | Diesel | 12000 | Bare Steel | 1991-08-01 | 1991-08-01 | Galvanized Steel | Pressurized
Fort Moore | Lindsey Creek Pkwy | Columbus | Chattahoochee | UST-SLOC-10002221 | 1B | Flapper Valve | 2013-05-01 | FALSE | 2013-05-01 | FALSE | Currently in Use | Plus | 10000 | Fiberglass Double Walled | 2013-05-01 |  | Double-Walled Fiberglass | Pressurized
Fort Moore | Lindsey Creek Pkwy | Columbus | Chattahoochee | UST-SLOC-9026047 | 9032-1 |  |  | TRUE |  | TRUE | Removed from Ground | Used Oil | 1000 | Bare Steel |  | 1899-12-31 | Bare Steel | Gravity Fed
Fort Moore | Lindsey Creek Pkwy | Columbus | Chattahoochee | UST-SLOC-9026003 | D |  | 1997-09-01 |  | 1997-09-01 |  | Currently in Use | Gas (Historical Use) | 2000 | Unknown | 1997-09-01 |  | Fiberglass Reinforced Plastic | Pressurized
Fort Moore | Lindsey Creek Pkwy | Columbus | Chattahoochee | UST-SLOC-9026026 | 2920-C |  |  | TRUE |  | TRUE | Removed from Ground | Used Oil | 2000 | Bare Steel | 1995-11-01 | 1995-11-01 | Bare Steel | Gravity Fed
Fort Moore | Lindsey Creek Pkwy | Columbus | Chattahoochee | UST-SLOC-9026038 | 2774-2 |  | 1991-01-01 | FALSE | 1991-01-01 | FALSE | Temporarily out of use |  | 10000 | Fiberglass Double Walled | 1991-01-01 |  | Fiberglass Reinforced Plastic | Pressurized
Fort Moore | Lindsey Creek Pkwy | Columbus | Chattahoochee | UST-SLOC-9026166 | 9116-B |  |  | TRUE |  | TRUE | Removed from Ground | Used Oil | 1000 | Bare Steel | 1995-08-01 | 1995-08-01 | Bare Steel | Gravity Fed
Fort Moore | Lindsey Creek Pkwy | Columbus | Chattahoochee | UST-SLOC-9026015 | 2498-2 |  | 1998-04-01 | FALSE | 1998-04-01 | FALSE | Removed from Ground | Diesel | 1000 | Fiberglass Double Walled | 1998-04-01 |  | Fiberglass Reinforced Plastic
Fort Moore | Lindsey Creek Pkwy | Columbus | Chattahoochee | UST-SLOC-9026343 | 3763-C | [5 empty] | Removed from Ground | Gas (Historical Use) | 3800 | Bare Steel | 1970-01-01 | 1993-12-31 | Bare Steel | Pressurized
Fort Moore | Lindsey Creek Pkwy | Columbus | Chattahoochee | UST-SLOC-9026071 | 3095-1 | [5 empty] | Permanently Out of Use - historical purposes | Diesel | 1000 | Bare Steel |  | 1899-12-31 | Bare Steel | Safe Suction (Euro)
Fort Moore | Lindsey Creek Pkwy | Columbus | Chattahoochee | UST-SLOC-9026345 | 9619-A |  |  | TRUE |  | TRUE | Removed from Ground | Used Oil | 2000 | Bare Steel | 1983-01-01 | 1995-07-12 | Galvanized Steel | Gravity Fed
Fort Moore | Lindsey Creek Pkwy | Columbus | Chattahoochee | UST-SLOC-10000733 | 9177-B |  | 2004-08-01 | FALSE | 2004-08-01 | FALSE | Temporarily out of use | Gas (Historical Use) | 15000 | Fiberglass Double Walled | 2004-06-01 |  |  | Pressurized
Fort Moore | Lindsey Creek Pkwy | Columbus | Chattahoochee | UST-SLOC-9026387 | 2 |  | 1998-04-15 |  | 1998-04-15 |  | Currently in Use | Diesel | 600 | Fiberglass Double Walled | 1998-04-15 |  | Fiberglass Reinforced Plastic | Suction (American)
Fort Moore | Lindsey Creek Pkwy | Columbus | Chattahoochee | UST-SLOC-9026014 | 2485-1 | [5 empty] | Removed from Ground | Other | 250 | Bare Steel | 1998-03-23 | 1998-03-23 | Bare Steel | Safe Suction (Euro)
Fort Moore | Lindsey Creek Pkwy | Columbus | Chattahoochee | UST-SLOC-10000733 | 9177-A |  | 2004-08-01 | FALSE | 2004-08-01 | FALSE | Temporarily out of use | Gas (Historical Use) | 20000 | Fiberglass Double Walled | 2004-06-01 |  | Flex | Pressurized
Fort Moore | Lindsey Creek Pkwy | Columbus | Chattahoochee | UST-SLOC-9026026 | 2920-F |  | 1991-04-03 | FALSE | 1991-04-03 | FALSE | Removed from Ground |  | 6000 | Fiberglass Double Walled | 2017-01-30 | 2017-03-14 | Double-Walled Fiberglass | Pressurized
Fort Moore | Lindsey Creek Pkwy | Columbus | Chattahoochee | UST-SLOC-9026364 | 9128B | [5 empty] | Removed from Ground | Diesel | 20000 | Double Walled | 1997-08-18 | 1997-08-18 | Fiberglass Reinforced Plastic | Safe Suction (Euro)
Fort Moore | Lindsey Creek Pkwy | Columbus | Chattahoochee | UST-SLOC-9026365 | 9130D |  | 1995-10-01 | TRUE | 1995-10-01 | TRUE | Temporarily out of use | Used Oil | 2000 | Fiberglass Double Walled | 1995-10-01 |  | Fiberglass Reinforced Plastic | Gravity Fed
Fort Moore | Lindsey Creek Pkwy | Columbus | Chattahoochee | UST-SLOC-9026352 | 9083-B | [5 empty] | Removed from Ground | Other | 1 | Concrete | 1987-09-01 | 1995-04-26 | Unknown | Gravity Fed
Fort Moore | Lindsey Creek Pkwy | Columbus | Chattahoochee | UST-SLOC-9026049 | 9099-C |  | 1991-09-15 |  | 1991-09-15 |  | Temporarily out of use | Aviation Gas/AV Gas | 10000 | Fiberglass Double Walled | 1992-09-15 |  | Fiberglass Reinforced Plastic | Pressurized
Fort Moore | Lindsey Creek Pkwy | Columbus | Chattahoochee | UST-SLOC-10001520 | 2 |  | 2007-01-15 | FALSE | 2007-01-15 | FALSE | Currently in Use | Gas (Historical Use) | 15000 | Fiberglass Double Walled | 2006-12-10 |  | Double-Walled Fiberglass | Pressurized
Fort Moore | Lindsey Creek Pkwy | Columbus | Chattahoochee | UST-SLOC-9026052 | 9064 B |  | 1997-01-01 | TRUE | 1997-01-01 | TRUE | Removed from Ground | Used Oil | 2000 | Fiberglass Double Walled | 1997-01-29 |  | Fiberglass Reinforced Plastic | Gravity Fed
Fort Moore | Lindsey Creek Pkwy | Columbus | Chattahoochee | UST-SLOC-9026047 | 9031-C | [5 empty] | Removed from Ground | Gas (Historical Use) | 20000 | Not Marked/Unknown |  | 1899-12-31 | Not Marked
Fort Moore | Lindsey Creek Pkwy | Columbus | Chattahoochee | UST-SLOC-9026352 | 9083-C |  | 1995-07-01 | TRUE | 1995-07-01 | TRUE | Temporarily out of use | Used Oil | 2500 | Double Walled | 1995-05-01 |  | Fiberglass Reinforced Plastic | Gravity Fed
Fort Moore | Lindsey Creek Pkwy | Columbus | Chattahoochee | UST-SLOC-9026354 | 9085-A |  |  | TRUE |  | TRUE | Removed from Ground | Used Oil | 1000 | Bare Steel | 1987-09-01 | 1995-05-02 | Bare Steel | Gravity Fed
Fort Moore | Lindsey Creek Pkwy | Columbus | Chattahoochee | UST-SLOC-9026166 | 9116-C |  | 1995-05-23 | TRUE | 1995-05-23 | FALSE | Currently in Use | Used Oil | 2649 | Fiberglass Double Walled | 1995-05-23 |  | Double-Walled Fiberglass | Gravity Fed
Fort Moore | Lindsey Creek Pkwy | Columbus | Chattahoochee | UST-SLOC-9026026 | 2921-A |  | 1995-11-01 | TRUE | 1991-04-01 | TRUE | Currently in Use | Used Oil | 2000 | Double Walled | 1995-11-01 |  | Fiberglass Reinforced Plastic | Gravity Fed
Fort Moore | Lindsey Creek Pkwy | Columbus | Chattahoochee | UST-SLOC-9093044 | 1 | [5 empty] | Removed from Ground | Gas (Historical Use) | 5000 | Not Marked/Unknown | 1997-06-10 | 1997-06-10 | Not Marked
Fort Moore | Lindsey Creek Pkwy | Columbus | Chattahoochee | UST-SLOC-9026358 | 9093-B | [5 empty] | Removed from Ground | Diesel | 20000 | Double Walled | 1987-03-01 | 1995-03-01 | Fiberglass Reinforced Plastic | Pressurized
Fort Moore | Lindsey Creek Pkwy | Columbus | Chattahoochee | UST-SLOC-9026047 | 9031-1 | [5 empty] | Removed from Ground | Gas (Historical Use) | 20000 | Double Walled | 1995-03-01 | 1899-12-31 | Fiberglass Reinforced Plastic | Pressurized
Fort Moore | Lindsey Creek Pkwy | Columbus | Chattahoochee | UST-SLOC-9026352 | 9083-A |  |  | TRUE |  | TRUE | Removed from Ground | Used Oil | 1000 | Bare Steel | 1987-09-01 | 1995-04-26 | Bare Steel | Gravity Fed
Fort Moore | Lindsey Creek Pkwy | Columbus | Chattahoochee | UST-SLOC-10001997 | 9137-A |  | 1995-08-01 | TRUE | 1995-08-01 | FALSE | Temporarily out of use | Used Oil | 2500 | Fiberglass Double Walled | 1995-06-01 |  | Fiberglass Reinforced Plastic | Gravity Fed
Fort Moore | Lindsey Creek Pkwy | Columbus | Chattahoochee | UST-SLOC-9026011 | 9029-B | [5 empty] | Currently in Use | Diesel | 17000 | Bare Steel |  |  | Bare Steel | Safe Suction (Euro)
Fort Moore | Lindsey Creek Pkwy | Columbus | Chattahoochee | UST-SLOC-9026388 | 1 | [5 empty] | Removed from Ground | Gas (Historical Use) | 100 | Bare Steel | 1998-03-12 | 1998-03-12 | Bare Steel | Safe Suction (Euro)
Fort Moore | Lindsey Creek Pkwy | Columbus | Chattahoochee | UST-SLOC-9026017 | 16-2 |  | 1998-04-22 | FALSE | 1998-04-22 | FALSE | Temporarily out of use | Diesel | 600 | Fiberglass Double Walled | 1998-04-22 |  | Fiberglass Reinforced Plastic | Suction (American)
Fort Moore | Lindsey Creek Pkwy | Columbus | Chattahoochee | UST-SLOC-10000773 | 2914B |  | 2004-08-01 | TRUE | 2004-08-01 | FALSE | Currently in Use | Used Oil | 1000 | Fiberglass Double Walled | 2004-08-01 |  | Double Walled | Gravity Fed
Fort Moore | Lindsey Creek Pkwy | Columbus | Chattahoochee | UST-SLOC-9026009 | 301-E | [5 empty] | Removed from Ground | Diesel | 10673 | Bare Steel | 1976-01-01 | 1993-09-24 | Bare Steel | Pressurized
Fort Moore | Lindsey Creek Pkwy | Columbus | Chattahoochee | UST-SLOC-9026358 | 9082-B | [5 empty] | Removed from Ground | Gas (Historical Use) | 10000 | Bare Steel | 1960-01-07 | 1987-03-01 | Bare Steel | Pressurized
Fort Moore | Lindsey Creek Pkwy | Columbus | Chattahoochee | UST-SLOC-9026354 | 9085-B | [5 empty] | Removed from Ground | Other | 1 | Concrete | 1987-09-01 | 1995-05-02 | Unknown | Gravity Fed
Fort Moore | Lindsey Creek Pkwy | Columbus | Chattahoochee | UST-SLOC-10000970 | 2650 A |  | 2005-08-30 | FALSE | 2005-03-08 | FALSE | Currently in Use | Gas (Historical Use) | 20000 | Fiberglass Double Walled | 2005-02-18 |  | Double Walled/Sec. Containment | Pressurized
Fort Moore | Lindsey Creek Pkwy | Columbus | Chattahoochee | UST-SLOC-9026364 | 9128 D |  | 1998-01-29 | FALSE | 1998-01-29 | FALSE | Removed from Ground |  | 20000 | Fiberglass Double Walled | 1997-09-16 |  | Double-Walled Fiberglass | Pressurized
Fort Moore | Lindsey Creek Pkwy | Columbus | Chattahoochee | UST-SLOC-9026381 | 2920I |  | 2016-08-08 | TRUE | 1996-05-01 | TRUE | Currently in Use | Used Oil | 2000 | Double Walled | 1996-05-01 |  | Fiberglass Reinforced Plastic | Gravity Fed
Fort Moore | Lindsey Creek Pkwy | Columbus | Chattahoochee | UST-SLOC-9026385 | 483 |  | 1997-07-01 | TRUE | 1997-07-01 | TRUE | Temporarily out of use | Used Oil | 2000 | Fiberglass Double Walled | 1997-07-01 |  | Fiberglass Reinforced Plastic | Gravity Fed
Fort Moore | Lindsey Creek Pkwy | Columbus | Chattahoochee | UST-SLOC-9026358 | 9082-A | [5 empty] | Removed from Ground | Gas (Historical Use) | 10000 | Bare Steel | 1960-01-01 | 1987-03-01 | Bare Steel | Pressurized
Fort Moore | Lindsey Creek Pkwy | Columbus | Chattahoochee | UST-SLOC-9026389 | 1 | [5 empty] | Removed from Ground | Diesel | 500 | Bare Steel | 1998-07-06 | 1998-07-06 | Bare Steel | Safe Suction (Euro)
Fort Moore | Lindsey Creek Pkwy | Columbus | Chattahoochee | UST-SLOC-9026009 | 301-A | [5 empty] | Removed from Ground | Other | 25000 | Bare Steel | 1950-01-01 | 1993-09-24 | Bare Steel | Pressurized
Fort Moore | Lindsey Creek Pkwy | Columbus | Chattahoochee | UST-SLOC-9026353 | 9084-3 |  | 1995-07-01 | TRUE | 1995-07-01 | TRUE | Temporarily out of use | Used Oil | 2500 | Fiberglass Double Walled | 1995-05-18 |  | Fiberglass Reinforced Plastic | Gravity Fed
Fort Moore | Lindsey Creek Pkwy | Columbus | Chattahoochee | UST-SLOC-10002230 | 1 | Flapper Valve | 2012-04-10 | FALSE | 2012-04-10 | FALSE | Currently in Use | Diesel | 25000 | Fiberglass Double Walled | 2011-11-22 |  | Double-Walled Fiberglass | Pressurized
Fort Moore | Lindsey Creek Pkwy | Columbus | Chattahoochee | UST-SLOC-9026026 | 2920-G |  | 1995-11-01 | TRUE | 1995-11-01 | TRUE | Temporarily out of use | Used Oil | 2000 | Fiberglass Double Walled | 1995-11-01 |  | Fiberglass Reinforced Plastic | Gravity Fed
Fort Moore | Lindsey Creek Pkwy | Columbus | Chattahoochee | UST-SLOC-10000773 | 2914A |  | 2004-08-01 | TRUE | 2004-08-01 | FALSE | Currently in Use | Used Oil | 1000 | Fiberglass Double Walled | 2004-08-01 |  | Double Walled | Gravity Fed
WRBL-TV TRANSMITTER TOWER SITE | 195 LAFAYETTE ST | CUSSETA | Chattahoochee | 9026001 | 2 | [5 empty] | Removed from Ground | Diesel | 280 | Bare Steel | 1960-01-01 | 1990-04-13 | Unknown
GILMAN PAPER CO WOODYARD | OLD BUENA VISTA RD | CUSSETA | Chattahoochee | 9026362 | 1 | [5 empty] | Removed from Ground | Gas (Historical Use) | 550 | Not Marked/Unknown | 1995-07-21 | 1995-07-21 | Unknown
Fort Moore | Lindsey Creek Pkwy | Columbus | Chattahoochee | UST-SLOC-9026054 | 9097-C |  | 1995-05-01 | TRUE | 1995-05-01 | TRUE | Temporarily out of use | Used Oil | 1000 | Fiberglass Double Walled | 1995-05-23 |  | Fiberglass Reinforced Plastic | Gravity Fed
Fort Moore | Lindsey Creek Pkwy | Columbus | Chattahoochee | UST-SLOC-9093044 | 0020-1 | Ball Float | 1996-06-01 | FALSE | 1996-06-01 | FALSE | Currently in Use | Gas (Historical Use) | 3000 | Fiberglass Double Walled | 1996-06-20 |  | Double-Walled Fiberglass | Pressurized
CUSSETA TRAVEL CENTER | 159 GA HWY 520 | CUESSTA | Chattahoochee | 10003289 | 1B | Overfill Alarm | 2022-09-12 | FALSE | 2022-09-21 | FALSE | Currently in Use | E-85 | 6000 | Tank Jacket Double Walled | 2022-08-31 |  | Double-Walled Fiberglass | Pressurized
Fort Moore | Lindsey Creek Pkwy | Columbus | Chattahoochee | UST-SLOC-9026027 | 2404-A | [5 empty] | Permanently Out of Use - historical purposes | Diesel | 30000 | Bare Steel |  | 1899-12-31 | Bare Steel | Safe Suction (Euro)
Fort Moore | Lindsey Creek Pkwy | Columbus | Chattahoochee | UST-SLOC-9026149 | 4503-1 | [5 empty] | Permanently Out of Use - historical purposes | Diesel | 1000 | Bare Steel |  | 1899-12-31 | Bare Steel | Safe Suction (Euro)
Fort Moore | Lindsey Creek Pkwy | Columbus | Chattahoochee | UST-SLOC-9026237 | 4875-1 | [5 empty] | Permanently Out of Use - historical purposes | Diesel | 2000 | Bare Steel |  | 1899-12-31 | Bare Steel | Safe Suction (Euro)
Fort Moore | Lindsey Creek Pkwy | Columbus | Chattahoochee | UST-SLOC-9026029 | 2446-1 | [5 empty] | Removed from Ground | Diesel | 15000 | Bare Steel | 2001-07-19 | 2001-07-19 | Bare Steel | Safe Suction (Euro)
Fort Moore | Lindsey Creek Pkwy | Columbus | Chattahoochee | UST-SLOC-9026009 | 301-G |  | 1998-03-16 | FALSE | 1998-03-16 | FALSE | Closed in Ground | Diesel | 1000 | Fiberglass | 1998-03-16 |  | Double-Walled Fiberglass | Suction (American)
Fort Moore | Lindsey Creek Pkwy | Columbus | Chattahoochee | UST-SLOC-9026014 | 2 |  | 1998-03-16 |  | 1998-03-16 |  | Currently in Use | Diesel | 600 | Fiberglass Double Walled | 1998-03-16 |  | Fiberglass Reinforced Plastic | Suction (American)
Fort Moore | Lindsey Creek Pkwy | Columbus | Chattahoochee | UST-SLOC-9026278 | 4969-1 |  |  | FALSE |  | FALSE | Removed from Ground | Diesel | 2000 | Bare Steel |  |  | Bare Steel | Safe Suction (Euro)
Fort Moore | Lindsey Creek Pkwy | Columbus | Chattahoochee | UST-SLOC-10002571 | 2 | Overfill Alarm | 2016-05-06 | FALSE | 2016-05-06 | FALSE | Currently in Use | Regular | 25000 | Fiberglass Double Walled | 2016-01-08 |  | Double-Walled Fiberglass | Pressurized
Fort Moore | Lindsey Creek Pkwy | Columbus | Chattahoochee | UST-SLOC-9093044 | 20 | [5 empty] | Removed from Ground | Diesel | 2000 | Bare Steel | 1996-06-01 | 1996-06-01 | Bare Steel | Safe Suction (Euro)
Fort Moore | Lindsey Creek Pkwy | Columbus | Chattahoochee | UST-SLOC-10002230 | 3 | Flapper Valve | 2012-04-10 | FALSE | 2012-04-10 | FALSE | Currently in Use | Diesel | 30000 | Fiberglass Double Walled | 2011-11-22 |  | Double-Walled Fiberglass | Pressurized
Fort Moore | Lindsey Creek Pkwy | Columbus | Chattahoochee | UST-SLOC-9026009 | 301-B | [5 empty] | Removed from Ground | Other | 25000 | Bare Steel | 1950-01-01 | 1993-09-24 | Bare Steel | Pressurized
Fort Moore | Lindsey Creek Pkwy | Columbus | Chattahoochee | UST-SLOC-9026383 | 2775 |  | 1997-07-01 | TRUE | 1997-07-01 | TRUE | Temporarily out of use | Used Oil | 2000 | Double Walled | 1997-07-01 |  | Fiberglass Reinforced Plastic | Gravity Fed
Fort Moore | Lindsey Creek Pkwy | Columbus | Chattahoochee | UST-SLOC-9026365 | 9130F |  | 1995-10-01 | TRUE | 1995-10-01 | TRUE | Temporarily out of use | Used Oil | 2000 | Fiberglass Double Walled | 1995-10-01 |  | Fiberglass Reinforced Plastic | Gravity Fed
Fort Moore | Lindsey Creek Pkwy | Columbus | Chattahoochee | UST-SLOC-9026055 | 9086-3 |  | 1995-05-01 | TRUE | 1995-06-01 | TRUE | Temporarily out of use | Used Oil | 2500 | Fiberglass Double Walled | 1995-06-01 |  | Fiberglass Reinforced Plastic | Gravity Fed
Fort Moore | Lindsey Creek Pkwy | Columbus | Chattahoochee | UST-SLOC-9026085 | 4012-1 | [5 empty] | Permanently Out of Use - historical purposes | Diesel | 1000 | Bare Steel |  | 1899-12-31 | Bare Steel | Safe Suction (Euro)
Fort Moore | Lindsey Creek Pkwy | Columbus | Chattahoochee | UST-SLOC-9026043 | 2855-E | [5 empty] | Removed from Ground | Diesel | 2000 | Bare Steel |  | 1899-12-31 | Bare Steel | Safe Suction (Euro)
Fort Moore | Lindsey Creek Pkwy | Columbus | Chattahoochee | UST-SLOC-9026365 | 9130C |  |  | TRUE |  | TRUE | Removed from Ground | Used Oil | 1 | Fiberglass | 1995-10-17 | 1995-10-17 | Fiberglass Reinforced Plastic | Safe Suction (Euro)
Fort Moore | Lindsey Creek Pkwy | Columbus | Chattahoochee | UST-SLOC-9026026 | 2923B |  |  | FALSE |  | FALSE | Removed from Ground | Diesel | 15000 | Fiberglass Double Walled | 1991-01-01 | 2002-08-01 | Double-Walled Fiberglass | Pressurized
Fort Moore | Lindsey Creek Pkwy | Columbus | Chattahoochee | UST-SLOC-9026356 | 5503-B |  |  | TRUE |  | TRUE | Removed from Ground | Used Oil | 500 | Bare Steel | 1988-09-01 | 1995-01-10 | Bare Steel | Gravity Fed
Fort Moore | Lindsey Creek Pkwy | Columbus | Chattahoochee | UST-SLOC-10002221 | 1A | Flapper Valve | 2013-05-01 | FALSE | 2013-05-01 | FALSE | Currently in Use | Premium | 14000 | Fiberglass Double Walled | 2013-05-01 |  | Double-Walled Fiberglass | Pressurized
Fort Moore | Lindsey Creek Pkwy | Columbus | Chattahoochee | UST-SLOC-9026026 | 2923C |  | 1991-04-01 | FALSE | 1991-04-01 | FALSE | Removed from Ground |  | 10000 | Fiberglass Double Walled | 2017-01-30 | 2017-03-14 | Double-Walled Fiberglass | Pressurized
Fort Moore | Lindsey Creek Pkwy | Columbus | Chattahoochee | UST-SLOC-9026365 | 9130E |  | 1995-10-01 | TRUE | 1995-10-01 | TRUE | Temporarily out of use | Used Oil | 2000 | Fiberglass Double Walled | 1995-10-01 |  | Fiberglass Reinforced Plastic | Gravity Fed
Fort Moore | Lindsey Creek Pkwy | Columbus | Chattahoochee | UST-SLOC-9026383 | 2780 |  | 1997-07-01 | TRUE | 1997-07-01 | TRUE | Temporarily out of use | Used Oil | 1000 | Double Walled | 1997-07-01 |  | Fiberglass Reinforced Plastic | Gravity Fed
CUSSETA TRAVEL CENTER | 159 GA HWY 520 | CUESSTA | Chattahoochee | 10003289 | 1A | Overfill Alarm | 2022-09-12 | FALSE | 2022-09-21 | FALSE | Currently in Use | E-0 | 6000 | Tank Jacket Double Walled | 2022-08-31 |  | Double-Walled Fiberglass | Pressurized
Fort Moore | Lindsey Creek Pkwy | Columbus | Chattahoochee | UST-SLOC-9026386 | 9111-I |  | 1995-06-01 | TRUE | 1995-10-01 | FALSE | Currently in Use | Used Oil | 1000 | Fiberglass Double Walled | 1995-10-01 |  | Fiberglass Reinforced Plastic | Gravity Fed
Fort Moore | Lindsey Creek Pkwy | Columbus | Chattahoochee | UST-SLOC-9026353 | 9084-1 |  |  | TRUE |  | TRUE | Removed from Ground | Used Oil | 1000 | Bare Steel | 1987-09-01 | 1995-05-02 | Bare Steel | Gravity Fed
Fort Moore | Lindsey Creek Pkwy | Columbus | Chattahoochee | UST-SLOC-9026166 | 9116-A |  |  | TRUE |  | TRUE | Removed from Ground | Used Oil | 1000 | Bare Steel | 1995-05-01 | 1995-05-01 | Bare Steel | Gravity Fed
Fort Moore | Lindsey Creek Pkwy | Columbus | Chattahoochee | UST-SLOC-9026090 | 9114-A | [5 empty] | Removed from Ground | Diesel | 10000 | Bare Steel | 1995-06-07 | 1995-06-07 | Bare Steel | Pressurized
Fort Moore | Lindsey Creek Pkwy | Columbus | Chattahoochee | UST-SLOC-9026048 | 9060-D |  | 1991-10-20 | FALSE | 1991-10-20 | FALSE | Removed from Ground |  | 12000 | Fiberglass Double Walled | 1991-08-01 |  | Fiberglass Reinforced Plastic | Pressurized
Fort Moore | Lindsey Creek Pkwy | Columbus | Chattahoochee | UST-SLOC-9026036 | 121-A | [5 empty] | Removed from Ground | Other | 50000 | Bare Steel | 1950-01-01 | 1995-02-23 | Bare Steel | Pressurized
Fort Moore | Lindsey Creek Pkwy | Columbus | Chattahoochee | UST-SLOC-9026060 | 4976-A | [5 empty] | Removed from Ground | Diesel | 10000 | Marked Unknown |  | 1899-12-31 | Unknown
Fort Moore | Lindsey Creek Pkwy | Columbus | Chattahoochee | UST-SLOC-9026361 | 2408-1 | [5 empty] | Removed from Ground | Other | 15000 | Not Marked/Unknown |  | 1899-12-31 | Unknown
Fort Moore | Lindsey Creek Pkwy | Columbus | Chattahoochee | UST-SLOC-9000140 | 9233-E | [5 empty] | Removed from Ground | Gas (Historical Use) | 10000 | Bare Steel | 1974-01-01 | 1995-02-01 | Bare Steel | Pressurized
Fort Moore | Lindsey Creek Pkwy | Columbus | Chattahoochee | UST-SLOC-9026263 | 4928-1 | [5 empty] | Permanently Out of Use - historical purposes | Diesel | 2000 | Bare Steel |  | 1899-12-31 | Bare Steel | Safe Suction (Euro)
Fort Moore | Lindsey Creek Pkwy | Columbus | Chattahoochee | UST-SLOC-9026155 | 1622-F | [5 empty] | Removed from Ground | Other | 10000 | Bare Steel | 1968-01-01 | 1899-12-31 | Bare Steel | Pressurized
Fort Moore | Lindsey Creek Pkwy | Columbus | Chattahoochee | UST-SLOC-9026248 | 4908-1 | [5 empty] | Permanently Out of Use - historical purposes | Diesel | 2000 | Bare Steel |  | 1899-12-31 | Bare Steel | Safe Suction (Euro)
Fort Moore | Lindsey Creek Pkwy | Columbus | Chattahoochee | UST-SLOC-9026264 | 4929-1 | [5 empty] | Permanently Out of Use - historical purposes | Diesel | 2000 | Bare Steel |  | 1899-12-31 | Bare Steel | Safe Suction (Euro)
Fort Moore | Lindsey Creek Pkwy | Columbus | Chattahoochee | UST-SLOC-9026075 | 3819-1 |  |  | FALSE |  | FALSE | Removed from Ground | Diesel | 1000 | Bare Steel |  |  | Bare Steel | Safe Suction (Euro)
Fort Moore | Lindsey Creek Pkwy | Columbus | Chattahoochee | UST-SLOC-9026322 | 5379-1 | [5 empty] | Permanently Out of Use - historical purposes | Diesel | 1000 | Bare Steel |  | 1899-12-31 | Bare Steel | Safe Suction (Euro)
Fort Moore | Lindsey Creek Pkwy | Columbus | Chattahoochee | UST-SLOC-9026132 | 4314-1 |  |  | FALSE |  | FALSE | Removed from Ground | Diesel | 1000 | Bare Steel |  |  | Bare Steel | Safe Suction (Euro)
Fort Moore | Lindsey Creek Pkwy | Columbus | Chattahoochee | UST-SLOC-9026107 | 4113-1 | [5 empty] | Permanently Out of Use - historical purposes | Diesel | 1000 | Bare Steel |  | 1899-12-31 | Bare Steel | Safe Suction (Euro)
Fort Moore | Lindsey Creek Pkwy | Columbus | Chattahoochee | UST-SLOC-9026074 | 3805-1 | [5 empty] | Removed from Ground | Diesel | 1000 | Bare Steel | 1995-10-01 | 1995-10-01 | Bare Steel | Safe Suction (Euro)
Fort Moore | Lindsey Creek Pkwy | Columbus | Chattahoochee | UST-SLOC-9026212 | 4831-1 | [5 empty] | Permanently Out of Use - historical purposes | Diesel | 2000 | Bare Steel |  | 1899-12-31 | Bare Steel | Safe Suction (Euro)
Fort Moore | Lindsey Creek Pkwy | Columbus | Chattahoochee | UST-SLOC-9026304 | 5302-1 | [5 empty] | Permanently Out of Use - historical purposes | Diesel | 1000 | Bare Steel |  | 1899-12-31 | Bare Steel | Safe Suction (Euro)
Fort Moore | Lindsey Creek Pkwy | Columbus | Chattahoochee | UST-SLOC-9026380 | 5086 |  |  | TRUE |  | TRUE | Removed from Ground | Used Oil | 1000 | Bare Steel | 1995-09-01 | 1995-09-01 | Bare Steel | Gravity Fed
Fort Moore | Lindsey Creek Pkwy | Columbus | Chattahoochee | UST-SLOC-9026310 | 5321-1 | [5 empty] | Permanently Out of Use - historical purposes | Diesel | 1000 | Bare Steel |  | 1899-12-31 | Bare Steel | Safe Suction (Euro)
Fort Moore | Lindsey Creek Pkwy | Columbus | Chattahoochee | UST-SLOC-9000140 | 9233-L |  | 1995-07-01 | FALSE | 1995-07-01 | FALSE | Removed from Ground | Gas (Historical Use) | 30000 | Fiberglass Double Walled | 1995-07-01 | 2018-07-09 | Fiberglass Reinforced Plastic | Pressurized
Fort Moore | Lindsey Creek Pkwy | Columbus | Chattahoochee | UST-SLOC-9026217 | 4851-1 | [5 empty] | Permanently Out of Use - historical purposes | Diesel | 2000 | Bare Steel |  | 1899-12-31 | Bare Steel | Safe Suction (Euro)
Fort Moore | Lindsey Creek Pkwy | Columbus | Chattahoochee | UST-SLOC-9026044 | 2921-1 |  |  | TRUE |  | TRUE | Removed from Ground | Used Oil | 1000 | Bare Steel | 1995-11-01 | 1995-11-01 | Bare Steel | Gravity Fed
Fort Moore | Lindsey Creek Pkwy | Columbus | Chattahoochee | UST-SLOC-9026006 | 3250-A | [5 empty] | Currently in Use | Diesel | 50000 | Bare Steel |  |  | Bare Steel | Safe Suction (Euro)
Fort Moore | Lindsey Creek Pkwy | Columbus | Chattahoochee | UST-SLOC-9026035 | 2397-A | [5 empty] | Removed from Ground | Empty | 5000 | Bare Steel | 1955-01-01 | 1991-07-10 | Galvanized Steel | Pressurized
Fort Moore | Lindsey Creek Pkwy | Columbus | Chattahoochee | UST-SLOC-9026053 | 9111-A |  |  | TRUE |  | TRUE | Removed from Ground | Used Oil | 1000 | Bare Steel | 1995-06-13 | 1995-06-13 | Bare Steel | Gravity Fed
Fort Moore | Lindsey Creek Pkwy | Columbus | Chattahoochee | UST-SLOC-9026155 | 1622-J |  | 1996-05-01 | FALSE | 1996-05-01 | FALSE | Removed from Ground | Gas (Historical Use) | 10000 | Fiberglass Double Walled | 1996-04-01 | 2017-06-21 | Fiberglass Reinforced Plastic | Pressurized
Fort Moore | Lindsey Creek Pkwy | Columbus | Chattahoochee | UST-SLOC-9026255 | 4919-1 | [5 empty] | Permanently Out of Use - historical purposes | Diesel | 2000 | Bare Steel |  | 1899-12-31 | Bare Steel | Safe Suction (Euro)
Fort Moore | Lindsey Creek Pkwy | Columbus | Chattahoochee | UST-SLOC-9260001 | 2390-1 |  | 1992-01-01 | TRUE | 1992-01-01 | TRUE | Removed from Ground | Used Oil | 10000 |  | 1992-01-01 | 2017-03-27 | Fiberglass Reinforced Plastic
Fort Moore | Lindsey Creek Pkwy | Columbus | Chattahoochee | UST-SLOC-9026116 | 4126-1 | [5 empty] | Permanently Out of Use - historical purposes | Diesel | 1000 | Bare Steel |  | 1899-12-31 | Bare Steel | Safe Suction (Euro)
Fort Moore | Lindsey Creek Pkwy | Columbus | Chattahoochee | UST-SLOC-9026303 | 5301-1 | [5 empty] | Permanently Out of Use - historical purposes | Diesel | 1000 | Bare Steel |  | 1899-12-31 | Bare Steel | Safe Suction (Euro)
Fort Moore | Lindsey Creek Pkwy | Columbus | Chattahoochee | UST-SLOC-9026076 | 8820-1 |  |  | FALSE |  | FALSE | Removed from Ground | Diesel | 1000 | Bare Steel |  |  | Bare Steel | Safe Suction (Euro)
Fort Moore | Lindsey Creek Pkwy | Columbus | Chattahoochee | UST-SLOC-9026155 | 1622-M |  | 1996-05-01 | FALSE | 1996-05-01 | FALSE | Removed from Ground | Gas (Historical Use) | 10000 | Fiberglass Double Walled | 1996-04-01 | 2017-06-21 | Fiberglass Reinforced Plastic | Pressurized
Fort Moore | Lindsey Creek Pkwy | Columbus | Chattahoochee | UST-SLOC-9026357 | 35-B | [5 empty] | Currently in Use | Diesel | 30000 | Bare Steel | 1980-01-03 |  | Bare Steel | Safe Suction (Euro)
Fort Moore | Lindsey Creek Pkwy | Columbus | Chattahoochee | UST-SLOC-9026077 | 4001-1 | [5 empty] | Removed from Ground | Diesel | 1000 | Bare Steel | 1995-12-01 | 1995-12-01 | Bare Steel | Safe Suction (Euro)
Fort Moore | Lindsey Creek Pkwy | Columbus | Chattahoochee | UST-SLOC-9026210 | 4828-1 | [5 empty] | Permanently Out of Use - historical purposes | Diesel | 2000 | Bare Steel |  | 1899-12-31 | Bare Steel | Safe Suction (Euro)
Fort Moore | Lindsey Creek Pkwy | Columbus | Chattahoochee | UST-SLOC-9026169 | 4507-1 | [5 empty] | Permanently Out of Use - historical purposes | Diesel | 1000 | Bare Steel |  | 1899-12-31 | Bare Steel | Safe Suction (Euro)
Fort Moore | Lindsey Creek Pkwy | Columbus | Chattahoochee | UST-SLOC-9026155 | 1622-D | [5 empty] | Removed from Ground | Gas (Historical Use) | 10000 | Bare Steel | 1968-01-01 | 1996-02-22 | Galvanized Steel | Pressurized
Fort Moore | Lindsey Creek Pkwy | Columbus | Chattahoochee | UST-SLOC-9026005 | 3000-1 | [5 empty] | Removed from Ground | Other | 500 | Bare Steel | 1998-07-01 | 1998-07-01 | Bare Steel | Safe Suction (Euro)
FORMER WESTBERRY SVC STATION/HAR | BROAD ST | CUSSETA | Chattahoochee | 4260004 | 3 | [5 empty] | Removed from Ground | Gas (Historical Use) | 1000 | Marked Unknown | 1956-04-16 | 1991-02-10 | Unknown
Fort Moore | Lindsey Creek Pkwy | Columbus | Chattahoochee | UST-SLOC-9026023 | 4 |  |  | FALSE |  | FALSE | Removed from Ground | Diesel | 150 | Bare Steel |  | 1899-12-31 | Bare Steel | Safe Suction (Euro)
Fort Moore | Lindsey Creek Pkwy | Columbus | Chattahoochee | UST-SLOC-9026035 | 2397-B | [5 empty] | Removed from Ground | Gas (Historical Use) | 6000 | Double Walled | 1991-09-30 | 1998-05-07 | Fiberglass Reinforced Plastic | Pressurized
Fort Moore | Lindsey Creek Pkwy | Columbus | Chattahoochee | UST-SLOC-9026363 | 263-2 |  |  | TRUE |  | TRUE | Permanently Out of Use - historical purposes | Used Oil | 2000 | Double Walled | 1991-01-01 | 1899-12-31 | Fiberglass Reinforced Plastic | Safe Suction (Euro)
Fort Moore | Lindsey Creek Pkwy | Columbus | Chattahoochee | UST-SLOC-9026033 | 386-G | [5 empty] | Removed from Ground | Empty | 11750 | Bare Steel | 1962-01-01 | 1993-07-01 | Bare Steel | Pressurized
Fort Moore | Lindsey Creek Pkwy | Columbus | Chattahoochee | UST-SLOC-9026043 | 2855-B | [5 empty] | Removed from Ground | Diesel | 2000 | Bare Steel |  | 1899-12-31 | Bare Steel | Safe Suction (Euro)
Fort Moore | Lindsey Creek Pkwy | Columbus | Chattahoochee | UST-SLOC-9026327 | 5956-1 | [5 empty] | Permanently Out of Use - historical purposes | Diesel | 1000 | Bare Steel |  | 1899-12-31 | Bare Steel | Safe Suction (Euro)
Fort Moore | Lindsey Creek Pkwy | Columbus | Chattahoochee | UST-SLOC-9026144 | 4495-1 | [5 empty] | Removed from Ground | Diesel | 2000 | Bare Steel | 1996-04-01 | 1996-04-01 | Bare Steel | Safe Suction (Euro)
Fort Moore | Lindsey Creek Pkwy | Columbus | Chattahoochee | UST-SLOC-9026365 | 9130B |  |  | TRUE |  | TRUE | Removed from Ground | Used Oil | 1 | Fiberglass | 1995-10-17 | 1995-10-17 | Not Marked | Safe Suction (Euro)
Fort Moore | Lindsey Creek Pkwy | Columbus | Chattahoochee | UST-SLOC-10002238 | 1A | Flapper Valve | 2013-07-01 | FALSE | 2013-03-12 | FALSE | Currently in Use | Regular | 14000 | Fiberglass Double Walled | 2013-01-25 |  | Double-Walled Fiberglass | Pressurized
Fort Moore | Lindsey Creek Pkwy | Columbus | Chattahoochee | UST-SLOC-9026066 | 3553-E |  | 2011-06-15 | FALSE | 2011-06-15 | FALSE | Currently in Use | Diesel | 10000 | Fiberglass Double Walled | 2011-06-15 |  | Double-Walled Fiberglass
Fort Moore | Lindsey Creek Pkwy | Columbus | Chattahoochee | UST-SLOC-9026037 | 303-A | [5 empty] | Removed from Ground | Empty | 11234 | Bare Steel | 1945-01-01 | 1991-01-31 | Bare Steel | Pressurized
Fort Moore | Lindsey Creek Pkwy | Columbus | Chattahoochee | UST-SLOC-9026053 | 9111-B |  |  | TRUE |  | TRUE | Removed from Ground | Used Oil | 1000 | Bare Steel | 1995-06-13 | 1995-06-13 | Bare Steel | Gravity Fed
Fort Moore | Lindsey Creek Pkwy | Columbus | Chattahoochee | UST-SLOC-9026066 | 3553-B | [5 empty] | Removed from Ground | Diesel | 10000 | Bare Steel | 1995-08-29 | 1995-08-29 | Bare Steel | Pressurized
Fort Moore | Lindsey Creek Pkwy | Columbus | Chattahoochee | UST-SLOC-9026088 | 4015-1 |  |  | FALSE |  | FALSE | Removed from Ground | Diesel | 2000 | Bare Steel |  |  | Bare Steel | Safe Suction (Euro)
Fort Moore | Lindsey Creek Pkwy | Columbus | Chattahoochee | UST-SLOC-9026173 | 4511-1 | [5 empty] | Permanently Out of Use - historical purposes | Diesel | 1000 | Bare Steel |  | 1899-12-31 | Bare Steel | Safe Suction (Euro)
Fort Moore | Lindsey Creek Pkwy | Columbus | Chattahoochee | UST-SLOC-9026208 | 4826-1 | [5 empty] | Permanently Out of Use - historical purposes | Diesel | 2000 | Bare Steel |  | 1899-12-31 | Bare Steel | Safe Suction (Euro)
Fort Moore | Lindsey Creek Pkwy | Columbus | Chattahoochee | UST-SLOC-9026384 | 2842 |  | 1997-07-01 | TRUE | 1997-07-01 | TRUE | Removed from Ground | Used Oil | 1000 | Double Walled | 1997-07-01 | 2008-07-23 | Fiberglass Reinforced Plastic | Gravity Fed
Fort Moore | Lindsey Creek Pkwy | Columbus | Chattahoochee | UST-SLOC-9026364 | 9128 F |  | 1998-01-29 | FALSE | 1998-01-29 | FALSE | Removed from Ground |  | 2000 | Fiberglass Double Walled | 1997-09-18 |  | Fiberglass Reinforced Plastic | Pressurized
Fort Moore | Lindsey Creek Pkwy | Columbus | Chattahoochee | UST-SLOC-9026354 | 9085-E |  | 1995-06-01 | TRUE | 1995-06-01 | TRUE | Temporarily out of use | Used Oil | 2500 | Fiberglass Double Walled | 1995-06-01 |  | Fiberglass Reinforced Plastic | Gravity Fed
Fort Moore | Lindsey Creek Pkwy | Columbus | Chattahoochee | UST-SLOC-9026389 | 2 |  | 1998-07-06 |  | 1998-07-06 |  | Currently in Use | Diesel | 600 | Fiberglass Double Walled | 1998-07-06 |  | Fiberglass Reinforced Plastic | Suction (American)
Fort Moore | Lindsey Creek Pkwy | Columbus | Chattahoochee | UST-SLOC-9026091 | 4022-1 | [5 empty] | Permanently Out of Use - historical purposes | Diesel | 1000 | Bare Steel |  | 1899-12-31 | Bare Steel | Safe Suction (Euro)
Fort Moore | Lindsey Creek Pkwy | Columbus | Chattahoochee | UST-SLOC-9026159 | 239-A | [5 empty] | Removed from Ground | Other | 10000 | Bare Steel | 1966-01-01 | 1992-08-27 | Bare Steel | Pressurized
Fort Moore | Lindsey Creek Pkwy | Columbus | Chattahoochee | UST-SLOC-9026043 | 2855-C | [5 empty] | Removed from Ground | Diesel | 2000 | Bare Steel |  | 1899-12-31 | Bare Steel | Safe Suction (Euro)
Fort Moore | Lindsey Creek Pkwy | Columbus | Chattahoochee | UST-SLOC-9026036 | 121-C | [5 empty] | Removed from Ground | Other | 25100 | Bare Steel | 1962-01-01 | 1995-02-23 | Bare Steel | Pressurized
Fort Moore | Lindsey Creek Pkwy | Columbus | Chattahoochee | UST-SLOC-9026092 | 4023-1 |  |  | FALSE |  | FALSE | Removed from Ground | Diesel | 1000 | Bare Steel |  |  | Bare Steel | Safe Suction (Euro)
Fort Moore | Lindsey Creek Pkwy | Columbus | Chattahoochee | UST-SLOC-9026369 | 4007 | [5 empty] | Removed from Ground | Diesel | 1000 | Not Marked/Unknown | 1995-12-01 | 1995-12-01 | Not Marked
Fort Moore | Lindsey Creek Pkwy | Columbus | Chattahoochee | UST-SLOC-9026155 | 1622-A | [5 empty] | Removed from Ground | Gas (Historical Use) | 10000 | Bare Steel | 1968-01-01 | 1996-02-22 | Bare Steel | Pressurized
Fort Moore | Lindsey Creek Pkwy | Columbus | Chattahoochee | UST-SLOC-9026189 | 4752-1 | [5 empty] | Permanently Out of Use - historical purposes | Diesel | 1000 | Bare Steel |  | 1899-12-31 | Bare Steel | Safe Suction (Euro)
Fort Moore | Lindsey Creek Pkwy | Columbus | Chattahoochee | UST-SLOC-9026175 | 4545-1 | [5 empty] | Permanently Out of Use - historical purposes | Diesel | 1000 | Bare Steel |  | 1899-12-31 | Bare Steel | Safe Suction (Euro)
Fort Moore | Lindsey Creek Pkwy | Columbus | Chattahoochee | UST-SLOC-9000140 | 9233-B | [5 empty] | Removed from Ground | Gas (Historical Use) | 10000 | Bare Steel | 1974-01-01 | 1995-02-01 | Bare Steel | Pressurized
Fort Moore | Lindsey Creek Pkwy | Columbus | Chattahoochee | UST-SLOC-9026016 | 244-B |  | 1998-06-03 |  | 1998-06-03 |  | Removed from Ground | Diesel | 600 | Double Walled | 1998-06-03 | 1899-12-31 | Fiberglass Reinforced Plastic | Suction (American)
Fort Moore | Lindsey Creek Pkwy | Columbus | Chattahoochee | UST-SLOC-9000140 | 9233-G | [5 empty] | Removed from Ground | Gas (Historical Use) | 10000 | Bare Steel | 1974-01-01 | 1995-02-01 | Bare Steel | Pressurized
Fort Moore | Lindsey Creek Pkwy | Columbus | Chattahoochee | UST-SLOC-9026156 | 4217-G | [5 empty] | Removed from Ground | Other | 0 | Not Marked/Unknown | 1993-01-01 | 1993-01-01 | Not Marked
Fort Moore | Lindsey Creek Pkwy | Columbus | Chattahoochee | UST-SLOC-9026046 | 9107-1 |  |  | FALSE |  | FALSE | Removed from Ground | Diesel | 10000 | Bare Steel |  |  | Bare Steel | Safe Suction (Euro)
Fort Moore | Lindsey Creek Pkwy | Columbus | Chattahoochee | UST-SLOC-9026296 | 5280-1 | [5 empty] | Permanently Out of Use - historical purposes | Diesel | 1000 | Bare Steel |  | 1899-12-31 | Bare Steel | Safe Suction (Euro)
Fort Moore | Lindsey Creek Pkwy | Columbus | Chattahoochee | UST-SLOC-9026297 | 5281-1 | [5 empty] | Permanently Out of Use - historical purposes | Diesel | 1000 | Bare Steel |  | 1899-12-31 | Bare Steel | Safe Suction (Euro)
Fort Moore | Lindsey Creek Pkwy | Columbus | Chattahoochee | UST-SLOC-9026155 | 1622-B | [5 empty] | Removed from Ground | Gas (Historical Use) | 10000 | Bare Steel | 1968-01-01 | 1996-02-22 | Bare Steel | Pressurized
Fort Moore | Lindsey Creek Pkwy | Columbus | Chattahoochee | UST-SLOC-9026086 | 4013-1 | [5 empty] | Removed from Ground | Diesel | 1000 | Bare Steel | 1996-01-01 | 1996-01-01 | Bare Steel | Safe Suction (Euro)
Fort Moore | Lindsey Creek Pkwy | Columbus | Chattahoochee | UST-SLOC-9026357 | 35-A | [5 empty] | Currently in Use | Diesel | 30000 | Bare Steel | 1980-01-03 |  | Bare Steel | Safe Suction (Euro)
Fort Moore | Lindsey Creek Pkwy | Columbus | Chattahoochee | UST-SLOC-9026134 | 4319-1 | [5 empty] | Permanently Out of Use - historical purposes | Diesel | 1000 | Bare Steel |  | 1899-12-31 | Bare Steel | Safe Suction (Euro)
Fort Moore | Lindsey Creek Pkwy | Columbus | Chattahoochee | UST-SLOC-9026328 | 6569-1 | [5 empty] | Permanently Out of Use - historical purposes | Diesel | 1000 | Bare Steel |  | 1899-12-31 | Bare Steel | Safe Suction (Euro)
Fort Moore | Lindsey Creek Pkwy | Columbus | Chattahoochee | UST-SLOC-9026124 | 4139-1 | [5 empty] | Removed from Ground | Diesel | 1000 | Bare Steel | 1996-07-01 | 1996-07-01 | Bare Steel | Safe Suction (Euro)
Fort Moore | Lindsey Creek Pkwy | Columbus | Chattahoochee | UST-SLOC-9026156 | 4217-E | [5 empty] | Removed from Ground | Other | 0 | Not Marked/Unknown | 1993-01-01 | 1993-01-01 | Not Marked
Fort Moore | Lindsey Creek Pkwy | Columbus | Chattahoochee | UST-SLOC-9026350 | 9095-A |  | 1989-09-01 | TRUE | 1989-09-01 | FALSE | Removed from Ground | Used Oil | 620 | Composite | 1989-09-01 | 2017-06-07 | Fiberglass Reinforced Plastic
Fort Moore | Lindsey Creek Pkwy | Columbus | Chattahoochee | UST-SLOC-9026384 | 2847 |  | 1997-07-01 | TRUE | 1997-07-01 | TRUE | Removed from Ground | Used Oil | 1000 | Double Walled | 1997-07-01 | 2008-07-22 | Fiberglass Reinforced Plastic | Gravity Fed
Fort Moore | Lindsey Creek Pkwy | Columbus | Chattahoochee | UST-SLOC-9026368 | 4031 | [5 empty] | Removed from Ground | Diesel | 2000 | Not Marked/Unknown | 1996-01-01 | 1996-01-01 | Not Marked
Fort Moore | Lindsey Creek Pkwy | Columbus | Chattahoochee | UST-SLOC-9026053 | 9111-F |  |  | TRUE | 1995-10-01 | TRUE | Closed in Ground | Used Oil | 1000 | Double Walled | 1995-10-01 | 1899-12-31 | Fiberglass Reinforced Plastic | Gravity Fed
Fort Moore | Lindsey Creek Pkwy | Columbus | Chattahoochee | UST-SLOC-9026021 | 244-1 | [5 empty] | Removed from Ground | Diesel | 1200 | Bare Steel | 1993-08-01 | 1993-08-01 | Bare Steel | Safe Suction (Euro)
Fort Moore | Lindsey Creek Pkwy | Columbus | Chattahoochee | UST-SLOC-9026062 | 3552-D |  | 1995-09-28 | TRUE | 1995-09-28 | TRUE | Currently in Use | Used Oil | 600 | Fiberglass Double Walled | 1995-09-15 |  | Fiberglass Reinforced Plastic | Safe Suction (Euro)
Fort Moore | Lindsey Creek Pkwy | Columbus | Chattahoochee | UST-SLOC-9026240 | 4878-1 | [5 empty] | Permanently Out of Use - historical purposes | Diesel | 2000 | Bare Steel |  | 1899-12-31 | Bare Steel | Safe Suction (Euro)
Fort Moore | Lindsey Creek Pkwy | Columbus | Chattahoochee | UST-SLOC-9026317 | 5366-1 | [5 empty] | Permanently Out of Use - historical purposes | Diesel | 2000 | Bare Steel |  | 1899-12-31 | Bare Steel | Safe Suction (Euro)
Fort Moore | Lindsey Creek Pkwy | Columbus | Chattahoochee | UST-SLOC-9026388 | BLDG 9056 |  | 1998-05-29 | FALSE | 1998-05-29 | FALSE | Removed from Ground | Gas (Historical Use) | 600 | Fiberglass Double Walled | 1998-05-29 | 2013-12-06 | Double-Walled Fiberglass | Suction (American)
Fort Moore | Lindsey Creek Pkwy | Columbus | Chattahoochee | UST-SLOC-9026095 | 4026-1 | [5 empty] | Removed from Ground | Diesel | 1000 | Bare Steel | 1996-01-01 | 1996-01-01 | Bare Steel | Safe Suction (Euro)
Fort Moore | Lindsey Creek Pkwy | Columbus | Chattahoochee | UST-SLOC-9026151 | 398-C |  |  | TRUE |  | TRUE | Removed from Ground | Used Oil | 0 | Concrete | 1935-01-01 | 1994-07-15 | Unknown
Fort Moore | Lindsey Creek Pkwy | Columbus | Chattahoochee | UST-SLOC-9026130 | 4303-B | [5 empty] | Currently in Use | Diesel | 3000 | Bare Steel |  |  | Bare Steel | Safe Suction (Euro)
Fort Moore | Lindsey Creek Pkwy | Columbus | Chattahoochee | UST-SLOC-9026299 | 5283-1 | [5 empty] | Permanently Out of Use - historical purposes | Diesel | 1000 | Bare Steel |  | 1899-12-31 | Bare Steel | Safe Suction (Euro)
Fort Moore | Lindsey Creek Pkwy | Columbus | Chattahoochee | UST-SLOC-9000140 | 9233-N |  | 1995-07-01 | TRUE | 1995-07-01 | TRUE | Removed from Ground | Used Oil | 1000 | Fiberglass Double Walled | 1995-07-01 | 2018-07-09 | Fiberglass Reinforced Plastic
Fort Moore | Lindsey Creek Pkwy | Columbus | Chattahoochee | UST-SLOC-9026311 | 5322-1 | [5 empty] | Permanently Out of Use - historical purposes | Diesel | 1000 | Bare Steel |  | 1899-12-31 | Bare Steel | Safe Suction (Euro)
Fort Moore | Lindsey Creek Pkwy | Columbus | Chattahoochee | UST-SLOC-9026254 | 4918-1 | [5 empty] | Permanently Out of Use - historical purposes | Diesel | 2000 | Bare Steel |  | 1899-12-31 | Bare Steel | Safe Suction (Euro)
Fort Moore | Lindsey Creek Pkwy | Columbus | Chattahoochee | UST-SLOC-9026033 | 386-O | [5 empty] | Removed from Ground | Other | 9400 | Bare Steel | 1962-01-01 | 1993-07-01 | Bare Steel | Pressurized
Fort Moore | Lindsey Creek Pkwy | Columbus | Chattahoochee | UST-SLOC-9026228 | 4862-1 | [5 empty] | Permanently Out of Use - historical purposes | Diesel | 2000 | Bare Steel |  | 1899-12-31 | Bare Steel | Safe Suction (Euro)
Fort Moore | Lindsey Creek Pkwy | Columbus | Chattahoochee | UST-SLOC-9026247 | 4907-1 | [5 empty] | Permanently Out of Use - historical purposes | Diesel | 2000 | Bare Steel |  | 1899-12-31 | Bare Steel | Safe Suction (Euro)
Fort Moore | Lindsey Creek Pkwy | Columbus | Chattahoochee | UST-SLOC-9026318 | 5367-1 | [5 empty] | Permanently Out of Use - historical purposes | Diesel | 2000 | Bare Steel |  | 1899-12-31 | Bare Steel | Safe Suction (Euro)
Fort Moore | Lindsey Creek Pkwy | Columbus | Chattahoochee | UST-SLOC-9026344 | 5311-1 | [5 empty] | Permanently Out of Use - historical purposes | Diesel | 2000 | Bare Steel |  | 1899-12-31 | Bare Steel | Safe Suction (Euro)
Fort Moore | Lindsey Creek Pkwy | Columbus | Chattahoochee | UST-SLOC-9026276 | 4949-1 | [5 empty] | Permanently Out of Use - historical purposes | Diesel | 1000 | Bare Steel |  | 1899-12-31 | Bare Steel | Safe Suction (Euro)
Fort Moore | Lindsey Creek Pkwy | Columbus | Chattahoochee | UST-SLOC-9026129 | 4230-1 | [5 empty] | Permanently Out of Use - historical purposes | Diesel | 1000 | Bare Steel |  | 1899-12-31 | Bare Steel | Safe Suction (Euro)
Fort Moore | Lindsey Creek Pkwy | Columbus | Chattahoochee | UST-SLOC-9026205 | 4822-1 | [5 empty] | Permanently Out of Use - historical purposes | Diesel | 1000 | Bare Steel |  | 1899-12-31 | Bare Steel | Safe Suction (Euro)
Fort Moore | Lindsey Creek Pkwy | Columbus | Chattahoochee | UST-SLOC-9026312 | 5328-1 | [5 empty] | Permanently Out of Use - historical purposes | Diesel | 1000 | Bare Steel |  | 1899-12-31 | Bare Steel | Safe Suction (Euro)
Fort Moore | Lindsey Creek Pkwy | Columbus | Chattahoochee | UST-SLOC-9026384 | 2845 |  | 1997-07-01 | TRUE | 1997-07-01 | TRUE | Removed from Ground | Used Oil | 1000 | Double Walled | 1997-07-01 | 2008-07-23 | Fiberglass Reinforced Plastic | Gravity Fed
Fort Moore | Lindsey Creek Pkwy | Columbus | Chattahoochee | UST-SLOC-9026053 | 9111-D |  |  | TRUE |  | TRUE | Removed from Ground | Used Oil | 1000 | Bare Steel | 1995-09-25 | 1995-09-25 | Bare Steel | Gravity Fed
Fort Moore | Lindsey Creek Pkwy | Columbus | Chattahoochee | UST-SLOC-9026372 | 4010 | [5 empty] | Removed from Ground | Diesel | 2000 | Not Marked/Unknown | 1995-12-01 | 1995-12-01 | Not Marked
Fort Moore | Lindsey Creek Pkwy | Columbus | Chattahoochee | UST-SLOC-9026148 | 4502-1 | [5 empty] | Permanently Out of Use - historical purposes | Diesel | 1000 | Bare Steel |  | 1899-12-31 | Bare Steel | Safe Suction (Euro)
Fort Moore | Lindsey Creek Pkwy | Columbus | Chattahoochee | UST-SLOC-9026011 | 9029-A | [5 empty] | Currently in Use | Diesel | 17000 | Bare Steel |  |  | Bare Steel | Safe Suction (Euro)
Fort Moore | Lindsey Creek Pkwy | Columbus | Chattahoochee | UST-SLOC-9026087 | 4014-1 | [5 empty] | Removed from Ground | Diesel | 2000 | Bare Steel | 1995-12-01 | 1995-12-01 | Bare Steel | Safe Suction (Euro)
Fort Moore | Lindsey Creek Pkwy | Columbus | Chattahoochee | UST-SLOC-9026099 | 4067-1 | [5 empty] | Removed from Ground | Diesel | 1000 | Bare Steel | 1996-01-01 | 1996-01-01 | Bare Steel | Safe Suction (Euro)
Fort Moore | Lindsey Creek Pkwy | Columbus | Chattahoochee | UST-SLOC-9000140 | 9233-M |  | 1995-07-01 | FALSE | 1995-07-01 | FALSE | Removed from Ground | Gas (Historical Use) | 30000 | Fiberglass Double Walled | 1995-07-01 | 2018-07-09 | Fiberglass Reinforced Plastic | Pressurized
Fort Moore | Lindsey Creek Pkwy | Columbus | Chattahoochee | UST-SLOC-9026049 | 9099-A | [5 empty] | Removed from Ground | Diesel | 10000 | Bare Steel | 1981-01-01 | 1991-08-01 | Galvanized Steel
Fort Moore | Lindsey Creek Pkwy | Columbus | Chattahoochee | UST-SLOC-9026377 | 396 | [5 empty] | Removed from Ground | Diesel | 55 | Bare Steel | 1996-12-01 | 1996-12-01 | Bare Steel | Safe Suction (Euro)
Fort Moore | Lindsey Creek Pkwy | Columbus | Chattahoochee | UST-SLOC-9026376 | BLDG4 | [5 empty] | Removed from Ground | Diesel | 500 | Bare Steel | 1996-10-01 | 1996-10-01 | Bare Steel | Safe Suction (Euro)
Fort Moore | Lindsey Creek Pkwy | Columbus | Chattahoochee | UST-SLOC-9026034 | 262-B | [5 empty] | Removed from Ground | Empty | 4000 | Bare Steel | 1944-01-01 | 1992-08-25 | Bare Steel | Pressurized
Fort Moore | Lindsey Creek Pkwy | Columbus | Chattahoochee | UST-SLOC-9026207 | 4824-1 | [5 empty] | Permanently Out of Use - historical purposes | Diesel | 2000 | Bare Steel |  | 1899-12-31 | Bare Steel | Safe Suction (Euro)
Fort Moore | Lindsey Creek Pkwy | Columbus | Chattahoochee | UST-SLOC-9026258 | 4922-1 | [5 empty] | Permanently Out of Use - historical purposes | Diesel | 1000 | Bare Steel |  | 1899-12-31 | Bare Steel | Safe Suction (Euro)
Fort Moore | Lindsey Creek Pkwy | Columbus | Chattahoochee | UST-SLOC-9026064 | 4417-1 | [5 empty] | Removed from Ground | Diesel | 1500 | Bare Steel | 1996-04-01 | 1996-04-01 | Bare Steel | Safe Suction (Euro)
Fort Moore | Lindsey Creek Pkwy | Columbus | Chattahoochee | UST-SLOC-9026156 | 4217-I | [5 empty] | Removed from Ground | Other | 0 | Not Marked/Unknown | 1993-01-01 | 1993-01-01 | Not Marked
Fort Moore | Lindsey Creek Pkwy | Columbus | Chattahoochee | UST-SLOC-9026136 | 4437-1 |  |  | FALSE |  | FALSE | Removed from Ground | Diesel | 1000 | Bare Steel |  |  | Bare Steel | Safe Suction (Euro)
Fort Moore | Lindsey Creek Pkwy | Columbus | Chattahoochee | UST-SLOC-9026188 | 4751-1 | [5 empty] | Permanently Out of Use - historical purposes | Diesel | 2000 | Bare Steel |  | 1899-12-31 | Bare Steel | Safe Suction (Euro)
Fort Moore | Lindsey Creek Pkwy | Columbus | Chattahoochee | UST-SLOC-9026302 | 5299-1 | [5 empty] | Permanently Out of Use - historical purposes | Diesel | 2000 | Bare Steel |  | 1899-12-31 | Bare Steel | Safe Suction (Euro)
Fort Moore | Lindsey Creek Pkwy | Columbus | Chattahoochee | UST-SLOC-9026033 | 386-D | [5 empty] | Removed from Ground | Empty | 9850 | Bare Steel | 1962-01-01 | 1993-07-01 | Bare Steel | Pressurized
Fort Moore | Lindsey Creek Pkwy | Columbus | Chattahoochee | UST-SLOC-9026090 | 4020-1 | [5 empty] | Removed from Ground | Diesel | 2000 | Bare Steel | 1996-01-12 | 1996-01-12 | Bare Steel | Safe Suction (Euro)
Fort Moore | Lindsey Creek Pkwy | Columbus | Chattahoochee | UST-SLOC-9026028 | 397-1 |  |  | FALSE |  | FALSE | Removed from Ground | Diesel | 10000 | Bare Steel |  |  | Bare Steel | Safe Suction (Euro)
Fort Moore | Lindsey Creek Pkwy | Columbus | Chattahoochee | UST-SLOC-9026244 | 4904-1 | [5 empty] | Permanently Out of Use - historical purposes | Diesel | 2000 | Bare Steel |  | 1899-12-31 | Bare Steel | Safe Suction (Euro)
Fort Moore | Lindsey Creek Pkwy | Columbus | Chattahoochee | UST-SLOC-9026382 | 9104 |  |  | TRUE |  | TRUE | Removed from Ground | Used Oil | 1000 | Bare Steel | 1997-01-01 | 1997-01-01 | Bare Steel | Gravity Fed
Fort Moore | Lindsey Creek Pkwy | Columbus | Chattahoochee | UST-SLOC-9026043 | 2855-D | [5 empty] | Removed from Ground | Diesel | 2000 | Bare Steel |  | 1899-12-31 | Bare Steel | Safe Suction (Euro)
Fort Moore | Lindsey Creek Pkwy | Columbus | Chattahoochee | UST-SLOC-9026105 | 4108-1 |  |  | FALSE |  | FALSE | Removed from Ground | Diesel | 1000 | Bare Steel |  |  | Bare Steel | Safe Suction (Euro)
Fort Moore | Lindsey Creek Pkwy | Columbus | Chattahoochee | UST-SLOC-9026033 | 386-C | [5 empty] | Removed from Ground | Empty | 10150 | Bare Steel | 1962-01-01 | 1993-07-01 | Bare Steel | Pressurized
Fort Moore | Lindsey Creek Pkwy | Columbus | Chattahoochee | UST-SLOC-9000140 | 9233-D | [5 empty] | Removed from Ground | Gas (Historical Use) | 10000 | Bare Steel | 1974-01-01 | 1995-02-01 | Bare Steel | Pressurized
Fort Moore | Lindsey Creek Pkwy | Columbus | Chattahoochee | UST-SLOC-9026378 | 1188 | [5 empty] | Removed from Ground | Gas (Historical Use) | 1000 | Bare Steel | 1996-12-01 | 1996-12-01 | Bare Steel | Suction (American)
Fort Moore | Lindsey Creek Pkwy | Columbus | Chattahoochee | UST-SLOC-9026343 | 3763-B | [5 empty] | Removed from Ground | Gas (Historical Use) | 7600 | Bare Steel | 1970-01-01 | 1993-12-31 | Bare Steel | Pressurized
Fort Moore | Lindsey Creek Pkwy | Columbus | Chattahoochee | UST-SLOC-9026179 | 4608-1 | [5 empty] | Permanently Out of Use - historical purposes | Diesel | 1000 | Bare Steel |  | 1899-12-31 | Bare Steel | Safe Suction (Euro)
Fort Moore | Lindsey Creek Pkwy | Columbus | Chattahoochee | UST-SLOC-9026387 | 1 | [5 empty] | Removed from Ground | Diesel | 100 | Bare Steel | 1998-04-29 | 1998-04-29 | Bare Steel | Safe Suction (Euro)
Fort Moore | Lindsey Creek Pkwy | Columbus | Chattahoochee | UST-SLOC-9026301 | 5298-1 | [5 empty] | Permanently Out of Use - historical purposes | Diesel | 2000 | Bare Steel |  | 1899-12-31 | Bare Steel | Safe Suction (Euro)
Fort Moore | Lindsey Creek Pkwy | Columbus | Chattahoochee | UST-SLOC-9026045 | 9202-B | [5 empty] | Currently in Use | Diesel | 20000 | Bare Steel | 1983-01-01 |  | Bare Steel | Safe Suction (Euro)
Fort Moore | Lindsey Creek Pkwy | Columbus | Chattahoochee | UST-SLOC-9000140 | 9233-F | [5 empty] | Removed from Ground | Gas (Historical Use) | 10000 | Bare Steel | 1974-01-01 | 1995-02-01 | Bare Steel | Pressurized
Fort Moore | Lindsey Creek Pkwy | Columbus | Chattahoochee | UST-SLOC-9026072 | 3255-1 |  |  | FALSE |  | FALSE | Removed from Ground | Diesel | 1500 | Bare Steel |  |  | Bare Steel | Safe Suction (Euro)
Fort Moore | Lindsey Creek Pkwy | Columbus | Chattahoochee | UST-SLOC-9026319 | 5374-1 | [5 empty] | Permanently Out of Use - historical purposes | Diesel | 1000 | Bare Steel |  | 1899-12-31 | Bare Steel | Safe Suction (Euro)
Fort Moore | Lindsey Creek Pkwy | Columbus | Chattahoochee | UST-SLOC-9026011 | 9029-E |  |  | TRUE |  | TRUE | Removed from Ground | Used Oil | 150 | Marked Unknown | 1995-02-13 | 1995-02-13 | Unknown
Fort Moore | Lindsey Creek Pkwy | Columbus | Chattahoochee | UST-SLOC-9026135 | 4430-1 |  |  | FALSE |  | FALSE | Removed from Ground | Diesel | 1000 | Bare Steel |  |  | Bare Steel | Safe Suction (Euro)
Fort Moore | Lindsey Creek Pkwy | Columbus | Chattahoochee | UST-SLOC-9026350 | 9095-B | [5 empty] | Removed from Ground | Other | 1000 | Bare Steel | 1989-09-01 | 1997-01-01 | Galvanized Steel
Fort Moore | Lindsey Creek Pkwy | Columbus | Chattahoochee | UST-SLOC-9026061 | 5085-A | [5 empty] | Removed from Ground | Gas (Historical Use) | 12000 | Marked Unknown | 1969-01-01 | 1991-08-01 | Unknown
Fort Moore | Lindsey Creek Pkwy | Columbus | Chattahoochee | UST-SLOC-9026058 | 4483-A | [5 empty] | Removed from Ground | Gas (Historical Use) | 10058 | Bare Steel | 1973-01-01 | 1990-12-01 | Bare Steel | Pressurized
Fort Moore | Lindsey Creek Pkwy | Columbus | Chattahoochee | UST-SLOC-9026162 | 10800-C | [5 empty] | Removed from Ground | Other | 8000 | Bare Steel | 1958-01-01 | 1899-12-31 | Bare Steel | Pressurized
Fort Moore | Lindsey Creek Pkwy | Columbus | Chattahoochee | UST-SLOC-9026246 | 4906-1 | [5 empty] | Permanently Out of Use - historical purposes | Diesel | 1000 | Bare Steel |  | 1899-12-31 | Bare Steel | Safe Suction (Euro)
Fort Moore | Lindsey Creek Pkwy | Columbus | Chattahoochee | UST-SLOC-9026082 | 4008-1 | [5 empty] | Removed from Ground | Diesel | 2000 | Bare Steel |  | 1899-12-31 | Bare Steel | Safe Suction (Euro)
Fort Moore | Lindsey Creek Pkwy | Columbus | Chattahoochee | UST-SLOC-9026325 | 5396-1 | [5 empty] | Permanently Out of Use - historical purposes | Diesel | 6500 | Bare Steel |  | 1899-12-31 | Bare Steel | Safe Suction (Euro)
Fort Moore | Lindsey Creek Pkwy | Columbus | Chattahoochee | UST-SLOC-9026381 | 15A |  |  | TRUE |  | TRUE | Removed from Ground | Used Oil | 8000 | Bare Steel | 1996-05-01 | 1996-05-01 | Unknown | Gravity Fed
Fort Moore | Lindsey Creek Pkwy | Columbus | Chattahoochee | UST-SLOC-9026159 | 239-C | [5 empty] | Removed from Ground | Other | 15000 | Bare Steel | 1966-01-01 | 1992-08-25 | Bare Steel | Pressurized
Fort Moore | Lindsey Creek Pkwy | Columbus | Chattahoochee | UST-SLOC-9026007 | 4487-1 | [5 empty] | Removed from Ground | Diesel | 500 | Bare Steel |  | 1899-12-31 | Bare Steel | Safe Suction (Euro)
Fort Moore | Lindsey Creek Pkwy | Columbus | Chattahoochee | UST-SLOC-9026334 | 6601-1 | [5 empty] | Removed from Ground | Diesel | 12000 | Bare Steel | 1976-01-01 | 1991-06-01 | Bare Steel | Pressurized
Fort Moore | Lindsey Creek Pkwy | Columbus | Chattahoochee | UST-SLOC-9026008 | 1146-1 | [5 empty] | Removed from Ground | Other | 100 | Bare Steel | 1998-04-29 | 1998-04-29 | Bare Steel | Safe Suction (Euro)
Fort Moore | Lindsey Creek Pkwy | Columbus | Chattahoochee | UST-SLOC-9026386 | 9111-F |  | 1995-06-01 | TRUE | 1995-08-01 | TRUE | Currently in Use | Used Oil | 2500 | Double Walled | 1995-08-01 |  | Fiberglass Reinforced Plastic | Gravity Fed
Fort Moore | Lindsey Creek Pkwy | Columbus | Chattahoochee | UST-SLOC-9026090 | 9114-E |  | 1995-09-01 | TRUE | 1995-09-01 | FALSE | Currently in Use | Used Oil | 1000 | Fiberglass Double Walled | 1995-09-01 |  | Fiberglass Reinforced Plastic | Gravity Fed
Fort Moore | Lindsey Creek Pkwy | Columbus | Chattahoochee | UST-SLOC-9026170 | 4151-1 | [5 empty] | Permanently Out of Use - historical purposes | Diesel | 1000 | Bare Steel |  | 1899-12-31 | Bare Steel | Safe Suction (Euro)
Fort Moore | Lindsey Creek Pkwy | Columbus | Chattahoochee | UST-SLOC-9026379 | 4126 | [5 empty] | Removed from Ground | Diesel | 1000 | Bare Steel | 1996-07-01 | 1996-07-01 | Bare Steel | Safe Suction (Euro)
Fort Moore | Lindsey Creek Pkwy | Columbus | Chattahoochee | UST-SLOC-9026119 | 4129-1 | [5 empty] | Removed from Ground | Diesel | 1000 | Bare Steel | 1996-07-01 | 1996-07-01 | Bare Steel | Safe Suction (Euro)
Fort Moore | Lindsey Creek Pkwy | Columbus | Chattahoochee | UST-SLOC-9026190 | 4762-1 |  |  | FALSE |  | FALSE | Removed from Ground | Diesel | 1000 | Bare Steel |  |  | Bare Steel | Safe Suction (Euro)
Fort Moore | Lindsey Creek Pkwy | Columbus | Chattahoochee | UST-SLOC-9026018 | 282 |  | 1998-06-03 |  | 1998-06-03 |  | Removed from Ground | Diesel | 600 | Unknown | 1998-06-03 | 2010-05-06 | Fiberglass Reinforced Plastic | Suction (American)
Fort Moore | Lindsey Creek Pkwy | Columbus | Chattahoochee | UST-SLOC-9000140 | 9233-A | [5 empty] | Removed from Ground | Gas (Historical Use) | 10000 | Bare Steel | 1974-01-01 | 1995-02-01 | Bare Steel | Pressurized
Fort Moore | Lindsey Creek Pkwy | Columbus | Chattahoochee | UST-SLOC-9026039 | 485-B | [5 empty] | Removed from Ground | Diesel | 15008 | Bare Steel | 1962-01-01 | 1988-11-01 | Bare Steel | Pressurized
Fort Moore | Lindsey Creek Pkwy | Columbus | Chattahoochee | UST-SLOC-9026259 | 4924-1 | [5 empty] | Permanently Out of Use - historical purposes | Diesel | 2000 | Bare Steel |  | 1899-12-31 | Bare Steel | Safe Suction (Euro)
Fort Moore | Lindsey Creek Pkwy | Columbus | Chattahoochee | UST-SLOC-9026062 | 3552-C |  | 1995-09-01 | TRUE | 1995-09-28 | TRUE | Removed from Ground | Used Oil | 2000 | Fiberglass Double Walled | 2011-10-07 | 2017-01-31 | Fiberglass Reinforced Plastic
Fort Moore | Lindsey Creek Pkwy | Columbus | Chattahoochee | UST-SLOC-9026049 | 9099-B | [5 empty] | Removed from Ground | Empty | 10000 | Bare Steel | 1981-01-01 | 1991-08-01 | Galvanized Steel
Fort Moore | Lindsey Creek Pkwy | Columbus | Chattahoochee | UST-SLOC-9026172 | 4510-1 | [5 empty] | Permanently Out of Use - historical purposes | Diesel | 1000 | Bare Steel |  | 1899-12-31 | Bare Steel | Safe Suction (Euro)
Fort Moore | Lindsey Creek Pkwy | Columbus | Chattahoochee | UST-SLOC-9026058 | 4483-B | [5 empty] | Removed from Ground | Diesel | 10058 | Bare Steel | 1973-01-01 | 1990-12-01 | Bare Steel | Pressurized
Fort Moore | Lindsey Creek Pkwy | Columbus | Chattahoochee | UST-SLOC-9026155 | 1622-C | [5 empty] | Removed from Ground | Gas (Historical Use) | 10000 | Bare Steel | 1968-01-01 | 1991-11-01 | Galvanized Steel | Pressurized
Fort Moore | Lindsey Creek Pkwy | Columbus | Chattahoochee | UST-SLOC-9026096 | 4027-1 | [5 empty] | Removed from Ground | Diesel | 2000 | Bare Steel | 1996-01-01 | 1996-01-01 | Bare Steel | Safe Suction (Euro)
Fort Moore | Lindsey Creek Pkwy | Columbus | Chattahoochee | UST-SLOC-9026222 | 4856-1 | [5 empty] | Permanently Out of Use - historical purposes | Diesel | 2000 | Bare Steel |  | 1899-12-31 | Bare Steel | Safe Suction (Euro)
Fort Moore | Lindsey Creek Pkwy | Columbus | Chattahoochee | UST-SLOC-9026351 | 9087-1 |  |  | TRUE |  | TRUE | Removed from Ground | Used Oil | 1500 | Bare Steel | 1987-09-01 | 1995-05-02 | Bare Steel | Gravity Fed
Fort Moore | Lindsey Creek Pkwy | Columbus | Chattahoochee | UST-SLOC-9026003 | 5881-2 | [5 empty] | Removed from Ground | Diesel | 1500 | Bare Steel | 1987-02-01 | 1997-10-29 | Bare Steel | Pressurized
Fort Moore | Lindsey Creek Pkwy | Columbus | Chattahoochee | UST-SLOC-9026018 | 282-1 | [5 empty] | Removed from Ground | Other | 1200 | Bare Steel | 1998-05-26 | 1998-05-26 | Bare Steel | Safe Suction (Euro)
Fort Moore | Lindsey Creek Pkwy | Columbus | Chattahoochee | UST-SLOC-9026041 | 1706-A | [5 empty] | Removed from Ground | Gas (Historical Use) | 8909 | Bare Steel | 1940-01-01 | 1991-01-31 | Bare Steel | Pressurized
Fort Moore | Lindsey Creek Pkwy | Columbus | Chattahoochee | UST-SLOC-9026386 | 9111-G |  | 1995-09-01 | TRUE | 1995-09-01 | TRUE | Currently in Use | Used Oil | 2000 | Double Walled | 1995-08-01 |  | Fiberglass Reinforced Plastic | Gravity Fed
Fort Moore | Lindsey Creek Pkwy | Columbus | Chattahoochee | UST-SLOC-9026365 | 9130A |  |  | TRUE |  | TRUE | Removed from Ground | Used Oil | 1 | Fiberglass | 1995-10-17 | 1995-10-17 | Fiberglass Reinforced Plastic | Safe Suction (Euro)
SIMULATION TRAINING FACILITY CONSTRUCTION SITE | FENELON ROAD | FORT BENNING | Chattahoochee | 10001816 | 1 |  |  | FALSE |  | FALSE | Removed from Ground | Diesel | 1000 | Unknown | 2009-11-05 | 2009-11-05
Fort Moore | Lindsey Creek Pkwy | Columbus | Chattahoochee | UST-SLOC-9026160 | 4546-C | [5 empty] | Removed from Ground | Gas (Historical Use) | 10000 | Bare Steel | 1995-02-17 | 1995-02-17 | Bare Steel | Pressurized
Fort Moore | Lindsey Creek Pkwy | Columbus | Chattahoochee | UST-SLOC-9026061 | 5085-B | [5 empty] | Removed from Ground | Diesel | 12000 | Marked Unknown | 1969-01-01 | 1991-08-01 | Unknown
Fort Moore | Lindsey Creek Pkwy | Columbus | Chattahoochee | UST-SLOC-9026155 | 1622-H | [5 empty] | Removed from Ground | Gas (Historical Use) | 10000 | Double Walled | 1991-04-02 | 1996-02-22 | Fiberglass Reinforced Plastic | Pressurized
Fort Moore | Lindsey Creek Pkwy | Columbus | Chattahoochee | UST-SLOC-9026061 | 5085-C | [5 empty] | Removed from Ground | Gas (Historical Use) | 4000 | Double Walled | 1992-04-23 | 1998-05-11 | Fiberglass Reinforced Plastic | Pressurized
Fort Moore | Lindsey Creek Pkwy | Columbus | Chattahoochee | UST-SLOC-9026010 | 6056-2 |  | 1998-06-28 |  | 1998-06-28 |  | Currently in Use | Other | 1000 | Fiberglass Double Walled | 1998-06-28 |  | Fiberglass Reinforced Plastic | Suction (American)
Fort Moore | Lindsey Creek Pkwy | Columbus | Chattahoochee | UST-SLOC-9026250 | 4910-1 | [5 empty] | Permanently Out of Use - historical purposes | Diesel | 2000 | Bare Steel |  | 1899-12-31 | Bare Steel | Safe Suction (Euro)
Fort Moore | Lindsey Creek Pkwy | Columbus | Chattahoochee | UST-SLOC-9026315 | 5364-1 | [5 empty] | Permanently Out of Use - historical purposes | Diesel | 2000 | Bare Steel |  | 1899-12-31 | Bare Steel | Safe Suction (Euro)
Fort Moore | Lindsey Creek Pkwy | Columbus | Chattahoochee | UST-SLOC-9026041 | 1706-B | [5 empty] | Removed from Ground | Gas (Historical Use) | 8650 | Bare Steel | 1961-01-01 | 1991-01-31 | Bare Steel | Pressurized
Fort Moore | Lindsey Creek Pkwy | Columbus | Chattahoochee | UST-SLOC-9026156 | 4217-2 |  | 1991-01-01 | FALSE | 1991-01-01 | FALSE | Removed from Ground |  | 10000 | Fiberglass Double Walled | 2014-07-25 | 2017-01-23 | Double-Walled Fiberglass | Pressurized
Fort Moore | Lindsey Creek Pkwy | Columbus | Chattahoochee | UST-SLOC-9026073 | 3440-1 |  |  | FALSE |  | FALSE | Removed from Ground | Diesel | 2000 | Bare Steel |  |  | Bare Steel | Safe Suction (Euro)
Fort Moore | Lindsey Creek Pkwy | Columbus | Chattahoochee | UST-SLOC-9026229 | 4867-1 | [5 empty] | Permanently Out of Use - historical purposes | Diesel | 2000 | Bare Steel |  | 1899-12-31 | Bare Steel | Safe Suction (Euro)
Fort Moore | Lindsey Creek Pkwy | Columbus | Chattahoochee | UST-SLOC-9026167 | 9114-A | [5 empty] | Removed from Ground | Diesel | 10000 | Bare Steel | 1995-09-01 | 1995-09-01 | Bare Steel | Pressurized
Fort Moore | Lindsey Creek Pkwy | Columbus | Chattahoochee | UST-SLOC-9026022 | 2284-1 | [5 empty] | Removed from Ground | Diesel | 150 | Bare Steel | 1996-05-01 | 1996-05-01 | Bare Steel | Safe Suction (Euro)
Fort Moore | Lindsey Creek Pkwy | Columbus | Chattahoochee | UST-SLOC-9026141 | 4481-1 | [5 empty] | Permanently Out of Use - historical purposes | Diesel | 1000 | Bare Steel |  | 1899-12-31 | Bare Steel | Safe Suction (Euro)
Fort Moore | Lindsey Creek Pkwy | Columbus | Chattahoochee | UST-SLOC-9026004 | 2 |  | 1998-06-03 |  | 1998-06-03 |  | Removed from Ground | Other | 600 | Unknown | 1998-06-03 | 2010-03-05 | Fiberglass Reinforced Plastic | Suction (American)
Fort Moore | Lindsey Creek Pkwy | Columbus | Chattahoochee | UST-SLOC-9026151 | 398-B |  |  | TRUE |  | TRUE | Removed from Ground | Used Oil | 0 | Concrete | 1935-01-01 | 1994-07-15 | Unknown
Fort Moore | Lindsey Creek Pkwy | Columbus | Chattahoochee | UST-SLOC-9026037 | 303-B | [5 empty] | Removed from Ground | Diesel | 11650 | Bare Steel | 1961-01-01 | 1991-01-31 | Bare Steel | Pressurized
Fort Moore | Lindsey Creek Pkwy | Columbus | Chattahoochee | UST-SLOC-9026033 | 386-M | [5 empty] | Removed from Ground | Empty | 4038 | Bare Steel | 1962-01-01 | 1993-07-01 | Bare Steel | Pressurized
Fort Moore | Lindsey Creek Pkwy | Columbus | Chattahoochee | UST-SLOC-9026309 | 5320-1 | [5 empty] | Permanently Out of Use - historical purposes | Diesel | 1000 | Bare Steel |  | 1899-12-31 | Bare Steel | Safe Suction (Euro)
Fort Moore | Lindsey Creek Pkwy | Columbus | Chattahoochee | UST-SLOC-9026265 | 4931-1 | [5 empty] | Permanently Out of Use - historical purposes | Diesel | 2000 | Bare Steel |  | 1899-12-31 | Bare Steel | Safe Suction (Euro)
Fort Moore | Lindsey Creek Pkwy | Columbus | Chattahoochee | UST-SLOC-9026321 | 5376-1 | [5 empty] | Permanently Out of Use - historical purposes | Diesel | 1000 | Bare Steel |  | 1899-12-31 | Bare Steel | Safe Suction (Euro)
Fort Moore | Lindsey Creek Pkwy | Columbus | Chattahoochee | UST-SLOC-9026342 | 9051-C | [5 empty] | Removed from Ground | Gas (Historical Use) | 10000 | Bare Steel | 1970-01-01 | 1996-12-01 | Bare Steel | Pressurized
Fort Moore | Lindsey Creek Pkwy | Columbus | Chattahoochee | UST-SLOC-9026083 | 4009-1 | [5 empty] | Removed from Ground | Diesel | 2000 | Bare Steel |  | 1899-12-31 | Bare Steel | Safe Suction (Euro)
Fort Moore | Lindsey Creek Pkwy | Columbus | Chattahoochee | UST-SLOC-9026011 | 9029-C | [5 empty] | Currently in Use | Diesel | 17000 | Bare Steel |  |  | Bare Steel | Safe Suction (Euro)
Fort Moore | Lindsey Creek Pkwy | Columbus | Chattahoochee | UST-SLOC-9026033 | 386-I | [5 empty] | Removed from Ground | Empty | 11750 | Bare Steel | 1962-01-01 | 1993-07-01 | Bare Steel | Pressurized
Fort Moore | Lindsey Creek Pkwy | Columbus | Chattahoochee | UST-SLOC-9026139 | 4467-1 |  |  | FALSE |  | FALSE | Removed from Ground | Diesel | 1000 | Bare Steel |  |  | Bare Steel | Safe Suction (Euro)
Fort Moore | Lindsey Creek Pkwy | Columbus | Chattahoochee | UST-SLOC-9026333 | 4640-1 | [5 empty] | Removed from Ground | Diesel | 1000 | Bare Steel | 1997-03-25 | 1997-03-25 | Bare Steel | Safe Suction (Euro)
Fort Moore | Lindsey Creek Pkwy | Columbus | Chattahoochee | UST-SLOC-9026227 | 4861-1 | [5 empty] | Permanently Out of Use - historical purposes | Diesel | 2000 | Bare Steel |  | 1899-12-31 | Bare Steel | Safe Suction (Euro)
Fort Moore | Lindsey Creek Pkwy | Columbus | Chattahoochee | UST-SLOC-9000140 | 9233-H | [5 empty] | Removed from Ground | Gas (Historical Use) | 10000 | Fiberglass Double Walled | 1974-01-01 | 1995-02-01 | Bare Steel | Pressurized
Fort Moore | Lindsey Creek Pkwy | Columbus | Chattahoochee | UST-SLOC-9026033 | 386-N | [5 empty] | Removed from Ground | Empty | 9400 | Bare Steel | 1962-01-01 | 1993-07-01 | Bare Steel | Pressurized
Fort Moore | Lindsey Creek Pkwy | Columbus | Chattahoochee | UST-SLOC-9026118 | 4128-1 | [5 empty] | Removed from Ground | Diesel | 1000 | Bare Steel | 1996-07-01 | 1996-07-01 | Bare Steel | Safe Suction (Euro)
Fort Moore | Lindsey Creek Pkwy | Columbus | Chattahoochee | UST-SLOC-9026034 | 262-A | [5 empty] | Removed from Ground | Empty | 4038 | Bare Steel | 1992-08-25 | 1992-08-25 | Bare Steel | Pressurized
Fort Moore | Lindsey Creek Pkwy | Columbus | Chattahoochee | UST-SLOC-9026021 | 2 |  | 1998-06-03 |  | 1998-06-03 |  | Currently in Use | Diesel | 1000 | Unknown | 1998-06-03 |  | Fiberglass Reinforced Plastic | Suction (American)
Fort Moore | Lindsey Creek Pkwy | Columbus | Chattahoochee | UST-SLOC-9026191 | 4802-1 | [5 empty] | Permanently Out of Use - historical purposes | Diesel | 2000 | Bare Steel |  | 1899-12-31 | Bare Steel | Safe Suction (Euro)
Fort Moore | Lindsey Creek Pkwy | Columbus | Chattahoochee | UST-SLOC-9026249 | 4909-1 | [5 empty] | Permanently Out of Use - historical purposes | Diesel | 1000 | Bare Steel |  | 1899-12-31 | Bare Steel | Safe Suction (Euro)
Fort Moore | Lindsey Creek Pkwy | Columbus | Chattahoochee | UST-SLOC-9000140 | 9233-I | [5 empty] | Removed from Ground | Gas (Historical Use) | 10000 | Bare Steel | 1974-01-01 | 1995-02-01 | Bare Steel | Pressurized
Fort Moore | Lindsey Creek Pkwy | Columbus | Chattahoochee | UST-SLOC-9026055 | 9086-1 |  |  | TRUE |  | TRUE | Removed from Ground | Used Oil | 1000 | Bare Steel | 1987-09-01 | 1995-05-02 | Bare Steel | Gravity Fed
Fort Moore | Lindsey Creek Pkwy | Columbus | Chattahoochee | UST-SLOC-9026348 | 9110-A |  | 2008-08-28 | TRUE | 1989-01-01 | TRUE | Temporarily out of use | Used Oil | 620 | Composite | 1989-09-01 |  | Fiberglass Reinforced Plastic | Gravity Fed
Fort Moore | Lindsey Creek Pkwy | Columbus | Chattahoochee | UST-SLOC-9026166 | 9116-E |  | 1995-08-01 | TRUE | 1995-05-01 | TRUE | Currently in Use | Used Oil | 2000 | Fiberglass Double Walled | 1995-05-23 |  | Fiberglass Reinforced Plastic | Gravity Fed
Fort Moore | Lindsey Creek Pkwy | Columbus | Chattahoochee | UST-SLOC-9026040 | 1260-D |  | 1995-12-21 |  | 1995-12-21 |  | Currently in Use | Gas (Historical Use) | 20000 | Double Walled | 1995-12-20 |  | Fiberglass Reinforced Plastic | Pressurized
FT BENNING/BLDG 8017 | BUILDING 8017/1ST DIVISION Road | FT BENNING | Chattahoochee | 10002711 | 1 |  |  | FALSE |  | FALSE | Removed from Ground |  |  |  |  | 2017-07-19
BUILDING 4100 HEATING FUEL TANK | FENELON RD | FORT BENNING | Chattahoochee | 10003066 | 4100 |  |  | FALSE |  | FALSE | Removed from Ground |  | 1000 |  |  | 2020-11-12
Fort Moore | Lindsey Creek Pkwy | Columbus | Chattahoochee | UST-SLOC-9026005 | 3000 |  | 1998-06-25 |  | 1998-06-25 |  | Removed from Ground | Diesel | 600 | Fiberglass Double Walled | 1998-07-01 | 2010-11-05 | Fiberglass Reinforced Plastic | Suction (American)
Fort Moore | Lindsey Creek Pkwy | Columbus | Chattahoochee | UST-SLOC-9026266 | 4933-1 | [5 empty] | Permanently Out of Use - historical purposes | Diesel | 2000 | Bare Steel |  | 1899-12-31 | Bare Steel | Safe Suction (Euro)
Fort Moore | Lindsey Creek Pkwy | Columbus | Chattahoochee | UST-SLOC-9026036 | 121-B | [5 empty] | Removed from Ground | Other | 25100 | Bare Steel | 1962-01-01 | 1995-02-23 | Bare Steel | Pressurized
Fort Moore | Lindsey Creek Pkwy | Columbus | Chattahoochee | UST-SLOC-9026067 | 3002-1 | [5 empty] | Removed from Ground | Diesel | 1000 | Bare Steel | 1995-10-10 | 1995-10-10 | Bare Steel | Safe Suction (Euro)
Fort Moore | Lindsey Creek Pkwy | Columbus | Chattahoochee | UST-SLOC-10001814 | 2 |  |  | FALSE |  | FALSE | Removed from Ground | Diesel | 1000 | Unknown | 2009-10-17 | 2009-10-17
Fort Moore | Lindsey Creek Pkwy | Columbus | Chattahoochee | UST-SLOC-9026062 | 3552-B |  |  | TRUE |  | TRUE | Removed from Ground | Used Oil | 500 | Bare Steel | 1995-08-24 | 1995-08-24 | Bare Steel | Gravity Fed
Fort Moore | Lindsey Creek Pkwy | Columbus | Chattahoochee | UST-SLOC-9026356 | 5503-1 |  |  | TRUE |  | TRUE | Removed from Ground | Used Oil | 500 | Double Walled | 1995-02-01 | 1899-12-31 | Fiberglass Reinforced Plastic | Gravity Fed
USED CAR LOT | HWY 114 AT GA HWY 100 | SUMMERVILLE | Chattooga | 270021 | 3 | [5 empty] | Removed from Ground | Gas (Historical Use) | 2000 | Bare Steel | 1966-03-30 | 1992-03-30 | Unknown
PAY & TOTE GROCERY | 106 HWY 114 | SUMMERVILLE | Chattooga | 270056 | 2 | Ball Float | 1988-03-17 | FALSE | 1998-11-30 | FALSE | Currently in Use | Gas (Historical Use) | 7896 | Galvanic (STIP-3) | 1988-03-17 |  | Fiberglass Reinforced Plastic | Pressurized
QUICK FOOD MART | 10380 N COMMERCE | SUMMERVILLE | Chattooga | 270051 | 5C |  | 1998-06-29 | FALSE | 1998-06-29 | FALSE | Currently in Use | Diesel | 2000 | Composite | 1998-06-23 |  | Fiberglass Reinforced Plastic | Pressurized
QUICK FOOD MART | 10380 N COMMERCE | SUMMERVILLE | Chattooga | 270051 | 3 | [5 empty] | Removed from Ground | Gas (Historical Use) | 12000 | Bare Steel | 1971-05-12 | 1998-06-23 | Galvanized Steel | Pressurized
NORTH COMMERCE STATION | 106 NORTH COMMERCE ST | SUMMERVILLE | Chattooga | 270039 | 2 | [5 empty] | Removed from Ground | Gas (Historical Use) | 4000 | Bare Steel | 1956-05-15 | 1987-11-15 | Galvanized Steel
MOHAWK INDUSTRIES INC | LYERLY ST | SUMMERVILLE | Chattooga | 270041 | 3 | [5 empty] | Permanently Out of Use - historical purposes | Gas (Historical Use) | 1000 | Composite | 1969-05-11 | 1899-12-31 | Galvanized Steel
RAGLAND'S GARAGE | GA HWY 114 | LYERLY | Chattooga | 270038 | 3 | [5 empty] | Removed from Ground | Gas (Historical Use) | 4000 | Bare Steel | 1971-05-12 | 1987-11-16 | Galvanized Steel
Borderline Quick Stop | 10895 HWY 114 | LYERLY | Chattooga | 270055 | 3 | Flapper Valve | 1999-05-04 | FALSE | 1999-05-04 | FALSE | Temporarily out of use | Diesel | 4000 | Galvanic (STIP-3) | 1985-05-08 |  | Fiberglass Reinforced Plastic | Pressurized
Holland's Store | 9350 GA-100 | LYERLY | Chattooga | 270058 | 3 | [5 empty] | Removed from Ground | Gas (Historical Use) | 2000 | Not Marked/Unknown | 1974-01-01 | 1986-06-01
TADDY'S COUNTRY STORE | HWY 114 RT # 1 | LYERLY | Chattooga | 9027028 | 4 | [5 empty] | Removed from Ground | Diesel | 3000 | Bare Steel | 1985-01-01 | 1999-03-01 | Galvanized Steel | Safe Suction (Euro)
TADDY'S COUNTRY STORE | HWY 114 RT # 1 | LYERLY | Chattooga | 9027028 | 1 | [5 empty] | Removed from Ground | Gas (Historical Use) | 3000 | Bare Steel | 1985-01-01 | 1999-03-01 | Galvanized Steel | Safe Suction (Euro)
CLOUDLAND TRADE CENTER | 12310 HWY 48 | CLOUDLAND | Chattooga | 270033 | 2 |  | 1998-12-07 | FALSE | 1998-12-07 | FALSE | Temporarily out of use | Gas (Historical Use) | 2000 | Steel-Impressed Current | 1971-05-12 |  |  | Safe Suction (Euro)
MOHAWK INDUSTRIES INC | LYERLY ST | SUMMERVILLE | Chattooga | 270041 | 1 | [5 empty] | Removed from Ground | Gas (Historical Use) | 1000 | Composite | 1969-05-11 | 1988-01-01 | Galvanized Steel
MOHAWK INDUSTRIES INC | LYERLY ST | SUMMERVILLE | Chattooga | 270041 | 4 | [5 empty] | Permanently Out of Use - historical purposes | Gas (Historical Use) | 1000 | Composite | 1969-05-11 | 1899-12-31 | Galvanized Steel
PURE PETRO PLUS | 260 HWY 114 | SUMMERVILLE | Chattooga | 270036 | 7 | Flapper Valve | 2003-03-01 | FALSE | 2003-03-01 | FALSE | Currently in Use | Diesel Off Road | 1000 | Composite | 2003-03-01 |  | Fiberglass Reinforced Plastic | Pressurized
PURE PETRO PLUS | 260 HWY 114 | SUMMERVILLE | Chattooga | 270036 | 5 | Ball Float | 2003-03-01 | FALSE | 2003-03-01 | FALSE | Currently in Use | Premium | 8000 | Composite | 2003-03-01 |  | Fiberglass Reinforced Plastic | Pressurized
PURE PETRO PLUS | 260 HWY 114 | SUMMERVILLE | Chattooga | 270036 | 4 | Ball Float | 2003-03-01 | FALSE | 2003-03-01 | FALSE | Currently in Use | Regular | 12000 | Composite | 2003-03-01 |  | Fiberglass Reinforced Plastic | Pressurized
MCCOLLUM FAMILY TRUST | 421 N COMMERCE ST | SUMMERVILLE | Chattooga | 270037 | 2 | [5 empty] | Removed from Ground | Gas (Historical Use) | 8000 | Bare Steel | 1970-05-12 | 1998-12-01 | Bare Steel | Suction (American)
RAGLAND'S GARAGE | GA HWY 114 | LYERLY | Chattooga | 270038 | 1 | [5 empty] | Removed from Ground | Gas (Historical Use) | 4000 | Bare Steel | 1971-05-12 | 1987-11-16 | Galvanized Steel
CLOUDLAND TRADE CENTER | 12310 HWY 48 | CLOUDLAND | Chattooga | 270033 | 1 |  | 1998-12-07 | FALSE | 1998-12-07 | FALSE | Currently in Use | Gas (Historical Use) | 2000 | Steel-Impressed Current | 1971-05-12 |  | Cathodically Protected | Safe Suction (Euro)
Gyandrupa Inc. | 13774 Hwy 27 | Trion | Chattooga | 272002 | 1 | Flapper Valve | 1996-09-01 |  | 1996-09-01 |  | Removed from Ground | Gas (Historical Use) | 8000 | Steel-Impressed Current | 1976-05-04 | 2010-08-31 | Steel (Impressed Current) | Pressurized
NORTH GA EMC | 1308 CENTRAL AVE | TRION | Chattooga | 270014 | 1 | [5 empty] | Removed from Ground | Empty | 8000 | Bare Steel | 1979-04-23 | 1997-10-07 | Galvanized Steel | Suction (American)
GA FC CHATTOOGA CO UNIT | RT 4 BOX 6 | SUMMERVILLE | Chattooga | 270017 | 1 | [5 empty] | Removed from Ground | Gas (Historical Use) | 2000 | Bare Steel | 1981-04-23 | 1992-10-28 | Galvanized Steel | Safe Suction (Euro)
PAY & TOTE GROCERY | 106 HWY 114 | SUMMERVILLE | Chattooga | 270056 | 1 | Ball Float | 1988-03-17 | FALSE | 1998-11-30 | FALSE | Currently in Use | Gas (Historical Use) | 7896 | Galvanic (STIP-3) | 1988-03-17 |  | Fiberglass Reinforced Plastic | Pressurized
WHEELER EVANS | 411 NORTH COMMERCE ST | SUMMERVILLE | Chattooga | 270053 | 3 | [5 empty] | Removed from Ground | Gas (Historical Use) | 2000 | Bare Steel | 1964-05-13 | 1999-01-26 | Galvanized Steel | Pressurized
GA POWER/SUMMERVILLE OPER HQ | 100 BOLING RD | SUMMERVILLE | Chattooga | 270024 | 1 | [5 empty] | Closed in Ground | Gas (Historical Use) | 6000 | Bare Steel | 1981-05-08 | 1993-09-07 | Bare Steel | Pressurized
D&M COUNTRY STORE | ROUTE 3 BOX 218-A | SUMMERVILLE | Chattooga | 270063 | 1 | [5 empty] | Removed from Ground | Gas (Historical Use) | 2000 | Cathodically Protected Steel | 1986-01-01 | 1989-10-15 | Galvanized Steel
HAROLD BISHOP INC | 71 EAST FIRST ST | SUMMERVILLE | Chattooga | 270066 | 1 | [5 empty] | Removed from Ground | Gas (Historical Use) | 1000 | Composite | 1973-01-04 | 1998-09-15 | Galvanized Steel | Suction (American)
WHEELER EVANS | 411 NORTH COMMERCE ST | SUMMERVILLE | Chattooga | 270053 | 2 | [5 empty] | Removed from Ground | Gas (Historical Use) | 2000 | Bare Steel | 1964-05-13 | 1999-01-26 | Galvanized Steel | Pressurized
STEGALL UNION 76 | EAST FIRST ST | SUMMERVILLE | Chattooga | 270049 | 1 | [5 empty] | Removed from Ground | Gas (Historical Use) | 2500 | Composite | 1967-05-12 | 1899-12-31 | Galvanized Steel
STEGALL UNION 76 | EAST FIRST ST | SUMMERVILLE | Chattooga | 270049 | 4 | [5 empty] | Removed from Ground | Diesel | 2500 | Composite | 1967-05-12 | 1899-12-31 | Galvanized Steel
BJ'S FOOD MART | 15582 HWY 27N | TRION | Chattooga | 10000250 | 1 | Flapper Valve | 1999-09-01 | FALSE | 1999-09-01 | FALSE | Currently in Use | Regular | 8000 | Fiberglass | 1999-09-01 |  | Double-Walled Fiberglass | Pressurized
CHHAGAN LLC | 1135 TRION TELOGA RD | TRION | Chattooga | 272001 | 1 | Flapper Valve | 1993-01-01 | FALSE | 1993-01-01 | FALSE | Currently in Use | Regular | 8000 | Steel-Impressed Current | 1978-05-04 |  | Double-Walled Fiberglass | Pressurized
STUDIO SIX | 1249 CENTRAL AVE | TRION | Chattooga | 9027001 | DUMMY | [5 empty] | Currently in Use | Gas (Historical Use) | 0 | Not Marked/Unknown |  |  | Not Marked
ELLENBURG CHEVRON | SOUTH CENTRAL AVE | TRION | Chattooga | 270018 | 3 | [5 empty] | Removed from Ground | Gas (Historical Use) | 1000 | Bare Steel | 1971-04-14 | 1989-01-01 | Galvanized Steel
QUICK FOOD MART | 10380 N COMMERCE | SUMMERVILLE | Chattooga | 270051 | 2 | [5 empty] | Removed from Ground | Gas (Historical Use) | 12000 | Bare Steel | 1971-05-12 | 1998-06-23 | Galvanized Steel | Pressurized
CHATTOOGA STEEL | RT 1 GA HWY 114/ 1/2 MI NORTH OF | LYERLY | Chattooga | 270044 | 2 | [5 empty] | Removed from Ground | Gas (Historical Use) | 2000 | Composite | 1974-05-10 | 1994-09-13 | Galvanized Steel
TADDY'S COUNTRY STORE | HWY 114 RT # 1 | LYERLY | Chattooga | 9027028 | 3 | [5 empty] | Removed from Ground | Gas (Historical Use) | 3000 | Bare Steel | 1985-01-01 | 1999-03-01 | Galvanized Steel | Safe Suction (Euro)
MOUNTAIN TOP COUNTRY STORE | 12510 HWY 48 | Menlo | Chattooga | 9027021 | 2 | Flapper Valve | 1998-11-13 | FALSE | 1998-11-13 | FALSE | Currently in Use | Premium | 4000 | Galvanic (STIP-3) | 1987-01-01 |  | Steel (Impressed Current) | Safe Suction (Euro)
Lyerly Pure Stop | 6138 HWY 114 | LYERLY | Chattooga | 270029 | 4 | Flapper Valve | 1990-05-01 | FALSE | 1990-05-01 | FALSE | Currently in Use | Regular | 2000 | Galvanic (STIP-3)/Sacrificial Anodes | 1990-05-01 |  | Fiberglass Reinforced Plastic | Suction (American)
CHATTOOGA STEEL | RT 1 GA HWY 114/ 1/2 MI NORTH OF | LYERLY | Chattooga | 270044 | 1 | [5 empty] | Removed from Ground | Gas (Historical Use) | 1000 | Composite | 1974-05-10 | 1994-09-13 | Galvanized Steel
TARANG LLC | 1208 CENTRAL AVE | TRION | Chattooga | 272000 | 1 | Flapper Valve | 1993-01-01 | FALSE | 1993-01-01 | FALSE | Currently in Use | Regular | 8000 | Galvanic (STIP-3) | 1992-09-01 |  | Fiberglass Reinforced Plastic | Pressurized
Gyandrupa Inc. | 13774 Hwy 27 | Trion | Chattooga | 272002 | 4A | Flapper Valve | 2017-12-14 | FALSE | 2017-12-14 | FALSE | Currently in Use | Regular | 8000 | Composite Double Walled | 2017-12-14 |  | Double-Walled Flex | Pressurized
RIEGEL TEXTILE CORP | PO BOX 7 | TRION | Chattooga | 4270006 | 1 | [5 empty] | Removed from Ground | Diesel | 1 | Bare Steel | 1988-09-01 | 1988-09-01 | Bare Steel
NORTH GA EMC | 1308 CENTRAL AVE | TRION | Chattooga | 270014 | 2 | [5 empty] | Removed from Ground | Empty | 1000 | Bare Steel | 1974-04-24 | 1997-10-07 | Galvanized Steel | Suction (American)
DIXIE #211 | 1020 CENTRAL DR | TRION | Chattooga | 270059 | 2 |  | 1996-01-01 |  | 1996-01-01 |  | Removed from Ground | Gas (Historical Use) | 4000 | Steel-Impressed Current | 1974-05-16 | 2009-05-05 | Cathodically Protected | Safe Suction (Euro)
USED CAR LOT | HWY 114 AT GA HWY 100 | SUMMERVILLE | Chattooga | 270021 | 2 | [5 empty] | Removed from Ground | Gas (Historical Use) | 2000 | Bare Steel | 1966-03-30 | 1992-03-30 | Unknown
D&M COUNTRY STORE | ROUTE 3 BOX 218-A | SUMMERVILLE | Chattooga | 270063 | 2 | [5 empty] | Removed from Ground | Gas (Historical Use) | 2000 | Cathodically Protected Steel | 1986-01-01 | 1989-10-15 | Galvanized Steel
STORE CLOSED/NO FACILITY NAME GI | RT 3 BOX 218 | SUMMERVILLE | Chattooga | 270067 | 1 | [5 empty] | Removed from Ground | Gas (Historical Use) | 3000 | Bare Steel | 1983-01-02 | 1988-12-19 | Galvanized Steel
MOHAWK INDUSTRIES INC | LYERLY ST | SUMMERVILLE | Chattooga | 270041 | 5 | [5 empty] | Permanently Out of Use - historical purposes | Diesel | 1000 | Composite | 1969-05-11 | 1899-12-31 | Galvanized Steel
Borderline Quick Stop | 10895 HWY 114 | LYERLY | Chattooga | 270055 | 2 | Flapper Valve | 1999-05-04 | FALSE | 1999-05-04 | FALSE | Currently in Use | Premium | 4000 | Galvanic (STIP-3) | 1985-05-08 |  | Fiberglass Reinforced Plastic | Pressurized
FAMILY GROCERY | 25388 GA HWY 157 | CLOUDLAND | Chattooga | 9027022 | 1 |  | 1999-03-19 | FALSE | 1999-03-19 | FALSE | Temporarily out of use | Gas (Historical Use) | 1000 | Steel-Impressed Current | 1990-08-01 |  | Steel (Impressed Current) | Suction (American)
BJ'S FOOD MART | 15582 HWY 27N | TRION | Chattooga | 10000250 | 3 | Flapper Valve | 1999-09-01 | FALSE | 1999-09-01 | FALSE | Currently in Use | Diesel | 6000 | Fiberglass | 1999-09-01 |  | Double-Walled Fiberglass | Pressurized
MURPHY USA #7816 | 13425 HWY 27 | TRION | Chattooga | 10000568 | 2B | Ball Float | 2004-01-28 | FALSE | 2004-01-09 | FALSE | Removed from Ground | Gas (Historical Use) | 8000 | Fiberglass Double Walled | 2004-01-09 |  |  | Pressurized
Gyandrupa Inc. | 13774 Hwy 27 | Trion | Chattooga | 272002 | 2 | Flapper Valve | 1996-09-01 |  | 1996-09-01 |  | Removed from Ground | Gas (Historical Use) | 8000 | Steel-Impressed Current | 1976-05-04 | 2010-08-31 | Steel (Impressed Current) | Pressurized
HAYS STATE PRISON | US HWY 27 NORTH | TRION | Chattooga | 9027004 | 1 | [5 empty] | Removed from Ground | Gas (Historical Use) | 10000 | Fiberglass | 1990-01-01 | 1998-03-25 | Fiberglass Reinforced Plastic
HAYS STATE PRISON | US HWY 27 NORTH | TRION | Chattooga | 9027004 | 7 |  | 1998-06-01 | FALSE | 1998-06-01 | FALSE | Currently in Use | Gas (Historical Use) | 6000 | Fiberglass | 1998-06-01 |  | Fiberglass Reinforced Plastic | Suction (American)
MURPHY USA #7816 | 13425 HWY 27 | TRION | Chattooga | 10000568 | 1 | Ball Float | 2004-01-28 | FALSE | 2004-01-09 | FALSE | Removed from Ground | Gas (Historical Use) | 20000 | Fiberglass Double Walled | 2004-03-17 |  |  | Pressurized
PURCELL | 1008 CENTRAL AVE | TRION | Chattooga | 4270011 | RU |  | 1998-09-01 |  | 1998-09-01 |  | Removed from Ground | Gas (Historical Use) | 3000 | Steel-Impressed Current | 1963-06-10 | 2005-11-14 | Cathodically Protected | Safe Suction (Euro)
GA FC CHATTOOGA CO UNIT | RT 4 BOX 6 | SUMMERVILLE | Chattooga | 270017 | 2 | [5 empty] | Removed from Ground | Diesel | 2000 | Bare Steel | 1992-10-28 | 1992-10-28 | Galvanized Steel
HAROLD BISHOP INC | 71 EAST FIRST ST | SUMMERVILLE | Chattooga | 270066 | 2 | [5 empty] | Removed from Ground | Diesel | 1000 | Composite | 1973-01-04 | 1998-09-15 | Galvanized Steel | Suction (American)
QUICK FOOD MART | 10380 N COMMERCE | SUMMERVILLE | Chattooga | 270051 | 1 | [5 empty] | Removed from Ground | Gas (Historical Use) | 12000 | Bare Steel | 1971-05-12 | 1998-06-23 | Galvanized Steel | Pressurized
SUNRISE MARKET #3 | 12606 US HWY 27 | SUMMERVILLE | Chattooga | 270027 | 4 | Flapper Valve | 1998-05-11 | FALSE | 1998-05-11 | FALSE | Currently in Use | Diesel | 10000 | Steel-Impressed Current | 1985-05-07 |  | Fiberglass Reinforced Plastic | Pressurized
Lyerly Pure Stop | 6138 HWY 114 | LYERLY | Chattooga | 270029 | 2 |  |  | FALSE |  | FALSE | Removed from Ground | Empty | 1000 | Bare Steel | 1990-05-01 | 1990-05-01 | Galvanized Steel | Suction (American)
Holland's Store | 9350 GA-100 | LYERLY | Chattooga | 270058 | 1 | [5 empty] | Removed from Ground | Gas (Historical Use) | 2000 | Not Marked/Unknown | 1974-01-01 | 1986-06-01
BJS FOOD MART #4 | 6230 HWY 114 | LYERLY | Chattooga | 10000565 | 1C | Ball Float | 2004-11-15 | FALSE | 2004-11-15 | FALSE | Currently in Use | Diesel | 4000 | Epoxy | 2003-10-20 |  | Double-Walled Flex | Pressurized
MOUNTAIN TOP COUNTRY STORE | 12510 HWY 48 | Menlo | Chattooga | 9027021 | 1 | Flapper Valve | 1998-11-13 | FALSE | 1998-11-13 | FALSE | Currently in Use | Regular | 4000 | Galvanic (STIP-3) | 1987-01-01 |  | Steel (Impressed Current) | Safe Suction (Euro)
CLOUDLAND TRADE CENTER | 12310 HWY 48 | CLOUDLAND | Chattooga | 270033 | 5 |  | 1991-01-18 | FALSE | 1991-01-18 | FALSE | Temporarily out of use | Gas (Historical Use) | 4000 |  | 1990-12-01 |  |  | Safe Suction (Euro)
CLOUDLAND TRADE CENTER | 12310 HWY 48 | CLOUDLAND | Chattooga | 270033 | 4 | [5 empty] | Removed from Ground | Kerosene | 280 | Bare Steel | 1982-05-09 | 1999-02-01 | Galvanized Steel | Safe Suction (Euro)
HAYS STATE PRISON | US HWY 27 NORTH | TRION | Chattooga | 9027004 | 5 |  |  | TRUE |  | TRUE | Removed from Ground | Used Oil | 550 | Fiberglass | 1998-05-13 | 1998-05-13 | Fiberglass Reinforced Plastic
HAYS STATE PRISON | US HWY 27 NORTH | TRION | Chattooga | 9027004 | 4 |  |  | TRUE |  | TRUE | Removed from Ground | Used Oil | 550 | Fiberglass | 1990-01-01 | 1998-05-13 | Fiberglass Reinforced Plastic
ELLENBURG CHEVRON | SOUTH CENTRAL AVE | TRION | Chattooga | 270018 | 5 | [5 empty] | Removed from Ground | Empty | 1000 | Bare Steel | 1971-04-14 | 1989-01-01 | Galvanized Steel
D&M COUNTRY STORE | ROUTE 3 BOX 218-A | SUMMERVILLE | Chattooga | 270063 | 4 | [5 empty] | Removed from Ground | Kerosene | 1000 | Cathodically Protected Steel | 1986-01-01 | 1989-10-15 | Galvanized Steel
PAY & TOTE GROCERY | 106 HWY 114 | SUMMERVILLE | Chattooga | 270056 | 3 | Ball Float | 1988-03-17 | FALSE | 1998-11-30 | FALSE | Currently in Use | Diesel | 7896 | Galvanic (STIP-3) | 1988-03-17 |  | Fiberglass Reinforced Plastic | Pressurized
QUICK FOOD MART | 10380 N COMMERCE | SUMMERVILLE | Chattooga | 270051 | 5B |  | 1998-06-29 | FALSE | 1998-06-29 | FALSE | Currently in Use | Premium | 4000 | Composite | 1998-06-23 |  | Fiberglass Reinforced Plastic | Pressurized
NORTH COMMERCE STATION | 106 NORTH COMMERCE ST | SUMMERVILLE | Chattooga | 270039 | 1 | [5 empty] | Removed from Ground | Gas (Historical Use) | 4000 | Bare Steel | 1956-05-15 | 1987-11-15 | Galvanized Steel
MOHAWK INDUSTRIES INC | LYERLY ST | SUMMERVILLE | Chattooga | 270041 | 2 | [5 empty] | Removed from Ground | Gas (Historical Use) | 1000 | Composite | 1969-05-11 | 1991-02-01 | Galvanized Steel
Gyandrupa Inc. | 13774 Hwy 27 | Trion | Chattooga | 272002 | 4B | Flapper Valve | 2017-12-14 | FALSE | 2017-12-14 | FALSE | Currently in Use | Diesel | 4000 | Composite Double Walled | 2017-12-17 |  | Double-Walled Flex | Pressurized
HAYS STATE PRISON | US HWY 27 NORTH | TRION | Chattooga | 9027004 | 3 | [5 empty] | Removed from Ground | Diesel | 4000 | Fiberglass | 1990-01-01 | 1998-05-21 | Fiberglass Reinforced Plastic
HALLS TEXACO | GA HWY 48 | MENLO | Chattooga | 270054 | 2 |  | 1999-01-14 |  | 1999-01-14 |  | Removed from Ground | Gas (Historical Use) | 2000 | Steel-Impressed Current | 1966-05-13 | 2016-01-26 | Cathodically Protected | Suction (American)
MENLO LUMBER & PALLET CO INC | GA HWY 48 | MENLO | Chattooga | 270061 | 1 |  | 1998-09-08 |  | 1998-09-08 |  | Removed from Ground | Diesel | 10000 | Galvanic (STIP-3) | 1987-01-01 | 2014-07-09 | Fiberglass Reinforced Plastic | Suction (American)
TARANG LLC | 1208 CENTRAL AVE | TRION | Chattooga | 272000 | 2 | Flapper Valve | 1993-01-01 | FALSE | 1993-01-01 | FALSE | Currently in Use | Premium | 8000 | Galvanic (STIP-3) | 1992-09-01 |  | Fiberglass Reinforced Plastic | Pressurized
WOMETCO FOOD SVCS INC\WOMETCO CA | 997 CENTRAL AVE | TRION | Chattooga | 9027010 | 1 | [5 empty] | Removed from Ground | Gas (Historical Use) | 3000 | Bare Steel | 1977-02-04 | 1994-06-09 | Bare Steel | Safe Suction (Euro)
DIXIE #211 | 1020 CENTRAL DR | TRION | Chattooga | 270059 | 3 |  | 1996-01-01 |  | 1996-01-01 |  | Removed from Ground | Gas (Historical Use) | 4000 | Steel-Impressed Current | 1974-05-16 | 2009-05-05 | Cathodically Protected | Safe Suction (Euro)
MOUNT VERNON MILLS | 1 PLAZA CIRCLE | TRION | Chattooga | 9000488 | 4 | [5 empty] | Removed from Ground | Gas (Historical Use) | 3000 | Not Marked/Unknown | 1994-07-06 | 1994-07-06 | Not Marked
MOUNT VERNON MILLS | 1 PLAZA CIRCLE | TRION | Chattooga | 9000488 | 5 | [5 empty] | Removed from Ground | Gas (Historical Use) | 3000 | Not Marked/Unknown | 1994-07-06 | 1994-07-06 | Not Marked
HALLS TEXACO | GA HWY 48 | MENLO | Chattooga | 270054 | A |  |  | FALSE |  | FALSE | Removed from Ground | Not Marked/Tank Removed | 500 | Unknown | 2016-01-20 | 2016-01-20 | Unknown
Lyerly Pure Stop | 6138 HWY 114 | LYERLY | Chattooga | 270029 | 1 |  |  | FALSE |  | FALSE | Removed from Ground |  | 1000 | Bare Steel | 1990-05-01 | 1990-05-01 | Galvanized Steel
RAGLAND'S GARAGE | GA HWY 114 | LYERLY | Chattooga | 270038 | 2 | [5 empty] | Removed from Ground | Gas (Historical Use) | 4000 | Bare Steel | 1971-05-12 | 1987-11-16 | Galvanized Steel
DELBERT PATTY/PATTY'S | GA HWY 114 W | LYERLY | Chattooga | 270057 | 3 | [5 empty] | Removed from Ground | Kerosene | 2000 | Bare Steel | 1986-08-04 | 1899-12-31 | Galvanized Steel
Holland's Store | 9350 GA-100 | LYERLY | Chattooga | 270058 | 2 | [5 empty] | Removed from Ground | Gas (Historical Use) | 2000 | Not Marked/Unknown | 1974-01-01 | 1986-06-01
STORE CLOSED/NO FACILITY NAME GI | RT 3 BOX 218 | SUMMERVILLE | Chattooga | 270067 | 2 | [5 empty] | Removed from Ground | Gas (Historical Use) | 4000 | Bare Steel | 1983-01-02 | 1988-12-19 | Galvanized Steel
QUICK FOOD MART | 10380 N COMMERCE | SUMMERVILLE | Chattooga | 270051 | 4 |  | 1998-06-29 | FALSE | 1998-06-29 | FALSE | Currently in Use | Regular | 10000 | Composite | 1998-06-23 |  | Fiberglass Reinforced Plastic | Pressurized
Borderline Quick Stop | 10895 HWY 114 | LYERLY | Chattooga | 270055 | 1 | Flapper Valve | 1999-05-04 | FALSE | 1999-05-04 | FALSE | Currently in Use | Regular | 4000 | Galvanic (STIP-3) | 1985-05-08 |  | Fiberglass Reinforced Plastic | Pressurized
GA POWER/SUMMERVILLE OPER HQ | 100 BOLING RD | SUMMERVILLE | Chattooga | 270024 | 2 | [5 empty] | Closed in Ground | Gas (Historical Use) | 6000 | Fiberglass | 1971-05-11 | 1993-09-07 | Bare Steel | Pressurized
WHEELER EVANS | 411 NORTH COMMERCE ST | SUMMERVILLE | Chattooga | 270053 | 1 | [5 empty] | Removed from Ground | Gas (Historical Use) | 2000 | Bare Steel | 1964-05-13 | 1999-01-26 | Galvanized Steel | Pressurized
PURE PETRO PLUS | 260 HWY 114 | SUMMERVILLE | Chattooga | 270036 | 2 |  |  | FALSE |  | FALSE | Removed from Ground | Diesel | 1000 | Bare Steel | 1998-11-01 | 1998-11-01 | Bare Steel | Suction (American)
Holland's Store | 9350 GA-100 | LYERLY | Chattooga | 270058 | 6 |  | 1998-10-01 | FALSE | 1998-10-01 | FALSE | Currently in Use | Premium | 4000 | Steel-Impressed Current | 1986-06-15 |  | Steel (Impressed Current) | Safe Suction (Euro)
P&P COUNTRY STORE | 9636 HWY 114 S | LYERLY | Chattooga | 9027020 | 2SU |  | 1999-01-15 | FALSE | 1999-01-15 | FALSE | Currently in Use | Premium | 2000 | Steel-Impressed Current | 1982-12-31 |  | Fiberglass Reinforced Plastic | Safe Suction (Euro)
P&P COUNTRY STORE | 9636 HWY 114 S | LYERLY | Chattooga | 9027020 | 1RU |  | 1999-01-15 | FALSE | 1999-01-15 | FALSE | Currently in Use | Regular | 3000 | Steel-Impressed Current | 1982-12-31 |  | Fiberglass Reinforced Plastic | Safe Suction (Euro)
BJS FOOD MART #4 | 6230 HWY 114 | LYERLY | Chattooga | 10000565 | 1B | Ball Float | 2004-11-15 | FALSE | 2004-11-15 | FALSE | Currently in Use | Premium | 6000 | Epoxy | 2003-10-20 |  | Double-Walled Flex | Pressurized
CLOUDLAND TRADE CENTER | 12310 HWY 48 | CLOUDLAND | Chattooga | 270033 | 3 | [5 empty] | Removed from Ground | Gas (Historical Use) | 2000 | Bare Steel | 1971-05-12 | 1990-11-01 | Galvanized Steel
SUNRISE MARKET #3 | 12606 US HWY 27 | SUMMERVILLE | Chattooga | 270027 | 2 | Flapper Valve | 1998-05-11 | FALSE | 1998-05-11 | FALSE | Currently in Use | Regular | 8000 | Steel-Impressed Current | 1985-05-07 |  | Fiberglass Reinforced Plastic | Pressurized
AT&T/SUMMERVILLE | TAYLOR RIDGE | SUMMERVILLE | Chattooga | 270035 | 1 | [5 empty] | Removed from Ground | Diesel | 10000 | Bare Steel | 1965-01-01 | 1992-02-25 | Copper | Suction (American)
PURE PETRO PLUS | 260 HWY 114 | SUMMERVILLE | Chattooga | 270036 | 1 |  |  | FALSE |  | FALSE | Removed from Ground |  | 10000 | Bare Steel | 1998-11-01 | 1998-11-01 | Bare Steel | Suction (American)
GA FC CHATTOOGA CO UNIT | RT 4 BOX 6 | SUMMERVILLE | Chattooga | 270017 | 205935 |  | 1992-10-28 |  | 1992-10-28 |  | Removed from Ground | Diesel | 1000 | Galvanic (STIP-3) | 1992-10-28 | 2007-01-31 | Cathodically Protected | Safe Suction (Euro)
GA FC CHATTOOGA CO UNIT | RT 4 BOX 6 | SUMMERVILLE | Chattooga | 270017 | 205933 |  | 1992-10-28 |  | 1992-10-28 |  | Removed from Ground | Gas (Historical Use) | 1000 | Galvanic (STIP-3) | 1992-10-28 | 2007-01-31 | Cathodically Protected | Safe Suction (Euro)
PURE PETRO PLUS | 260 HWY 114 | SUMMERVILLE | Chattooga | 270036 | 6 | Ball Float | 2003-03-01 | FALSE | 2003-03-01 | FALSE | Currently in Use | Diesel | 3000 | Composite | 2003-03-01 |  | Fiberglass Reinforced Plastic | Pressurized
DELBERT PATTY/PATTY'S | GA HWY 114 W | LYERLY | Chattooga | 270057 | 4 | [5 empty] | Removed from Ground | Diesel | 3000 | Bare Steel | 1986-08-04 | 1899-12-31 | Galvanized Steel
DELBERT PATTY/PATTY'S | GA HWY 114 W | LYERLY | Chattooga | 270057 | 1 | [5 empty] | Removed from Ground | Gas (Historical Use) | 2000 | Bare Steel | 1986-08-04 | 1899-12-31 | Galvanized Steel
GA DNR/SUMMERVILLE FISH HATCHERY | COUNTY RD 106 PERENNIAL SPRINGS | SUMMERVILLE | Chattooga | 270020 | 1 | [5 empty] | Removed from Ground | Gas (Historical Use) | 1000 | Bare Steel | 1973-04-20 | 2007-01-31 | Galvanized Steel | Suction (American)
NORTH COMMERCE STATION | 106 NORTH COMMERCE ST | SUMMERVILLE | Chattooga | 270039 | 3 | [5 empty] | Removed from Ground | Gas (Historical Use) | 4000 | Bare Steel | 1956-05-15 | 1987-11-15 | Galvanized Steel
SUNRISE MARKET #3 | 12606 US HWY 27 | SUMMERVILLE | Chattooga | 270027 | 3 | Flapper Valve | 1998-05-11 | FALSE | 1998-05-11 | FALSE | Currently in Use | E-0 | 8000 | Steel-Impressed Current | 1985-05-07 |  | Fiberglass Reinforced Plastic | Pressurized
MCCOLLUM FAMILY TRUST | 421 N COMMERCE ST | SUMMERVILLE | Chattooga | 270037 | 3 | [5 empty] | Removed from Ground | Diesel | 4000 | Bare Steel | 1970-05-12 | 1998-12-01 | Bare Steel | Suction (American)
Lyerly Pure Stop | 6138 HWY 114 | LYERLY | Chattooga | 270029 | 3 | Flapper Valve | 1990-05-01 | FALSE | 1990-05-01 | FALSE | Currently in Use | Regular | 2000 | Galvanic (STIP-3)/Sacrificial Anodes | 1990-05-01 |  | Fiberglass Reinforced Plastic | Suction (American)
BJS FOOD MART #4 | 6230 HWY 114 | LYERLY | Chattooga | 10000565 | 1A | Ball Float | 2004-11-15 | FALSE | 2004-11-15 | FALSE | Currently in Use | Regular | 10000 | Epoxy | 2003-10-20 |  | Double-Walled Flex | Pressurized
MCCOLLUM FAMILY TRUST | 421 N COMMERCE ST | SUMMERVILLE | Chattooga | 270037 | 5 | [5 empty] | Removed from Ground | Diesel | 5000 | Bare Steel | 1998-12-01 | 1998-12-01 | Bare Steel | Suction (American)
MCCOLLUM FAMILY TRUST | 421 N COMMERCE ST | SUMMERVILLE | Chattooga | 270037 | 4 | [5 empty] | Removed from Ground | Diesel | 5000 | Bare Steel | 1998-12-01 | 1998-12-01 | Bare Steel | Suction (American)
LYERLY RUG | GA HWY 114 | LYERLY | Chattooga | 9027009 | 1 | [5 empty] | Removed from Ground | Gas (Historical Use) | 1000 | Marked Unknown | 1991-01-01 | 1991-01-01 | Unknown
FAMILY GROCERY | 25388 GA HWY 157 | CLOUDLAND | Chattooga | 9027022 | 2 |  |  | FALSE |  | FALSE | Temporarily out of use | Gas (Historical Use) | 1000 | Steel-Impressed Current | 1990-08-01 |  | Steel (Impressed Current) | Suction (American)
QUICK FOOD MART | 10380 N COMMERCE | SUMMERVILLE | Chattooga | 270051 | 5A |  | 1998-06-29 | FALSE | 1998-06-29 | FALSE | Currently in Use | Regular | 4000 | Composite | 1998-06-23 |  | Fiberglass Reinforced Plastic | Pressurized
SUNRISE MARKET #3 | 12606 US HWY 27 | SUMMERVILLE | Chattooga | 270027 | 1 | Flapper Valve | 1998-05-11 | FALSE | 1998-05-11 | FALSE | Currently in Use | Premium | 10000 | Steel-Impressed Current | 2013-11-19 |  | Fiberglass Reinforced Plastic | Pressurized
Holland's Store | 9350 GA-100 | LYERLY | Chattooga | 270058 | 5 |  | 1998-10-01 | FALSE | 1998-10-01 | FALSE | Currently in Use | Regular | 4000 | Steel-Impressed Current | 1986-06-15 |  | Steel (Impressed Current) | Safe Suction (Euro)
Holland's Store | 9350 GA-100 | LYERLY | Chattooga | 270058 | 4 |  | 1998-10-01 | FALSE | 1998-10-01 | FALSE | Currently in Use | Diesel | 1000 | Steel-Impressed Current | 1986-06-15 |  | Steel (Impressed Current) | Safe Suction (Euro)
TADDY'S COUNTRY STORE | HWY 114 RT # 1 | LYERLY | Chattooga | 9027028 | 2 | [5 empty] | Removed from Ground | Gas (Historical Use) | 3000 | Bare Steel | 1985-01-01 | 1999-03-01 | Galvanized Steel | Safe Suction (Euro)
GA FC CHATTOOGA CO UNIT | RT 4 BOX 6 | SUMMERVILLE | Chattooga | 270017 | 3 | [5 empty] | Removed from Ground | Other | 500 | Bare Steel | 1961-04-28 | 1992-10-28 | Unknown
WHEELER EVANS | 411 NORTH COMMERCE ST | SUMMERVILLE | Chattooga | 270053 | 4 | [5 empty] | Removed from Ground | Gas (Historical Use) | 2000 | Bare Steel | 1964-05-13 | 1899-12-31 | Galvanized Steel | Pressurized
WHEELER EVANS | 411 NORTH COMMERCE ST | SUMMERVILLE | Chattooga | 270053 | 5 |  |  | TRUE |  | TRUE | Removed from Ground | Used Oil | 500 | Bare Steel | 1964-05-13 | 1999-01-26 | Galvanized Steel | Pressurized
STEGALL UNION 76 | EAST FIRST ST | SUMMERVILLE | Chattooga | 270049 | 3 | [5 empty] | Removed from Ground | Gas (Historical Use) | 2500 | Composite | 1967-05-12 | 1899-12-31 | Galvanized Steel
MCCOLLUM FAMILY TRUST | 421 N COMMERCE ST | SUMMERVILLE | Chattooga | 270037 | 1 | [5 empty] | Removed from Ground | Gas (Historical Use) | 12000 | Bare Steel | 1970-05-12 | 1998-12-01 | Bare Steel | Suction (American)
P&P COUNTRY STORE | 9636 HWY 114 S | LYERLY | Chattooga | 9027020 | 3DF |  | 1999-01-15 |  | 1999-01-15 |  | Currently in Use | Diesel | 2000 | Steel-Impressed Current | 1982-12-31 |  | Fiberglass Reinforced Plastic | Safe Suction (Euro)
D&M COUNTRY STORE | ROUTE 3 BOX 218-A | SUMMERVILLE | Chattooga | 270063 | 3 | [5 empty] | Removed from Ground | Gas (Historical Use) | 1000 | Cathodically Protected Steel | 1986-01-01 | 1989-10-15 | Galvanized Steel
Gyandrupa Inc. | 13774 Hwy 27 | Trion | Chattooga | 272002 | 5B | Flapper Valve | 2017-12-14 | FALSE | 2017-12-14 | FALSE | Currently in Use | E-0 | 6000 | Composite Double Walled | 2017-12-14 |  | Double-Walled Flex | Pressurized
RIEGEL TEXTILE CORP | PO BOX 7 | TRION | Chattooga | 4270006 | 2 | [5 empty] | Removed from Ground | Diesel | 10000 | Bare Steel | 1971-01-01 | 1988-09-01 | Bare Steel
BNB Market | 11 RIDGEWAY DR | TRION | Chattooga | 9027035 | 2 | Ball Float | 1996-05-01 | FALSE | 1996-05-01 | FALSE | Currently in Use | Premium | 8000 | Epoxy | 1996-05-01 |  | Fiberglass Reinforced Plastic | Pressurized
WOMETCO FOOD SVCS INC\WOMETCO CA | 997 CENTRAL AVE | TRION | Chattooga | 9027010 | 2 | [5 empty] | Removed from Ground | Diesel | 1000 | Bare Steel | 1977-02-04 | 1994-06-10 | Bare Steel | Safe Suction (Euro)
ELMO SMITH GROCERY | RT 2 | TRION | Chattooga | 270045 | 1 | [5 empty] | Closed in Ground | Gas (Historical Use) | 560 | Composite | 1967-05-12 | 1995-04-20 | Galvanized Steel
MOUNT VERNON MILLS | 1 PLAZA CIRCLE | TRION | Chattooga | 9000488 | 3 | [5 empty] | Removed from Ground | Gas (Historical Use) | 1000 | Bare Steel | 1994-07-06 | 1994-07-06 | Bare Steel
BJ'S FOOD MART | 15582 HWY 27N | TRION | Chattooga | 10000250 | 2 | Flapper Valve | 1999-09-01 | FALSE | 1999-09-01 | FALSE | Currently in Use | Premium | 8000 | Fiberglass | 1999-09-01 |  | Double-Walled Fiberglass | Pressurized
J BAR CORP | US HWY 27 NORTH | TRION | Chattooga | 4270003 | 1 | [5 empty] | Removed from Ground | Gas (Historical Use) | 1000 | Bare Steel | 1976-02-22 | 1997-07-15 | Galvanized Steel
MENLO DIPPING PLANT | GA HWY 48 | MENLO | Chattooga | 4270010 | 1 | [5 empty] | Removed from Ground | Hazardous Substance | 1000 | Bare Steel | 1976-03-17 | 1988-06-01 | Bare Steel
PURCELL | 1008 CENTRAL AVE | TRION | Chattooga | 4270011 | SU |  | 1998-09-01 |  | 1998-09-01 |  | Removed from Ground | Gas (Historical Use) | 3000 | Cathodically Protected Steel | 1963-06-10 | 2005-11-14 | Cathodically Protected | Safe Suction (Euro)
BNB Market | 11 RIDGEWAY DR | TRION | Chattooga | 9027035 | 1 | Ball Float | 1996-05-01 | FALSE | 1996-05-01 | TRUE | Currently in Use | Regular | 12000 | Epoxy | 1996-05-01 |  | Fiberglass Reinforced Plastic | Pressurized
MOUNT VERNON MILLS | 1 PLAZA CIRCLE | TRION | Chattooga | 9000488 | 6 | [5 empty] | Removed from Ground | Gas (Historical Use) | 200 | Not Marked/Unknown | 1994-07-06 | 1994-07-06 | Not Marked
POPS COUNTRY STORE | 6465 HWY 48 | MENLO | Chattooga | 10000320 | 1B | Ball Float | 2003-03-25 | FALSE | 2003-03-25 | FALSE | Currently in Use | Diesel | 5000 | Epoxy | 2003-03-25 |  | Fiberglass Reinforced Plastic | Pressurized
HAYS STATE PRISON | US HWY 27 NORTH | TRION | Chattooga | 9027004 | 2 | [5 empty] | Removed from Ground | Diesel | 2500 | Fiberglass | 1990-01-01 | 1998-03-25 | Fiberglass Reinforced Plastic
VINES GROCERY | 1013 CENTRAL AVE | TRION | Chattooga | 270040 | 3 | [5 empty] | Removed from Ground | Gas (Historical Use) | 4000 | Cathodically Protected Steel | 1985-05-08 | 1995-09-12 | Galvanized Steel
MENLO HANDI MART | 7805 HWY 48 | MENLO | Chattooga | 9027023 | 2 | Flapper Valve | 1998-12-17 | FALSE | 1998-12-17 | FALSE | Currently in Use | Diesel | 5000 | Steel-Impressed Current | 1998-12-17 |  | Fiberglass Reinforced Plastic | Suction (American)
ARCHIE FOOD MART | 8140 GORE SUBLIGNA RD | SUMMERVILLE | Chattooga | 10001699 | 2C | Flapper Valve | 2008-12-01 | FALSE | 2008-12-01 | FALSE | Currently in Use | Kerosene | 2000 | Fiberglass Double Walled | 2008-12-01 |  | Double-Walled Fiberglass | Safe Suction (Euro)
ARCHIE FOOD MART | 8140 GORE SUBLIGNA RD | SUMMERVILLE | Chattooga | 10001699 | 2B | Ball Float | 2008-12-01 | FALSE | 2008-12-01 | FALSE | Currently in Use | Diesel Off Road | 5000 | Fiberglass Double Walled | 2008-12-01 |  | Double-Walled Fiberglass | Pressurized
D&D TRUCKING | RTE 4 BOX 365E (HWY 27) | SUMMERVILLE | Chattooga | 290038 | 1 | [5 empty] | Removed from Ground | Diesel | 10000 | Bare Steel | 1981-05-09 | 1997-02-01 | Galvanized Steel | Pressurized
CIRCLE K #2723521 | 406 LYERLY HWY | SUMMERVILLE | Chattooga | 4270009 | 2 | Flapper Valve | 1996-08-01 | FALSE | 1996-08-01 | FALSE | Currently in Use | Premium | 10000 | Steel-Impressed Current | 1992-04-01 |  | Fiberglass Reinforced Plastic | Pressurized
CROSS ROADS MARKET | 2414 HWY 48 | SUMMERVILLE | Chattooga | 10000553 | 1A | Ball Float | 2003-12-10 | FALSE | 2003-12-10 | FALSE | Currently in Use | Gas (Historical Use) | 10000 | Epoxy | 2003-12-10 |  | Fiberglass Reinforced Plastic | Pressurized
SHAFUQ & MUNAZZA CORPORATION | 8641 HWY 27 S | SUMMERVILLE | Chattooga | 10000128 | 2 | Flapper Valve | 2002-05-12 | FALSE | 2002-05-12 | FALSE | Currently in Use | Premium | 10000 | Epoxy | 2002-05-12 |  | Fiberglass Reinforced Plastic | Pressurized
CIRCLE K #2723520 | 11134 HWY 27 | SUMMERVILLE | Chattooga | 4270008 | 1 |  | 1997-04-01 |  | 1997-04-01 |  | Removed from Ground | Gas (Historical Use) | 10000 | Steel-Impressed Current | 1979-03-14 | 2002-08-19 | Fiberglass Reinforced Plastic | Pressurized
SMILE FUELS | 4326 HWY 27 | SUMMERVILLE | Chattooga | 9027027 | 3 | Ball Float | 1996-07-01 | FALSE | 1996-07-01 | FALSE | Currently in Use | Diesel | 10000 | Fiberglass | 1996-07-01 |  | Fiberglass Reinforced Plastic | Pressurized
BJ S FOOD MART #8 | 12547 HWY 48 | MENLO | Chattooga | 10001492 | 3 | Ball Float | 2008-01-01 | FALSE | 2008-01-01 | FALSE | Currently in Use | Kerosene | 2000 | Fiberglass Double Walled | 2008-01-01 |  | Double-Walled Flex | Safe Suction (Euro)
SHAFUQ & MUNAZZA CORPORATION | 8641 HWY 27 S | SUMMERVILLE | Chattooga | 10000128 | 3 | Flapper Valve | 2002-05-12 | FALSE | 2002-05-12 | FALSE | Currently in Use | Diesel | 15000 | Epoxy | 2002-05-12 |  | Fiberglass Reinforced Plastic | Pressurized
SMILE FUELS | 4326 HWY 27 | SUMMERVILLE | Chattooga | 9027027 | 2 | Flapper Valve | 1996-07-01 | FALSE | 1996-07-01 | FALSE | Currently in Use | Premium | 10000 | Fiberglass | 1996-07-01 |  | Fiberglass Reinforced Plastic | Pressurized
HARRIET & HENDERSON YARNS INC | RACCOON CREEK RD/BERRYTON | SUMMERVILLE | Chattooga | 9027007 | 3 | [5 empty] | Removed from Ground | Gas (Historical Use) | 500 | Bare Steel | 1972-01-01 | 1993-02-10 | Unknown
CHHAGAN LLC | 1135 TRION TELOGA RD | TRION | Chattooga | 272001 | 2 | Flapper Valve | 1993-01-01 | FALSE | 1993-01-01 | FALSE | Currently in Use | Premium | 8000 | Steel-Impressed Current | 1978-05-04 |  | Double-Walled Fiberglass | Pressurized
HALLS TEXACO | GA HWY 48 | MENLO | Chattooga | 270054 | 1 |  | 1999-01-14 |  | 1999-01-14 |  | Removed from Ground | Gas (Historical Use) | 2000 | Steel-Impressed Current | 1966-05-13 | 2016-01-26 | Cathodically Protected | Suction (American)
CANADA'S BP | 3034 SEVENTH AVE | MENLO | Chattooga | 270015 | 3 |  | 1996-11-01 |  | 1996-11-01 |  | Removed from Ground | Gas (Historical Use) | 3000 | Steel-Impressed Current | 1966-04-28 | 2004-02-10 | Cathodically Protected | Safe Suction (Euro)
CHATTOOGA COUNTY SCHOOL BUS GARAGE | 203 E PENN ST | SUMMERVILLE | Chattooga | 4270001 | 1 | Flapper Valve | 1998-04-20 | FALSE | 1998-04-20 | FALSE | Currently in Use | Diesel | 12000 | Steel-Impressed Current | 1976-01-09 |  |  | Safe Suction (Euro)
ROME RD CHEVRON | 103 ROME RD | SUMMERVILLE | Chattooga | 9027016 | 3 | [5 empty] | Removed from Ground | Gas (Historical Use) | 2000 | Bare Steel | 1978-01-01 | 1899-12-31 | Galvanized Steel | Safe Suction (Euro)
HALLS TEXACO | GA HWY 48 | MENLO | Chattooga | 270054 | 4 |  | 1999-01-14 |  | 1999-01-14 |  | Removed from Ground | Diesel | 4000 | Steel-Impressed Current | 1979-05-10 | 2016-01-20 | Cathodically Protected | Suction (American)
HALLS TEXACO | GA HWY 48 | MENLO | Chattooga | 270054 | 5 | [5 empty] | Closed in Ground | Kerosene | 500 | Bare Steel | 1974-05-13 | 1899-12-31 | Bare Steel | Suction (American)
CANADA'S BP | 3034 SEVENTH AVE | MENLO | Chattooga | 270015 | 4 |  | 1996-11-01 |  | 1996-11-01 |  | Removed from Ground | Diesel | 2000 | Steel-Impressed Current | 1981-04-24 | 2004-02-10 | Cathodically Protected | Safe Suction (Euro)
MENLO HANDI MART | 7805 HWY 48 | MENLO | Chattooga | 9027023 | 1 | Flapper Valve | 1998-12-17 | FALSE | 1998-12-17 | FALSE | Currently in Use | Regular | 5000 | Steel-Impressed Current | 1998-12-17 |  | Fiberglass Reinforced Plastic | Suction (American)
CIRCLE K #2723520 | 11134 HWY 27 | SUMMERVILLE | Chattooga | 4270008 | 2 |  | 1997-04-01 |  | 1997-04-01 |  | Removed from Ground | Gas (Historical Use) | 10000 | Steel-Impressed Current | 1979-03-14 | 2002-08-19 | Fiberglass Reinforced Plastic | Pressurized
HAYES BROS SVC STA | 306 NORTH COMMERCE ST | SUMMERVILLE | Chattooga | 4270012 | 3 | [5 empty] | Removed from Ground | Gas (Historical Use) | 550 | Bare Steel | 1966-03-13 | 1975-01-01 | Galvanized Steel
BAGLEY DISTRIBUTORS INC | 11161 HWY 27 | SUMMERVILLE | Chattooga | 4270013 | 4 |  | 1982-03-04 | FALSE | 1996-07-01 | FALSE | Currently in Use | Diesel | 10000 | Steel-Impressed Current | 1982-03-04 |  | Steel (Impressed Current) | Pressurized
SMILE FUELS | 4326 HWY 27 | SUMMERVILLE | Chattooga | 9027027 | 4 | Ball Float | 1996-07-01 | FALSE | 1996-07-01 | FALSE | Currently in Use | Kerosene | 2000 | Fiberglass | 1996-07-01 |  | Fiberglass Reinforced Plastic | Safe Suction (Euro)
HALLS TEXACO | GA HWY 48 | MENLO | Chattooga | 270054 | B |  |  | FALSE |  | FALSE | Removed from Ground | Not Marked/Tank Removed | 2000 | Unknown | 2016-01-26 | 2016-01-26 | Unknown
BJ S FOOD MART #8 | 12547 HWY 48 | MENLO | Chattooga | 10001492 | 2B | Ball Float | 2008-01-01 | FALSE | 2008-01-01 | FALSE | Currently in Use | Diesel | 4000 | Fiberglass Double Walled | 2008-01-01 |  | Double-Walled Flex | Pressurized
CIRCLE K #2723521 | 406 LYERLY HWY | SUMMERVILLE | Chattooga | 4270009 | 1 | Flapper Valve | 1996-08-01 | FALSE | 1996-08-01 | FALSE | Currently in Use | Regular | 10000 | Steel-Impressed Current | 1992-04-01 |  | Fiberglass Reinforced Plastic | Pressurized
BAGLEY DISTRIBUTORS INC | 11161 HWY 27 | SUMMERVILLE | Chattooga | 4270013 | 1 |  | 1982-03-04 | FALSE | 1996-07-01 | FALSE | Currently in Use | Diesel | 10000 | Steel-Impressed Current | 1982-03-04 |  | Steel (Impressed Current) | Pressurized
SMILE FUELS | 4326 HWY 27 | SUMMERVILLE | Chattooga | 9027027 | 1 | Flapper Valve | 1996-07-01 | FALSE | 1996-07-01 | FALSE | Currently in Use | Regular | 12000 | Fiberglass | 1996-07-01 |  | Fiberglass Reinforced Plastic | Pressurized
GA DEPARTMENT OF TRANSPORTATION | SEVENTH ST & STATE ST | SUMMERVILLE | Chattooga | 9027003 | 61801 | [5 empty] | Removed from Ground | Gas (Historical Use) | 1000 | Cathodically Protected Steel | 1988-01-01 | 1989-09-26 | Bare Steel | Safe Suction (Euro)
ELLENBURG CHEVRON | SOUTH CENTRAL AVE | TRION | Chattooga | 270018 | 4 | [5 empty] | Removed from Ground | Empty | 1000 | Bare Steel | 1971-04-14 | 1989-01-01 | Galvanized Steel
ELLENBURG CHEVRON | SOUTH CENTRAL AVE | TRION | Chattooga | 270018 | 1 | [5 empty] | Removed from Ground | Gas (Historical Use) | 1000 | Bare Steel | 1982-04-11 | 1989-01-01 | Galvanized Steel
ELMO SMITH GROCERY | RT 2 | TRION | Chattooga | 270045 | 2 | [5 empty] | Closed in Ground | Empty | 560 | Composite | 1967-05-12 | 1987-01-01 | Galvanized Steel
VINES GROCERY | 1013 CENTRAL AVE | TRION | Chattooga | 270040 | 4 | [5 empty] | Removed from Ground | Other | 4000 | Cathodically Protected Steel | 1976-05-10 | 1995-08-17 | Galvanized Steel
CANADA'S BP | 3034 SEVENTH AVE | MENLO | Chattooga | 270015 | 1 |  | 1996-11-01 |  | 1996-11-01 |  | Closed in Ground | Gas (Historical Use) | 1000 | Steel-Impressed Current | 1956-04-30 | 2004-02-10 | Cathodically Protected | Safe Suction (Euro)
BJ S FOOD MART #8 | 12547 HWY 48 | MENLO | Chattooga | 10001492 | 1A | Ball Float | 2008-01-01 | FALSE | 2008-01-01 | FALSE | Currently in Use | Gas (Historical Use) | 8000 | Fiberglass Double Walled | 2008-01-01 |  | Double-Walled Flex | Pressurized
ARCHIE FOOD MART | 8140 GORE SUBLIGNA RD | SUMMERVILLE | Chattooga | 10001699 | 1B | Ball Float | 2008-12-01 | FALSE | 2008-12-01 | FALSE | Currently in Use | Premium | 8000 | Fiberglass Double Walled | 2008-12-01 |  | Double-Walled Fiberglass | Pressurized
KING'S OIL #337 | 12449 HWY 27 | SUMMERVILLE | Chattooga | 10001047 | 2 | Ball Float | 2006-01-15 | FALSE | 2006-01-15 | FALSE | Currently in Use | Diesel | 12000 | Composite | 2005-12-15 |  | Fiberglass Reinforced Plastic | Pressurized
FIRST FEDERAL SAVINGS OF SUMMERV | 101 EAST WASHINGTON ST | SUMMERVILLE | Chattooga | 9027006 | 3 | [5 empty] | Removed from Ground | Gas (Historical Use) | 1000 | Bare Steel | 1992-12-02 | 1992-12-02 | Bare Steel
CIRCLE K #2723658 | 10935 Commerce St. | SUMMERVILLE | Chattooga | 9027031 | 1 | Ball Float | 1997-08-01 | FALSE | 1997-08-01 | FALSE | Currently in Use | Regular | 15500 | Composite | 1997-08-01 |  | Double-Walled Flex | Pressurized
CIRCLE K #2723658 | 10935 Commerce St. | SUMMERVILLE | Chattooga | 9027031 | 4 | Ball Float | 1997-08-01 | FALSE | 1997-08-01 | FALSE | Currently in Use | Kerosene | 2000 | Composite | 1997-11-01 |  | Double-Walled Flex | Pressurized
HALLS TEXACO | GA HWY 48 | MENLO | Chattooga | 270054 | 3 |  | 1999-01-01 |  | 1999-01-01 |  | Removed from Ground | Gas (Historical Use) | 4000 | Steel-Impressed Current | 1974-05-11 | 2016-01-26 | Cathodically Protected | Suction (American)
BJ S FOOD MART #8 | 12547 HWY 48 | MENLO | Chattooga | 10001492 | 2A | Ball Float | 2008-01-01 | FALSE | 2008-01-01 | FALSE | Currently in Use | Gas (Historical Use) | 4000 | Fiberglass Double Walled | 2008-01-01 |  | Double-Walled Flex | Pressurized
TELOGA COUNTRY STORE | 6351 TRION TELOGA RD | SUMMERVILLE | Chattooga | 9027034 | 1 |  | 1997-10-25 | FALSE | 1997-10-25 | FALSE | Closed in Ground | Gas (Historical Use) | 3000 | Steel-Impressed Current | 1987-01-01 | 2020-03-05 |  | Suction (American)
HWY 48 MART | 1360 HIGHWAY 48 W | SUMMERVILLE | Chattooga | 9027011 | 2 |  | 1996-07-01 | FALSE | 1996-07-01 | FALSE | Currently in Use | Gas (Historical Use) | 2000 | Steel-Impressed Current | 1996-07-01 |  | Double-Walled Fiberglass | Safe Suction (Euro)
LEWIS SMITH FORD | 440 NORTH COMMERCE ST | SUMMERVILLE | Chattooga | 9027030 | 2 | [5 empty] | Removed from Ground | Gas (Historical Use) | 550 | Not Marked/Unknown | 1998-12-01 | 1998-12-01 | Not Marked
DIXIE #211 | 1020 CENTRAL DR | TRION | Chattooga | 270059 | 5 |  | 1996-01-01 |  | 1996-01-01 |  | Removed from Ground | Gas (Historical Use) | 4000 | Steel-Impressed Current | 1974-05-16 | 2009-05-05 | Cathodically Protected | Safe Suction (Euro)
DIXIE #211 | 1020 CENTRAL DR | TRION | Chattooga | 270059 | 4 |  | 1996-01-01 |  | 1996-01-01 |  | Removed from Ground | Gas (Historical Use) | 4000 | Steel-Impressed Current | 1974-05-16 | 2009-05-05 | Cathodically Protected | Safe Suction (Euro)
HARRIS GROCERY | RT 1 | TRION | Chattooga | 270046 | 2 | [5 empty] | Closed in Ground | Other | 1000 | Composite | 1967-05-12 | 1988-01-01 | Galvanized Steel
CANADA'S BP | 3034 SEVENTH AVE | MENLO | Chattooga | 270015 | 2 |  | 1996-11-01 |  | 1996-11-01 |  | Removed from Ground | Gas (Historical Use) | 1000 | Steel-Impressed Current | 1956-04-30 | 2004-02-10 | Cathodically Protected | Safe Suction (Euro)
CIRCLE K #2723521 | 406 LYERLY HWY | SUMMERVILLE | Chattooga | 4270009 | 3 | Flapper Valve | 1996-08-01 | FALSE | 1996-08-01 | FALSE | Temporarily out of use | Empty | 10000 | Steel-Impressed Current | 1992-04-01 |  | Fiberglass Reinforced Plastic | Pressurized
USED CAR LOT | HWY 114 AT GA HWY 100 | SUMMERVILLE | Chattooga | 270021 | 1 | [5 empty] | Removed from Ground | Gas (Historical Use) | 2000 | Bare Steel | 1966-03-30 | 1992-03-30 | Unknown
STEGALL UNION 76 | EAST FIRST ST | SUMMERVILLE | Chattooga | 270049 | 2 | [5 empty] | Removed from Ground | Gas (Historical Use) | 2500 | Composite | 1967-05-12 | 1899-12-31 | Galvanized Steel
PURE PETRO PLUS | 260 HWY 114 | SUMMERVILLE | Chattooga | 270036 | 3 |  |  | FALSE |  | FALSE | Removed from Ground |  | 10000 | Bare Steel | 1998-11-01 | 1998-11-01 | Bare Steel | Suction (American)
DELBERT PATTY/PATTY'S | GA HWY 114 W | LYERLY | Chattooga | 270057 | 2 | [5 empty] | Removed from Ground | Gas (Historical Use) | 3000 | Bare Steel | 1986-08-04 | 1899-12-31 | Galvanized Steel
GEORGES KWIK SERVICE | 959 HIGHLAND AVE | SUMMERVILLE | Chattooga | 9027017 | G1 |  | 1986-07-21 | FALSE | 1998-11-30 | FALSE | Currently in Use | Gas (Historical Use) | 7896 | Composite | 1986-07-21 |  | Fiberglass Reinforced Plastic | Pressurized
COMMUNITY SHOP FOOD MART LLC | 4375 US HWY 27 | SUMMERVILLE | Chattooga | 9027032 | 1 | Ball Float | 1998-03-01 | FALSE | 1998-03-01 | FALSE | Currently in Use | Regular | 15000 | Fiberglass | 1998-03-01 |  | Fiberglass Reinforced Plastic | Pressurized
J L SALMON | OLD BERRYTON RD/RT 1 | SUMMERVILLE | Chattooga | 270022 | 2 | [5 empty] | Removed from Ground | Gas (Historical Use) | 1000 | Marked Unknown | 1970-05-03 | 1997-10-06 | Unknown
ELLENBURG CHEVRON | SOUTH CENTRAL AVE | TRION | Chattooga | 270018 | 2 | [5 empty] | Removed from Ground | Gas (Historical Use) | 1000 | Bare Steel | 1982-04-11 | 1989-01-01 | Galvanized Steel
DIXIE #211 | 1020 CENTRAL DR | TRION | Chattooga | 270059 | 1 |  | 1996-01-01 |  | 1996-01-01 |  | Removed from Ground | Gas (Historical Use) | 4000 | Steel-Impressed Current | 1974-05-16 | 2009-05-05 | Cathodically Protected | Safe Suction (Euro)
MOUNT VERNON MILLS | 1 PLAZA CIRCLE | TRION | Chattooga | 9000488 | 2 | [5 empty] | Removed from Ground | Kerosene | 550 | Bare Steel | 1994-07-06 | 1994-07-06 | Bare Steel
MENLO DIPPING PLANT | GA HWY 48 | MENLO | Chattooga | 4270010 | 2 | [5 empty] | Removed from Ground | Hazardous Substance | 1000 | Bare Steel | 1976-03-17 | 1988-06-01 | Bare Steel
CROSS ROADS MARKET | 2414 HWY 48 | SUMMERVILLE | Chattooga | 10000553 | 1B | Ball Float | 2003-12-10 | FALSE | 2003-12-10 | FALSE | Currently in Use | Gas (Historical Use) | 5000 | Epoxy | 2003-12-10 |  | Fiberglass Reinforced Plastic | Pressurized
SKINNERS FURNITURE STORE | 12 NORTH COMMERCE ST | SUMMERVILLE | Chattooga | 9027029 | 1 | [5 empty] | Removed from Ground | Gas (Historical Use) | 1000 | Bare Steel | 1950-01-01 | 1996-12-01 | Unknown
J L SALMON | OLD BERRYTON RD/RT 1 | SUMMERVILLE | Chattooga | 270022 | 1 | [5 empty] | Removed from Ground | Diesel | 1000 | Marked Unknown | 1970-05-03 | 1997-10-06 | Unknown
GEORGES KWIK SERVICE | 959 HIGHLAND AVE | SUMMERVILLE | Chattooga | 9027017 | G2 |  | 1986-07-21 | FALSE | 1998-11-30 | FALSE | Currently in Use | Gas (Historical Use) | 7896 | Composite | 1986-07-21 |  | Fiberglass Reinforced Plastic | Pressurized
ROME RD CHEVRON | 103 ROME RD | SUMMERVILLE | Chattooga | 9027016 | 5 | [5 empty] | Removed from Ground | Diesel | 2000 | Bare Steel | 1984-01-01 | 1899-12-31 | Galvanized Steel | Safe Suction (Euro)
ROME RD CHEVRON | 103 ROME RD | SUMMERVILLE | Chattooga | 9027016 | 4 | [5 empty] | Removed from Ground | Gas (Historical Use) | 2000 | Bare Steel | 1978-01-01 | 1899-12-31 | Galvanized Steel | Safe Suction (Euro)
COMMUNITY SHOP FOOD MART LLC | 4375 US HWY 27 | SUMMERVILLE | Chattooga | 9027032 | 2 | Ball Float | 1998-03-01 | FALSE | 1998-03-01 | FALSE | Currently in Use | Premium | 10000 | Fiberglass | 1998-03-01 |  | Fiberglass Reinforced Plastic | Pressurized
CIRCLE K #2723658 | 10935 Commerce St. | SUMMERVILLE | Chattooga | 9027031 | 2 | Ball Float | 1997-08-01 | FALSE | 1997-08-01 | FALSE | Currently in Use | Premium | 10000 | Composite | 1997-11-01 |  | Fiberglass Reinforced Plastic | Pressurized
VINES GROCERY | 1013 CENTRAL AVE | TRION | Chattooga | 270040 | 1 | [5 empty] | Removed from Ground | Gas (Historical Use) | 8000 | Cathodically Protected Steel | 1976-05-10 | 1995-09-13 | Galvanized Steel
MENLO DIPPING PLANT | GA HWY 48 | MENLO | Chattooga | 4270010 | 4 | [5 empty] | Removed from Ground | Hazardous Substance | 1523 | Bare Steel | 1983-03-18 | 1988-06-03 | Galvanized Steel
POPS COUNTRY STORE | 6465 HWY 48 | MENLO | Chattooga | 10000320 | 1A | Ball Float | 2003-03-25 | FALSE | 2003-03-25 | FALSE | Currently in Use | Regular | 10000 | Epoxy | 2003-03-25 |  | Fiberglass Reinforced Plastic | Pressurized
SHAFUQ & MUNAZZA CORPORATION | 8641 HWY 27 S | SUMMERVILLE | Chattooga | 10000128 | 1 | Flapper Valve | 2002-05-12 | FALSE | 2002-05-12 | FALSE | Currently in Use | Regular | 15000 | Epoxy | 2002-05-12 |  | Fiberglass Reinforced Plastic | Pressurized
CIRCLE K #2723520 | 11134 HWY 27 | SUMMERVILLE | Chattooga | 4270008 | 6 |  | 2002-07-22 | FALSE | 2002-07-22 | FALSE | Removed from Ground | Gas (Historical Use) | 8000 | Composite | 2002-07-22 | 2015-10-14 | Secondary Containment | Pressurized
CIRCLE K #2723521 | 406 LYERLY HWY | SUMMERVILLE | Chattooga | 4270009 | 5 | Flapper Valve | 1996-08-01 | FALSE | 1996-08-01 | FALSE | Currently in Use | Kerosene | 2000 | Steel-Impressed Current | 1992-04-01 |  | Fiberglass Reinforced Plastic | Pressurized
FIRST FEDERAL SAVINGS OF SUMMERV | 101 EAST WASHINGTON ST | SUMMERVILLE | Chattooga | 9027006 | 2 | [5 empty] | Removed from Ground | Gas (Historical Use) | 750 | Marked Unknown | 1992-11-09 | 1992-11-09 | Unknown
GEORGIA RUG MILL | LYERLY ST | SUMMERVILLE | Chattooga | 9027008 | 1 | [5 empty] | Removed from Ground | Gas (Historical Use) | 1000 | Marked Unknown | 1991-01-01 | 1991-01-01 | Unknown
TELOGA COUNTRY STORE | 6351 TRION TELOGA RD | SUMMERVILLE | Chattooga | 9027034 | 2 |  | 1997-10-25 |  | 1997-10-25 |  | Currently in Use | Gas (Historical Use) | 3000 | Steel-Impressed Current | 1987-01-01 |  | Cathodically Protected | Suction (American)
EDWIN PETIT FUNERAL HOME | HWY 27 NORTH | SUMMERVILLE | Chattooga | 9027002 | 1 | [5 empty] | Removed from Ground | Gas (Historical Use) | 560 | Not Marked/Unknown | 1991-04-30 | 1991-04-30 | Not Marked
HARRIET & HENDERSON YARNS INC | RACCOON CREEK RD/BERRYTON | SUMMERVILLE | Chattooga | 9027007 | 5 | [5 empty] | Removed from Ground | Diesel | 15000 | Bare Steel | 1972-01-01 | 1993-02-11 | Unknown
HARRIS GROCERY | RT 1 | TRION | Chattooga | 270046 | 1 | [5 empty] | Closed in Ground | Other | 1000 | Composite | 1967-05-12 | 1988-01-01 | Galvanized Steel
VINES GROCERY | 1013 CENTRAL AVE | TRION | Chattooga | 270040 | 2 | [5 empty] | Removed from Ground | Gas (Historical Use) | 4000 | Cathodically Protected Steel | 1984-05-08 | 1995-09-13 | Galvanized Steel
MENLO DIPPING PLANT | GA HWY 48 | MENLO | Chattooga | 4270010 | 3 | [5 empty] | Removed from Ground | Hazardous Substance | 1523 | Bare Steel | 1983-03-18 | 1988-06-03 | Galvanized Steel
GEORGES KWIK SERVICE | 959 HIGHLAND AVE | SUMMERVILLE | Chattooga | 9027017 | G3 |  | 1986-07-21 | FALSE | 1998-11-30 | FALSE | Currently in Use | Gas (Historical Use) | 7896 | Composite | 1986-07-21 |  | Fiberglass Reinforced Plastic | Pressurized
HWY 48 MART | 1360 HIGHWAY 48 W | SUMMERVILLE | Chattooga | 9027011 | 3 |  | 1996-07-01 | FALSE | 1996-07-01 | FALSE | Currently in Use | Gas (Historical Use) | 8000 | Steel-Impressed Current | 1996-05-01 |  | Double-Walled Fiberglass | Safe Suction (Euro)
ROME RD CHEVRON | 103 ROME RD | SUMMERVILLE | Chattooga | 9027016 | 6 |  |  | TRUE |  | TRUE | Removed from Ground | Used Oil | 500 | Not Marked/Unknown |  | 1899-12-31 | Not Marked
CITY OF SUMMERVILLE | COX STREET | SUMMERVILLE | Chattooga | 9027033 | 2 | [5 empty] | Removed from Ground | Diesel | 500 | Marked Unknown |  | 1899-12-31 | Unknown | Safe Suction (Euro)
BJ S FOOD MART #8 | 12547 HWY 48 | MENLO | Chattooga | 10001492 | 1B | Ball Float | 2008-01-01 | FALSE | 2008-01-01 | FALSE | Currently in Use | Diesel | 6000 | Fiberglass Double Walled | 2008-01-01 |  | Double-Walled Flex | Pressurized
ARCHIE FOOD MART | 8140 GORE SUBLIGNA RD | SUMMERVILLE | Chattooga | 10001699 | 2A | Ball Float | 2008-12-01 | FALSE | 2008-12-01 | FALSE | Installed | Diesel | 5000 | Fiberglass Double Walled | 2008-12-01 |  | Double-Walled Fiberglass | Pressurized
KING'S OIL #337 | 12449 HWY 27 | SUMMERVILLE | Chattooga | 10001047 | 1B | Ball Float | 2006-01-15 | FALSE | 2006-01-15 | FALSE | Currently in Use | Premium | 6000 | Composite | 2005-12-15 |  | Fiberglass Reinforced Plastic | Pressurized
HAYES BROS SVC STA | 306 NORTH COMMERCE ST | SUMMERVILLE | Chattooga | 4270012 | 1 | [5 empty] | Removed from Ground | Gas (Historical Use) | 550 | Bare Steel | 1966-03-13 | 1975-01-01 | Galvanized Steel
CHATTOOGA COUNTY SCHOOL BUS GARAGE | 203 E PENN ST | SUMMERVILLE | Chattooga | 4270001 | 2 | [5 empty] | Removed from Ground | Gas (Historical Use) | 1000 | Bare Steel | 1961-01-08 | 1987-07-01 | Unknown
GTE REGULAR FUEL TANK/SUMMERVILL | COX ST | SUMMERVILLE | Chattooga | 4270002 | 376051-1 | [5 empty] | Removed from Ground | Gas (Historical Use) | 2000 | Bare Steel | 1982-02-28 | 1992-03-01 | Galvanized Steel
TRIPLE J LOGGING | 664 JOHN JONES ROAD | SUMMERVILLE | Chattooga | 9027018 | 1 | Flapper Valve | 1994-10-01 | FALSE | 1994-10-01 | FALSE | Currently in Use | Diesel | 10000 | Galvanic (STIP-3) | 1994-10-01 |  | Galvanized Steel | Safe Suction (Euro)
FIRST FEDERAL SAVINGS OF SUMMERV | 101 EAST WASHINGTON ST | SUMMERVILLE | Chattooga | 9027006 | 1 | [5 empty] | Removed from Ground | Gas (Historical Use) | 750 | Marked Unknown | 1992-11-09 | 1992-11-09 | Unknown
HWY 48 MART | 1360 HIGHWAY 48 W | SUMMERVILLE | Chattooga | 9027011 | 1 |  | 1996-07-01 | FALSE | 1996-07-01 | FALSE | Temporarily out of use | Gas (Historical Use) | 3000 | Steel-Impressed Current | 1996-07-01 |  | Fiberglass Reinforced Plastic | Safe Suction (Euro)
TELOGA COUNTRY STORE | 6351 TRION TELOGA RD | SUMMERVILLE | Chattooga | 9027034 | 3 |  | 1997-10-25 | FALSE | 1997-10-25 | FALSE | Currently in Use | Diesel | 3000 | Steel-Impressed Current | 1987-01-01 |  |  | Suction (American)
HAYES BROS SVC STA | 306 NORTH COMMERCE ST | SUMMERVILLE | Chattooga | 4270012 | 2 | [5 empty] | Removed from Ground | Gas (Historical Use) | 550 | Bare Steel | 1966-03-13 | 1975-01-01 | Galvanized Steel
BAGLEY DISTRIBUTORS INC | 11161 HWY 27 | SUMMERVILLE | Chattooga | 4270013 | 3 |  | 1982-03-04 | FALSE | 1996-07-01 | FALSE | Currently in Use | Gas (Historical Use) | 10000 | Steel-Impressed Current | 1982-03-04 |  | Fiberglass Reinforced Plastic | Pressurized
HARRIET & HENDERSON YARNS INC | RACCOON CREEK RD/BERRYTON | SUMMERVILLE | Chattooga | 9027007 | 6 | [5 empty] | Removed from Ground | Diesel | 1000 | Marked Unknown | 1993-02-09 | 1993-02-09 | Unknown
LEWIS SMITH FORD | 440 NORTH COMMERCE ST | SUMMERVILLE | Chattooga | 9027030 | 1 | [5 empty] | Removed from Ground | Gas (Historical Use) | 550 | Not Marked/Unknown | 1998-12-01 | 1998-12-01 | Not Marked
CIRCLE K #2723521 | 406 LYERLY HWY | SUMMERVILLE | Chattooga | 4270009 | 4 | Ball Float | 1996-08-01 | FALSE | 1996-08-01 | FALSE | Currently in Use | Diesel | 4000 | Steel-Impressed Current | 1992-04-01 |  | Fiberglass Reinforced Plastic | Pressurized
CHATTOOGA COUNTY SCHOOL BUS GARAGE | 203 E PENN ST | SUMMERVILLE | Chattooga | 4270001 | 3 |  | 1998-04-20 | FALSE | 1998-04-20 | FALSE | Removed from Ground |  | 6000 | Steel-Impressed Current | 2017-03-03 | 2017-05-04 |  | Safe Suction (Euro)
COUNTRY CROSSROAD GROCERY | 2480 MAHAN ROAD | SUMMERVILLE | Chattooga | 9027024 | 2 | [5 empty] | Temporarily out of use | Gas (Historical Use) | 1010 | Bare Steel | 1998-12-22 |  | Galvanized Steel | Safe Suction (Euro)
ROME RD CHEVRON | 103 ROME RD | SUMMERVILLE | Chattooga | 9027016 | 1 | [5 empty] | Removed from Ground | Gas (Historical Use) | 2000 | Bare Steel | 1978-01-01 | 1899-12-31 | Galvanized Steel | Safe Suction (Euro)
MOUNT VERNON MILLS | 1 PLAZA CIRCLE | TRION | Chattooga | 9000488 | 7 | [5 empty] | Removed from Ground | Diesel | 200 | Not Marked/Unknown | 1994-07-06 | 1994-07-06 | Not Marked
MOUNT VERNON MILLS | 1 PLAZA CIRCLE | TRION | Chattooga | 9000488 | 1 | [5 empty] | Removed from Ground | Kerosene | 1000 | Bare Steel | 1994-07-06 | 1994-07-06 | Bare Steel
KING'S OIL #337 | 12449 HWY 27 | SUMMERVILLE | Chattooga | 10001047 | 1A | Ball Float | 2006-01-15 | FALSE | 2006-01-15 | FALSE | Currently in Use | Regular | 10000 | Composite | 2005-12-15 |  | Fiberglass Reinforced Plastic | Pressurized
CIRCLE K #2723520 | 11134 HWY 27 | SUMMERVILLE | Chattooga | 4270008 | 3 |  | 1997-04-01 |  | 1997-04-01 |  | Removed from Ground | Gas (Historical Use) | 10000 | Steel-Impressed Current | 1979-03-14 | 2002-08-19 | Fiberglass Reinforced Plastic | Pressurized
COUNTRY CROSSROAD GROCERY | 2480 MAHAN ROAD | SUMMERVILLE | Chattooga | 9027024 | 1 | [5 empty] | Temporarily out of use | Gas (Historical Use) | 500 | Bare Steel | 1998-12-28 |  | Galvanized Steel | Suction (American)
HARRIET & HENDERSON YARNS INC | RACCOON CREEK RD/BERRYTON | SUMMERVILLE | Chattooga | 9027007 | 2 | [5 empty] | Removed from Ground | Diesel | 500 | Bare Steel | 1986-01-01 | 1993-02-09 | Galvanized Steel
ALLTEL/GTE | 100 WEST WASHINGTON AVE | SUMMERVILLE | Chattooga | 9027012 | 1 | [5 empty] | Removed from Ground | Gas (Historical Use) | 3000 | Not Marked/Unknown | 1992-01-01 | 1992-01-01 | Not Marked
ROME RD CHEVRON | 103 ROME RD | SUMMERVILLE | Chattooga | 9027016 | 2 | [5 empty] | Removed from Ground | Gas (Historical Use) | 2000 | Bare Steel | 1978-01-01 | 1899-12-31 | Galvanized Steel | Safe Suction (Euro)
CIRCLE K #2723658 | 10935 Commerce St. | SUMMERVILLE | Chattooga | 9027031 | 3 | Ball Float | 1997-08-01 | FALSE | 1997-08-01 | FALSE | Currently in Use | Diesel | 4000 | Composite | 1997-11-01 |  | Double-Walled Flex | Pressurized
COMMUNITY SHOP FOOD MART LLC | 4375 US HWY 27 | SUMMERVILLE | Chattooga | 9027032 | 3 | Ball Float | 1998-03-01 | FALSE | 1998-03-01 | FALSE | Currently in Use | Diesel | 10000 | Fiberglass | 1998-03-01 |  | Fiberglass Reinforced Plastic | Pressurized
CITY OF SUMMERVILLE | COX STREET | SUMMERVILLE | Chattooga | 9027033 | 1 | [5 empty] | Removed from Ground | Gas (Historical Use) | 1000 | Marked Unknown |  | 1899-12-31 | Unknown | Safe Suction (Euro)
LEWIS SMITH FORD | 440 NORTH COMMERCE ST | SUMMERVILLE | Chattooga | 9027030 | 3 |  |  | TRUE |  | TRUE | Removed from Ground | Used Oil | 550 | Not Marked/Unknown | 1998-12-01 | 1998-12-01 | Not Marked
MURPHY USA #7816 | 13425 HWY 27 | TRION | Chattooga | 10000568 | 2A | Ball Float | 2004-01-28 | FALSE | 2004-01-09 | FALSE | Removed from Ground | Diesel | 12000 | Fiberglass Double Walled | 2004-01-09 |  |  | Pressurized
Gyandrupa Inc. | 13774 Hwy 27 | Trion | Chattooga | 272002 | 3 | Flapper Valve | 1996-09-01 |  | 1996-09-01 |  | Removed from Ground | Gas (Historical Use) | 8000 | Steel-Impressed Current | 1976-05-04 | 2010-08-31 | Steel (Impressed Current) | Pressurized
Gyandrupa Inc. | 13774 Hwy 27 | Trion | Chattooga | 272002 | 5A | Flapper Valve | 2017-12-14 | FALSE | 2017-12-14 | FALSE | Currently in Use | Premium | 6000 | Composite Double Walled | 2017-12-14 |  | Double-Walled Flex | Pressurized
HAYS STATE PRISON | US HWY 27 NORTH | TRION | Chattooga | 9027004 | 8 | Flapper Valve | 1998-06-01 | FALSE | 1998-06-01 | FALSE | Currently in Use | Diesel | 2000 | Fiberglass | 1998-06-01 |  | Fiberglass Reinforced Plastic | Suction (American)
HAYS STATE PRISON | US HWY 27 NORTH | TRION | Chattooga | 9027004 | 6 | Flapper Valve | 1998-06-01 | FALSE | 1998-06-01 | FALSE | Currently in Use | Diesel | 4000 | Fiberglass | 1998-06-01 |  | Fiberglass Reinforced Plastic | Safe Suction (Euro)
ARCHIE FOOD MART | 8140 GORE SUBLIGNA RD | SUMMERVILLE | Chattooga | 10001699 | 1A | Ball Float | 2008-12-01 | FALSE | 2008-12-01 | FALSE | Currently in Use | Regular | 4000 | Fiberglass Double Walled | 2008-12-01 |  | Double-Walled Fiberglass | Pressurized
CIRCLE K #2723520 | 11134 HWY 27 | SUMMERVILLE | Chattooga | 4270008 | 7 |  | 2002-07-22 | FALSE | 2002-07-22 | FALSE | Removed from Ground | Gas (Historical Use) | 8000 | Composite | 2002-07-22 | 2015-10-14 | Secondary Containment | Pressurized
CIRCLE K #2723520 | 11134 HWY 27 | SUMMERVILLE | Chattooga | 4270008 | 5 |  | 2002-07-22 | FALSE | 2002-07-22 | FALSE | Removed from Ground | Gas (Historical Use) | 8000 | Composite | 2002-07-22 | 2015-10-14 | Secondary Containment | Pressurized
CIRCLE K #2723520 | 11134 HWY 27 | SUMMERVILLE | Chattooga | 4270008 | 4 |  | 1997-04-01 |  | 1997-04-01 |  | Removed from Ground | Kerosene | 2000 | Cathodically Protected Steel | 1987-09-01 | 2015-10-14 | Cathodically Protected | Pressurized
BAGLEY DISTRIBUTORS INC | 11161 HWY 27 | SUMMERVILLE | Chattooga | 4270013 | 2 |  | 1982-03-04 | FALSE | 1996-07-01 | FALSE | Currently in Use | Gas (Historical Use) | 10000 | Steel-Impressed Current | 1982-03-04 |  | Fiberglass Reinforced Plastic | Pressurized
PLEDGER USED CARS/SERV STATION | 1 ST STREET @ COMMERCE STREET | SUMMERVILLE | Chattooga | 9027026 | DUMMY | [5 empty] | Removed from Ground | Gas (Historical Use) | 0 | Not Marked/Unknown |  | 1899-12-31 | Not Marked
GA DEPARTMENT OF TRANSPORTATION | SEVENTH ST & STATE ST | SUMMERVILLE | Chattooga | 9027003 | 618G1 | [5 empty] | Removed from Ground | Gas (Historical Use) | 1000 | Cathodically Protected Steel | 1989-10-05 | 2001-06-07 | Galvanized Steel | Safe Suction (Euro)
HARRIET & HENDERSON YARNS INC | RACCOON CREEK RD/BERRYTON | SUMMERVILLE | Chattooga | 9027007 | 4 | [5 empty] | Removed from Ground | Gas (Historical Use) | 500 | Bare Steel | 1972-01-01 | 1993-02-10 | Unknown
HARRIET & HENDERSON YARNS INC | RACCOON CREEK RD/BERRYTON | SUMMERVILLE | Chattooga | 9027007 | 1 | [5 empty] | Removed from Ground | Gas (Historical Use) | 500 | Bare Steel | 1986-01-01 | 1993-02-09 | Galvanized Steel
MOHAWK INDUSTRIES INC | HWY 114 | LYERLY | Chattooga | 9027019 | 1 | [5 empty] | Removed from Ground | Empty | 1000 | Not Marked/Unknown | 1975-01-01 | 1991-02-01 | Not Marked
DENSON STORE (FORMER) | INTER N COMMERCE & MARVIN AVE | SUMMERVILLE | Chattooga | 9027015 | 2 | [5 empty] | Removed from Ground | Gas (Historical Use) | 1000 | Marked Unknown | 1995-06-05 | 1995-06-05 | Unknown
MOHAWK INDUSTRIES INC | HWY 114 | LYERLY | Chattooga | 9027019 | 2 | [5 empty] | Removed from Ground | Empty | 1000 | Not Marked/Unknown | 1975-01-01 | 1991-02-01 | Not Marked
MOHAWK INDUSTRIES INC | HWY 114 | LYERLY | Chattooga | 9027019 | 3 | [5 empty] | Removed from Ground | Empty | 1000 | Not Marked/Unknown | 1975-01-01 | 1991-02-01 | Not Marked
DENSON STORE (FORMER) | INTER N COMMERCE & MARVIN AVE | SUMMERVILLE | Chattooga | 9027015 | 1 | [5 empty] | Removed from Ground | Gas (Historical Use) | 1000 | Marked Unknown | 1995-06-05 | 1995-06-05 | Unknown
DENSON STORE (FORMER) | INTER N COMMERCE & MARVIN AVE | SUMMERVILLE | Chattooga | 9027015 | 3 | [5 empty] | Removed from Ground | Gas (Historical Use) | 500 | Marked Unknown | 1995-06-05 | 1995-06-05 | Unknown
8 AMERICA'S ONE STOP | 8111 HWY 48 | MENLO | Chattooga | 10003597 | 1 |  | 2024-08-23 | FALSE | 2024-08-23 | FALSE | Currently in Use | Regular | 12000 | Composite Double Walled | 2024-02-01 |  | Double-Walled Flex | Pressurized
8 AMERICA'S ONE STOP | 8111 HWY 48 | MENLO | Chattooga | 10003597 | 2C |  | 2024-08-23 | FALSE | 2024-08-23 | FALSE | Currently in Use | Premium | 4000 | Composite Double Walled | 2024-02-01 |  | Double-Walled Flex | Pressurized
8 AMERICA'S ONE STOP | 8111 HWY 48 | MENLO | Chattooga | 10003597 | 2B |  | 2024-08-23 | FALSE | 2024-08-23 | FALSE | Currently in Use | Diesel | 4000 | Composite Double Walled | 2024-02-01 |  | Double-Walled Flex | Pressurized
8 AMERICA'S ONE STOP | 8111 HWY 48 | MENLO | Chattooga | 10003597 | 2A |  | 2024-08-23 | FALSE | 2024-08-23 | FALSE | Currently in Use | E-0 | 4000 | Composite Double Walled | 2024-02-01 |  | Double-Walled Flex | Pressurized
RAGLAND OIL COMPANY | 455 HIGHWAY 114 | SUMMERVILLE | Chattooga | 10002737 | 1 |  |  | FALSE |  | FALSE | Removed from Ground | Gas (Historical Use) | 560 |  |  | 2017-07-06
DENSON STORE (FORMER) | INTER N COMMERCE & MARVIN AVE | SUMMERVILLE | Chattooga | 9027015 | 4 | [5 empty] | Removed from Ground | Gas (Historical Use) | 500 | Marked Unknown | 1995-06-05 | 1995-06-05 | Unknown
DENSON STORE (FORMER) | INTER N COMMERCE & MARVIN AVE | SUMMERVILLE | Chattooga | 9027015 | 5 | [5 empty] | Removed from Ground | Gas (Historical Use) | 500 | Marked Unknown | 1995-06-05 | 1995-06-05 | Unknown
LARRY WOODS SVC STA | 522 SOUTH MAIN ST | WOODSTOCK | Cherokee | 280090 | 1 | [5 empty] | Removed from Ground | Gas (Historical Use) | 1000 | Bare Steel | 1966-05-10 | 1990-11-01 | Galvanized Steel
PETROLEUM REALTY II LLC | 9469 HWY 92 AND BAMA RD | WOODSTOCK | Cherokee | 280121 | 2 |  | 1998-09-01 |  | 1998-09-01 |  | Removed from Ground | Gas (Historical Use) | 10000 | Fiberglass | 1987-08-06 | 2006-12-29 | Fiberglass Reinforced Plastic | Pressurized
WOODSTOCK ELEMENTARY SCHOOL | GA HWY 5 | WOODSTOCK | Cherokee | 280132 | 1 | [5 empty] | Removed from Ground | Gas (Historical Use) | 1000 | Bare Steel | 1972-02-01 | 1984-01-01 | Galvanized Steel
BAXTERS GROCERIES | 14865 GA HWY 92 | WOODSTOCK | Cherokee | 280042 | 3 | Ball Float | 1992-09-02 | FALSE | 1992-09-02 | FALSE | Currently in Use | Premium | 8000 | Steel-Impressed Current | 1982-05-03 |  | Fiberglass Reinforced Plastic | Pressurized
SHANIA MANAGEMENT LLC | 2880 CANTON HWY | BALL GROUND | Cherokee | 280067 | 2 |  | 1997-10-08 |  | 1997-10-08 |  | Currently in Use | Gas (Historical Use) | 8000 | Steel-Impressed Current | 1978-01-22 |  | Cathodically Protected | Pressurized
SHANIA MANAGEMENT LLC | 2880 CANTON HWY | BALL GROUND | Cherokee | 280067 | 3 |  | 1997-10-08 |  | 1997-10-08 |  | Currently in Use | Gas (Historical Use) | 8000 | Steel-Impressed Current | 1978-01-22 |  | Cathodically Protected | Pressurized
CORDELL MARATHON | 3010 CANTON HIGHWAY | BALL GROUND | Cherokee | 280085 | 4 | [5 empty] | Removed from Ground | Gas (Historical Use) | 1000 | Bare Steel | 1966-05-10 | 1899-12-31 | Galvanized Steel
CORDELL MARATHON | 3010 CANTON HIGHWAY | BALL GROUND | Cherokee | 280085 | 7 |  | 1989-11-14 | FALSE | 1989-11-14 | FALSE | Removed from Ground | Plus | 6000 | Galvanic (STIP-3) | 1989-01-01 |  | Fiberglass Reinforced Plastic | Safe Suction (Euro)
CORDELL MARATHON | 3010 CANTON HIGHWAY | BALL GROUND | Cherokee | 280085 | 5 |  | 1989-11-14 | FALSE | 1989-11-14 | FALSE | Removed from Ground | Premium | 4000 | Galvanic (STIP-3) | 1989-01-01 |  | Fiberglass Reinforced Plastic | Safe Suction (Euro)
STANCIL STORE | 5240 YELLOW CREEK RD | BALL GROUND | Cherokee | 280049 | 5 |  |  |  | 1994-10-16 |  | Removed from Ground | Diesel | 1000 | Bare Steel | 1966-04-23 | 1996-11-12 | Galvanized Steel | Safe Suction (Euro)
LAFARGE AGGREGATES SE | OLD NELSON RD | BALL GROUND | Cherokee | 9028014 | 1 | [5 empty] | Removed from Ground | Gas (Historical Use) | 2000 | Bare Steel | 1981-01-01 | 1994-03-02 | Galvanized Steel
ATLANTA GAS CHEROKEE LNG PLANT | 12860 E CHEROKEE DR | BALL GROUND | Cherokee | 9028015 | 3 | [5 empty] | Removed from Ground | Other | 1000 | Fiberglass | 1988-06-01 | 1991-07-28 | Fiberglass Reinforced Plastic | Gravity Fed
UNKNOWN (PARCEL #91N16-012) | EAST MAIN ST | CANTON | Cherokee | 10001693 | 1 |  |  | FALSE |  | FALSE | Removed from Ground | Not Marked | 0 | Unknown | 1965-01-01 | 1965-01-01
FRIENDLY MART INC | 2268 HIGHTOWER RD | BALL GROUND | Cherokee | 9028021 | 4 | Ball Float | 1992-05-01 | FALSE | 1992-05-01 | FALSE | Currently in Use | Diesel | 6000 | Galvanic (STIP-3) | 1992-05-01 |  | Fiberglass Reinforced Plastic | Pressurized
FRIENDLY MART INC | 2268 HIGHTOWER RD | BALL GROUND | Cherokee | 9028021 | 5 | Overfill Alarm | 1992-05-01 | FALSE | 1992-05-01 | FALSE | Currently in Use | Diesel Off Road | 2000 | Galvanic (STIP-3) | 1992-05-01 |  | Fiberglass Reinforced Plastic | Safe Suction (Euro)
ARISH LLC | 8615 BALL GROUND HWY | BALL GROUND | Cherokee | 9028070 | 2 | Ball Float | 1995-03-01 | FALSE | 1995-03-01 | FALSE | Currently in Use | Regular | 10000 | Epoxy | 1995-08-01 |  | Double-Walled Flex | Pressurized
CHEVRON FOOD MART | 3005 CANTON HIGHWAY | BALL GROUND | Cherokee | 280004 | 2203 | Ball Float | 1984-10-01 | FALSE | 1992-05-18 | FALSE | Currently in Use | Premium | 8000 | Galvanic (STIP-3) | 1984-10-01 |  | Fiberglass Reinforced Plastic | Pressurized
HOLDEN'S GROCERY/OLLIE HOLDEN | 3755 GA HWY 372 | BALL GROUND | Cherokee | 280037 | 2 | [5 empty] | Closed in Ground | Gas (Historical Use) | 560 | Bare Steel | 1972-08-08 | 1899-12-31 | Galvanized Steel
E C ANDREWS SVC STA | GA HWY 5 S | BALL GROUND | Cherokee | 280038 | 2 | [5 empty] | Removed from Ground | Gas (Historical Use) | 2000 | Bare Steel | 1967-08-10 | 1988-12-14 | Galvanized Steel
HOLDEN'S GROCERY/OLLIE HOLDEN | 3755 GA HWY 372 | BALL GROUND | Cherokee | 280037 | 1 | [5 empty] | Closed in Ground | Gas (Historical Use) | 560 | Bare Steel | 1972-08-08 | 1899-12-31 | Galvanized Steel
FRIENDLY MART INC | 2268 HIGHTOWER RD | BALL GROUND | Cherokee | 9028021 | 1 | Ball Float | 1992-05-01 | FALSE | 1992-05-01 | FALSE | Currently in Use | Regular | 10000 | Galvanic (STIP-3) | 1992-05-01 |  | Fiberglass Reinforced Plastic | Pressurized
FORMER GAS STATION | 9968 HIGHWAY 5 | BALL GROUND | Cherokee | 9028105 | 3 | [5 empty] | Removed from Ground | Gas (Historical Use) | 2000 | Bare Steel | 1999-09-16 | 1999-09-16 | Bare Steel | Safe Suction (Euro)
CHEVRON FOOD MART | 155 E HOWELL BRIDGE RD | BALL GROUND | Cherokee | 10001370 | 4 | Ball Float | 2007-01-17 | FALSE | 2007-01-17 | FALSE | Currently in Use | Diesel | 4000 | Composite | 2007-01-12 |  | Fiberglass Reinforced Plastic | Pressurized
E C ANDREWS SVC STA | GA HWY 5 S | BALL GROUND | Cherokee | 280038 | 1 | [5 empty] | Removed from Ground | Gas (Historical Use) | 2000 | Bare Steel | 1967-08-10 | 1988-12-14 | Galvanized Steel
STANCIL STORE | 5240 YELLOW CREEK RD | BALL GROUND | Cherokee | 280049 | 6 |  | 1994-10-16 | FALSE | 1994-10-16 | FALSE | Closed in Ground | Diesel | 3000 | Steel-Impressed Current | 1996-11-13 |  |  | Safe Suction (Euro)
BP/AMOCO | 124 UPPER BETHANY RD | BALL GROUND | Cherokee | 9028043 | 2 | [5 empty] | Removed from Ground | Empty | 1000 | Not Marked/Unknown | 1995-05-01 | 1995-05-01 | Unknown
CHEROKEE ELEMENTARY SCHOOL I | 145 OLD CANTON RD | BALL GROUND | Cherokee | 10001861 | 1 |  |  | FALSE |  | FALSE | Removed from Ground | Diesel | 500 | Bare Steel | 2010-05-19 | 2010-05-19 | Unknown
CHEVRON FOOD MART | 155 E HOWELL BRIDGE RD | BALL GROUND | Cherokee | 10001370 | 5 | Flapper Valve | 2007-01-17 | FALSE | 2007-01-17 | FALSE | Currently in Use | Premium | 2000 | Composite | 2007-01-12 |  | Fiberglass Reinforced Plastic | Safe Suction (Euro)
FORMER GAS STATION | 7021 CUMMING HIGHWAY | CANTON | Cherokee | 10001833 | 1 |  |  | FALSE |  | FALSE | Removed from Ground | Gas (Historical Use) | 2000 | Bare Steel | 2010-02-10 | 2010-02-10 | Unknown
QUIKTRIP #801 | 9765 HWY 92 | WOODSTOCK | Cherokee | 10000308 | 4B | Flapper Valve | 2016-07-15 | FALSE |  | FALSE | Currently in Use | Diesel | 12000 | Fiberglass Double Walled | 2016-07-15 |  | Double-Walled Flex | Pressurized
KROGER 419 | 12050 HWY 92 | WOODSTOCK | Cherokee | 10002310 | 2B | Ball Float | 2013-12-20 | FALSE | 2013-12-20 | FALSE | Currently in Use | Premium | 8000 | Fiberglass Double Walled | 2013-11-20 |  | Double-Walled Flex | Pressurized
MONOPRIX FOOD MART | 9378 GA HWY 92 | WOODSTOCK | Cherokee | 9028051 | 2 | Ball Float | 1994-01-01 |  | 1989-01-01 |  | Temporarily out of use | Gas (Historical Use) | 15000 | Epoxy | 1990-01-01 |  | Fiberglass Reinforced Plastic | Pressurized
MONOPRIX FOOD MART | 9378 GA HWY 92 | WOODSTOCK | Cherokee | 9028051 | 2 | Ball Float | 1994-01-01 |  | 1989-01-01 |  | Temporarily out of use | Gas (Historical Use) | 15000 | Epoxy | 1990-01-01 |  | Fiberglass Reinforced Plastic | Pressurized
C & C SUPERETTE | 592 ARNOLD MILL RD | WOODSTOCK | Cherokee | 9028056 | RU |  | 1997-08-01 |  | 1993-08-17 |  | Removed from Ground | Gas (Historical Use) | 10000 | Galvanic (STIP-3) | 1988-03-01 | 2005-05-03 | Galvanized Steel | Pressurized
Crown Feed & Grain | 15995 E CHEROKEE DR | BALL GROUND | Cherokee | 280059 | 3 | [5 empty] | Removed from Ground | Gas (Historical Use) | 10000 | Bare Steel | 1969-04-04 | 1989-03-16 | Galvanized Steel
BP/AMOCO | 124 UPPER BETHANY RD | BALL GROUND | Cherokee | 9028043 | 1 | [5 empty] | Removed from Ground | Empty | 1000 | Not Marked/Unknown | 1995-05-01 | 1995-05-01 | Unknown
LINEAR DYNAMICS INC | 1260 AIRPORT DR | BALL GROUND | Cherokee | 9028094 | 1 | [5 empty] | Removed from Ground | Gas (Historical Use) | 4500 | Not Marked/Unknown | 1988-12-01 | 1988-12-01 | Not Marked
RITEWAY FOOD INC | 2222 HIGHTOWER RD | BALL GROUND | Cherokee | 9028075 | 3 | Flapper Valve | 1996-05-01 | FALSE | 1996-05-01 | FALSE | Currently in Use | Premium | 3000 | Steel-Impressed Current | 1996-05-01 |  | Fiberglass Reinforced Plastic | Pressurized
CHEROKEE LANDING | 6511 BELLS FERRY RD | WOODSTOCK | Cherokee | 9028028 | 2 | Ball Float | 1997-05-15 | FALSE | 1997-05-15 | FALSE | Currently in Use | Regular | 7500 | Steel-Impressed Current | 1984-01-01 |  | Steel (Impressed Current) | Pressurized
COBB ELECTRIC MEMBERSHIP CORP | 6700 BELLS FERRY RD | WOODSTOCK | Cherokee | 9028041 | 1 |  | 1994-05-19 |  | 1994-05-19 |  | Removed from Ground | Diesel | 10000 | Composite | 1994-05-19 | 2003-10-22 | Secondary Containment | Safe Suction (Euro)
ECONO LUBE N TUNE #207 | 9815 MAIN ST | WOODSTOCK | Cherokee | 9028079 | 1 |  |  | TRUE |  | TRUE | Removed from Ground | Used Oil | 550 | Double Walled | 1989-05-15 | 2007-05-15 | Double Walled | Gravity Fed
LARRY WOODS SVC STA | 522 SOUTH MAIN ST | WOODSTOCK | Cherokee | 280090 | 3 | [5 empty] | Removed from Ground | Gas (Historical Use) | 1000 | Bare Steel | 1966-05-10 | 1990-11-01 | Galvanized Steel
WOODSTOCK TEXACO | 8769 HICKORY FLAT HWY | WOODSTOCK | Cherokee | 280115 | 3 | Ball Float | 1994-09-08 | FALSE | 1994-09-08 | FALSE | Currently in Use | Premium | 8000 | Steel-Impressed Current | 1984-05-01 |  | Fiberglass Reinforced Plastic | Pressurized
BST WOODSTOCK CO F5342 | 101 STOCKWOOD DR | WOODSTOCK | Cherokee | 280117 | 1 | Flapper Valve |  |  |  |  | Removed from Ground | Other | 2000 | Bare Steel | 1980-01-01 | 1997-10-28 | Copper | Suction (American)
SHANKH 13 LLC | 256 ARNOLD MILL RD | WOODSTOCK | Cherokee | 280136 | 2 | [5 empty] | Removed from Ground | Gas (Historical Use) | 2000 | Bare Steel | 1971-05-12 | 1994-06-01 | Galvanized Steel | Suction (American)
SHANIA MANAGEMENT LLC | 2880 CANTON HWY | BALL GROUND | Cherokee | 280067 | 1 |  | 1997-10-08 |  | 1997-10-08 |  | Currently in Use | Gas (Historical Use) | 10000 | Steel-Impressed Current | 1978-01-22 |  | Cathodically Protected | Pressurized
BALL GROUND ELEMENTARY SCHOOL | OLD BALL GROUND HWY | BALL GROUND | Cherokee | 280002 | 1 | [5 empty] | Removed from Ground | Diesel | 1000 | Bare Steel | 1975-01-31 | 1995-10-23 | Galvanized Steel | Suction (American)
FRIENDLY MART INC | 2268 HIGHTOWER RD | BALL GROUND | Cherokee | 9028021 | 2 | Ball Float | 1992-05-01 | FALSE | 1992-05-01 | FALSE | Currently in Use | Premium | 8000 | Galvanic (STIP-3) | 1992-05-01 |  | Fiberglass Reinforced Plastic | Pressurized
SUPER A II | 5856 YELLOW CREEK RD | BALL GROUND | Cherokee | 9028104 | 1B | Ball Float | 1999-03-10 | FALSE | 1999-03-10 | FALSE | Currently in Use | Premium | 4000 | Epoxy | 1999-03-10 |  | Double-Walled Flex | Pressurized
CHEVRON FOOD MART | 155 E HOWELL BRIDGE RD | BALL GROUND | Cherokee | 10001370 | 2 | Ball Float | 2007-01-17 | FALSE | 2007-01-17 | FALSE | Currently in Use | Plus | 6000 | Composite | 2007-01-12 |  | Fiberglass Reinforced Plastic | Pressurized
MOUNTAIN EXPRESS #16 | 10490 BELLS FERRY RD | CANTON | Cherokee | 10001025 | 2B | Ball Float | 2005-10-01 | FALSE | 2005-10-01 | FALSE | Currently in Use | Premium | 6000 | Fiberglass | 2005-10-01 |  | Fiberglass Reinforced Plastic | Pressurized
CORDELL MARATHON | 3010 CANTON HIGHWAY | BALL GROUND | Cherokee | 280085 | 3 | [5 empty] | Removed from Ground | Gas (Historical Use) | 1000 | Bare Steel | 1966-05-10 | 1899-12-31 | Galvanized Steel
PILGRIMS PRIDE BY PRODUCTS | 14938 E CHEROKEE DR | BALL GROUND | Cherokee | 280097 | 3 | [5 empty] | Removed from Ground | Gas (Historical Use) | 1000 | Bare Steel | 1971-05-09 | 1992-10-21 | Galvanized Steel | Suction (American)
CHEVRON FOOD MART | 3005 CANTON HIGHWAY | BALL GROUND | Cherokee | 280004 | 2202 | Ball Float | 1984-10-01 | FALSE | 1992-05-18 | FALSE | Currently in Use | Regular | 8000 | Galvanic (STIP-3) | 1984-10-01 |  | Fiberglass Reinforced Plastic | Pressurized
LAFARGE AGGREGATES SE | OLD NELSON RD | BALL GROUND | Cherokee | 9028014 | 2 |  | 1994-03-04 |  | 1994-03-04 |  | Removed from Ground | Gas (Historical Use) | 2000 | Unknown | 1994-03-04 | 2009-02-16 | Cathodically Protected | Suction (American)
RaceTrac #75 - Knox Bridge | 9665 KNOX BRIDGE HWY | CANTON | Cherokee | 10001572 | 3 | Overfill Alarm | 2008-08-06 | FALSE | 2008-08-06 | FALSE | Currently in Use | Premium | 12000 | Fiberglass Double Walled | 2008-08-06 |  | Double-Walled Fiberglass | Pressurized
PILGRIMS PRIDE BY PRODUCTS | 14938 E CHEROKEE DR | BALL GROUND | Cherokee | 280097 | 2 | [5 empty] | Removed from Ground | Diesel | 2000 | Bare Steel | 1970-05-09 | 1992-10-21 | Galvanized Steel | Suction (American)
Crown Feed & Grain | 15995 E CHEROKEE DR | BALL GROUND | Cherokee | 280059 | 2 | [5 empty] | Removed from Ground | Diesel | 10000 | Bare Steel | 1969-04-04 | 1990-12-01 | Galvanized Steel
SUPER A II | 5856 YELLOW CREEK RD | BALL GROUND | Cherokee | 9028104 | 1A | Ball Float | 1999-03-10 | FALSE | 1999-03-10 | FALSE | Currently in Use | Regular | 6000 | Epoxy | 1999-03-10 |  | Double-Walled Flex | Pressurized
CHEVRON FOOD MART | 155 E HOWELL BRIDGE RD | BALL GROUND | Cherokee | 10001370 | 3 | Ball Float | 2007-01-17 | FALSE | 2007-01-17 | FALSE | Currently in Use | Diesel | 6000 | Composite | 2007-01-12 |  | Fiberglass Reinforced Plastic | Pressurized
TWIN FORKS TRANSPORTATION SUPPORT FACILITY | 3881 LOWER BETHANY RD | CANTON | Cherokee | 10001759 | 2 | Flapper Valve | 2009-05-19 | FALSE | 2009-05-19 | FALSE | Currently in Use | Regular | 6000 | Fiberglass Double Walled | 2009-05-19 |  | Double-Walled Fiberglass | Pressurized
AIRPORT #2 LIFT STATION | 898 RIVER STONE PKWY | CANTON | Cherokee | 10002296 | 1 | Ball Float | 1989-01-01 | FALSE | 1989-01-01 | FALSE | Removed from Ground | Diesel | 500 | Composite | 1989-01-01 | 2014-01-28 | Bare Steel | Safe Suction (Euro)
CHEVRON AT CANTON | 370 MARIETTA HWY | CANTON | Cherokee | 10000958 | 2A | Ball Float | 2005-01-01 | FALSE | 2005-01-01 | FALSE | Currently in Use | Premium | 6000 | Epoxy | 2005-01-01 |  | Fiberglass Reinforced Plastic | Pressurized
LITTLE RIVER MARINA INC | 6979 BELLS FERRY RD | CANTON | Cherokee | 9028052 | 2 | [5 empty] | Removed from Ground | Gas (Historical Use) | 500 | Bare Steel | 1966-05-10 | 1990-01-01 | Galvanized Steel
FAST & EASY | 695 HICKORY FLAT HWY | CANTON | Cherokee | 9028078 | 2 |  | 1996-01-01 |  | 1996-01-01 |  | Removed from Ground | Diesel | 10000 | Cathodically Protected Steel | 1999-06-04 | 2007-07-11 | Cathodically Protected | Pressurized
EPP-LEASING 1550 LILBURN STONE MOUNTAIN LLC | 1546 RIVERSTONE PKWY | CANTON | Cherokee | 9028085 | 728174 | Overfill Alarm | 1997-07-29 | FALSE | 1997-07-29 | FALSE | Removed from Ground | Gas (Historical Use) | 10000 | Fiberglass Double Walled | 1997-06-25 |  | Fiberglass Reinforced Plastic | Pressurized
PAGE & SONS | 8274 KNOX BRIDGE HWY | CANTON | Cherokee | 9028082 | 2 |  | 1997-05-01 | FALSE | 1997-05-01 | FALSE | Removed from Ground | Gas (Historical Use) | 4000 | Steel-Impressed Current | 1999-04-14 | 2018-03-07 | Fiberglass Reinforced Plastic | Suction (American)
CHEVRON FOOD MART | 3005 CANTON HIGHWAY | BALL GROUND | Cherokee | 280004 | 2201 | Ball Float | 1984-10-01 | FALSE | 1992-05-18 | FALSE | Currently in Use | Regular | 8000 | Galvanic (STIP-3) | 1984-10-01 |  | Fiberglass Reinforced Plastic | Pressurized
STANCIL STORE | 5240 YELLOW CREEK RD | BALL GROUND | Cherokee | 280049 | 2 |  | 1994-10-16 | FALSE | 1994-10-16 | FALSE | Closed in Ground | Diesel | 4000 | Steel-Impressed Current | 1983-04-19 |  |  | Safe Suction (Euro)
ATLANTA GAS CHEROKEE LNG PLANT | 12860 E CHEROKEE DR | BALL GROUND | Cherokee | 9028015 | 1 |  | 1991-07-28 | TRUE | 1991-07-28 | TRUE | Currently in Use | Used Oil | 500 | Fiberglass | 1988-06-01 |  | Fiberglass Reinforced Plastic | Gravity
FORMER GAS STATION | 9968 HIGHWAY 5 | BALL GROUND | Cherokee | 9028105 | 4 |  |  | TRUE |  | TRUE | Removed from Ground | Used Oil | 500 | Bare Steel | 1999-09-16 | 1999-09-16 | Not Marked
FORMER GAS STATION | 9968 HIGHWAY 5 | BALL GROUND | Cherokee | 9028105 | 5 | [5 empty] | Removed from Ground | Diesel | 500 | Bare Steel | 1999-09-16 | 1999-09-16 | Not Marked
R C JONES GROCERY | 8051 HIGHWAY 5 | BALL GROUND | Cherokee | 10001592 | 3 |  |  | FALSE |  | FALSE | Removed from Ground | Gas (Historical Use) | 575 | Bare Steel | 2008-07-21 | 2008-07-21 | Bare Steel | Suction (American)
RaceTrac #2331 - Old Doss | 2017 CUMMING HWY | CANTON | Cherokee | 10002512 | 2A | Overfill Alarm | 2015-12-18 | FALSE | 2015-12-18 | FALSE | Currently in Use | Premium | 10000 | Fiberglass Double Walled | 2015-12-18 |  | Double-Walled Fiberglass | Pressurized
WILLIAM COY COOK SR (ESTATE) | 7741 CUMMING HWY | CANTON | Cherokee | 10000106 | 1 |  | 1950-01-01 | FALSE | 1950-01-01 | FALSE | Removed from Ground | Gas (Historical Use) | 500 | Unknown | 1950-01-01 | 2002-08-19 | Unknown
CORDELL MARATHON | 3010 CANTON HIGHWAY | BALL GROUND | Cherokee | 280085 | 6 |  | 1989-11-14 | FALSE | 1989-11-14 | FALSE | Removed from Ground | Regular | 4000 | Galvanic (STIP-3) | 1989-01-01 |  | Fiberglass Reinforced Plastic | Safe Suction (Euro)
ATLANTA GAS CHEROKEE LNG PLANT | 12860 E CHEROKEE DR | BALL GROUND | Cherokee | 9028015 | 2 |  | 1991-07-28 | TRUE | 1991-07-28 | TRUE | Currently in Use | Used Oil | 1000 | Fiberglass | 1988-06-01 |  | Fiberglass Reinforced Plastic | Gravity
R C JONES GROCERY | 8051 HIGHWAY 5 | BALL GROUND | Cherokee | 10001592 | 4 |  |  | FALSE |  | FALSE | Removed from Ground | Gas (Historical Use) | 575 | Bare Steel | 2008-07-21 | 2008-07-21 | Bare Steel | Suction (American)
CHEVRON FOOD MART | 155 E HOWELL BRIDGE RD | BALL GROUND | Cherokee | 10001370 | 1 | Ball Float | 2007-01-17 | FALSE | 2007-01-17 | FALSE | Currently in Use | Regular | 12000 | Composite | 2007-01-12 |  | Fiberglass Reinforced Plastic | Pressurized
RaceTrac #75 - Knox Bridge | 9665 KNOX BRIDGE HWY | CANTON | Cherokee | 10001572 | 1 | Overfill Alarm | 2008-08-06 | FALSE | 2008-08-06 | FALSE | Currently in Use | Regular | 20000 | Fiberglass Double Walled | 2008-08-06 |  | Double-Walled Fiberglass | Pressurized
BLANKETS CREEK LIFT STATION | 198 WEST RIDGE DR | CANTON | Cherokee | 10002294 | 1 | Ball Float | 1989-01-01 | FALSE | 1989-01-01 | FALSE | Removed from Ground | Diesel | 1000 | Galvanic (STIP-3) | 1989-01-01 | 2014-01-27 | Bare Steel | Safe Suction (Euro)
KING'S OIL #374 | 11429 BELLS FERRY RD | CANTON | Cherokee | 10001537 | 2B | Ball Float | 2007-12-27 | FALSE | 2007-12-27 | FALSE | Currently in Use | Diesel | 5000 | Fiberglass | 2007-11-30 |  | Fiberglass Reinforced Plastic | Pressurized
KING'S OIL #374 | 11429 BELLS FERRY RD | CANTON | Cherokee | 10001537 | 1 | Flapper Valve | 2007-12-27 | FALSE | 2007-12-27 | FALSE | Currently in Use | Regular | 12000 | Fiberglass | 2007-11-30 |  | Fiberglass Reinforced Plastic | Pressurized
KROGER GA-402 | 4045 MARIETTA HWY | CANTON | Cherokee | 10002253 | 2 | Ball Float | 2013-09-06 | FALSE | 2013-09-05 | FALSE | Currently in Use | Premium | 20000 | Fiberglass Double Walled | 2013-06-27 |  | Double-Walled Flex | Pressurized
RaceTrac #2331 - Old Doss | 2017 CUMMING HWY | CANTON | Cherokee | 10002512 | 3B | Flapper Valve | 2015-12-18 | FALSE | 2015-12-18 | FALSE | Currently in Use | Diesel | 10000 | Fiberglass Double Walled | 2015-12-18 |  | Double-Walled Fiberglass | Pressurized
UNKNOWN | 1321 FATECON RD | CANTON | Cherokee | 10000797 | 1 |  |  | FALSE |  | FALSE | Removed from Ground | Gas (Historical Use) | 0 | Bare Steel | 2004-12-01 | 2004-12-01
VILLAGE MUSIC STORE | 271 HOSPITAL RD | CANTON | Cherokee | 10000657 | 1 |  |  | FALSE |  | FALSE | Removed from Ground | Gas (Historical Use) | 500 | Unknown | 2004-08-17 | 2004-08-17
STANCIL STORE | 5240 YELLOW CREEK RD | BALL GROUND | Cherokee | 280049 | 4 |  |  |  | 1994-10-16 |  | Removed from Ground | Diesel | 1000 | Bare Steel | 1976-04-20 | 1996-11-12 | Galvanized Steel | Safe Suction (Euro)
STANCIL STORE | 5240 YELLOW CREEK RD | BALL GROUND | Cherokee | 280049 | 1 |  | 1994-10-16 | FALSE | 1994-10-16 | FALSE | Closed in Ground | Gas (Historical Use) | 4000 | Steel-Impressed Current | 1983-04-19 |  |  | Safe Suction (Euro)
Crown Feed & Grain | 15995 E CHEROKEE DR | BALL GROUND | Cherokee | 280059 | 1 | [5 empty] | Removed from Ground | Diesel | 10000 | Bare Steel | 1969-04-04 | 1990-12-01 | Galvanized Steel
MOUNTAIN EXPRESS #16 | 10490 BELLS FERRY RD | CANTON | Cherokee | 10001025 | 2A | Ball Float | 2005-10-01 | FALSE | 2005-10-01 | FALSE | Currently in Use | Diesel | 6000 | Fiberglass | 2005-10-01 |  | Fiberglass Reinforced Plastic | Pressurized
LITTLE RIVER MARINA INC | 6979 BELLS FERRY RD | CANTON | Cherokee | 9028052 | 5 | [5 empty] | Removed from Ground | Gas (Historical Use) | 1000 | Bare Steel | 1966-05-10 | 1990-01-01 | Galvanized Steel
LITTLE RIVER MARINA INC | 6979 BELLS FERRY RD | CANTON | Cherokee | 9028052 | 4 | [5 empty] | Removed from Ground | Gas (Historical Use) | 1000 | Bare Steel | 1966-05-10 | 1990-01-01 | Galvanized Steel
FAST & EASY | 695 HICKORY FLAT HWY | CANTON | Cherokee | 9028078 | 4 |  | 1996-01-01 |  | 1996-01-01 |  | Removed from Ground | Gas (Historical Use) | 8000 | Cathodically Protected Steel | 1999-06-04 | 2007-07-11 | Cathodically Protected | Pressurized
TWIN FORKS TRANSPORTATION SUPPORT FACILITY | 3881 LOWER BETHANY RD | CANTON | Cherokee | 10001759 | 1 | Flapper Valve | 2009-05-19 | FALSE | 2009-05-19 | FALSE | Currently in Use | Diesel | 20000 | Fiberglass Double Walled | 2009-05-19 |  | Double-Walled Fiberglass | Pressurized
RaceTrac #2331 - Old Doss | 2017 CUMMING HWY | CANTON | Cherokee | 10002512 | 1 | Overfill Alarm | 2015-12-18 | FALSE | 2015-12-18 | FALSE | Currently in Use | Regular | 20000 | Fiberglass Double Walled | 2015-12-18 |  | Double-Walled Fiberglass | Pressurized
MILL STREET MARKET | 14 MILL STREET | CANTON | Cherokee | 10000542 | 2 | Ball Float | 2003-08-16 | FALSE | 2003-08-16 | FALSE | Currently in Use | Premium | 8000 | Epoxy Double-Walled | 2003-08-16 |  | Fiberglass Reinforced Plastic | Pressurized
ANS786 INC | 3550 Marietta HWY | Canton | Cherokee | 10000298 | 3 | Ball Float | 2002-07-15 | FALSE | 2002-07-15 | FALSE | Currently in Use | Diesel | 4000 | Fiberglass | 2002-07-11 |  | Double-Walled Flex | Pressurized
CHEVRON AT CANTON | 370 MARIETTA HWY | CANTON | Cherokee | 10000958 | 3B | Flapper Valve | 2005-01-01 | FALSE | 2005-01-01 | FALSE | Currently in Use | Kerosene | 2000 | Epoxy | 2005-01-01 |  | Fiberglass Reinforced Plastic | Safe Suction (Euro)
KING'S OIL #366 | 3255 MARIETTA HWY | CANTON | Cherokee | 9028083 | 3 | Ball Float | 1996-10-15 | FALSE | 1996-10-15 | FALSE | Currently in Use | Diesel | 10000 | Fiberglass Double Walled | 1996-10-15 |  | Fiberglass Reinforced Plastic | Pressurized
KEITHBURG CAFE | 2452 BALLGROUND HWY | CANTON | Cherokee | 9028018 | 1 |  | 1993-07-16 |  | 1993-07-16 |  | Temporarily out of use | Gas (Historical Use) | 3000 | Cathodically Protected Steel | 1983-06-04 |  | Cathodically Protected | Safe Suction (Euro)
CANTON SITE #25 | GA HWY 20 E | CANTON | Cherokee | 9028004 | 1 |  | 1997-12-30 |  | 1997-12-30 |  | Removed from Ground | Diesel | 275 | Cathodically Protected Steel | 1986-01-01 | 2001-11-09 | Double Walled
Mark Greer Inc. DBA The Landmark Group | 3569 KELLOGG CREEK RD | ACWORTH | Cherokee | 280045 | DIE |  | 1989-12-27 | FALSE | 1989-12-27 | FALSE | Closed in Ground | Diesel | 2000 | Galvanic (STIP-3)/Sacrificial Anodes | 1989-12-27 |  | Galvanized Steel | Suction (American)
E C ANDREWS SVC STA | GA HWY 5 S | BALL GROUND | Cherokee | 280038 | 3 | [5 empty] | Removed from Ground | Gas (Historical Use) | 1000 | Bare Steel | 1967-08-10 | 1988-12-14 | Galvanized Steel
RITEWAY FOOD INC | 2222 HIGHTOWER RD | BALL GROUND | Cherokee | 9028075 | 4 | Flapper Valve | 1996-05-01 | FALSE | 1996-05-01 | FALSE | Temporarily out of use | Premium | 3000 | Steel-Impressed Current | 1996-05-01 |  | Fiberglass Reinforced Plastic | Pressurized
KROGER GA-402 | 4045 MARIETTA HWY | CANTON | Cherokee | 10002253 | 1A | Ball Float | 2013-09-06 | FALSE | 2013-09-05 | FALSE | Currently in Use | Regular | 8000 | Fiberglass Double Walled | 2013-06-27 |  | Double-Walled Flex | Pressurized
CHEVRON AT CANTON | 370 MARIETTA HWY | CANTON | Cherokee | 10000958 | 3C | Flapper Valve | 2005-01-01 | FALSE | 2005-01-01 | FALSE | Currently in Use | Racing Fuel | 2000 | Epoxy | 2005-01-01 |  | Fiberglass Reinforced Plastic | Safe Suction (Euro)
R C JONES GROCERY | 8051 HIGHWAY 5 | BALL GROUND | Cherokee | 10001592 | 1 |  |  | FALSE |  | FALSE | Removed from Ground | Gas (Historical Use) | 575 | Bare Steel | 2008-07-21 | 2008-07-21 | Bare Steel | Suction (American)
CORDELL MARATHON | 3010 CANTON HIGHWAY | BALL GROUND | Cherokee | 280085 | 2 | [5 empty] | Removed from Ground | Gas (Historical Use) | 1000 | Bare Steel | 1966-05-10 | 1899-12-31 | Galvanized Steel
FRIENDLY MART INC | 2268 HIGHTOWER RD | BALL GROUND | Cherokee | 9028021 | 3 | Ball Float | 1992-05-01 | FALSE | 1992-05-01 | FALSE | Currently in Use | Diesel | 8000 | Galvanic (STIP-3) | 1992-05-01 |  | Fiberglass Reinforced Plastic | Pressurized
FORMER GAS STATION | 9968 HIGHWAY 5 | BALL GROUND | Cherokee | 9028105 | 1 | [5 empty] | Removed from Ground | Gas (Historical Use) | 6000 | Bare Steel | 1999-09-16 | 1999-09-16 | Bare Steel | Safe Suction (Euro)
RaceTrac #75 - Knox Bridge | 9665 KNOX BRIDGE HWY | CANTON | Cherokee | 10001572 | 2 | Overfill Alarm | 2008-08-06 | FALSE | 2008-08-06 | FALSE | Currently in Use | Diesel | 12000 | Fiberglass Double Walled | 2008-08-06 |  | Double-Walled Fiberglass | Pressurized
FORMER GAS STATION | 7021 CUMMING HIGHWAY | CANTON | Cherokee | 10001833 | 3 |  |  | FALSE |  | FALSE | Removed from Ground | Gas (Historical Use) | 4000 | Bare Steel | 2010-02-11 | 2010-02-11 | Unknown
RaceTrac #2331 - Old Doss | 2017 CUMMING HWY | CANTON | Cherokee | 10002512 | 3A | Flapper Valve | 2015-12-18 | FALSE | 2015-12-18 | FALSE | Currently in Use | E-0 | 10000 | Fiberglass Double Walled | 2015-12-18 |  | Double-Walled Fiberglass | Pressurized
RaceTrac #543 - Riverstone/Canton | 1465 RIVERSTONE PKWY | CANTON | Cherokee | 10000471 | 3 | Overfill Alarm | 2003-07-10 | FALSE | 2003-07-10 | FALSE | Currently in Use | Premium | 12000 | Composite Double Walled | 2003-07-10 |  | Double-Walled Fiberglass | Pressurized
Thomas Concrete of Georgia, Inc-Cherokee | 185 MILL INDUSTRIAL WY | CANTON | Cherokee | 9028066 | 1 | Ball Float | 1995-09-01 | FALSE | 1995-09-01 | FALSE | Removed from Ground | Diesel | 12000 | Fiberglass | 1995-09-01 |  | Fiberglass Reinforced Plastic | Pressurized
KING'S OIL #366 | 3255 MARIETTA HWY | CANTON | Cherokee | 9028083 | 1 | Ball Float | 1996-10-15 | FALSE | 1996-10-15 | FALSE | Currently in Use | Regular | 12000 | Fiberglass Double Walled | 1996-10-15 |  | Fiberglass Reinforced Plastic | Pressurized
CHEVRON AT CANTON | 370 MARIETTA HWY | CANTON | Cherokee | 10000958 | 3A | Flapper Valve | 2005-01-01 | FALSE | 2005-01-01 | FALSE | Currently in Use | Diesel Off Road | 2000 | Epoxy | 2005-01-01 |  | Fiberglass Reinforced Plastic | Safe Suction (Euro)
KING'S OIL #366 | 3255 MARIETTA HWY | CANTON | Cherokee | 9028083 | 8B | Ball Float | 2015-06-01 | FALSE | 2015-06-01 | FALSE | Currently in Use | Diesel | 3000 | Fiberglass Double Walled | 2015-06-01 |  | Double-Walled Flex | Pressurized
KING'S OIL #366 | 3255 MARIETTA HWY | CANTON | Cherokee | 9028083 | 2 | Ball Float | 1996-10-15 | FALSE | 1996-10-15 | FALSE | Currently in Use | Plus | 12000 | Fiberglass Double Walled | 1996-10-15 |  | Fiberglass Reinforced Plastic | Pressurized
FREEHOME GROCERY | 12573 CUMMING HWY | CANTON | Cherokee | 9028107 | 2 | [5 empty] | Removed from Ground | Gas (Historical Use) | 2000 | Bare Steel | 1999-11-08 | 1999-11-08 | Galvanized Steel
RT #350 HOLLY SPRINGS | 4125 MARIETTA HWY | CANTON | Cherokee | 9028090 | 2 | Ball Float | 1986-01-01 |  | 1986-01-01 |  | Removed from Ground | Gas (Historical Use) | 12000 | Composite Double Walled | 1986-01-01 | 2015-05-20 | Flex | Pressurized
KNOX BRIDGE FOODS | 4230 KNOX BRIDGE HWY | CANTON | Cherokee | 9028019 | 1 | [5 empty] | Removed from Ground | Gas (Historical Use) | 1000 | Bare Steel | 1962-01-01 | 1990-09-18 | Galvanized Steel
CLIPPER 60 | 1265 HWY 92 | ACWORTH | Cherokee | 9028109 | 4 | Flapper Valve | 2016-10-01 | FALSE |  | FALSE | Currently in Use | Diesel | 9000 | Composite Double Walled | 2016-10-01 |  | Double-Walled Fiberglass | Pressurized
CLIPPER 60 | 1265 HWY 92 | ACWORTH | Cherokee | 9028109 | 5 | Flapper Valve | 2016-10-01 | FALSE |  | FALSE | Currently in Use | E-0 | 6000 | Composite Double Walled | 2016-10-01 |  | Double-Walled Fiberglass | Pressurized
CNC EXXON INC | 6045 HWY 92 | ACWORTH | Cherokee | 9028084 | 1 | Ball Float | 1996-09-01 | FALSE | 1996-09-01 | FALSE | Currently in Use | Regular | 15000 | Composite | 1996-09-01 |  | Fiberglass Reinforced Plastic | Pressurized
FORMER STRICKLAND GROCERY | 9776 EAST CHEROKEE DRIVE | CANTON | Cherokee | 10001130 | 2 |  |  | FALSE |  | FALSE | Removed from Ground | Gas (Historical Use) | 1000 | Bare Steel | 1967-01-01 | 2006-04-25 | Bare Steel
PILGRIMS PRIDE BY PRODUCTS | 14938 E CHEROKEE DR | BALL GROUND | Cherokee | 280097 | 5 |  | 1992-08-09 |  | 1992-08-09 |  | Removed from Ground | Diesel | 12000 | Double Walled | 1992-10-09 | 2012-10-15 | Double Walled | Pressurized
PILGRIMS PRIDE BY PRODUCTS | 14938 E CHEROKEE DR | BALL GROUND | Cherokee | 280097 | 4 | [5 empty] | Removed from Ground | Empty | 1000 | Bare Steel | 1968-05-09 | 1992-10-21 | Galvanized Steel | Suction (American)
Crown Feed & Grain | 15995 E CHEROKEE DR | BALL GROUND | Cherokee | 280059 | 4 |  | 1990-12-27 |  | 1990-12-27 |  | Removed from Ground | Diesel | 12000 | Steel-Impressed Current | 1990-12-27 | 2004-06-01 | Double Walled | Pressurized
AIRPORT #1 LIFT STATION | 4710 BALLGROUND HWY | CANTON | Cherokee | 10002295 | 1 | Ball Float | 1989-01-01 | FALSE | 1989-01-01 | FALSE | Removed from Ground | Diesel | 500 | Composite | 1989-01-01 | 2014-01-19 | Bare Steel | Safe Suction (Euro)
MOUNTAIN EXPRESS #16 | 10490 BELLS FERRY RD | CANTON | Cherokee | 10001025 | 1 | Ball Float | 2005-10-01 | FALSE | 2005-10-01 | FALSE | Currently in Use | Regular | 12000 | Fiberglass | 2005-10-01 |  | Fiberglass Reinforced Plastic | Pressurized
STANCIL STORE | 5240 YELLOW CREEK RD | BALL GROUND | Cherokee | 280049 | 3 |  | 1994-10-16 | FALSE | 1994-10-16 | FALSE | Closed in Ground | Gas (Historical Use) | 6000 | Steel-Impressed Current | 1983-04-19 |  |  | Safe Suction (Euro)
ALTANTA GAS CHEROKEE LNG PLANT | E CHEROKEE DR | BALL GROUND | Cherokee | 9028001 | 1 | [5 empty] | Removed from Ground | Other | 14000 | Not Marked/Unknown | 1991-08-16 | 1991-08-16 | Not Marked
SUPER A II | 5856 YELLOW CREEK RD | BALL GROUND | Cherokee | 9028104 | 2A |  | 1999-03-10 | FALSE | 1999-03-10 | FALSE | Currently in Use | Diesel | 6000 | Epoxy | 1999-03-10 |  | Fiberglass Reinforced Plastic | Safe Suction (Euro)
ARISH LLC | 8615 BALL GROUND HWY | BALL GROUND | Cherokee | 9028070 | 3 | Ball Float | 1995-03-01 | FALSE | 1995-03-01 | FALSE | Currently in Use | Diesel | 10000 | Epoxy | 1995-08-01 |  | Double-Walled Flex | Pressurized
KING'S OIL #374 | 11429 BELLS FERRY RD | CANTON | Cherokee | 10001537 | 3A | Ball Float | 2007-12-27 | FALSE | 2007-12-27 | FALSE | Currently in Use | Diesel | 4000 | Fiberglass | 2007-11-30 |  | Fiberglass Reinforced Plastic | Pressurized
WILLIAM COY COOK SR (ESTATE) | 7741 CUMMING HWY | CANTON | Cherokee | 10000106 | 2 |  | 1950-01-01 | FALSE | 1950-01-01 | FALSE | Removed from Ground | Gas (Historical Use) | 500 | Unknown | 1950-01-01 | 2002-08-19 | Unknown
MOUNTAIN EXPRESS #16 | 10490 BELLS FERRY RD | CANTON | Cherokee | 10001025 | 3B | Flapper Valve | 2005-10-01 | FALSE | 2005-10-01 | FALSE | Currently in Use | Diesel | 3000 | Fiberglass | 2005-10-01 |  | Fiberglass Reinforced Plastic | Suction (American)
CHEVRON AT CANTON | 370 MARIETTA HWY | CANTON | Cherokee | 10000958 | 1 | Ball Float | 2005-01-01 | FALSE | 2005-01-01 | FALSE | Currently in Use | Regular | 12000 | Epoxy | 2005-01-01 |  | Fiberglass Reinforced Plastic | Pressurized
EPP-LEASING 1550 LILBURN STONE MOUNTAIN LLC | 1546 RIVERSTONE PKWY | CANTON | Cherokee | 9028085 | 718443 | Overfill Alarm | 1997-07-29 | FALSE | 1997-07-29 | FALSE | Removed from Ground | Gas (Historical Use) | 10000 | Fiberglass Double Walled | 1997-06-25 |  | Fiberglass Reinforced Plastic | Pressurized
KING'S OIL #366 | 3255 MARIETTA HWY | CANTON | Cherokee | 9028083 | 5 | [5 empty] | Removed from Ground | Gas (Historical Use) | 10000 | Bare Steel | 1975-04-14 | 1996-06-12 | Galvanized Steel
EXXON FOOD MART | 11240 CUMMING HWY | CANTON | Cherokee | 9028115 | 1 | Flapper Valve | 2000-03-01 | FALSE | 2000-03-01 | FALSE | Currently in Use | Regular | 12000 | Fiberglass | 2000-03-01 |  | Double-Walled Flex | Pressurized
KNOX BRIDGE FOODS | 4230 KNOX BRIDGE HWY | CANTON | Cherokee | 9028019 | 3 | Flapper Valve | 1990-09-28 | FALSE | 1990-09-28 | FALSE | Currently in Use | Regular | 8000 | Galvanic (STIP-3) | 1990-09-28 |  | Fiberglass Reinforced Plastic | Pressurized
DEPOT GULF | 111 MARIETTA ST | CANTON | Cherokee | 9028003 | 1 | [5 empty] | Removed from Ground | Gas (Historical Use) | 2000 | Bare Steel | 1960-01-01 | 1994-12-01 | Galvanized Steel | Safe Suction (Euro)
PETROLEUM REALTY II LLC | 6569 HWY 92 | ACWORTH | Cherokee | 282002 | 2 |  | 1987-08-01 |  | 1987-08-01 |  | Temporarily out of use | Gas (Historical Use) | 10000 | Composite | 1987-08-01 |  | Fiberglass Reinforced Plastic
Chick-fil-A - South Canton-HICKORY FLAT STORE | 6114 HICKORY FLAT RD | CANTON | Cherokee | 9028032 | 4D |  | 1993-11-01 |  | 1993-11-01 |  | Removed from Ground | Diesel | 6000 | Cathodically Protected Steel | 1983-04-01 | 1999-11-08 | Galvanized Steel | Pressurized
PAGE & SONS | 8274 KNOX BRIDGE HWY | CANTON | Cherokee | 9028082 | 4 |  | 1999-04-01 | FALSE | 1999-04-01 | FALSE | Removed from Ground | Kerosene | 550 | Steel-Impressed Current | 1999-04-16 | 2018-03-07 |  | Suction (American)
KING'S OIL #366 | 3255 MARIETTA HWY | CANTON | Cherokee | 9028083 | 8A | Ball Float | 2015-06-01 | FALSE | 2015-06-01 | FALSE | Currently in Use | Premium | 12000 | Fiberglass Double Walled | 2015-06-01 |  | Double-Walled Flex | Pressurized
SNH Shree LLC | 1847 MARIETTA HIGHWAY | CANTON | Cherokee | 9028101 | 1 | Ball Float | 1998-11-01 | FALSE | 1998-11-01 | FALSE | Currently in Use | Regular | 10000 | Fiberglass | 1998-11-01 |  | Double-Walled Flex | Pressurized
Chick-fil-A (RELO) Canton #4379 (BAGWELL & SPEARS #41) | 2000 Riverstone Boulevard | CANTON | Cherokee | 9028100 | 1 | Ball Float | 1998-09-01 | FALSE | 1998-09-01 | FALSE | Removed from Ground | Gas (Historical Use) | 12000 | Fiberglass | 1998-09-01 | 2019-08-22 | Flex | Pressurized
MAHALAXMI PETROLEUM INC | 3780 SIXES ROAD | CANTON | Cherokee | 9028118 | 3A | Flapper Valve | 2015-06-01 | FALSE | 2015-06-01 | FALSE | Currently in Use | E-0 | 8000 | Fiberglass Double Walled | 2015-06-01 |  | Double-Walled Flex | Pressurized
MAHALAXMI PETROLEUM INC | 3780 SIXES ROAD | CANTON | Cherokee | 9028118 | 3C | Flapper Valve | 2015-06-01 | FALSE | 2015-06-01 | FALSE | Currently in Use | E-85 | 4000 | Fiberglass Double Walled | 2015-06-01 |  | Double-Walled Flex | Pressurized
Mark Greer Inc. DBA The Landmark Group | 3569 KELLOGG CREEK RD | ACWORTH | Cherokee | 280045 | PR |  | 1998-06-01 | FALSE | 1998-06-01 | FALSE | Closed in Ground | Gas (Historical Use) | 4000 | Galvanic (STIP-3) | 1978-04-20 |  | Galvanized Steel | Suction (American)
FORMER GAS STATION | 36 HICKORY FLAT HWY | CANTON | Cherokee | 10001013 | 1 |  |  | FALSE |  | FALSE | Removed from Ground | Gas (Historical Use) | 0 | Unknown | 2005-12-12 | 1899-12-31 | Unknown
EPP-LEASING 1550 LILBURN STONE MOUNTAIN LLC | 1546 RIVERSTONE PKWY | CANTON | Cherokee | 9028085 | UL-718444 | Overfill Alarm | 1997-07-29 | FALSE | 1997-07-29 | FALSE | Removed from Ground | Gas (Historical Use) | 10000 | Fiberglass Double Walled | 1997-06-25 |  | Fiberglass Reinforced Plastic | Pressurized
SOUTH CANTON COASTAL | 3247 MARIETTA HWY | CANTON | Cherokee | 9028071 | 2 | [5 empty] | Removed from Ground | Gas (Historical Use) | 10000 | Bare Steel | 1998-11-13 | 1998-11-13 | Galvanized Steel | Pressurized
GRAMLING TANK CAR SERVICE | 850 BALLGROUND HWY | CANTON | Cherokee | 9028097 | 2 | [5 empty] | Removed from Ground | Gas (Historical Use) | 0 | Not Marked/Unknown | 1998-11-01 | 1998-11-01 | Not Marked
Mark Greer Inc. DBA The Landmark Group | 3569 KELLOGG CREEK RD | ACWORTH | Cherokee | 280045 | TK1 | [5 empty] | Closed in Ground | Empty | 1 | Marked Unknown | 1977-11-01 | 1977-11-01 | Unknown
TYSONS GARAGE | 6010 HWY 92 | ACWORTH | Cherokee | 9028095 | 2 | [5 empty] | Removed from Ground | Gas (Historical Use) | 3000 | Bare Steel | 1970-01-01 | 1998-09-12 | Galvanized Steel | Suction (American)
CNC EXXON INC | 6045 HWY 92 | ACWORTH | Cherokee | 9028084 | 2 | Ball Float | 1996-09-01 | FALSE | 1996-09-01 | FALSE | Currently in Use | Premium | 12000 | Composite | 1996-09-01 |  | Fiberglass Reinforced Plastic | Pressurized
HARBOR TOWN MARINA INC | 7370 GALTS FERRY RD | ACWORTH | Cherokee | 9028042 | 2 | Ball Float | 2003-02-15 | FALSE | 2003-02-15 | FALSE | Currently in Use | E-0 | 12000 | Epoxy | 2003-02-15 |  | Fiberglass Reinforced Plastic | Pressurized
CANTON STREET DEPARTMENT | MAIN ST - CITY HALL | CANTON | Cherokee | 9028067 | 1 | [5 empty] | Removed from Ground | Gas (Historical Use) | 10000 | Marked Unknown | 1980-05-01 | 1995-12-07 | Unknown
CLYDE MCFARLAND | 200 BALL GROUND HWY | CANTON | Cherokee | 9028088 | 1 | [5 empty] | Removed from Ground | Gas (Historical Use) | 500 | Bare Steel | 1997-11-24 | 1997-11-24 | Galvanized Steel
MAHALAXMI PETROLEUM INC | 3780 SIXES ROAD | CANTON | Cherokee | 9028118 | 2 | Flapper Valve | 2001-01-01 | FALSE | 2001-01-01 | FALSE | Currently in Use | Premium | 12000 | Fiberglass Double Walled | 2000-12-01 |  | Double-Walled Flex | Pressurized
NO FACILITY NAME | LEDBETTER RD | CANTON | Cherokee | 9028006 | 1 | [5 empty] | Removed from Ground | Gas (Historical Use) | 10000 | Bare Steel | 1980-01-01 | 1990-12-03 | Galvanized Steel
LITTLE & SONS | 101 CARTERSVILLE HWY | CANTON | Cherokee | 9028044 | 2 | [5 empty] | Removed from Ground | Gas (Historical Use) | 3000 | Not Marked/Unknown | 1995-07-05 | 1995-07-05 | Unknown
VICTORY EXPRESS- 280149 | 5904 BELLS FERRY RD | ACWORTH | Cherokee | 280149 | 5 |  | 1998-08-27 | FALSE | 1998-08-27 | FALSE | Removed from Ground | Kerosene | 1000 | Galvanic (STIP-3) | 1986-01-01 | 2021-02-11 | Galvanized Steel | Pressurized
TEAM TEXACO BELLS FERRY | 5634 BELLS FERRY RD | ACWORTH | Cherokee | 280043 | 3 | [5 empty] | Removed from Ground | Gas (Historical Use) | 6000 | Bare Steel | 1970-01-01 | 1990-08-20 | Galvanized Steel
Chick-fil-A - South Canton-HICKORY FLAT STORE | 6114 HICKORY FLAT RD | CANTON | Cherokee | 9028032 | 6 | [5 empty] | Removed from Ground | Diesel | 2000 | Bare Steel | 1999-11-11 | 1999-11-11 | Bare Steel
PIT STOP TRADING LLC | 125 SIXES RD | CANTON | Cherokee | 9028047 | 2A | Ball Float | 1994-11-01 | FALSE | 1994-11-01 | FALSE | Removed from Ground | Plus | 6000 | Epoxy | 1994-11-07 |  | Double-Walled Fiberglass | Pressurized
FORMER GAS STATION | 5895 ARBOR HILL RD | CANTON | Cherokee | 9028123 | 1 | [5 empty] | Removed from Ground | Gas (Historical Use) | 1000 | Bare Steel | 1971-01-01 | 2002-01-07 | Bare Steel
SHELL FOOD MART | 2880 LOWER UNION HILL RD | CANTON | Cherokee | 280156 | 3 |  |  | FALSE |  | FALSE | Removed from Ground | Gas (Historical Use) | 3000 | Bare Steel | 1971-05-17 | 1999-09-08 | Galvanized Steel | Safe Suction (Euro)
MOUNTAIN EXPRESS #16 | 10490 BELLS FERRY RD | CANTON | Cherokee | 10001025 | 3A | Flapper Valve | 2005-10-01 | FALSE | 2005-10-01 | FALSE | Currently in Use | Racing Fuel | 3000 | Fiberglass | 2005-10-01 |  | Fiberglass Reinforced Plastic | Suction (American)
LITTLE RIVER MARINA INC | 6979 BELLS FERRY RD | CANTON | Cherokee | 9028052 | 1 | Flapper Valve | 1995-08-01 | FALSE | 1995-08-01 | FALSE | Currently in Use | Racing Fuel | 10000 | Steel-Impressed Current | 1990-04-01 |  | Steel (Impressed Current) | Pressurized
KING'S OIL #366 | 3255 MARIETTA HWY | CANTON | Cherokee | 9028083 | 6 | [5 empty] | Removed from Ground | Gas (Historical Use) | 10000 | Bare Steel | 1975-04-14 | 1996-06-12 | Galvanized Steel
SOUTH CANTON COASTAL | 3247 MARIETTA HWY | CANTON | Cherokee | 9028071 | 4 | [5 empty] | Removed from Ground | Diesel | 2000 | Bare Steel | 1998-11-13 | 1998-11-13 | Galvanized Steel | Safe Suction (Euro)
GRAMLING TANK CAR SERVICE | 850 BALLGROUND HWY | CANTON | Cherokee | 9028097 | 4 | [5 empty] | Removed from Ground | Diesel | 0 | Not Marked/Unknown | 1998-11-01 | 1998-11-01 | Not Marked
RT #350 HOLLY SPRINGS | 4125 MARIETTA HWY | CANTON | Cherokee | 9028090 | 3 | Ball Float | 1986-01-01 |  | 1986-01-01 |  | Removed from Ground | Gas (Historical Use) | 12000 | Composite Double Walled | 1986-01-01 | 2015-05-20 | Flex | Pressurized
KNOX BRIDGE FOODS | 4230 KNOX BRIDGE HWY | CANTON | Cherokee | 9028019 | 5 | Ball Float | 1990-09-28 | FALSE | 1990-09-28 | FALSE | Currently in Use | Diesel | 6000 | Galvanic (STIP-3) | 1990-09-28 |  | Fiberglass Reinforced Plastic | Pressurized
KNOX BRIDGE FOODS | 4230 KNOX BRIDGE HWY | CANTON | Cherokee | 9028019 | 4 | Flapper Valve | 1990-09-28 | FALSE | 1990-09-28 | FALSE | Currently in Use | Premium | 6000 | Galvanic (STIP-3) | 1990-09-28 |  | Fiberglass Reinforced Plastic | Pressurized
KEITHBURG CAFE | 2452 BALLGROUND HWY | CANTON | Cherokee | 9028018 | 2 |  | 1993-07-16 |  | 1993-07-16 |  | Temporarily out of use | Gas (Historical Use) | 5000 | Cathodically Protected Steel | 1983-06-04 |  | Cathodically Protected | Safe Suction (Euro)
CLIPPER 60 | 1265 HWY 92 | ACWORTH | Cherokee | 9028109 | 3 | Flapper Valve | 2000-01-17 | FALSE | 2000-01-17 | FALSE | Currently in Use | Premium | 10000 | Fiberglass Double Walled | 1999-12-31 |  | Double-Walled Flex | Pressurized
RAKSHA INTERPRISES INC. | 5724 BELLS FERRY RD | ACWORTH | Cherokee | 9028061 | 5 |  | 1998-11-12 | FALSE | 1998-11-12 | FALSE | Currently in Use | Gas (Historical Use) | 8000 | Composite | 1998-11-12 |  | Fiberglass Reinforced Plastic | Pressurized
TEXACO FOOD MART | 1885 HICKORY FLATTS HWY | CANTON | Cherokee | 9028124 | 1 | Ball Float | 2001-10-10 | FALSE | 2001-10-10 | FALSE | Currently in Use | Regular | 12000 | Composite | 2001-10-08 |  | Double-Walled Flex | Pressurized
RITEWAY FOOD INC | 2222 HIGHTOWER RD | BALL GROUND | Cherokee | 9028075 | 1 | Ball Float | 1996-05-01 | FALSE | 1996-05-01 | FALSE | Currently in Use | Regular | 6000 | Steel-Impressed Current | 1996-05-01 |  | Fiberglass Reinforced Plastic | Pressurized
KING'S OIL #374 | 11429 BELLS FERRY RD | CANTON | Cherokee | 10001537 | 2A | Flapper Valve | 2007-12-27 | FALSE | 2007-12-27 | FALSE | Currently in Use | Premium | 5000 | Fiberglass | 2007-11-30 |  | Fiberglass Reinforced Plastic | Pressurized
KROGER GA-402 | 4045 MARIETTA HWY | CANTON | Cherokee | 10002253 | 1B | Ball Float | 2013-09-06 | FALSE | 2013-09-05 | FALSE | Currently in Use | Diesel | 10000 | Fiberglass Double Walled | 2013-06-27 |  | Double-Walled Flex | Pressurized
MILL STREET MARKET | 14 MILL STREET | CANTON | Cherokee | 10000542 | 1 | Ball Float | 2003-08-16 | FALSE | 2003-08-16 | FALSE | Currently in Use | Regular | 12000 | Epoxy Double-Walled | 2003-08-16 |  | Fiberglass Reinforced Plastic | Pressurized
SNH Shree LLC | 1847 MARIETTA HIGHWAY | CANTON | Cherokee | 9028101 | 2 | Ball Float | 1998-11-01 | FALSE | 1998-11-01 | FALSE | Currently in Use | Premium | 10000 | Fiberglass | 1998-01-01 |  | Double-Walled Flex | Pressurized
MAHALAXMI PETROLEUM INC | 3780 SIXES ROAD | CANTON | Cherokee | 9028118 | 3B | Flapper Valve | 2015-06-01 | FALSE | 2015-06-01 | FALSE | Currently in Use | Diesel | 4000 | Fiberglass Double Walled | 2015-06-01 |  | Double-Walled Flex | Pressurized
MAHALAXMI PETROLEUM INC | 3780 SIXES ROAD | CANTON | Cherokee | 9028118 | 1 | Flapper Valve | 2001-01-01 | FALSE | 2001-12-01 | FALSE | Currently in Use | Regular | 20000 | Fiberglass Double Walled | 2000-12-01 |  | Double-Walled Flex | Pressurized
LITTLE & SONS | 101 CARTERSVILLE HWY | CANTON | Cherokee | 9028044 | 1 | [5 empty] | Removed from Ground | Gas (Historical Use) | 3000 | Not Marked/Unknown | 1995-07-05 | 1995-07-05 | Unknown
TEAM TEXACO BELLS FERRY | 5634 BELLS FERRY RD | ACWORTH | Cherokee | 280043 | 7 | Ball Float | 1991-01-01 | FALSE | 1991-01-01 | FALSE | Currently in Use | Premium | 10000 | Composite | 1991-01-01 |  | Double-Walled Fiberglass | Pressurized
TEAM TEXACO BELLS FERRY | 5634 BELLS FERRY RD | ACWORTH | Cherokee | 280043 | 4 | [5 empty] | Removed from Ground | Kerosene | 1000 | Bare Steel | 1973-01-01 | 1990-08-20 | Galvanized Steel
TEAM TEXACO BELLS FERRY | 5634 BELLS FERRY RD | ACWORTH | Cherokee | 280043 | 5 | Ball Float | 1991-01-01 | FALSE | 1991-01-01 | FALSE | Currently in Use | Regular | 10000 | Composite | 1991-01-01 |  | Double-Walled Fiberglass | Pressurized
NORTHSIDE HOSPITAL CHEROKEE INC | 201 HOSPITAL RD | CANTON | Cherokee | 9028087 | 2 |  | 1998-12-21 | FALSE | 1998-12-21 | FALSE | Removed from Ground | Diesel | 4000 | Steel-Impressed Current | 1985-01-01 | 2019-03-11 | Steel (Impressed Current) | Suction (American)
VICTORY EXPRESS- 280149 | 5904 BELLS FERRY RD | ACWORTH | Cherokee | 280149 | 1 | Flapper Valve | 1998-08-27 | FALSE | 1998-08-27 | FALSE | Removed from Ground | Regular | 8000 | Galvanic (STIP-3) | 1986-01-01 | 2021-02-11 | Galvanized Steel | Pressurized
VICTORY EXPRESS- 280149 | 5904 BELLS FERRY RD | ACWORTH | Cherokee | 280149 | 4 |  | 1998-08-27 | FALSE | 1998-08-27 | FALSE | Removed from Ground | Diesel | 2000 | Galvanic (STIP-3) | 1986-01-01 | 2021-02-11 | Galvanized Steel | Pressurized
FREE MOBILE HOME | 5945 BELLS FERRY RD | ACWORTH | Cherokee | 9028102 | 2 | [5 empty] | Removed from Ground | E-10 | 1000 | Bare Steel | 1999-03-01 | 1999-03-01 | Bare Steel | Safe Suction (Euro)
CLIPPER 60 | 1265 HWY 92 | ACWORTH | Cherokee | 9028109 | 1 | Flapper Valve | 2000-01-17 | FALSE | 2000-01-17 | FALSE | Currently in Use | Regular | 10000 | Fiberglass Double Walled | 1999-12-31 |  | Double-Walled Flex | Pressurized
RAKSHA INTERPRISES INC. | 5724 BELLS FERRY RD | ACWORTH | Cherokee | 9028061 | 2 |  | 1998-11-12 |  | 1998-11-12 |  | Removed from Ground | Gas (Historical Use) | 8000 | Fiberglass | 1979-05-07 | 1998-11-06 | Fiberglass Reinforced Plastic | Pressurized
RaceTrac #538 - Acworth | 1135 HWY 92 | ACWORTH | Cherokee | 9033605 | 3 | Ball Float | 2000-07-01 | FALSE | 2000-07-01 | FALSE | Currently in Use | Premium | 12000 | Composite Double Walled | 2000-07-01 |  | Double-Walled Fiberglass | Pressurized
FORMER GAS STATION | 12281 CUMMING HIGHWAY | CANTON | Cherokee | 10001334 | 1 |  |  | FALSE |  | FALSE | Removed from Ground | Gas (Historical Use) | 1000 | Bare Steel | 2007-04-12 | 2007-04-12 | Galvanized Steel
KROGER GA 680 | 6766 HICKORY FLAT HWY | CANTON | Cherokee | 10001629 | 1A | Ball Float | 2008-10-01 | FALSE | 2008-10-01 | FALSE | Currently in Use | Diesel | 10000 | Fiberglass Double Walled | 2008-08-28 |  |  | Pressurized
PETROLEUM REALTY II LLC | 6569 HWY 92 | ACWORTH | Cherokee | 282002 | 4 |  | 1987-08-01 |  | 1987-08-01 |  | Temporarily out of use | Diesel | 4000 | Composite | 1987-08-01 |  | Fiberglass Reinforced Plastic
UNION HILL FLEA MKT | 7793 UNION HILL RD | CANTON | Cherokee | 10000869 | 3 |  |  | FALSE |  | FALSE | Removed from Ground | Gas (Historical Use) | 1000 | Unknown | 2005-03-07 | 2005-03-07
HICKORY FLAT STORE | 6114 HICKORY FLAT HIGHWAY | CANTON | Cherokee | 9028108 | 1 | [5 empty] | Removed from Ground | Gas (Historical Use) | 1000 | Bare Steel | 1999-11-08 | 1999-11-08 | Bare Steel
R C JONES GROCERY | 8051 HIGHWAY 5 | BALL GROUND | Cherokee | 10001592 | 2 |  |  | FALSE |  | FALSE | Removed from Ground | Gas (Historical Use) | 575 | Bare Steel | 2008-07-21 | 2008-07-21 | Bare Steel | Suction (American)
KING'S OIL #374 | 11429 BELLS FERRY RD | CANTON | Cherokee | 10001537 | 3B | Flapper Valve | 2007-12-27 | FALSE | 2007-12-27 | FALSE | Currently in Use | Racing Fuel | 3000 | Fiberglass | 2007-11-30 |  | Fiberglass Reinforced Plastic | Safe Suction (Euro)
RaceTrac #543 - Riverstone/Canton | 1465 RIVERSTONE PKWY | CANTON | Cherokee | 10000471 | 2 | Overfill Alarm | 2003-07-10 | FALSE | 2003-07-10 | FALSE | Currently in Use | Diesel | 12000 | Composite Double Walled | 2003-07-10 |  | Double-Walled Fiberglass | Pressurized
SOUTH CANTON COASTAL | 3247 MARIETTA HWY | CANTON | Cherokee | 9028071 | 3 | [5 empty] | Removed from Ground | Gas (Historical Use) | 10000 | Bare Steel | 1998-11-13 | 1998-11-13 | Galvanized Steel | Pressurized
CANTON STREET DEPARTMENT | MAIN ST - CITY HALL | CANTON | Cherokee | 9028067 | 2 |  |  | TRUE |  | TRUE | Removed from Ground | Used Oil | 1000 | Marked Unknown | 1995-12-07 | 1995-12-07 | Unknown
SNH Shree LLC | 1847 MARIETTA HIGHWAY | CANTON | Cherokee | 9028101 | 3 | Flapper Valve | 1998-11-01 | FALSE | 1998-11-01 | FALSE | Currently in Use | Diesel | 6000 | Fiberglass | 1998-11-01 |  | Double-Walled Flex | Pressurized
245 FOOD MART | 245 RIVERSTONE PKWY | CANTON | Cherokee | 9028098 | 1 | Ball Float | 2010-09-04 | FALSE | 2010-09-04 | FALSE | Currently in Use | Regular | 12000 | Epoxy |  |  | Fiberglass Reinforced Plastic | Pressurized
COMCAST OF GEORGIA/VIRGINIA INC | 697 MARIETTA HWY | CANTON | Cherokee | 9028110 | 1 |  | 2000-03-14 |  | 2000-03-14 |  | Removed from Ground | Gas (Historical Use) | 10000 | Composite | 2000-03-14 | 2007-02-21 | Fiberglass Reinforced Plastic | Safe Suction (Euro)
RAKSHA INTERPRISES INC. | 5724 BELLS FERRY RD | ACWORTH | Cherokee | 9028061 | 1 |  | 1998-11-12 |  | 1998-11-12 |  | Removed from Ground | Gas (Historical Use) | 6000 | Fiberglass | 1979-05-07 | 1998-11-06 | Fiberglass Reinforced Plastic | Pressurized
KROGER GA-408 | 8020 CUMMING HWY | CANTON | Cherokee | 10000176 | 1 | Ball Float | 2002-08-20 | FALSE | 2002-08-20 | FALSE | Currently in Use | Regular | 20000 | Fiberglass Double Walled | 2002-07-11 |  | Double-Walled Flex | Pressurized
RaceTrac #2331 - Old Doss | 2017 CUMMING HWY | CANTON | Cherokee | 10002512 | 2B | Overfill Alarm | 2015-12-18 | FALSE | 2015-12-18 | FALSE | Currently in Use | E-85 | 10000 | Fiberglass Double Walled | 2015-12-18 |  | Double-Walled Fiberglass | Pressurized
PAGE & SONS | 8274 KNOX BRIDGE HWY | CANTON | Cherokee | 9028082 | 3 |  | 1997-05-01 | FALSE | 1997-05-01 | FALSE | Removed from Ground | Gas (Historical Use) | 4000 | Steel-Impressed Current | 1999-04-14 | 2018-03-07 | Fiberglass Reinforced Plastic | Suction (American)
Chick-fil-A (RELO) Canton #4379 (BAGWELL & SPEARS #41) | 2000 Riverstone Boulevard | CANTON | Cherokee | 9028100 | 2 | Ball Float | 1998-09-01 | FALSE | 1998-09-01 | FALSE | Removed from Ground | Gas (Historical Use) | 10000 | Fiberglass | 1998-09-01 | 2019-08-22 | Flex | Pressurized
GRAMLING TANK CAR SERVICE | 850 BALLGROUND HWY | CANTON | Cherokee | 9028097 | 1 | [5 empty] | Removed from Ground | Gas (Historical Use) | 0 | Not Marked/Unknown | 1998-11-01 | 1998-11-01 | Not Marked
NORTHSIDE HOSPITAL CHEROKEE INC | 201 HOSPITAL RD | CANTON | Cherokee | 9028087 | 1 |  | 1998-12-21 | FALSE | 1998-12-21 | FALSE | Removed from Ground | Diesel | 6000 | Fiberglass | 1985-01-01 | 2018-12-18 | Fiberglass Reinforced Plastic | Suction (American)
EXXON FOOD MART | 11240 CUMMING HWY | CANTON | Cherokee | 9028115 | 3 | Flapper Valve | 2000-03-01 | FALSE | 2000-03-01 | FALSE | Currently in Use | Diesel | 8000 | Fiberglass | 2000-03-01 |  | Double-Walled Flex | Pressurized
TEAM TEXACO BELLS FERRY | 5634 BELLS FERRY RD | ACWORTH | Cherokee | 280043 | 8 | Ball Float | 1991-01-01 | FALSE | 1991-01-01 | FALSE | Currently in Use | Diesel | 5000 | Composite | 1991-01-01 |  | Double-Walled Fiberglass | Pressurized
TEAM TEXACO BELLS FERRY | 5634 BELLS FERRY RD | ACWORTH | Cherokee | 280043 | 6 | Ball Float | 1991-01-01 | FALSE | 1991-01-01 | FALSE | Currently in Use | Regular | 10000 | Composite | 1991-01-01 |  | Double-Walled Fiberglass | Pressurized
TEAM TEXACO BELLS FERRY | 5634 BELLS FERRY RD | ACWORTH | Cherokee | 280043 | 9 | Flapper Valve | 1991-01-01 | FALSE | 1991-01-01 | FALSE | Currently in Use | E-0 | 5000 | Composite | 1991-01-01 |  | Double-Walled Fiberglass | Pressurized
FAST & EASY | 695 HICKORY FLAT HWY | CANTON | Cherokee | 9028078 | 1 |  | 1996-01-01 |  | 1996-01-01 |  | Removed from Ground | Gas (Historical Use) | 10000 | Cathodically Protected Steel | 1999-06-04 | 2007-07-11 | Cathodically Protected | Pressurized
RaceTrac #543 - Riverstone/Canton | 1465 RIVERSTONE PKWY | CANTON | Cherokee | 10000471 | 1 | Overfill Alarm | 2003-07-10 | FALSE | 2003-07-10 | FALSE | Currently in Use | Regular | 20000 | Composite Double Walled | 2003-07-10 |  | Double-Walled Fiberglass | Pressurized
ANS786 INC | 3550 Marietta HWY | Canton | Cherokee | 10000298 | 1 | Ball Float | 2002-07-15 | FALSE | 2002-07-15 | FALSE | Currently in Use | Regular | 12000 | Fiberglass | 2002-07-11 |  | Double-Walled Flex | Pressurized
VILLAGE MUSIC STORE | 271 HOSPITAL RD | CANTON | Cherokee | 10000657 | 2 |  |  | FALSE |  | FALSE | Removed from Ground | Gas (Historical Use) | 500 | Unknown | 2004-08-17 | 2004-08-17
CANTON STREET DEPARTMENT | MAIN ST - CITY HALL | CANTON | Cherokee | 9028067 | 3 | [5 empty] | Removed from Ground | Gas (Historical Use) | 1000 | Marked Unknown | 1995-12-07 | 1995-12-07 | Unknown
FREEHOME GROCERY | 12573 CUMMING HWY | CANTON | Cherokee | 9028107 | 3 | [5 empty] | Removed from Ground | Gas (Historical Use) | 3000 | Bare Steel | 1999-11-08 | 1999-11-08 | Galvanized Steel
245 FOOD MART | 245 RIVERSTONE PKWY | CANTON | Cherokee | 9028098 | 2 | Ball Float | 2010-09-04 | FALSE | 2010-09-04 | FALSE | Currently in Use | Premium | 10000 | Epoxy |  |  | Fiberglass Reinforced Plastic | Pressurized
KEITHBURG CAFE | 2452 BALLGROUND HWY | CANTON | Cherokee | 9028018 | 3 |  | 1993-07-16 |  | 1993-07-16 |  | Temporarily out of use | Gas (Historical Use) | 6000 | Cathodically Protected Steel | 1983-06-04 |  | Cathodically Protected | Safe Suction (Euro)
TEAM TEXACO BELLS FERRY | 5634 BELLS FERRY RD | ACWORTH | Cherokee | 280043 | 1 | [5 empty] | Removed from Ground | Gas (Historical Use) | 6000 | Bare Steel | 1970-01-01 | 1990-08-20 | Galvanized Steel
P & KC STORES INC | 12099 CUMMING HWY | CANTON | Cherokee | 9028031 | 4902 | Ball Float | 1999-04-01 | FALSE | 1999-04-01 | FALSE | Removed from Ground | Regular | 6110 | Steel-Impressed Current | 1986-05-01 |  | Double-Walled Flex | Pressurized
P & KC STORES INC | 12099 CUMMING HWY | CANTON | Cherokee | 9028031 | 4905 | Ball Float | 1999-04-01 | FALSE | 1999-04-01 | FALSE | Removed from Ground | Diesel Off Road | 1000 | Steel-Impressed Current | 1986-05-01 |  | Double-Walled Flex | Pressurized
VALERO FOOD MART | 5963 UNION HILL RD | CANTON | Cherokee | 9028026 | 3 |  | 1987-05-01 | FALSE | 1987-05-01 | FALSE | Currently in Use | Regular | 8000 | Steel-Impressed Current | 1987-05-20 |  | Fiberglass Reinforced Plastic | Pressurized
FORMER GAS STATION | 5895 ARBOR HILL RD | CANTON | Cherokee | 9028123 | 3 | [5 empty] | Removed from Ground | Gas (Historical Use) | 1000 | Bare Steel | 1971-01-01 | 2002-01-07 | Bare Steel
PETROLEUM REALTY II LLC | 6569 HWY 92 | ACWORTH | Cherokee | 282002 | 3 |  | 1987-08-01 |  | 1987-08-01 |  | Temporarily out of use | Gas (Historical Use) | 10000 | Composite | 1987-08-01 |  | Fiberglass Reinforced Plastic
RaceTrac #538 - Acworth | 1135 HWY 92 | ACWORTH | Cherokee | 9033605 | 2 | Ball Float | 2000-07-01 | FALSE | 2000-07-01 | FALSE | Currently in Use | Diesel | 12000 | Composite Double Walled | 2000-07-01 |  | Double-Walled Fiberglass | Pressurized
KROGER GA-291 | 6199 HWY 92 | ACWORTH | Cherokee | 10000297 | 1A | Overfill Alarm | 2003-01-23 | FALSE | 2003-01-23 | FALSE | Currently in Use | Regular | 20000 | Fiberglass Double Walled | 2002-12-19 |  | Double-Walled Fiberglass | Pressurized
SOUTH CANTON COASTAL | 3247 MARIETTA HWY | CANTON | Cherokee | 9028071 | 1 | [5 empty] | Removed from Ground | Gas (Historical Use) | 10000 | Bare Steel | 1998-11-13 | 1998-11-13 | Galvanized Steel | Pressurized
PETROLEUM REALTY II LLC | 6569 HWY 92 | ACWORTH | Cherokee | 282002 | 1 |  | 1987-08-01 |  | 1987-08-01 |  | Temporarily out of use | Gas (Historical Use) | 10000 | Composite | 1987-08-01 |  | Fiberglass Reinforced Plastic
FORMER GAS STATION | 12281 CUMMING HIGHWAY | CANTON | Cherokee | 10001334 | 2 |  |  | FALSE |  | FALSE | Removed from Ground | Gas (Historical Use) | 1000 | Bare Steel | 2007-04-12 | 2007-04-12 | Galvanized Steel
Chick-fil-A - South Canton-HICKORY FLAT STORE | 6114 HICKORY FLAT RD | CANTON | Cherokee | 9028032 | 5K |  | 1993-11-01 |  | 1993-11-01 |  | Removed from Ground | Kerosene | 2000 | Bare Steel | 1983-04-01 | 1999-11-08 | Galvanized Steel | Suction (American)
THE LITTLE STORE | 6321 HICKORY FLAT HWY | CANTON | Cherokee | 9028063 | SUP-03 |  | 1998-12-09 |  | 1998-12-09 |  | Removed from Ground | Gas (Historical Use) | 3000 | Steel-Impressed Current | 1976-01-01 | 2005-03-01 | Steel (Impressed Current) | Safe Suction (Euro)
BAGWELL AND SPEARS #42 | 6135 HICKORY FLAT ROAD | CANTON | Cherokee | 9028113 | 2 | Ball Float | 2000-05-01 | FALSE | 2000-05-01 | FALSE | Currently in Use | Premium | 10000 | Fiberglass | 2000-05-01 |  | Double-Walled Flex | Pressurized
HICKORY RD MARKET | 727 HICKORY RD | CANTON | Cherokee | 9000581 | 1 | [5 empty] | Removed from Ground | Gas (Historical Use) | 6000 | Bare Steel | 1980-01-01 | 1994-04-27 | Bare Steel
Mark Greer Inc. DBA The Landmark Group | 3569 KELLOGG CREEK RD | ACWORTH | Cherokee | 280045 | UN |  | 1998-06-09 | FALSE | 1998-06-09 | FALSE | Closed in Ground | Gas (Historical Use) | 6000 | Galvanic (STIP-3) | 1978-04-20 |  | Galvanized Steel | Suction (American)
FREE MOBILE HOME | 5945 BELLS FERRY RD | ACWORTH | Cherokee | 9028102 | 4 | [5 empty] | Removed from Ground | Diesel | 500 | Bare Steel | 1999-03-01 | 1999-03-01 | Bare Steel | Suction (American)
FREE MOBILE HOME | 5945 BELLS FERRY RD | ACWORTH | Cherokee | 9028102 | 1 | [5 empty] | Removed from Ground | E-10 | 1000 | Bare Steel | 1999-03-01 | 1999-03-01 | Bare Steel | Safe Suction (Euro)
RAKSHA INTERPRISES INC. | 5724 BELLS FERRY RD | ACWORTH | Cherokee | 9028061 | 4 |  | 1998-11-12 | FALSE | 1998-11-12 | FALSE | Currently in Use | Gas (Historical Use) | 12000 | Composite | 1998-11-12 |  | Fiberglass Reinforced Plastic | Pressurized
UNION HILL FLEA MKT | 7793 UNION HILL RD | CANTON | Cherokee | 10000869 | 1 |  |  | FALSE |  | FALSE | Removed from Ground | Gas (Historical Use) | 8000 | Unknown | 2005-03-07 | 2005-03-07 | Galvanized Steel | Suction (American)
KROGER GA-408 | 8020 CUMMING HWY | CANTON | Cherokee | 10000176 | 2B | Flapper Valve | 2002-08-20 | FALSE | 2002-08-20 | FALSE | Currently in Use | Diesel | 8000 | Fiberglass Double Walled | 2002-07-11 |  | Double-Walled Flex | Pressurized
MVB1 USA LLC | 111 MOUNTAIN VISTA BLVD | CANTON | Cherokee | 10000007 | 2 | Ball Float | 2002-01-01 | FALSE | 2002-01-01 | FALSE | Currently in Use | Premium | 10000 | Composite | 2002-01-01 |  | Double-Walled Flex | Pressurized
HYDRO-CHEM DIV/PRO-QUIP CORP | 125 HICKORY SPRINGS IND DR | CANTON | Cherokee | 9028034 | 2 | [5 empty] | Removed from Ground | Gas (Historical Use) | 1000 | Not Marked/Unknown | 1992-11-01 | 1992-11-01 | Not Marked
ROBERT L HAMIL GRADING | 9033 UNION HILL RD | CANTON | Cherokee | 9028057 | 1 | [5 empty] | Removed from Ground | Diesel | 3000 | Bare Steel | 2004-01-16 | 2004-01-16 | Galvanized Steel | Suction (American)
HICKORY FLAT STORE | 6114 HICKORY FLAT HIGHWAY | CANTON | Cherokee | 9028108 | 2 | [5 empty] | Removed from Ground | Gas (Historical Use) | 1000 | Bare Steel | 1999-11-08 | 1999-11-08 | Bare Steel
SEABOARD FARMS OF CANTON INC/POU | 654 UNIVETER RD | CANTON | Cherokee | 280150 | 6 | [5 empty] | Removed from Ground | Diesel | 10000 | Bare Steel | 1971-03-16 | 1992-01-01 | Bare Steel
HICKORY RD MARKET | 727 HICKORY RD | CANTON | Cherokee | 9000581 | 3 | [5 empty] | Removed from Ground | Gas (Historical Use) | 6000 | Bare Steel | 1980-01-01 | 1994-04-27 | Bare Steel
LITTLE RIVER MARINA INC | 6979 BELLS FERRY RD | CANTON | Cherokee | 9028052 | 3 | [5 empty] | Removed from Ground | Gas (Historical Use) | 1000 | Bare Steel | 1966-05-10 | 1990-01-19 | Galvanized Steel
FAST & EASY | 695 HICKORY FLAT HWY | CANTON | Cherokee | 9028078 | 3 |  | 1996-01-01 |  | 1996-01-01 |  | Removed from Ground | Gas (Historical Use) | 10000 | Cathodically Protected Steel | 1999-06-04 | 2007-07-11 | Cathodically Protected | Pressurized
FREEHOME GROCERY | 12573 CUMMING HWY | CANTON | Cherokee | 9028107 | 1 | [5 empty] | Removed from Ground | Diesel | 1000 | Bare Steel | 1999-11-08 | 1999-11-08 | Galvanized Steel
RT #350 HOLLY SPRINGS | 4125 MARIETTA HWY | CANTON | Cherokee | 9028090 | 1 | Ball Float | 1986-01-01 |  | 1986-01-01 |  | Removed from Ground | Gas (Historical Use) | 12000 | Composite Double Walled | 1986-01-01 | 2015-05-20 | Flex | Pressurized
KNOX BRIDGE FOODS | 4230 KNOX BRIDGE HWY | CANTON | Cherokee | 9028019 | 2 | [5 empty] | Removed from Ground | Gas (Historical Use) | 1000 | Bare Steel | 1962-01-01 | 1990-09-18 | Galvanized Steel
DEPOT GULF | 111 MARIETTA ST | CANTON | Cherokee | 9028003 | 2 | [5 empty] | Removed from Ground | Gas (Historical Use) | 2000 | Bare Steel | 1960-01-01 | 1994-12-01 | Galvanized Steel | Safe Suction (Euro)
LITTLE & SONS | 101 CARTERSVILLE HWY | CANTON | Cherokee | 9028044 | 3 | [5 empty] | Removed from Ground | Gas (Historical Use) | 4000 | Not Marked/Unknown | 1995-07-05 | 1995-07-05 | Unknown
TEAM TEXACO BELLS FERRY | 5634 BELLS FERRY RD | ACWORTH | Cherokee | 280043 | 2 | [5 empty] | Removed from Ground | Gas (Historical Use) | 6000 | Bare Steel | 1970-01-01 | 1990-08-20 | Galvanized Steel
CHEROKEE BOE BUSSHOP 2 | 1665 HICKORY RD | CANTON | Cherokee | 9028099 | 2 |  | 1998-12-01 | FALSE | 1998-12-01 | FALSE | Currently in Use | Diesel | 12000 | Fiberglass Double Walled | 1998-12-01 |  | Double-Walled Flex | Pressurized
KING'S OIL #366 | 3255 MARIETTA HWY | CANTON | Cherokee | 9028083 | 4 | Ball Float | 1996-10-15 | FALSE | 1996-10-15 | FALSE | Currently in Use | Kerosene | 2000 | Fiberglass Double Walled | 1996-10-15 |  | Fiberglass Reinforced Plastic | Safe Suction (Euro)
KING'S OIL #366 | 3255 MARIETTA HWY | CANTON | Cherokee | 9028083 | 7 | [5 empty] | Removed from Ground | Gas (Historical Use) | 6000 | Bare Steel | 1975-04-14 | 1996-06-12 | Galvanized Steel
GRAMLING TANK CAR SERVICE | 850 BALLGROUND HWY | CANTON | Cherokee | 9028097 | 3 | [5 empty] | Removed from Ground | Gas (Historical Use) | 0 | Not Marked/Unknown | 1998-11-01 | 1998-11-01 | Not Marked
Mark Greer Inc. DBA The Landmark Group | 3569 KELLOGG CREEK RD | ACWORTH | Cherokee | 280045 | K-1 |  | 1998-06-09 | FALSE | 1998-06-09 | FALSE | Closed in Ground | Kerosene | 1000 | Galvanic (STIP-3) | 1978-04-20 |  | Galvanized Steel | Suction (American)
CLIPPER 60 | 1265 HWY 92 | ACWORTH | Cherokee | 9028109 | 2 | Flapper Valve | 2000-01-17 | FALSE | 2000-01-17 | FALSE | Currently in Use | Regular | 10000 | Fiberglass Double Walled | 1999-12-31 |  | Double-Walled Flex | Pressurized
RAKSHA INTERPRISES INC. | 5724 BELLS FERRY RD | ACWORTH | Cherokee | 9028061 | 3 |  | 1998-11-12 |  | 1998-11-12 |  | Removed from Ground | Gas (Historical Use) | 5000 | Fiberglass | 1979-05-07 | 1998-11-06 | Fiberglass Reinforced Plastic | Pressurized
KROGER GA-291 | 6199 HWY 92 | ACWORTH | Cherokee | 10000297 | 1B | Overfill Alarm | 2003-01-23 | FALSE | 2003-01-23 | FALSE | Currently in Use | Premium | 8000 | Fiberglass Double Walled | 2002-12-12 |  | Double-Walled Fiberglass | Pressurized
FORMER STRICKLAND GROCERY | 9776 EAST CHEROKEE DRIVE | CANTON | Cherokee | 10001130 | 1 |  |  | FALSE |  | FALSE | Removed from Ground | Gas (Historical Use) | 1000 | Bare Steel | 1967-01-01 | 2006-04-25 | Bare Steel
UNION HILL FLEA MKT | 7793 UNION HILL RD | CANTON | Cherokee | 10000869 | 2 |  |  | FALSE |  | FALSE | Removed from Ground | Gas (Historical Use) | 1000 | Unknown | 2005-03-07 | 2005-03-07 | Galvanized Steel | Suction (American)
KROGER GA 680 | 6766 HICKORY FLAT HWY | CANTON | Cherokee | 10001629 | 1B | Ball Float | 2008-10-01 | FALSE | 2008-10-01 | FALSE | Currently in Use | Premium | 8000 | Fiberglass Double Walled | 2008-08-28 |  |  | Pressurized
HYDRO-CHEM DIV/PRO-QUIP CORP | 125 HICKORY SPRINGS IND DR | CANTON | Cherokee | 9028034 | 1 | [5 empty] | Removed from Ground | Diesel | 1000 | Not Marked/Unknown | 1992-11-01 | 1992-11-01 | Not Marked
THE LITTLE STORE | 6321 HICKORY FLAT HWY | CANTON | Cherokee | 9028063 | UNL-02 |  | 1998-12-09 |  | 1998-12-09 |  | Removed from Ground | Gas (Historical Use) | 6000 | Steel-Impressed Current | 1976-01-01 | 2005-03-01 | Steel (Impressed Current) | Safe Suction (Euro)
THE LITTLE STORE | 6321 HICKORY FLAT HWY | CANTON | Cherokee | 9028063 | 120303 |  | 1998-12-09 |  | 1998-12-09 |  | Removed from Ground | Gas (Historical Use) | 6000 | Steel-Impressed Current | 1976-01-01 | 2005-03-01 | Steel (Impressed Current) | Suction (American)
CHEROKEE BOE BUSSHOP 2 | 1665 HICKORY RD | CANTON | Cherokee | 9028099 | 1 |  | 1998-12-01 | FALSE | 1998-12-01 | FALSE | Currently in Use | Diesel | 12000 | Fiberglass Double Walled | 1998-12-01 |  | Double-Walled Flex | Pressurized
TEXACO FOOD MART | 1885 HICKORY FLATTS HWY | CANTON | Cherokee | 9028124 | 3 | Ball Float | 2001-10-10 | FALSE | 2001-10-10 | FALSE | Currently in Use | Diesel | 8000 | Composite | 2001-10-08 |  | Double-Walled Flex | Pressurized
SEABOARD FARMS OF CANTON INC/POU | 654 UNIVETER RD | CANTON | Cherokee | 280150 | 2 | [5 empty] | Removed from Ground | Diesel | 20000 | Bare Steel | 1981-03-13 | 1991-06-01 | Bare Steel
Mark Greer Inc. DBA The Landmark Group | 3569 KELLOGG CREEK RD | ACWORTH | Cherokee | 280045 | PL |  | 1998-06-09 | FALSE | 1998-06-09 | FALSE | Closed in Ground | Gas (Historical Use) | 4000 | Galvanic (STIP-3) | 1978-04-20 |  | Galvanized Steel | Suction (American)
FREE MOBILE HOME | 5945 BELLS FERRY RD | ACWORTH | Cherokee | 9028102 | 5 | [5 empty] | Removed from Ground | Diesel | 500 | Bare Steel | 1999-03-01 | 1999-03-01 | Bare Steel | Suction (American)
RaceTrac #538 - Acworth | 1135 HWY 92 | ACWORTH | Cherokee | 9033605 | 1 | Ball Float | 2000-07-01 | FALSE | 2000-07-01 | FALSE | Currently in Use | Regular | 20000 | Composite Double Walled | 2000-07-01 |  | Double-Walled Fiberglass | Pressurized
FORMER SERVICE STATION | 4856 CUMMING HWY | CANTON | Cherokee | 10002283 | 1 |  |  | FALSE |  | FALSE | Removed from Ground |  | 0 | Unknown | 2013-12-26 | 1899-12-31 | Unknown
NORTHSIDE CHEROKEE HOSPITAL | 576 NORTHSIDE CHEROKEE BLVD | CANTON | Cherokee | 10002672 | 1 | Flapper Valve | 2016-04-01 | FALSE | 2016-04-01 | FALSE | Currently in Use | Diesel | 30000 | Epoxy Double-Walled | 2014-12-01 |  | Double-Walled Flex | Pressurized
PIT STOP TRADING LLC | 125 SIXES RD | CANTON | Cherokee | 9028047 | 2B | Ball Float | 1994-11-01 | FALSE | 1994-11-01 | FALSE | Removed from Ground | Premium | 6000 | Epoxy | 1994-11-07 |  | Double-Walled Fiberglass | Pressurized
AMERIGAS PROPANE LP | 3775 HICKORY FLAT HWY | CANTON | Cherokee | 9028093 | 1 | [5 empty] | Removed from Ground | Diesel | 2000 | Not Marked/Unknown | 1998-07-23 | 1998-07-23 | Not Marked
SEABOARD FARMS OF CANTON INC/POU | 654 UNIVETER RD | CANTON | Cherokee | 280150 | 4 | [5 empty] | Removed from Ground | Gas (Historical Use) | 3000 | Bare Steel | 1974-03-15 | 1992-01-01 | Bare Steel
SEABOARD FARMS OF CANTON INC/POU | 654 UNIVETER RD | CANTON | Cherokee | 280150 | 5 | [5 empty] | Removed from Ground | Gas (Historical Use) | 10000 | Bare Steel | 1974-03-15 | 1992-01-01 | Bare Steel
SEABOARD FARMS OF CANTON INC/POU | 654 UNIVETER RD | CANTON | Cherokee | 280150 | 7 | [5 empty] | Removed from Ground | Diesel | 10000 | Bare Steel | 1971-03-16 | 1992-01-01 | Bare Steel
MVB1 USA LLC | 111 MOUNTAIN VISTA BLVD | CANTON | Cherokee | 10000007 | 1 | Ball Float | 2002-01-01 | FALSE | 2002-01-01 | FALSE | Currently in Use | Regular | 12000 | Composite | 2002-01-01 |  | Double-Walled Flex | Pressurized
Chick-fil-A - South Canton-HICKORY FLAT STORE | 6114 HICKORY FLAT RD | CANTON | Cherokee | 9028032 | 3S |  | 1993-11-01 |  | 1993-11-01 |  | Removed from Ground | Gas (Historical Use) | 6000 | Cathodically Protected Steel | 1983-04-01 | 1999-11-08 | Galvanized Steel | Pressurized
VALERO FOOD MART | 5963 UNION HILL RD | CANTON | Cherokee | 9028026 | 2 | Ball Float | 1987-05-01 | FALSE | 1987-05-01 | FALSE | Currently in Use | Premium | 8000 | Steel-Impressed Current | 1987-05-20 |  | Fiberglass Reinforced Plastic | Pressurized
KROGER GA 680 | 6766 HICKORY FLAT HWY | CANTON | Cherokee | 10001629 | A.120116 | Ball Float | 2008-10-01 | FALSE | 2008-10-01 | FALSE | Currently in Use | Regular | 20000 | Fiberglass Double Walled | 2008-08-18 |  |  | Pressurized
P & KC STORES INC | 12099 CUMMING HWY | CANTON | Cherokee | 9028031 | 4903 | Ball Float | 1999-04-01 | FALSE | 1999-04-01 | FALSE | Removed from Ground | Premium | 6110 | Steel-Impressed Current | 1986-05-01 |  | Double-Walled Flex | Pressurized
PIT STOP TRADING LLC | 125 SIXES RD | CANTON | Cherokee | 9028047 | 1 | Ball Float | 1994-11-01 | FALSE | 1994-11-01 | FALSE | Removed from Ground | Gas (Historical Use) | 12000 | Epoxy | 1994-11-07 |  | Double-Walled Fiberglass | Pressurized
PIT STOP TRADING LLC | 125 SIXES RD | CANTON | Cherokee | 9028047 | 3B | Ball Float | 1994-11-01 | FALSE | 1994-11-01 | FALSE | Removed from Ground | Diesel | 2000 | Epoxy | 1994-11-07 |  | Double-Walled Fiberglass | Safe Suction (Euro)
SHELL FOOD MART | 2880 LOWER UNION HILL RD | CANTON | Cherokee | 280156 | 1 | [5 empty] | Removed from Ground | Gas (Historical Use) | 6000 | Bare Steel | 1971-05-17 | 1999-09-08 | Galvanized Steel | Safe Suction (Euro)
EXXON FOOD MART | 11240 CUMMING HWY | CANTON | Cherokee | 9028115 | 2 | Flapper Valve | 2000-03-01 | FALSE | 2000-03-01 | FALSE | Currently in Use | Premium | 10000 | Fiberglass | 2000-03-01 |  | Double-Walled Flex | Pressurized
DEPOT GULF | 111 MARIETTA ST | CANTON | Cherokee | 9028003 | 3 | [5 empty] | Removed from Ground | Gas (Historical Use) | 2000 | Bare Steel | 1960-01-01 | 1994-12-01 | Galvanized Steel | Safe Suction (Euro)
Mark Greer Inc. DBA The Landmark Group | 3569 KELLOGG CREEK RD | ACWORTH | Cherokee | 280045 | TK2 | [5 empty] | Closed in Ground | Empty | 1 | Marked Unknown | 1977-11-01 | 1977-11-01 | Unknown
CHEROKEE COUNTY FIRE & RESCUE | 6276 BELLS FERRY RD | ACWORTH | Cherokee | 9028025 | 1 | [5 empty] | Removed from Ground | Diesel | 500 | Not Marked/Unknown | 1993-03-23 | 1993-03-23 | Not Marked
J W RAGSDALE PLUMB INC | 3257 EAST RAGSDALE WAY | ACWORTH | Cherokee | 330138 | 1 | [5 empty] | Removed from Ground | Gas (Historical Use) | 500 | Bare Steel | 1978-03-12 | 1992-06-10 | Galvanized Steel
Chick-fil-A - South Canton-HICKORY FLAT STORE | 6114 HICKORY FLAT RD | CANTON | Cherokee | 9028032 | 1UL |  | 1993-11-01 |  | 1993-11-01 |  | Removed from Ground | Gas (Historical Use) | 6000 | Bare Steel | 1977-01-01 | 1999-11-08 | Galvanized Steel | Pressurized
CHEROKEE BOE BUSSHOP 2 | 1665 HICKORY RD | CANTON | Cherokee | 9028099 | 3 |  | 1998-12-01 | FALSE | 1998-12-01 | FALSE | Currently in Use | Regular | 10000 | Fiberglass Double Walled | 1998-12-01 |  | Double-Walled Flex | Pressurized
TEXACO FOOD MART | 1885 HICKORY FLATTS HWY | CANTON | Cherokee | 9028124 | 2 | Ball Float | 2001-10-10 | FALSE | 2001-10-10 | FALSE | Currently in Use | Premium | 10000 | Composite | 2001-10-08 |  | Double-Walled Flex | Pressurized
KWICK STORE #6 | 3290 HICKORY FLAT HWY | CANTON | Cherokee | 280063 | 2 | Flapper Valve | 1998-06-28 | FALSE | 1998-06-28 | FALSE | Currently in Use | Premium | 8000 | Steel-Impressed Current | 1978-05-03 |  | Steel (Impressed Current) | Suction (American)
SHELL FOOD MART | 2880 LOWER UNION HILL RD | CANTON | Cherokee | 280156 | 5A | Flapper Valve | 2023-07-05 | FALSE | 1999-10-01 | FALSE | Currently in Use | Premium | 6000 | Fiberglass | 1999-10-01 |  | Fiberglass Reinforced Plastic | Pressurized
HICKORY RD MARKET | 727 HICKORY RD | CANTON | Cherokee | 9000581 | 6 |  | 1992-10-01 | FALSE | 1992-10-01 | FALSE | Currently in Use | Premium | 5000 | Galvanic (STIP-3) | 1992-10-01 |  | Fiberglass Reinforced Plastic | Pressurized
BAGWELL AND SPEARS #42 | 6135 HICKORY FLAT ROAD | CANTON | Cherokee | 9028113 | 3 | Ball Float | 2000-05-01 | FALSE | 2000-05-01 | FALSE | Currently in Use | Diesel | 10000 | Fiberglass | 2000-05-01 |  | Double-Walled Flex | Pressurized
KWICK STORE #6 | 3290 HICKORY FLAT HWY | CANTON | Cherokee | 280063 | 1 | Flapper Valve | 1998-06-28 | FALSE | 1998-06-28 | FALSE | Currently in Use | Regular | 10000 | Steel-Impressed Current | 1978-05-03 |  | Steel (Impressed Current) | Suction (American)
SHELL FOOD MART | 2880 LOWER UNION HILL RD | CANTON | Cherokee | 280156 | 2 | [5 empty] | Removed from Ground | Gas (Historical Use) | 6000 | Bare Steel | 1971-05-17 | 1999-09-08 | Galvanized Steel | Safe Suction (Euro)
SHELL FOOD MART | 2880 LOWER UNION HILL RD | CANTON | Cherokee | 280156 | 5B | Flapper Valve | 2023-07-05 | FALSE | 1999-10-01 | FALSE | Currently in Use | Diesel | 4000 | Fiberglass | 1999-10-01 |  | Fiberglass Reinforced Plastic | Pressurized
P & KC STORES INC | 12099 CUMMING HWY | CANTON | Cherokee | 9028031 | 4901 | Ball Float | 1999-04-01 | FALSE | 1999-04-01 | FALSE | Removed from Ground | Regular | 6110 | Steel-Impressed Current | 1986-05-01 |  | Double-Walled Flex | Pressurized
PIT STOP TRADING LLC | 125 SIXES RD | CANTON | Cherokee | 9028047 | 3A | Ball Float | 1994-11-01 | FALSE | 1994-11-01 | FALSE | Removed from Ground | Diesel | 10000 | Epoxy | 1994-11-07 |  | Double-Walled Fiberglass | Pressurized
CANTON CONCRETE PLANT | 829 UNIVETER RD | CANTON | Cherokee | 9028119 | 1 | Flapper Valve | 2001-04-01 | FALSE | 2001-04-01 | FALSE | Currently in Use | Diesel | 12000 | Composite | 2001-04-01 |  | Flex | Safe Suction (Euro)
HICKORY RD MARKET | 727 HICKORY RD | CANTON | Cherokee | 9000581 | 2 | [5 empty] | Removed from Ground | Gas (Historical Use) | 6000 | Bare Steel | 1980-01-01 | 1994-04-27 | Bare Steel
UNION HILL FLEA MKT | 7793 UNION HILL RD | CANTON | Cherokee | 10000869 | 4 |  |  | FALSE |  | FALSE | Removed from Ground | Gas (Historical Use) | 3000 | Unknown | 2005-03-07 | 2005-03-07
FORMER GAS STATION | 12281 CUMMING HIGHWAY | CANTON | Cherokee | 10001334 | 3 |  |  | FALSE |  | FALSE | Removed from Ground | Gas (Historical Use) | 1000 | Bare Steel | 2007-04-12 | 2007-04-12 | Galvanized Steel
FORMER GAS STATION | 5895 ARBOR HILL RD | CANTON | Cherokee | 9028123 | 2 | [5 empty] | Removed from Ground | Gas (Historical Use) | 1000 | Bare Steel | 1971-01-01 | 2002-01-07 | Bare Steel
BAGWELL AND SPEARS #42 | 6135 HICKORY FLAT ROAD | CANTON | Cherokee | 9028113 | 1 | Ball Float | 2000-05-01 | FALSE | 2000-05-01 | FALSE | Currently in Use | Regular | 12000 | Fiberglass | 2000-05-01 |  | Double-Walled Flex | Pressurized
KWICK STORE #6 | 3290 HICKORY FLAT HWY | CANTON | Cherokee | 280063 | 3 | Flapper Valve | 1998-06-28 | FALSE | 1998-06-28 | FALSE | Currently in Use | Diesel | 8000 | Steel-Impressed Current | 1978-05-03 |  | Steel (Impressed Current) | Suction (American)
SHELL FOOD MART | 2880 LOWER UNION HILL RD | CANTON | Cherokee | 280156 | 4 | Flapper Valve | 2023-07-05 | FALSE | 1999-10-01 | FALSE | Currently in Use | Regular | 10000 | Fiberglass | 1999-10-01 |  | Fiberglass Reinforced Plastic | Pressurized
HICKORY RD MARKET | 727 HICKORY RD | CANTON | Cherokee | 9000581 | 4 | Ball Float | 1992-10-01 | FALSE | 1992-10-01 | FALSE | Currently in Use | Regular | 8000 | Galvanic (STIP-3) | 1992-10-01 |  | Fiberglass Reinforced Plastic | Pressurized
HICKORY RD MARKET | 727 HICKORY RD | CANTON | Cherokee | 9000581 | 5 |  | 1992-10-01 | FALSE | 1992-10-01 | FALSE | Currently in Use | Diesel | 5000 | Galvanic (STIP-3) | 1992-10-01 |  | Fiberglass Reinforced Plastic | Pressurized
FREE MOBILE HOME | 5945 BELLS FERRY RD | ACWORTH | Cherokee | 9028102 | 3 | [5 empty] | Removed from Ground | E-10 | 1000 | Bare Steel | 1999-03-01 | 1999-03-01 | Bare Steel | Safe Suction (Euro)
HARBOR TOWN MARINA INC | 7370 GALTS FERRY RD | ACWORTH | Cherokee | 9028042 | ULL1614385 |  | 1991-03-04 |  | 1991-03-04 |  | Removed from Ground | Gas (Historical Use) | 10000 | Galvanic (STIP-3) | 1991-03-04 | 2003-02-15 | Fiberglass Reinforced Plastic | Gravity Fed
VALERO FOOD MART | 5963 UNION HILL RD | CANTON | Cherokee | 9028026 | 1 | Ball Float | 1987-05-01 | FALSE | 1987-05-01 | FALSE | Currently in Use | Diesel | 6000 | Steel-Impressed Current | 1987-05-20 |  | Fiberglass Reinforced Plastic | Pressurized
NORTH CANTON AUTO SALES | 555 OLD HWY 5 | CANTON | Cherokee | 9028033 | 2 | [5 empty] | Removed from Ground | Gas (Historical Use) | 3000 | Bare Steel | 1965-01-01 | 1994-02-23 | Galvanized Steel | Suction (American)
MARATHON | 217 RIVERSTONE PKWY | CANTON | Cherokee | 9028053 | 3 | Ball Float | 1986-06-01 | FALSE | 1986-06-01 | FALSE | Currently in Use | Premium | 8000 | Fiberglass | 1986-06-01 |  | Fiberglass Reinforced Plastic | Pressurized
BP CANTON | 1666 MARIETTA HWY | CANTON | Cherokee | 280055 | 9B | Flapper Valve | 2022-07-29 | FALSE | 2022-07-29 | FALSE | Currently in Use | Premium | 4000 | Composite Double Walled | 2022-07-29 |  | Double-Walled Fiberglass | Pressurized
CHEROKEE CO BOARD OF COMMISSIONE | 421 CHATTIN RD | CANTON | Cherokee | 9028029 | 2 |  | 1995-06-01 |  | 1995-06-01 |  | Removed from Ground | Diesel | 10000 | Steel-Impressed Current | 1991-12-05 | 2005-06-15 | Steel (Impressed Current) | Pressurized
HOLLY SPRINGS FRUIT STAND | #8 MORGAN ROAD | CANTON | Cherokee | 9028024 | 3 | [5 empty] | Removed from Ground | Gas (Historical Use) | 3000 | Cathodically Protected Steel | 1987-01-01 | 1899-12-31 | Galvanized Steel | Safe Suction (Euro)
CANTON 1 STOP | 2000 MARIETTA HWY | CANTON | Cherokee | 9028050 | 4 | Ball Float | 1989-01-31 | FALSE | 1989-01-31 | FALSE | Currently in Use | Diesel | 10000 | Galvanic (STIP-3) | 1974-07-01 |  | Double-Walled Flex | Pressurized
CANTON 1 STOP | 2000 MARIETTA HWY | CANTON | Cherokee | 9028050 | 5 |  | 1989-01-31 | FALSE | 1989-01-31 | FALSE | Temporarily out of use | Kerosene | 10000 | Galvanic (STIP-3) | 1974-07-01 |  | Double-Walled Flex | Pressurized
PRESTIGE CABLE TV OF GEORGIA INC | 2178 MARIETTA HWY | CANTON | Cherokee | 9028054 | 1 | [5 empty] | Closed in Ground | Empty | 4000 | Bare Steel | 1987-06-01 | 1998-11-01 | Galvanized Steel | Suction (American)
BP CANTON | 1666 MARIETTA HWY | CANTON | Cherokee | 280055 | 3 |  | 1999-03-01 |  | 1999-03-01 |  | Removed from Ground | Diesel | 12000 | Composite | 1999-03-01 | 2010-12-29 | Double Walled | Pressurized
CORDELL MARATHON | 3010 CANTON HIGHWAY | BALL GROUND | Cherokee | 280085 | 1 | [5 empty] | Removed from Ground | Gas (Historical Use) | 2000 | Bare Steel | 1966-05-10 | 1899-12-31 | Galvanized Steel
PILGRIMS PRIDE BY PRODUCTS | 14938 E CHEROKEE DR | BALL GROUND | Cherokee | 280097 | 1 | [5 empty] | Removed from Ground | Diesel | 10000 | Bare Steel | 1972-05-08 | 1992-10-21 | Galvanized Steel | Suction (American)
SUPER A II | 5856 YELLOW CREEK RD | BALL GROUND | Cherokee | 9028104 | 2B |  | 1999-03-10 |  | 1999-03-10 |  | Temporarily out of use | Diesel | 2000 | Epoxy | 1999-03-10 |  | Fiberglass Reinforced Plastic | Safe Suction (Euro)
FORMER GAS STATION | 9968 HIGHWAY 5 | BALL GROUND | Cherokee | 9028105 | 2 | [5 empty] | Removed from Ground | Gas (Historical Use) | 6000 | Bare Steel | 1999-09-16 | 1999-09-16 | Bare Steel | Safe Suction (Euro)
ARISH LLC | 8615 BALL GROUND HWY | BALL GROUND | Cherokee | 9028070 | 1 | Ball Float | 1995-03-01 | FALSE | 1995-03-01 | FALSE | Currently in Use | Premium | 10000 | Epoxy | 1995-08-01 |  | Double-Walled Flex | Pressurized
ARISH LLC | 8615 BALL GROUND HWY | BALL GROUND | Cherokee | 9028070 | 4 | Flapper Valve | 1995-03-01 | FALSE | 1995-03-01 | FALSE | Currently in Use | Kerosene | 2000 | Epoxy | 1995-08-01 |  |  | Suction (American)
RITEWAY FOOD INC | 2222 HIGHTOWER RD | BALL GROUND | Cherokee | 9028075 | 2 | Flapper Valve | 1996-05-01 | FALSE | 1996-05-01 | FALSE | Currently in Use | Regular | 6000 | Steel-Impressed Current | 1996-05-01 |  | Fiberglass Reinforced Plastic | Pressurized
CHEVRON FOOD MART | 155 E HOWELL BRIDGE RD | BALL GROUND | Cherokee | 10001370 | 6 | Flapper Valve | 2007-01-17 | FALSE | 2007-01-17 | FALSE | Currently in Use | Kerosene | 2000 | Composite | 2007-01-12 |  | Fiberglass Reinforced Plastic | Safe Suction (Euro)
FORMER GAS STATION | 7021 CUMMING HIGHWAY | CANTON | Cherokee | 10001833 | 2 |  |  | FALSE |  | FALSE | Removed from Ground | Gas (Historical Use) | 2000 | Bare Steel | 2010-02-11 | 2010-02-11 | Unknown
CIRCLE FIVE FOODS | 8010 CUMMING HWY | CANTON | Cherokee | 9028049 | 2 |  | 1991-06-26 |  | 1991-06-26 |  | Removed from Ground | Gas (Historical Use) | 8000 | Cathodically Protected Steel | 1991-06-26 | 2005-05-04 | Fiberglass Reinforced Plastic | Pressurized
AMERI MART #2 | 700 SIXES RD | CANTON | Cherokee | 9028030 | 2 |  | 1993-05-24 | FALSE | 1993-05-24 | FALSE | Removed from Ground |  | 8000 | Composite | 2010-09-15 | 2017-02-28 | Fiberglass Reinforced Plastic | Pressurized
JOHNSONS MINI MARKET | 901 WALESKA HWY | CANTON | Cherokee | 280064 | 3 | Ball Float | 1997-12-01 | FALSE | 1997-12-01 | FALSE | Currently in Use | Premium | 8000 | Steel-Impressed Current | 1977-05-06 |  | Steel (Impressed Current) | Pressurized
LITTLE & SONS | 101 CARTERSVILLE HWY | CANTON | Cherokee | 9028044 | 4 | [5 empty] | Removed from Ground | Other | 550 | Marked Unknown | 1995-07-05 | 1995-07-05 | Unknown
NORTH CANTON AUTO SALES | 555 OLD HWY 5 | CANTON | Cherokee | 9028033 | 1 | [5 empty] | Removed from Ground | Gas (Historical Use) | 3000 | Bare Steel | 1965-01-01 | 1994-02-23 | Galvanized Steel | Suction (American)
CHADWICKS GROCERY STORE/CLOSED F | RT 3 LOWER BETHANY RD | CANTON | Cherokee | 9028040 | 2 | [5 empty] | Removed from Ground | Gas (Historical Use) | 550 | Bare Steel | 1994-07-16 | 1994-07-16 | Bare Steel | Suction (American)
CANTON 1 STOP | 2000 MARIETTA HWY | CANTON | Cherokee | 9028050 | 2 | Ball Float | 1999-06-01 | FALSE | 1999-06-01 | FALSE | Currently in Use | Regular | 8000 | Fiberglass Double Walled | 1989-01-31 |  | Double-Walled Flex | Pressurized
JOHNSONS MINI MARKET | 901 WALESKA HWY | CANTON | Cherokee | 280064 | 1 | Ball Float | 1997-12-01 | FALSE | 1997-12-01 | FALSE | Currently in Use | Regular | 8000 | Steel-Impressed Current | 1977-05-06 |  | Steel (Impressed Current) | Pressurized
MACEDONIA BP | 6929 CUMMING HWY | CANTON | Cherokee | 280046 | 6 | Ball Float | 1994-11-02 | FALSE | 1994-11-02 | FALSE | Currently in Use | Diesel | 6000 | Composite | 1994-11-02 |  | Fiberglass Reinforced Plastic | Pressurized
CLAYTON FOOD STORE | 3421 LAND RD | CANTON | Cherokee | 280052 | 5 |  | 1992-04-09 | FALSE | 1992-04-07 | FALSE | Currently in Use | Regular | 6000 | Composite | 1992-04-07 |  | Double-Walled Fiberglass | Pressurized
CLAYTON FOOD STORE | 3421 LAND RD | CANTON | Cherokee | 280052 | 4 |  | 1992-04-07 | FALSE | 1992-04-07 | FALSE | Currently in Use | Diesel | 10000 | Composite | 1992-04-07 |  | Double-Walled Fiberglass | Pressurized
SOUTH CANTON TEXACO | 180 BUTTERWORTH RD | CANTON | Cherokee | 280050 | 3 | [5 empty] | Removed from Ground | Gas (Historical Use) | 8000 | Bare Steel | 1982-04-19 | 1992-07-27 | Galvanized Steel
CIRCLE FIVE FOODS | 8010 CUMMING HWY | CANTON | Cherokee | 9028049 | 1 |  | 1991-06-26 |  | 1991-06-26 |  | Removed from Ground | Diesel | 8000 | Cathodically Protected Steel | 1991-06-26 | 2005-05-04 | Fiberglass Reinforced Plastic | Pressurized
CHADWICKS GROCERY STORE/CLOSED F | RT 3 LOWER BETHANY RD | CANTON | Cherokee | 9028040 | 1 | [5 empty] | Removed from Ground | Gas (Historical Use) | 550 | Bare Steel | 1994-07-16 | 1994-07-16 | Bare Steel | Suction (American)
AMERI MART #2 | 700 SIXES RD | CANTON | Cherokee | 9028030 | 1 |  | 1993-05-24 | FALSE | 1993-05-24 | FALSE | Removed from Ground |  | 10000 | Composite | 2010-09-15 | 2017-02-28 | Fiberglass Reinforced Plastic | Pressurized
AMERI MART #2 | 700 SIXES RD | CANTON | Cherokee | 9028030 | 4 |  | 1993-05-24 | FALSE | 1993-05-24 | FALSE | Removed from Ground | Diesel | 4000 | Composite | 2010-09-15 | 2017-02-28 | Fiberglass Reinforced Plastic | Pressurized
CANTON 1 STOP | 2000 MARIETTA HWY | CANTON | Cherokee | 9028050 | 1 | Ball Float | 1999-06-01 | FALSE | 1999-06-01 | FALSE | Currently in Use | Regular | 8000 | Fiberglass Double Walled | 1989-01-31 |  | Double-Walled Flex | Pressurized
GA FC/CHEROKEE CO UNIT | 3451 CUMMING HWY | CANTON | Cherokee | 280040 | 1 | [5 empty] | Removed from Ground | Diesel | 560 | Cathodically Protected Steel | 1987-11-05 | 1992-12-30 | Galvanized Steel | Safe Suction (Euro)
VAUGHNS EXXON | 2625 MARIETTA HWY | CANTON | Cherokee | 280034 | 5 |  |  | TRUE |  | TRUE | Permanently Out of Use - historical purposes | Used Oil | 550 | Bare Steel | 1965-04-28 | 1899-12-31 | Galvanized Steel | Gravity Fed
VAUGHNS EXXON | 2625 MARIETTA HWY | CANTON | Cherokee | 280034 | 7 | Flapper Valve | 1998-05-28 | FALSE | 1998-05-28 | FALSE | Currently in Use | Regular | 6000 | Galvanic (STIP-3) | 1986-11-19 |  | Fiberglass Reinforced Plastic | Pressurized
VAUGHNS EXXON | 2625 MARIETTA HWY | CANTON | Cherokee | 280034 | 4 | [5 empty] | Removed from Ground | Diesel | 6000 | Bare Steel | 1965-04-28 | 1986-03-19 | Galvanized Steel
CHEROKEE CO BOARD OF COMMISSIONE | 421 CHATTIN RD | CANTON | Cherokee | 9028029 | 3 |  |  | TRUE | 1995-06-01 | TRUE | Removed from Ground | Used Oil | 500 | Bare Steel | 1992-03-30 | 1998-04-15 | Not Marked | Gravity Fed
CHEROKEE CO BOARD OF COMMISSIONE | 421 CHATTIN RD | CANTON | Cherokee | 9028029 | 1 |  | 1987-07-01 |  | 1987-07-01 |  | Removed from Ground | Gas (Historical Use) | 12000 | Steel-Impressed Current | 1987-07-12 | 2005-06-15 | Steel (Impressed Current) | Pressurized
HMW PROPERTIES INC | 4386 CUMMING HWY | CANTON | Cherokee | 9028039 | 1 | [5 empty] | Removed from Ground | Other | 1000 | Not Marked/Unknown | 1994-08-08 | 1994-08-08 | Not Marked
NORTH CANTON AUTO SALES | 555 OLD HWY 5 | CANTON | Cherokee | 9028033 | 3 | [5 empty] | Removed from Ground | Kerosene | 2000 | Bare Steel | 1965-01-01 | 1994-02-23 | Galvanized Steel | Suction (American)
MARATHON | 217 RIVERSTONE PKWY | CANTON | Cherokee | 9028053 | 2 | Ball Float | 1986-06-01 | FALSE | 1986-06-01 | FALSE | Currently in Use | Regular | 8000 | Fiberglass | 1986-06-01 |  | Fiberglass Reinforced Plastic | Pressurized
BP CANTON | 1666 MARIETTA HWY | CANTON | Cherokee | 280055 | 4101 | [5 empty] | Removed from Ground | Gas (Historical Use) | 10000 | Bare Steel | 1980-01-01 | 1999-01-01 | Bare Steel | Pressurized
SOUTH CANTON TEXACO | 180 BUTTERWORTH RD | CANTON | Cherokee | 280050 | 1 | [5 empty] | Removed from Ground | Gas (Historical Use) | 10000 | Bare Steel | 1982-04-19 | 1992-07-27 | Galvanized Steel
J P HAYNES LUMBER CO INC | 2838 BALL GROUND HWY | CANTON | Cherokee | 280032 | 2 | [5 empty] | Removed from Ground | Diesel | 1 | Bare Steel | 1998-01-30 | 1998-01-30 | Galvanized Steel
CHEROKEE COUNTY SCHOOL BUS GARAG | 1076 S JOSEPH E BROWN | CANTON | Cherokee | 280122 | 2 | [5 empty] | Removed from Ground | Diesel | 7000 | Bare Steel | 1956-02-05 | 1998-12-09 | Galvanized Steel | Suction (American)
CHEVRON FOOD MART | 50 RIVERSTONE PKWY | CANTON | Cherokee | 280119 | 4 |  |  | TRUE |  | TRUE | Removed from Ground | Used Oil | 550 | Cathodically Protected Steel | 1972-08-09 | 1991-03-14 | Galvanized Steel
CHEVRON FOOD MART | 50 RIVERSTONE PKWY | CANTON | Cherokee | 280119 | 7 | Ball Float | 1991-03-25 | FALSE | 1991-03-25 | FALSE | Currently in Use | Premium | 10000 | Fiberglass Double Walled | 1991-03-25 |  | Double-Walled Fiberglass | Pressurized
CHEVRON FOOD MART | 50 RIVERSTONE PKWY | CANTON | Cherokee | 280119 | 5 | Ball Float | 1991-03-25 | FALSE | 1991-03-25 | FALSE | Currently in Use | Regular | 10000 | Fiberglass Double Walled | 1991-03-25 |  | Double-Walled Fiberglass | Pressurized
GTE SOUTH/CANTON CENT OFF | 109 CHURCH ST | CANTON | Cherokee | 280005 | 1 | [5 empty] | Removed from Ground | Diesel | 3000 | Bare Steel | 1980-03-07 | 1993-10-12 | Bare Steel | Suction (American)
LITTLE RIVER FOODS | 12253 CUMMING HWY | CANTON | Cherokee | 280076 | 1 |  | 1998-11-01 |  | 1998-11-01 |  | Removed from Ground | Gas (Historical Use) | 8000 | Not Marked/Unknown | 1983-05-06 | 2007-08-28 | Fiberglass Reinforced Plastic | Pressurized
MARATHON | 217 RIVERSTONE PKWY | CANTON | Cherokee | 9028053 | 4 | Ball Float | 1986-06-01 | FALSE | 1986-06-01 | FALSE | Currently in Use | Diesel | 8000 | Fiberglass | 1986-06-01 |  | Fiberglass Reinforced Plastic | Pressurized
BP CANTON | 1666 MARIETTA HWY | CANTON | Cherokee | 280055 | 1 |  | 1999-03-01 |  | 1999-03-01 |  | Removed from Ground | Gas (Historical Use) | 12000 | Composite | 1999-03-01 | 2010-12-29 | Double Walled | Pressurized
TRIPLE B ONE STOP | 2852 CUMMING HWY | CANTON | Cherokee | 280061 | 3602 | Ball Float | 1991-03-15 | FALSE | 1991-03-15 | FALSE | Currently in Use | Gas (Historical Use) | 8000 | Steel-Impressed Current | 1983-01-01 |  | Double-Walled Flex | Pressurized
CLAYTON FOOD STORE | 3421 LAND RD | CANTON | Cherokee | 280052 | 1 | [5 empty] | Removed from Ground | Gas (Historical Use) | 6000 | Bare Steel | 1972-04-21 | 1992-04-01 | Galvanized Steel | Suction (American)
GA FC/CHEROKEE CO UNIT | 3451 CUMMING HWY | CANTON | Cherokee | 280040 | 2 | [5 empty] | Removed from Ground | Gas (Historical Use) | 2000 | Bare Steel | 1973-09-01 | 1992-12-30 | Galvanized Steel | Safe Suction (Euro)
THE RED BARN | GA HWY 20 | CANTON | Cherokee | 280083 | 3 | [5 empty] | Removed from Ground | Gas (Historical Use) | 1000 | Bare Steel | 1971-05-09 | 1989-06-28 | Unknown
WORLEY INVESTMENTS | 67 WALESKA ST | CANTON | Cherokee | 280065 | 2 | Flapper Valve | 1997-11-19 | FALSE | 2008-01-31 | FALSE | Removed from Ground | Premium | 8000 | Steel-Impressed Current | 1977-05-03 |  | Fiberglass Reinforced Plastic | Suction (American)
VAUGHNS EXXON | 2625 MARIETTA HWY | CANTON | Cherokee | 280034 | 2 | [5 empty] | Removed from Ground | Gas (Historical Use) | 6000 | Bare Steel | 1965-04-28 | 1986-03-19 | Galvanized Steel
CHEROKEE HIGH SCHOOL | GA HWY 5 | CANTON | Cherokee | 280018 | 1 | [5 empty] | Removed from Ground | Diesel | 10000 | Bare Steel | 1957-04-21 | 1998-08-06 | Galvanized Steel
CUSHING MEMORIAL PARK INC | STEEL BRIDGE RD/RT 4 | CANTON | Cherokee | 280014 | 1 | [5 empty] | Removed from Ground | Gas (Historical Use) | 500 | Bare Steel | 1961-04-21 | 1985-05-10 | Galvanized Steel | Gravity Fed
LITTLE RIVER FOODS | 12253 CUMMING HWY | CANTON | Cherokee | 280076 | 3 |  | 1998-11-01 |  | 1998-11-01 |  | Removed from Ground | Gas (Historical Use) | 2000 | Not Marked/Unknown | 1970-05-09 | 2007-08-28 | Fiberglass Reinforced Plastic | Pressurized
BP CANTON | 1666 MARIETTA HWY | CANTON | Cherokee | 280055 | 2 |  | 1999-03-01 |  | 1999-03-01 |  | Removed from Ground | Gas (Historical Use) | 12000 | Composite | 1999-03-01 | 2010-12-29 | Double Walled | Pressurized
TRIPLE B ONE STOP | 2852 CUMMING HWY | CANTON | Cherokee | 280061 | 3603 | Ball Float | 1991-03-15 | FALSE | 1991-03-15 | FALSE | Currently in Use | Gas (Historical Use) | 6000 | Steel-Impressed Current | 1983-01-01 |  | Double-Walled Flex | Pressurized
TRIPLE B ONE STOP | 2852 CUMMING HWY | CANTON | Cherokee | 280061 | 3604 | Ball Float | 1991-03-15 | FALSE | 1991-03-15 | FALSE | Currently in Use | Diesel | 8000 | Steel-Impressed Current | 1983-01-01 |  | Double-Walled Flex | Pressurized
THE RED BARN | GA HWY 20 | CANTON | Cherokee | 280083 | 1 | [5 empty] | Removed from Ground | Gas (Historical Use) | 1000 | Bare Steel | 1971-05-09 | 1989-06-28 | Cathodically Protected
WORLEY INVESTMENTS | 67 WALESKA ST | CANTON | Cherokee | 280065 | 1 | Flapper Valve | 1997-11-19 | FALSE | 2008-01-31 | FALSE | Removed from Ground | Regular | 10000 | Steel-Impressed Current | 1977-05-03 |  | Fiberglass Reinforced Plastic | Suction (American)
CANTON UNION 76 | 190 MARIETTA ST | CANTON | Cherokee | 280110 | 4 |  |  | TRUE |  | TRUE | Removed from Ground | Used Oil | 500 | Not Marked/Unknown | 1966-05-13 | 1998-11-24 | Not Marked
HOLLY SPRINGS FRUIT STAND | #8 MORGAN ROAD | CANTON | Cherokee | 9028024 | 1 | [5 empty] | Removed from Ground | Gas (Historical Use) | 8000 | Cathodically Protected Steel | 1987-01-01 | 1899-12-31 | Galvanized Steel | Safe Suction (Euro)
SEQUOYAH HIGH SCHOOL | 3349 HICKORY RD | CANTON | Cherokee | 9028059 | 32 |  | 1991-01-01 |  | 1991-01-01 | TRUE | Removed from Ground | Diesel | 12000 | Double Walled | 1991-01-01 | 2013-11-20 | Double-Walled Fiberglass | Pressurized
BP CANTON | 1666 MARIETTA HWY | CANTON | Cherokee | 280055 | 4104 | [5 empty] | Removed from Ground | Diesel | 10000 | Bare Steel | 1980-01-01 | 1999-01-01 | Bare Steel | Pressurized
PINKY INVESTMENTS | 101 RIVERSTONE PKWY | CANTON | Cherokee | 280048 | 3 | Ball Float | 1992-06-05 | FALSE | 1992-06-05 | FALSE | Currently in Use | Diesel | 10000 | Galvanic (STIP-3) | 1985-04-18 |  | Double-Walled Fiberglass | Pressurized
MACEDONIA BP | 6929 CUMMING HWY | CANTON | Cherokee | 280046 | 1 | [5 empty] | Removed from Ground | Gas (Historical Use) | 6000 | Bare Steel | 1981-04-19 | 1994-11-01 | Galvanized Steel | Safe Suction (Euro)
GA FC/CHEROKEE CO UNIT | 3451 CUMMING HWY | CANTON | Cherokee | 280040 | 205937 |  | 1992-12-30 |  | 1992-12-30 |  | Removed from Ground | Gas (Historical Use) | 1000 | Galvanic (STIP-3) | 1992-12-30 | 2002-06-12 | Cathodically Protected | Safe Suction (Euro)
VAUGHNS EXXON | 2625 MARIETTA HWY | CANTON | Cherokee | 280034 | 1 | [5 empty] | Removed from Ground | Gas (Historical Use) | 6000 | Bare Steel | 1965-04-28 | 1986-03-19 | Galvanized Steel
CUSHING MEMORIAL PARK INC | STEEL BRIDGE RD/RT 4 | CANTON | Cherokee | 280014 | 2 | [5 empty] | Removed from Ground | Gas (Historical Use) | 500 | Bare Steel | 1961-04-21 | 1985-05-10 | Galvanized Steel | Gravity Fed
ANDYS MINIT MKT | RT 6 GA HWY 20/KNOXBRIDGE HWY | CANTON | Cherokee | 280079 | 3 | [5 empty] | Removed from Ground | Gas (Historical Use) | 5000 | Bare Steel | 1981-05-06 | 1994-12-01 | Galvanized Steel
SOUTH CANTON CHEVRON | 4129 MARIETTA HWY | CANTON | Cherokee | 280155 | 3 | Flapper Valve | 1993-08-24 |  | 1993-08-24 |  | Currently in Use | Gas (Historical Use) | 8775 | Fiberglass | 1986-01-01 |  | Double-Walled Fiberglass | Pressurized
QUIKTRIP #1714 | 1490 RIVERSTONE PARKWAY | CANTON | Cherokee | 282003 | 3A | Flapper Valve |  | FALSE |  | FALSE | Currently in Use | Premium | 9500 | Fiberglass Double Walled | 2015-08-01 |  | Double-Walled Fiberglass | Pressurized
CIRCLE FIVE FOODS | 8010 CUMMING HWY | CANTON | Cherokee | 9028049 | 3 |  | 1991-06-26 |  | 1991-06-26 |  | Removed from Ground | Gas (Historical Use) | 8000 | Cathodically Protected Steel | 1991-06-26 | 2005-05-04 | Fiberglass Reinforced Plastic | Pressurized
AMERI MART #2 | 700 SIXES RD | CANTON | Cherokee | 9028030 | 3 |  | 1993-05-24 | FALSE | 1993-05-24 | FALSE | Removed from Ground | Diesel | 8000 | Composite | 2010-09-15 | 2017-02-28 | Fiberglass Reinforced Plastic | Pressurized
JOHNSONS MINI MARKET | 901 WALESKA HWY | CANTON | Cherokee | 280064 | 2 | Ball Float | 1997-12-01 | FALSE | 1997-12-01 | FALSE | Currently in Use | Regular | 8000 | Steel-Impressed Current | 1977-05-06 |  | Steel (Impressed Current) | Pressurized
VAUGHNS EXXON | 2625 MARIETTA HWY | CANTON | Cherokee | 280034 | 3 | [5 empty] | Removed from Ground | Gas (Historical Use) | 6000 | Bare Steel | 1965-04-28 | 1986-03-19 | Galvanized Steel
ANDYS MINIT MKT | RT 6 GA HWY 20/KNOXBRIDGE HWY | CANTON | Cherokee | 280079 | 1 | [5 empty] | Removed from Ground | Gas (Historical Use) | 5000 | Bare Steel | 1981-05-06 | 1994-12-01 | Galvanized Steel
LITTLE RIVER FOODS | 12253 CUMMING HWY | CANTON | Cherokee | 280076 | 5 |  | 1998-11-01 |  | 1998-11-01 |  | Closed in Ground | Diesel | 2000 | Not Marked/Unknown | 1970-05-09 | 2007-09-28 | Fiberglass Reinforced Plastic | Pressurized
LITTLE RIVER FOODS | 12253 CUMMING HWY | CANTON | Cherokee | 280076 | 4 |  | 1998-11-01 |  | 1998-11-01 |  | Removed from Ground | Gas (Historical Use) | 2000 | Not Marked/Unknown | 1970-05-09 | 2007-08-28 | Fiberglass Reinforced Plastic | Pressurized
CANTON 1 STOP | 2000 MARIETTA HWY | CANTON | Cherokee | 9028050 | 3 | Ball Float | 1999-06-01 | FALSE | 1999-06-01 | FALSE | Currently in Use | Premium | 8000 | Fiberglass Double Walled | 1989-01-31 |  | Double-Walled Flex | Pressurized
BP CANTON | 1666 MARIETTA HWY | CANTON | Cherokee | 280055 | 9C | Flapper Valve | 2022-07-29 | FALSE | 2022-07-29 | FALSE | Currently in Use | Diesel | 4000 | Composite Double Walled | 2022-07-29 |  | Double-Walled Fiberglass | Pressurized
BP CANTON | 1666 MARIETTA HWY | CANTON | Cherokee | 280055 | 9A | Flapper Valve | 2022-07-29 | FALSE | 2022-07-29 | FALSE | Currently in Use | Regular | 12000 | Composite Double Walled | 2022-07-29 |  | Double-Walled Fiberglass | Pressurized
CLAYTON FOOD STORE | 3421 LAND RD | CANTON | Cherokee | 280052 | 2 | [5 empty] | Removed from Ground | Gas (Historical Use) | 6000 | Bare Steel | 1979-04-20 | 1992-04-01 | Galvanized Steel | Suction (American)
SOUTH CANTON TEXACO | 180 BUTTERWORTH RD | CANTON | Cherokee | 280050 | 4 | [5 empty] | Removed from Ground | Empty | 3000 | Bare Steel | 1982-04-19 | 1992-07-27 | Galvanized Steel
SOUTH CANTON TEXACO | 180 BUTTERWORTH RD | CANTON | Cherokee | 280050 | 5 | Ball Float | 1992-07-28 | FALSE | 1992-07-28 | FALSE | Currently in Use | Regular | 10000 | Composite | 1992-07-28 |  | Double-Walled Fiberglass | Pressurized
SOUTH CANTON TEXACO | 180 BUTTERWORTH RD | CANTON | Cherokee | 280050 | 7 | Ball Float | 1992-07-28 | FALSE | 1992-07-28 | FALSE | Currently in Use | Diesel Off Road | 8000 | Composite | 1992-07-28 |  | Double-Walled Fiberglass | Pressurized
H & D INVESTMENTS LLC | 1027 MARIETTA RD | CANTON | Cherokee | 280066 | 3 |  | 1998-06-23 | FALSE | 1998-06-23 | FALSE | Closed in Ground | Diesel | 8000 | Steel-Impressed Current | 1978-05-03 |  | Steel (Impressed Current) | Suction (American)
MARATHON | 217 RIVERSTONE PKWY | CANTON | Cherokee | 9028053 | 1 | Ball Float | 1986-06-01 | FALSE | 1986-06-01 | FALSE | Currently in Use | Regular | 8000 | Fiberglass | 1986-06-01 |  | Fiberglass Reinforced Plastic | Pressurized
MARATHON | 217 RIVERSTONE PKWY | CANTON | Cherokee | 9028053 | 1 | Ball Float | 1986-06-01 | FALSE | 1986-06-01 | FALSE | Currently in Use | Regular | 8000 | Fiberglass | 1986-06-01
J P HAYNES LUMBER CO INC | 2838 BALL GROUND HWY | CANTON | Cherokee | 280032 | 3 | [5 empty] | Removed from Ground | Gas (Historical Use) | 1 | Bare Steel | 1998-01-30 | 1998-01-30 | Galvanized Steel
CHEROKEE HIGH SCHOOL | GA HWY 5 | CANTON | Cherokee | 280018 | 2 | [5 empty] | Removed from Ground | Diesel | 500 | Bare Steel | 1981-04-15 | 1998-08-07 | Galvanized Steel
MACEDONIA BP | 6929 CUMMING HWY | CANTON | Cherokee | 280046 | 3 | [5 empty] | Removed from Ground | Gas (Historical Use) | 6000 | Bare Steel | 1981-04-19 | 1994-11-01 | Galvanized Steel | Safe Suction (Euro)
CLAYTON FOOD STORE | 3421 LAND RD | CANTON | Cherokee | 280052 | 3 | [5 empty] | Removed from Ground | Gas (Historical Use) | 6000 | Bare Steel | 1972-04-21 | 1992-04-01 | Galvanized Steel | Suction (American)
J P HAYNES LUMBER CO INC | 2838 BALL GROUND HWY | CANTON | Cherokee | 280032 | 1 | [5 empty] | Removed from Ground | Diesel | 1 | Bare Steel | 1998-01-30 | 1998-01-30 | Galvanized Steel
J P HAYNES LUMBER CO INC | 2838 BALL GROUND HWY | CANTON | Cherokee | 280032 | 4 |  | 1997-03-27 |  | 1997-03-27 |  | Removed from Ground | Diesel | 6000 | Galvanic (STIP-3) | 1997-03-07 | 2014-08-28 | Fiberglass Reinforced Plastic | Suction (American)
CHEVRON FOOD MART | 50 RIVERSTONE PKWY | CANTON | Cherokee | 280119 | 8 | Exempted | 2007-07-17 | TRUE | 1991-03-25 | TRUE | Currently in Use | Used Oil | 1000 | Fiberglass Double Walled | 1991-03-25 |  | Double-Walled Fiberglass | Gravity
CHEVRON FOOD MART | 50 RIVERSTONE PKWY | CANTON | Cherokee | 280119 | 2 | [5 empty] | Removed from Ground | Gas (Historical Use) | 10000 | Cathodically Protected Steel | 1972-08-09 | 1991-03-14 | Galvanized Steel
MARATHON | 520 MARIETTA RD | CANTON | Cherokee | 280114 | 1 | Flapper Valve | 1998-08-27 | FALSE | 1998-08-27 | FALSE | Currently in Use | Regular | 10000 | STIP-3/Impressed Current | 1985-01-01 |  | Fiberglass Reinforced Plastic | Pressurized
TIPPENS GROCERY | 3551 BALL GROUND HWY | CANTON | Cherokee | 280153 | 3 | [5 empty] | Permanently Out Of Use | Gas (Historical Use) | 1000 | Bare Steel | 1986-05-08 | 2000-03-21 | Galvanized Steel
QUIKTRIP #1714 | 1490 RIVERSTONE PARKWAY | CANTON | Cherokee | 282003 | 3903 | Ball Float | 1987-11-01 |  | 1998-10-01 |  | Removed from Ground | Gas (Historical Use) | 8000 | Fiberglass | 1987-11-04 | 2015-05-13 | Fiberglass Reinforced Plastic | Pressurized
QUIKTRIP #1714 | 1490 RIVERSTONE PARKWAY | CANTON | Cherokee | 282003 | 3906 |  | 1981-11-01 |  | 1998-10-01 |  | Removed from Ground | Kerosene | 2000 | Galvanic (STIP-3) | 1987-11-04 | 2015-05-13 | Fiberglass Reinforced Plastic | Safe Suction (Euro)
TRIPLE B ONE STOP | 2852 CUMMING HWY | CANTON | Cherokee | 280061 | 3605 |  | 1991-03-15 | FALSE | 1991-03-15 | FALSE | Temporarily out of use | Kerosene | 1000 | Composite | 1983-01-01 |  | Fiberglass Reinforced Plastic | Pressurized
VAUGHNS EXXON | 2625 MARIETTA HWY | CANTON | Cherokee | 280034 | 9 | Flapper Valve | 1998-05-28 | FALSE | 1998-05-28 | FALSE | Currently in Use | Diesel | 6000 | Galvanic (STIP-3) | 1986-11-19 |  | Fiberglass Reinforced Plastic | Suction (American)
VAUGHNS EXXON | 2625 MARIETTA HWY | CANTON | Cherokee | 280034 | 6 | Flapper Valve |  | FALSE |  | FALSE | Currently in Use | Regular | 6000 | Galvanic (STIP-3) | 1986-11-19 |  | Fiberglass Reinforced Plastic | Pressurized
VAUGHNS EXXON | 2625 MARIETTA HWY | CANTON | Cherokee | 280034 | 8 | Flapper Valve | 1998-05-28 | FALSE | 1998-05-28 | FALSE | Currently in Use | Premium | 6000 | Galvanic (STIP-3) | 1986-11-19 |  | Fiberglass Reinforced Plastic | Pressurized
GA STATE PATROL POST 28 | 740 MARIETTA HWY | CANTON | Cherokee | 280006 | 1A | [5 empty] | Removed from Ground | Gas (Historical Use) | 3000 | Cathodically Protected Steel | 1990-01-01 | 2002-06-11 | Fiberglass Reinforced Plastic
THE RED BARN | GA HWY 20 | CANTON | Cherokee | 280083 | 2 | [5 empty] | Removed from Ground | Gas (Historical Use) | 1000 | Bare Steel | 1971-05-09 | 1989-06-28 | Unknown
N J WILBANKS | GA HWY 5 N | CANTON | Cherokee | 280073 | 1 | [5 empty] | Removed from Ground | Diesel | 20000 | Bare Steel | 1971-04-27 | 1899-12-31 | Galvanized Steel
QUIKTRIP #1714 | 1490 RIVERSTONE PARKWAY | CANTON | Cherokee | 282003 | 4 | Flapper Valve |  | FALSE |  | FALSE | Currently in Use | Diesel | 12000 | Fiberglass Double Walled | 2015-08-01 |  | Double-Walled Fiberglass | Pressurized
QUIKTRIP #1714 | 1490 RIVERSTONE PARKWAY | CANTON | Cherokee | 282003 | 3B | Flapper Valve |  | FALSE |  | FALSE | Currently in Use | E-0 | 10000 | Fiberglass Double Walled | 2015-08-01 |  | Double-Walled Fiberglass | Pressurized
QUIKTRIP #1714 | 1490 RIVERSTONE PARKWAY | CANTON | Cherokee | 282003 | 1 | Flapper Valve |  | FALSE |  | FALSE | Currently in Use | Regular | 20000 | Fiberglass Double Walled | 2015-08-01 |  | Double-Walled Fiberglass | Pressurized
BRISTOL TIMBER CO | 1320 PUCKETT RD | WALESKA | Cherokee | 280100 | 1 | [5 empty] | Removed from Ground | Empty | 10000 | Bare Steel | 1984-05-06 | 1998-12-15 | Galvanized Steel | Safe Suction (Euro)
WALESKA SUPER MART | 6839 REINHARDT COLLEGE PKWY | WALESKA | Cherokee | 280091 | 2 | Ball Float | 1998-02-10 | TRUE | 1998-02-10 | FALSE | Currently in Use | Regular | 8000 | Steel-Impressed Current | 1983-05-06 |  | Fiberglass Reinforced Plastic | Pressurized
BRISTOL TIMBER CO | 1320 PUCKETT RD | WALESKA | Cherokee | 280100 | 2B | Flapper Valve | 1998-12-18 | FALSE | 1998-12-18 | FALSE | Temporarily out of use | Diesel | 6000 | Epoxy | 1998-12-18 |  | Fiberglass Reinforced Plastic | Safe Suction (Euro)
WALESKA FINA | GA HWY 108 NORTH OF WALESKA | WALESKA | Cherokee | 280103 | 4 | [5 empty] | Removed from Ground | Diesel | 6000 | Bare Steel | 1985-05-06 | 1995-04-01 | Galvanized Steel | Suction (American)
WALESKA FINA | GA HWY 108 NORTH OF WALESKA | WALESKA | Cherokee | 280103 | 5 | [5 empty] | Removed from Ground | Kerosene | 1000 | Bare Steel | 1985-05-06 | 1995-04-20 | Galvanized Steel | Suction (American)
BAGWELL SPEARS #26 | 7291 REINHARDT COLLEGE PKWY | WALESKA | Cherokee | 280088 | 6 | Ball Float | 1993-04-20 | FALSE | 1993-04-20 | FALSE | Currently in Use | Premium | 8000 | Fiberglass | 1993-04-20 |  | Fiberglass Reinforced Plastic | Pressurized
CHEVRON FOOD MART | 50 RIVERSTONE PKWY | CANTON | Cherokee | 280119 | 1 | [5 empty] | Removed from Ground | Gas (Historical Use) | 10000 | Cathodically Protected Steel | 1972-08-09 | 1991-03-14 | Galvanized Steel
CANTON UNION 76 | 190 MARIETTA ST | CANTON | Cherokee | 280110 | 1 | [5 empty] | Removed from Ground | Gas (Historical Use) | 10000 | Bare Steel | 1966-05-13 | 1998-11-24 | Galvanized Steel
TIPPENS GROCERY | 3551 BALL GROUND HWY | CANTON | Cherokee | 280153 | 2 | [5 empty] | Permanently Out Of Use | Gas (Historical Use) | 1000 | Bare Steel | 1986-05-08 | 2000-03-21 | Galvanized Steel
DOT ROW/STP-2556-CHEROKEE CO PAR | 105 BALL GROUND RD | CANTON | Cherokee | 7028002 | 1 | [5 empty] | Removed from Ground | Gas (Historical Use) | 2000 | Bare Steel | 1993-05-24 | 1993-05-24 | Galvanized Steel | Suction (American)
REINHARDT UNIVERSITY | 7300 REINHARDT CIRCLE | WALESKA | Cherokee | 280011 | 3 | [5 empty] | Removed from Ground | Diesel | 5000 | Not Marked/Unknown | 1994-11-03 | 1994-11-03
BP CANTON | 1666 MARIETTA HWY | CANTON | Cherokee | 280055 | 4103 | [5 empty] | Removed from Ground | Gas (Historical Use) | 10000 | Bare Steel | 1980-01-01 | 1999-01-01 | Bare Steel | Pressurized
PINKY INVESTMENTS | 101 RIVERSTONE PKWY | CANTON | Cherokee | 280048 | 1 | Ball Float | 1992-06-05 | FALSE | 1992-06-05 | FALSE | Currently in Use | Regular | 10000 | Galvanic (STIP-3) | 1985-04-15 |  | Double-Walled Fiberglass | Pressurized
GA FC/CHEROKEE CO UNIT | 3451 CUMMING HWY | CANTON | Cherokee | 280040 | 205936 |  | 1992-12-30 |  | 1992-12-30 |  | Removed from Ground | Diesel | 1000 | Galvanic (STIP-3) | 1992-12-30 | 2002-06-12 | Cathodically Protected | Safe Suction (Euro)
GA STATE PATROL POST 28 | 740 MARIETTA HWY | CANTON | Cherokee | 280006 | 1 | [5 empty] | Removed from Ground | Gas (Historical Use) | 1000 | Bare Steel | 1962-03-12 | 1990-09-18 | Galvanized Steel
CHEROKEE COUNTY SCHOOL BUS GARAG | 1076 S JOSEPH E BROWN | CANTON | Cherokee | 280122 | 3 | [5 empty] | Removed from Ground | Gas (Historical Use) | 4000 | Bare Steel | 1978-01-30 | 1998-12-09 | Galvanized Steel | Suction (American)
CHEVRON FOOD MART | 50 RIVERSTONE PKWY | CANTON | Cherokee | 280119 | 6 | Ball Float | 1991-03-25 | FALSE | 1991-03-25 | FALSE | Currently in Use | Regular | 10000 | Fiberglass Double Walled | 1991-03-25 |  | Double-Walled Fiberglass | Pressurized
DOT ROW/STP-2556-CHEROKEE CO PAR | 105 BALL GROUND RD | CANTON | Cherokee | 7028002 | 2 | [5 empty] | Removed from Ground | Gas (Historical Use) | 2000 | Bare Steel | 1993-05-24 | 1993-05-24 | Galvanized Steel | Suction (American)
WALESKA FINA | GA HWY 108 NORTH OF WALESKA | WALESKA | Cherokee | 280103 | 1 | [5 empty] | Removed from Ground | Gas (Historical Use) | 6000 | Bare Steel | 1985-05-06 | 1995-04-01 | Galvanized Steel | Suction (American)
BAGWELL SPEARS #26 | 7291 REINHARDT COLLEGE PKWY | WALESKA | Cherokee | 280088 | 2 | [5 empty] | Removed from Ground | Gas (Historical Use) | 2000 | Bare Steel | 1966-05-10 | 1993-02-01 | Galvanized Steel
REINHARDT UNIVERSITY | 7300 REINHARDT CIRCLE | WALESKA | Cherokee | 280011 | 7 | [5 empty] | Removed from Ground | Diesel | 6000 | Bare Steel | 1969-01-01 | 1999-10-01 | Bare Steel
REINHARDT UNIVERSITY | 7300 REINHARDT CIRCLE | WALESKA | Cherokee | 280011 | 1 | [5 empty] | Removed from Ground | Gas (Historical Use) | 1000 | Bare Steel | 1979-03-22 | 1998-06-03 | Galvanized Steel
KING'S OIL #323 | 6425 BELLS FERRY RD | WOODSTOCK | Cherokee | 9028091 | 4A | Ball Float | 2015-05-01 | FALSE | 2015-05-01 | FALSE | Currently in Use | E-85 | 12000 | Fiberglass Double Walled | 2015-05-01 |  | Double-Walled Flex | Pressurized
QUIKTRIP #781 | 4865 OLD HWY #5 | WOODSTOCK | Cherokee | 9028116 | 4A | Flapper Valve | 2017-01-19 | FALSE | 2017-01-19 | FALSE | Currently in Use | Diesel | 12000 | Fiberglass Double Walled | 2017-01-19 |  | Double-Walled Flex | Pressurized
CROSSROADS CHEVROLET | GA HWYS 5 & 20 @ GA HWY 140 | CANTON | Cherokee | 9028036 | 1 | [5 empty] | Removed from Ground | Propane | 550 | Not Marked/Unknown | 1992-12-01 | 1992-12-01 | Not Marked
BP CANTON | 1666 MARIETTA HWY | CANTON | Cherokee | 280055 | 8 | Flapper Valve | 2022-07-29 | FALSE | 2022-07-29 | FALSE | Currently in Use | Regular | 6000 | Composite Double Walled | 2022-07-29 |  | Double-Walled Fiberglass | Pressurized
SOUTH CANTON TEXACO | 180 BUTTERWORTH RD | CANTON | Cherokee | 280050 | 2 | [5 empty] | Removed from Ground | Gas (Historical Use) | 8000 | Bare Steel | 1982-04-19 | 1992-07-27 | Galvanized Steel
WORLEY INVESTMENTS | 67 WALESKA ST | CANTON | Cherokee | 280065 | 3 | Flapper Valve | 1997-11-19 | FALSE | 2008-01-31 | FALSE | Removed from Ground | Diesel | 8000 | Steel-Impressed Current | 1977-05-03 |  | Fiberglass Reinforced Plastic | Suction (American)
H & D INVESTMENTS LLC | 1027 MARIETTA RD | CANTON | Cherokee | 280066 | 1 | Ball Float | 1998-06-23 | FALSE | 1998-06-23 | FALSE | Abandoned-No Known Release | Gas (Historical Use) | 10000 | Steel-Impressed Current | 1978-05-03 |  | Steel (Impressed Current) | Suction (American)
HOLLY SPRINGS FRUIT STAND | #8 MORGAN ROAD | CANTON | Cherokee | 9028024 | 2 | [5 empty] | Removed from Ground | Gas (Historical Use) | 6000 | Cathodically Protected Steel | 1987-01-01 | 1899-12-31 | Galvanized Steel | Safe Suction (Euro)
BP CANTON | 1666 MARIETTA HWY | CANTON | Cherokee | 280055 | 4102 | [5 empty] | Removed from Ground | Gas (Historical Use) | 10000 | Bare Steel | 1980-01-01 | 1999-01-01 | Bare Steel | Pressurized
PINKY INVESTMENTS | 101 RIVERSTONE PKWY | CANTON | Cherokee | 280048 | 2 | Ball Float | 1992-06-05 | FALSE | 1992-06-05 | FALSE | Currently in Use | Premium | 10000 | Galvanic (STIP-3) | 1985-04-18 |  | Double-Walled Fiberglass | Pressurized
MACEDONIA BP | 6929 CUMMING HWY | CANTON | Cherokee | 280046 | 2 | [5 empty] | Removed from Ground | Gas (Historical Use) | 8000 | Bare Steel | 1981-04-19 | 1994-11-01 | Galvanized Steel | Safe Suction (Euro)
HILLHOUSE GROCERY | GA HWY 205/RT 4 | CANTON | Cherokee | 280093 | 1 | [5 empty] | Removed from Ground | Gas (Historical Use) | 1000 | Bare Steel | 1966-05-10 | 1990-11-01 | Galvanized Steel
CHEROKEE COUNTY SCHOOL BUS GARAG | 1076 S JOSEPH E BROWN | CANTON | Cherokee | 280122 | 1 | [5 empty] | Removed from Ground | Diesel | 5000 | Bare Steel | 1979-01-30 | 1998-12-09 | Galvanized Steel | Suction (American)
CHEVRON FOOD MART | 50 RIVERSTONE PKWY | CANTON | Cherokee | 280119 | 3 | [5 empty] | Removed from Ground | Gas (Historical Use) | 5000 | Cathodically Protected Steel | 1972-08-09 | 1991-03-14 | Galvanized Steel
Cherokee County Public Works | 1037 MARIETTA HWY | CANTON | Cherokee | 280099 | A |  | 1994-02-22 | FALSE | 1994-02-22 | FALSE | Currently in Use | Diesel | 10000 | Fiberglass | 1981-05-08 |  | Fiberglass Reinforced Plastic | Pressurized
DOT ROW/STP-2556-CHEROKEE CO PAR | 105 BALL GROUND RD | CANTON | Cherokee | 7028002 | 3 | [5 empty] | Removed from Ground | Gas (Historical Use) | 1000 | Bare Steel | 1993-05-24 | 1993-05-24 | Galvanized Steel | Suction (American)
JORDAN'S QUIK MART | 5234 LITTLE REFUGE ROAD | WALESKA | Cherokee | 280092 | 2 | Flapper Valve | 1994-11-15 | FALSE | 1994-11-15 | FALSE | Currently in Use | Regular | 6000 | Steel-Impressed Current | 1983-05-06 |  | Steel (Impressed Current) | Suction (American)
LAKE ARROWHEAD YACHT & COUNTRY CLUB /GOLF SHOP | 239 RED CLOUD DR | WALESKA | Cherokee | 9028080 | 3 | [5 empty] | Removed from Ground | Diesel | 3000 | Not Marked/Unknown | 1998-10-11 | 1998-10-11 | Not Marked
KING'S OIL #323 | 6425 BELLS FERRY RD | WOODSTOCK | Cherokee | 9028091 | 1 | Flapper Valve | 1997-09-23 | FALSE | 1997-09-23 | FALSE | Currently in Use | Regular | 10000 | Fiberglass | 1997-09-23 |  | Double-Walled Flex | Pressurized
BJS WHOLESALE CLUB | 105 LONG DR | WOODSTOCK | Cherokee | 9028122 | 2A | Overfill Alarm | 2002-01-07 | FALSE | 2002-01-07 | FALSE | Currently in Use | Regular | 8000 | Fiberglass Double Walled | 2001-12-20 |  | Double-Walled Flex | Pressurized
Cherokee BOE Bus Shop 1 | 135 Parkbrooke Dr | WOODSTOCK | Cherokee | 9028060 | 15 | Flapper Valve | 1989-01-01 | FALSE | 1989-01-01 | FALSE | Removed from Ground | Diesel | 12000 | Fiberglass | 1989-01-01 |  | Fiberglass Reinforced Plastic | Pressurized
HAWTHORNE HAULING & GRADING | 7789 REINHART COLLEGE PKWY | WALESKA | Cherokee | 9028068 | 1 | [5 empty] | Removed from Ground | Diesel | 3000 | Bare Steel | 1995-03-14 | 1998-08-24 | Galvanized Steel | Safe Suction (Euro)
BJS WHOLESALE CLUB | 105 LONG DR | WOODSTOCK | Cherokee | 9028122 | 2B | Overfill Alarm | 2002-01-07 | FALSE | 2002-01-07 | FALSE | Currently in Use | Premium | 12000 | Fiberglass Double Walled | 2001-12-20 |  | Double-Walled Flex | Pressurized
BJS WHOLESALE CLUB | 105 LONG DR | WOODSTOCK | Cherokee | 9028122 | 1 | Overfill Alarm | 2002-01-07 | FALSE | 2002-01-07 | FALSE | Currently in Use | Regular | 20000 | Fiberglass Double Walled | 2001-12-20 |  | Double-Walled Flex | Pressurized
CANTON UNION 76 | 190 MARIETTA ST | CANTON | Cherokee | 280110 | 3 | [5 empty] | Removed from Ground | Gas (Historical Use) | 2000 | Bare Steel | 1966-05-13 | 1998-11-24 | Galvanized Steel
R M MOORE ELEMENTARY SCHOOL | GA HWY 140 | WALESKA | Cherokee | 280131 | 1 | [5 empty] | Removed from Ground | Diesel | 1000 | Bare Steel | 1975-01-31 | 1980-01-01 | Galvanized Steel
WALESKA SUPER MART | 6839 REINHARDT COLLEGE PKWY | WALESKA | Cherokee | 280091 | 5 | Flapper Valve | 1998-01-01 | FALSE | 1998-01-01 | FALSE | Currently in Use | E-0 | 1000 | Steel-Impressed Current | 1983-05-06 |  | Fiberglass Reinforced Plastic | Safe Suction (Euro)
BAGWELL SPEARS #26 | 7291 REINHARDT COLLEGE PKWY | WALESKA | Cherokee | 280088 | 1 | [5 empty] | Removed from Ground | Gas (Historical Use) | 2000 | Bare Steel | 1966-05-10 | 1993-02-01 | Galvanized Steel
KING'S OIL #320 | 6742 BELLS FERRY RD | WOODSTOCK | Cherokee | 280068 | 1 | [5 empty] | Removed from Ground | Gas (Historical Use) | 8000 | Bare Steel | 1971-05-05 | 1899-12-31 | Galvanized Steel
TEXACO 575 & 92 | 9068 HWY 92 | WOODSTOCK | Cherokee | 280143 | 3 | Flapper Valve | 1992-04-02 | FALSE | 1992-04-02 | FALSE | Currently in Use | Premium | 10000 | Galvanic (STIP-3) | 1987-05-06 |  | Fiberglass Reinforced Plastic | Pressurized
QUIKTRIP #801 | 9765 HWY 92 | WOODSTOCK | Cherokee | 10000308 | 2 | Flapper Valve | 2002-08-01 | FALSE | 2002-08-01 | FALSE | Currently in Use | Regular | 20000 | Fiberglass Double Walled | 2002-07-21 |  |  | Pressurized
PRIVATE RESIDENCE/RACHEL SMITH | 12730 HWY 92 | WOODSTOCK | Cherokee | 10002228 | T1 |  |  | FALSE |  | FALSE | Removed from Ground | Gas (Historical Use) | 550 | Bare Steel | 2013-06-10 | 2013-06-10 | Bare Steel | Safe Suction (Euro)
SAMS CLUB #8158 | 9464 MAIN ST | WOODSTOCK | Cherokee | 10002478 | 2 | Flapper Valve | 2015-04-09 | FALSE | 2015-04-09 | FALSE | Currently in Use | Regular | 20000 | Fiberglass Double Walled | 2015-04-09 |  | Double-Walled Flex | Pressurized
MONOPRIX FOOD MART | 9378 GA HWY 92 | WOODSTOCK | Cherokee | 9028051 | 3 | Ball Float | 1994-01-01 |  | 1989-01-01 |  | Temporarily out of use | Gas (Historical Use) | 15000 | Epoxy | 1990-01-01 |  | Fiberglass Reinforced Plastic | Pressurized
MONOPRIX FOOD MART | 9378 GA HWY 92 | WOODSTOCK | Cherokee | 9028051 | 3 | Ball Float | 1994-01-01 |  | 1989-01-01 |  | Temporarily out of use | Gas (Historical Use) | 15000 | Epoxy | 1990-01-01 |  | Fiberglass Reinforced Plastic | Pressurized
C & C SUPERETTE | 592 ARNOLD MILL RD | WOODSTOCK | Cherokee | 9028056 | K-1 | [5 empty] | Removed from Ground | Kerosene | 1000 | Marked Unknown | 1975-01-01 | 1997-11-01 | Galvanized Steel | Safe Suction (Euro)
SHELL FOOD MART III | 11141 HWY 92 (OLD ALABAMA RD) | WOODSTOCK | Cherokee | 9028048 | 2 | Flapper Valve | 1988-11-01 | FALSE | 1988-11-01 | FALSE | Temporarily out of use | Gas (Historical Use) | 10000 | Galvanic (STIP-3) | 1988-11-01 |  | Fiberglass Reinforced Plastic | Pressurized
RaceTrac #2388 - Ridgewalk | 443 OLDE ROPE MILL PARK RD | WOODSTOCK | Cherokee | 10002447 | 2A | Ball Float | 2015-06-05 | FALSE | 2015-06-05 | FALSE | Currently in Use | Premium | 10000 | Composite Double Walled | 2015-06-05 |  | Double-Walled Fiberglass | Pressurized
RaceTrac #2388 - Ridgewalk | 443 OLDE ROPE MILL PARK RD | WOODSTOCK | Cherokee | 10002447 | 2B | Ball Float | 2015-06-05 | FALSE | 2015-06-05 | FALSE | Currently in Use | E-85 | 10000 | Composite Double Walled | 2015-06-05 |  | Double-Walled Fiberglass | Pressurized
CHEROKEE LANDING | 6511 BELLS FERRY RD | WOODSTOCK | Cherokee | 9028028 | 3 | Ball Float | 1997-05-15 | FALSE | 1997-05-15 | FALSE | Currently in Use | Premium | 7500 | Steel-Impressed Current | 1984-01-01 |  | Steel (Impressed Current) | Pressurized
TOWNE LAKE SUNCO | 195 TOWN LAKE PKWY | WOODSTOCK | Cherokee | 9028073 | 1 |  | 1989-01-01 | FALSE | 1989-01-01 | FALSE | Temporarily out of use | Regular | 10000 | Fiberglass | 1989-12-01 |  | Fiberglass Reinforced Plastic | Pressurized
LITTLE KAY WAY | 2048 EAST CHEROKEE DR | WOODSTOCK | Cherokee | 280082 | 2 | [5 empty] | Removed from Ground | Gas (Historical Use) | 6000 | Bare Steel | 1984-05-05 | 2002-06-25 | Galvanized Steel | Safe Suction (Euro)
WOODSTOCK TEXACO | 8769 HICKORY FLAT HWY | WOODSTOCK | Cherokee | 280115 | 2 | Ball Float | 1994-09-08 | FALSE | 1994-09-08 | FALSE | Currently in Use | Diesel | 8000 | Steel-Impressed Current | 1984-05-01 |  | Fiberglass Reinforced Plastic | Pressurized
CITY OF WOODSTOCK | 227 ARNOLD MILL RD | WOODSTOCK | Cherokee | 9028103 | 2 | [5 empty] | Removed from Ground | Diesel | 500 | Marked Unknown | 1999-04-01 | 1999-04-01 | Unknown | Suction (American)
LARRY WOODS SVC STA | 522 SOUTH MAIN ST | WOODSTOCK | Cherokee | 280090 | 2 | [5 empty] | Removed from Ground | Gas (Historical Use) | 1000 | Bare Steel | 1966-05-10 | 1990-11-01 | Galvanized Steel
BST WOODSTOCK CO F5342 | 101 STOCKWOOD DR | WOODSTOCK | Cherokee | 280117 | 2 | Flapper Valve | 1997-11-03 | FALSE | 1997-11-03 | FALSE | Currently in Use | Diesel | 6000 | Fiberglass Double Walled | 1997-11-03 |  | Copper | Suction (American)
COUNTRY CUPBOARD #24 | 8555 HWY 92 | WOODSTOCK | Cherokee | 280133 | 2401 |  | 1984-11-01 |  | 1996-04-01 |  | Removed from Ground | Gas (Historical Use) | 10000 | Cathodically Protected Steel | 1984-11-01 | 2005-02-15 | Fiberglass Reinforced Plastic | Pressurized
SHANKH 13 LLC | 256 ARNOLD MILL RD | WOODSTOCK | Cherokee | 280136 | 3K1 | Flapper Valve | 1994-07-01 | FALSE | 1994-07-01 | FALSE | Currently in Use | Diesel | 1000 | Fiberglass Double Walled | 1994-07-01 |  | Fiberglass Reinforced Plastic | Safe Suction (Euro)
BIG SPRINGS SVC CTR | GA HWY 140 | WOODSTOCK | Cherokee | 280035 | 2 | [5 empty] | Removed from Ground | Gas (Historical Use) | 2000 | Bare Steel | 1971-04-09 | 1990-11-08 | Galvanized Steel
OM SHIV 171 LLC | 6410 BELLS FERRY RD | WOODSTOCK | Cherokee | 9028081 | 2 | Ball Float | 1995-12-07 | FALSE | 1995-12-07 | FALSE | Currently in Use | Premium | 12000 | Fiberglass | 1995-12-07 |  | Fiberglass Reinforced Plastic | Pressurized
DS LANKA LLC | 12152 HWY 92 | WOODSTOCK | Cherokee | 9028086 | 1 | Overfill Alarm | 1997-07-01 | FALSE | 1997-07-01 | FALSE | Currently in Use | Regular | 10000 | Fiberglass Double Walled | 1997-07-01 |  | Double-Walled Flex | Pressurized
Diamond Food & Gas Inc. | 9114 S MAIN ST | WOODSTOCK | Cherokee | 286051 | 5 | Flapper Valve | 1992-04-23 | FALSE | 1992-04-23 | FALSE | Currently in Use | Diesel | 10000 | Galvanic (STIP-3) | 1986-05-01 |  | Fiberglass Reinforced Plastic | Pressurized
VICTORIA LANDING MARINA | ON LAKE ALLATOONA | WOODSTOCK | Cherokee | 280028 | X | [5 empty] | Removed from Ground | Gas (Historical Use) | 4000 | Bare Steel | 1981-04-22 | 1988-02-06 | Galvanized Steel | Suction (American)
MOBIL FOOD STORE | 514 ARNOLD MILL RD | WOODSTOCK | Cherokee | 10000375 | 1 | Flapper Valve | 2003-02-14 | FALSE | 2003-02-14 | FALSE | Currently in Use | Regular | 12000 | Fiberglass | 2003-02-14 |  | Double-Walled Flex | Pressurized
SAMS CLUB #8158 | 9464 MAIN ST | WOODSTOCK | Cherokee | 10002478 | 3A | Flapper Valve | 2015-04-09 | FALSE | 2015-04-09 | FALSE | Currently in Use | Premium | 12000 | Fiberglass Double Walled | 2015-04-09 |  | Double-Walled Flex | Pressurized
MOBIL FOOD STORE | 514 ARNOLD MILL RD | WOODSTOCK | Cherokee | 10000375 | 3 | Flapper Valve | 2003-02-14 | FALSE | 2003-02-14 | FALSE | Currently in Use | Diesel | 12000 | Fiberglass | 2003-02-14 |  | Double-Walled Flex | Pressurized
QUIKTRIP #801 | 9765 HWY 92 | WOODSTOCK | Cherokee | 10000308 | 1 | Flapper Valve | 2002-08-01 | FALSE | 2002-08-01 | FALSE | Currently in Use | Regular | 20000 | Fiberglass Double Walled | 2002-04-21 |  |  | Pressurized
PRIVATE RESIDENCE/RACHEL SMITH | 12730 HWY 92 | WOODSTOCK | Cherokee | 10002228 | T3 |  |  | FALSE |  | FALSE | Removed from Ground | Gas (Historical Use) | 550 | Bare Steel | 2013-06-10 | 2013-06-10 | Bare Steel | Safe Suction (Euro)
THOMAS CONCRETE OF GA INC-WOODSTOCK #500 | 4650 CANTON RD | MARIETTA | Cherokee | 9033025 | 4 | Flapper Valve | 1997-08-01 | FALSE | 1997-08-01 | FALSE | Currently in Use | Diesel | 12000 | Fiberglass | 1997-08-01 |  | Fiberglass Reinforced Plastic | Pressurized
SHELL FOOD MART III | 11141 HWY 92 (OLD ALABAMA RD) | WOODSTOCK | Cherokee | 9028048 | 3 | Flapper Valve | 1988-11-01 |  | 1988-11-01 |  | Temporarily out of use | Diesel | 10000 | Galvanic (STIP-3) | 1988-11-01 |  | Fiberglass Reinforced Plastic | Pressurized
CITY OF WOODSTOCK | 227 ARNOLD MILL RD | WOODSTOCK | Cherokee | 9028103 | 3 | [5 empty] | Removed from Ground | Gas (Historical Use) | 3000 | Marked Unknown | 1999-04-01 | 1999-04-01 | Unknown | Suction (American)
WESTERN WAY STATION/TEXACO FOOD | 6315 OLD HWY 5 | WOODSTOCK | Cherokee | 280098 | 1-UL | Ball Float | 1992-06-01 | FALSE | 1992-06-01 | FALSE | Currently in Use | Regular | 10008 | Steel-Impressed Current | 1977-05-07 |  | Double-Walled Fiberglass | Pressurized
EAST CHEROKEE VILLIAGE LLC | 2093 EAST CHEROKEE DR | WOODSTOCK | Cherokee | 10000698 | 2 |  | 1980-01-01 | FALSE | 1980-01-01 | FALSE | Removed from Ground | Diesel | 2000 | Bare Steel | 1980-01-01 | 2005-01-01 | Bare Steel
RaceTrac #2388 - Ridgewalk | 443 OLDE ROPE MILL PARK RD | WOODSTOCK | Cherokee | 10002447 | 1 | Ball Float | 2015-06-05 | FALSE | 2015-06-05 | FALSE | Currently in Use | Regular | 20000 | Composite Double Walled | 2015-06-05 |  | Double-Walled Fiberglass | Pressurized
C & C SUPERETTE | 592 ARNOLD MILL RD | WOODSTOCK | Cherokee | 9028056 | PU |  | 1997-08-01 |  | 1993-08-17 |  | Removed from Ground | Gas (Historical Use) | 8000 | Galvanic (STIP-3) | 1988-03-01 | 2005-05-03 | Galvanized Steel | Pressurized
C & C SUPERETTE | 592 ARNOLD MILL RD | WOODSTOCK | Cherokee | 9028056 | RU+ |  | 1997-08-01 |  | 1993-08-01 |  | Removed from Ground | Gas (Historical Use) | 8000 | Galvanic (STIP-3) | 1988-03-01 | 2005-05-03 | Galvanized Steel | Pressurized
CHEROKEE LANDING | 6511 BELLS FERRY RD | WOODSTOCK | Cherokee | 9028028 | 1 | Ball Float | 1997-05-15 | FALSE | 1997-05-15 | FALSE | Currently in Use | Regular | 7500 | Steel-Impressed Current | 1984-01-01 |  | Steel (Impressed Current) | Pressurized
DS LANKA LLC | 12152 HWY 92 | WOODSTOCK | Cherokee | 9028086 | 2 | Overfill Alarm | 1997-07-01 | FALSE | 1997-07-01 | FALSE | Currently in Use | Premium | 10000 | Fiberglass Double Walled | 1997-07-01 |  | Double-Walled Flex | Pressurized
BURGER MARKET | 6479 BELLS FERRY ROAD | WOODSTOCK | Cherokee | 280027 | 1 |  | 1997-06-01 |  | 1997-06-01 |  | Removed from Ground | Gas (Historical Use) | 3000 | Steel-Impressed Current | 1985-01-01 | 2002-11-06 | Cathodically Protected | Suction (American)
SHELL FOOD MART | 9845 MAIN ST | WOODSTOCK | Cherokee | 280009 | 3 |  | 1998-12-23 |  | 1994-08-02 |  | Removed from Ground | Gas (Historical Use) | 10000 | Cathodically Protected Steel | 1977-03-26 | 2002-11-08 | Cathodically Protected | Pressurized
THOMAS CONCRETE OF GA INC-WOODSTOCK #500 | 4650 CANTON RD | MARIETTA | Cherokee | 9033025 | 1 |  |  | TRUE |  | TRUE | Removed from Ground | Other | 275 | Bare Steel | 1984-01-01 | 1991-11-27 | Not Marked
QUIKTRIP #801 | 9765 HWY 92 | WOODSTOCK | Cherokee | 10000308 | 3 | Flapper Valve | 2002-08-01 | FALSE | 2002-08-01 | FALSE | Currently in Use | Premium | 12000 | Fiberglass Double Walled | 2002-07-21 |  |  | Pressurized
KROGER 419 | 12050 HWY 92 | WOODSTOCK | Cherokee | 10002310 | 2A | Ball Float | 2013-12-20 | FALSE | 2013-12-20 | FALSE | Currently in Use | Diesel | 10000 | Fiberglass Double Walled | 2013-11-20 |  | Double-Walled Flex | Pressurized
KROGER GA-430 | 5341 OLD HWY 5 | WOODSTOCK | Cherokee | 10001652 | 2A | Ball Float | 2008-11-10 | FALSE | 2008-11-10 | FALSE | Currently in Use | Diesel | 10000 | Fiberglass Double Walled | 2008-10-14 |  | Double-Walled Flex | Pressurized
WOODSTOCK WEST | 8826 MAIN STREET | WOODSTOCK | Cherokee | 10001429 | 1 |  |  | FALSE |  | FALSE | Removed from Ground | Not Marked/Tank Removed | 0 | Unknown |  | 1899-12-31
KROGER 419 | 12050 HWY 92 | WOODSTOCK | Cherokee | 10002310 | 1 | Ball Float | 2013-12-20 | FALSE | 2013-12-20 | FALSE | Currently in Use | Regular | 20000 | Fiberglass Double Walled | 2013-11-20 |  | Double-Walled Flex | Pressurized
RaceTrac #2388 - Ridgewalk | 443 OLDE ROPE MILL PARK RD | WOODSTOCK | Cherokee | 10002447 | 3B | Overfill Alarm | 2015-06-05 | FALSE | 2015-06-05 | FALSE | Currently in Use | Diesel | 10000 | Composite Double Walled | 2015-06-05 |  | Double-Walled Fiberglass | Pressurized
MOBIL FOOD STORE | 514 ARNOLD MILL RD | WOODSTOCK | Cherokee | 10000375 | 2 | Flapper Valve | 2003-02-14 | FALSE | 2003-02-14 | FALSE | Currently in Use | Premium | 12000 | Fiberglass | 2003-02-14 |  | Double-Walled Flex | Pressurized
QUIKTRIP #801 | 9765 HWY 92 | WOODSTOCK | Cherokee | 10000308 | 4A | Flapper Valve | 2016-07-15 | FALSE |  | FALSE | Currently in Use | Gas (Historical Use) | 10000 | Fiberglass Double Walled | 2016-07-15 |  | Double-Walled Flex | Pressurized
EAST CHEROKEE VILLIAGE LLC | 2093 EAST CHEROKEE DR | WOODSTOCK | Cherokee | 10000698 | 1 |  | 1980-01-01 | FALSE | 1980-01-01 | FALSE | Removed from Ground | Gas (Historical Use) | 8000 | Bare Steel | 1980-01-01 | 2005-01-01 | Bare Steel
SHELL FOOD MART | 226 TOWNE LAKE PARKWAY | WOODSTOCK | Cherokee | 9028010 | 2 | Ball Float | 1990-11-01 | FALSE | 1994-11-01 | FALSE | Currently in Use | Premium | 10000 | Epoxy | 1990-11-01 |  | Fiberglass Reinforced Plastic | Pressurized
HICKORY FLAT CHEVRON | 6880 HICKORY FLAT HWY | WOODSTOCK | Cherokee | 9028121 | 1 | Ball Float | 2001-09-01 | FALSE | 2001-09-01 | FALSE | Currently in Use | Regular | 12000 | Epoxy | 2001-09-01 |  | Flex | Pressurized
SHANKH 13 LLC | 256 ARNOLD MILL RD | WOODSTOCK | Cherokee | 280136 | 3 | [5 empty] | Removed from Ground | Diesel | 2000 | Bare Steel | 1974-05-11 | 1994-06-01 | Galvanized Steel | Suction (American)
SAMS CLUB #8158 | 9464 MAIN ST | WOODSTOCK | Cherokee | 10002478 | 3B | Flapper Valve | 2015-04-09 | FALSE | 2015-04-09 | FALSE | Currently in Use | Diesel | 8000 | Fiberglass Double Walled | 2015-04-09 |  | Double-Walled Flex | Pressurized
SHELL FOOD MART | 226 TOWNE LAKE PARKWAY | WOODSTOCK | Cherokee | 9028010 | 1 | Ball Float | 1990-11-01 | FALSE | 1994-11-01 | FALSE | Currently in Use | Regular | 10000 | Epoxy | 1990-11-01 |  | Fiberglass Reinforced Plastic | Pressurized
HICKORY FLAT CHEVRON | 6880 HICKORY FLAT HWY | WOODSTOCK | Cherokee | 9028121 | 2 | Ball Float | 2001-09-01 | FALSE | 2001-09-01 | FALSE | Currently in Use | Premium | 10000 | Epoxy | 2001-09-01 |  | Flex | Pressurized
Circle K 2745095 | 12155 HWY 92 | WOODSTOCK | Cherokee | 9028092 | 2 | Flapper Valve | 1998-03-31 | FALSE | 1998-03-31 | FALSE | Currently in Use | Premium | 12000 | Composite Double Walled | 1998-02-13 |  | Double-Walled Flex | Pressurized
Diamond Food & Gas Inc. | 9114 S MAIN ST | WOODSTOCK | Cherokee | 286051 | 1 | [5 empty] | Removed from Ground | Gas (Historical Use) | 5000 | Bare Steel | 1970-04-22 | 1986-04-15 | Galvanized Steel
THE STATION AT ARNOLD MILL RD 108 LLC | 504 ARNOLD MILL RD | WOODSTOCK | Cherokee | 280078 | 2 | Flapper Valve | 1998-05-01 | FALSE | 1998-05-01 | FALSE | Currently in Use | Premium | 5000 | Steel-Impressed Current | 1976-05-07 |  | Steel (Impressed Current) | Pressurized
KAY WAY QUICK STOP | 2094 E CHEROKEE DR | WOODSTOCK | Cherokee | 280081 | 4 | [5 empty] | Removed from Ground | Gas (Historical Use) | 1000 | Bare Steel | 1982-05-06 | 1987-01-01 | Galvanized Steel
KAY WAY QUICK STOP | 2094 E CHEROKEE DR | WOODSTOCK | Cherokee | 280081 | 7 | Ball Float | 2005-08-01 | FALSE | 2005-08-01 | FALSE | Currently in Use | Premium | 8000 | Composite | 2005-08-01 |  | Fiberglass Reinforced Plastic | Pressurized
KAY WAY QUICK STOP | 2094 E CHEROKEE DR | WOODSTOCK | Cherokee | 280081 | 5 | [5 empty] | Removed from Ground | Diesel | 500 | Bare Steel | 1982-05-06 | 1987-01-01 | Galvanized Steel
WOODSTOCK SHELL | 9595 MAIN ST | WOODSTOCK | Cherokee | 280154 | 5 | Ball Float | 2000-05-01 | FALSE | 2000-05-01 | FALSE | Currently in Use | Premium | 10000 | Tank Jacket | 2000-05-01 |  | Double-Walled Flex | Pressurized
WOODSTOCK SHELL | 9595 MAIN ST | WOODSTOCK | Cherokee | 280154 | 4 | Ball Float | 2000-05-01 | FALSE | 2000-05-01 | FALSE | Currently in Use | Regular | 12000 | Tank Jacket | 2000-05-01 |  | Double-Walled Flex | Pressurized
WOODSTOCK SHELL | 9595 MAIN ST | WOODSTOCK | Cherokee | 280154 | 7 | Ball Float | 2000-05-01 | FALSE | 2000-05-01 | FALSE | Currently in Use | Diesel | 4000 | Tank Jacket | 2000-05-01 |  | Double-Walled Flex | Pressurized
C & C SUPERETTE | 592 ARNOLD MILL RD | WOODSTOCK | Cherokee | 9028056 | 1 | [5 empty] | Removed from Ground | Empty | 500 | Marked Unknown | 1975-01-01 | 1997-11-01 | Galvanized Steel | Safe Suction (Euro)
EAGLE WATCH GOLF COURSE MAINTENC | 1930 AUTHORITY DR | WOODSTOCK | Cherokee | 9028027 | 1 | Flapper Valve | 1998-07-01 | FALSE | 1988-10-15 | FALSE | Currently in Use | Regular | 3000 | Fiberglass | 1988-10-15 |  | Fiberglass Reinforced Plastic | Safe Suction (Euro)
CHEROKEE LANDING | 6511 BELLS FERRY RD | WOODSTOCK | Cherokee | 9028028 | 4 | Flapper Valve | 1997-05-15 | FALSE | 1997-05-15 | FALSE | Currently in Use | Diesel | 7500 | Steel-Impressed Current | 1984-01-01 |  | Steel (Impressed Current) | Pressurized
CHEROKEE LANDING | 6511 BELLS FERRY RD | WOODSTOCK | Cherokee | 9028028 | 5 | Flapper Valve | 1997-05-15 | FALSE | 1997-05-15 | FALSE | Temporarily out of use | Racing Fuel | 3000 | Steel-Impressed Current | 1984-01-01 |  | Steel (Impressed Current) | Pressurized
THE STATION AT ARNOLD MILL RD 108 LLC | 504 ARNOLD MILL RD | WOODSTOCK | Cherokee | 280078 | 1 | Flapper Valve | 1998-05-01 | FALSE | 1998-05-01 | FALSE | Currently in Use | Regular | 8000 | Steel-Impressed Current | 1985-05-05 |  | Steel (Impressed Current) | Pressurized
LITTLE KAY WAY | 2048 EAST CHEROKEE DR | WOODSTOCK | Cherokee | 280082 | 1 | [5 empty] | Removed from Ground | Gas (Historical Use) | 6000 | Bare Steel | 1984-05-05 | 2002-06-25 | Galvanized Steel | Safe Suction (Euro)
COUNTRY CUPBOARD #24 | 8555 HWY 92 | WOODSTOCK | Cherokee | 280133 | 2402 |  | 1984-11-01 |  | 1996-04-01 |  | Removed from Ground | Gas (Historical Use) | 10000 | Cathodically Protected Steel | 1984-11-01 | 2005-02-15 | Fiberglass Reinforced Plastic | Pressurized
SHANKH 13 LLC | 256 ARNOLD MILL RD | WOODSTOCK | Cherokee | 280136 | 1PREM | Ball Float | 1994-07-01 | FALSE | 1994-07-01 | FALSE | Currently in Use | Premium | 8000 | Fiberglass Double Walled | 1994-07-01 |  | Double-Walled Fiberglass | Pressurized
AQUA SEAL-LUTIONS INC | 321 BELL PARK DR | WOODSTOCK | Cherokee | 282000 | 1 |  | 1988-03-01 |  | 1988-03-01 |  | Removed from Ground | Gas (Historical Use) | 10000 | Galvanic (STIP-3) | 1987-11-04 | 2007-09-04 | Double-Walled Fiberglass | Pressurized
EAGLE WATCH GOLF COURSE MAINTENC | 1930 AUTHORITY DR | WOODSTOCK | Cherokee | 9028027 | 2 | Flapper Valve | 1998-07-01 | FALSE | 1998-10-15 | FALSE | Currently in Use | Diesel | 1000 | Fiberglass | 1988-10-15 |  | Fiberglass Reinforced Plastic | Safe Suction (Euro)
HICKORY FLAT CHEVRON | 6880 HICKORY FLAT HWY | WOODSTOCK | Cherokee | 9028121 | 3 | Ball Float | 2001-09-01 | FALSE | 2001-09-01 | FALSE | Currently in Use | Diesel | 6000 | Epoxy | 2001-09-01 |  | Flex | Pressurized
OM SHIV 171 LLC | 6410 BELLS FERRY RD | WOODSTOCK | Cherokee | 9028081 | 1 |  | 1995-12-07 | FALSE | 1995-12-07 | FALSE | Currently in Use | Regular | 12000 | Fiberglass | 1995-12-07 |  | Fiberglass Reinforced Plastic | Pressurized
Circle K 2745095 | 12155 HWY 92 | WOODSTOCK | Cherokee | 9028092 | 3 | Flapper Valve | 2013-06-01 | FALSE | 2013-06-01 | FALSE | Currently in Use | Diesel | 10000 | Composite Double Walled | 2013-06-01 |  | Double-Walled Flex | Pressurized
THE STATION AT ARNOLD MILL RD 108 LLC | 504 ARNOLD MILL RD | WOODSTOCK | Cherokee | 280078 | 3 | Flapper Valve | 1998-05-01 | FALSE | 1998-05-01 | FALSE | Currently in Use | Diesel | 5000 | Steel-Impressed Current | 1976-05-07 |  | Steel (Impressed Current) | Pressurized
PETROLEUM REALTY II LLC | 9420 HIGHWAY 92 | WOODSTOCK | Cherokee | 280118 | 1 |  | 1993-01-01 | FALSE | 1993-01-01 | TRUE | Removed from Ground | Gas (Historical Use) | 12000 | Fiberglass | 1985-01-01 | 2017-03-29 | Fiberglass Reinforced Plastic | Pressurized
PETROLEUM REALTY II LLC | 9469 HWY 92 AND BAMA RD | WOODSTOCK | Cherokee | 280121 | 3 |  | 1998-09-01 |  | 1998-09-01 |  | Removed from Ground | Gas (Historical Use) | 10000 | Fiberglass | 1987-08-06 | 2006-12-29 | Fiberglass Reinforced Plastic | Pressurized
WOODSTOCK SHELL | 9595 MAIN ST | WOODSTOCK | Cherokee | 280154 | 6 | Ball Float | 2000-05-01 | FALSE | 2000-05-01 | FALSE | Currently in Use | Regular | 8000 | Tank Jacket | 2000-05-01 |  | Double-Walled Flex | Pressurized
WEST MART | 9411 STE 150 HICKORY FLAT RD | WOODSTOCK | Cherokee | 280044 | 2 | Ball Float | 1996-11-05 | FALSE | 1996-11-05 | FALSE | Currently in Use | Gas (Historical Use) | 8000 | Steel-Impressed Current | 1982-04-19 |  | Fiberglass Reinforced Plastic | Pressurized
BURGER MARKET | 6479 BELLS FERRY ROAD | WOODSTOCK | Cherokee | 280027 | 3 |  | 1997-06-01 |  | 1997-06-01 |  | Removed from Ground | Gas (Historical Use) | 4000 | Steel-Impressed Current | 1985-01-01 | 2002-11-06 | Cathodically Protected | Suction (American)
SWIF-T-MART #3/SUPER TEST #0305 | 609 SOUTH MAIN ST | WOODSTOCK | Cherokee | 80012 | 7 | [5 empty] | Removed from Ground | Gas (Historical Use) | 8000 | Not Marked/Unknown | 1993-06-24 | 1993-06-24 | Not Marked
SWIF-T-MART #3/SUPER TEST #0305 | 609 SOUTH MAIN ST | WOODSTOCK | Cherokee | 80012 | 4 | [5 empty] | Removed from Ground | Gas (Historical Use) | 4000 | Bare Steel | 1960-04-21 | 1993-06-22 | Unknown
SWIF-T-MART #3/SUPER TEST #0305 | 609 SOUTH MAIN ST | WOODSTOCK | Cherokee | 80012 | 5 | [5 empty] | Removed from Ground | Gas (Historical Use) | 4000 | Not Marked/Unknown | 1993-06-24 | 1993-06-24 | Not Marked
BURGER MARKET | 6479 BELLS FERRY ROAD | WOODSTOCK | Cherokee | 280027 | 2 |  | 1997-06-01 |  | 1997-06-01 |  | Removed from Ground | Gas (Historical Use) | 1000 | Steel-Impressed Current | 1985-01-01 | 2002-11-06 | Cathodically Protected | Suction (American)
DS LANKA LLC | 12152 HWY 92 | WOODSTOCK | Cherokee | 9028086 | 3 | Overfill Alarm | 1997-07-01 | FALSE | 1997-07-01 | FALSE | Currently in Use | Diesel | 10000 | Fiberglass Double Walled | 1997-07-01 |  | Double-Walled Flex | Pressurized
TOWNE LAKE SUNCO | 195 TOWN LAKE PKWY | WOODSTOCK | Cherokee | 9028073 | 2 |  | 1989-01-01 | FALSE | 1989-01-01 | FALSE | Temporarily out of use | Premium | 10000 | Fiberglass | 1989-12-01 |  | Fiberglass Reinforced Plastic | Pressurized
TOWNE LAKE SUNCO | 195 TOWN LAKE PKWY | WOODSTOCK | Cherokee | 9028073 | 3 |  | 1989-01-01 | FALSE | 1989-01-01 | FALSE | Temporarily out of use | Plus | 10000 | Fiberglass | 1989-12-01 |  | Fiberglass Reinforced Plastic | Pressurized
ARNOLD MILL CHEVRON | 238 ARNOLD MILL ROAD BLDG 100 | WOODSTOCK | Cherokee | 9028106 | 2 | Ball Float | 1999-04-01 | FALSE | 1999-04-01 | FALSE | Currently in Use | Premium | 8000 | Composite | 1999-04-01 |  | Fiberglass Reinforced Plastic | Pressurized
KAY WAY QUICK STOP | 2094 E CHEROKEE DR | WOODSTOCK | Cherokee | 280081 | 6 | Ball Float | 2005-08-01 | FALSE | 2005-08-01 | FALSE | Currently in Use | Regular | 15000 | Composite | 2005-08-01 |  | Fiberglass Reinforced Plastic | Pressurized
BIG SPRINGS SVC CTR | GA HWY 140 | WOODSTOCK | Cherokee | 280035 | 1 | [5 empty] | Removed from Ground | Gas (Historical Use) | 2000 | Bare Steel | 1971-04-09 | 1990-11-08 | Galvanized Steel
MONOPRIX FOOD MART | 9378 GA HWY 92 | WOODSTOCK | Cherokee | 9028051 | 1 | Ball Float | 1994-01-01 |  | 1989-01-01 |  | Temporarily out of use | Diesel | 12000 | Epoxy | 1990-01-01 |  | Fiberglass Reinforced Plastic | Pressurized
MONOPRIX FOOD MART | 9378 GA HWY 92 | WOODSTOCK | Cherokee | 9028051 | 1 | Ball Float | 1994-01-01 |  | 1989-01-01 |  | Temporarily out of use | Diesel | 12000 | Epoxy | 1990-01-01 |  | Fiberglass Reinforced Plastic | Pressurized
Circle K 2745095 | 12155 HWY 92 | WOODSTOCK | Cherokee | 9028092 | 1 | Flapper Valve | 1998-03-31 | FALSE | 1998-03-31 | FALSE | Currently in Use | Regular | 15000 | Composite Double Walled | 1998-02-13 |  | Double-Walled Flex | Pressurized
KROGER GA-430 | 5341 OLD HWY 5 | WOODSTOCK | Cherokee | 10001652 | 2B | Ball Float | 2008-11-10 | FALSE | 2008-11-10 | FALSE | Currently in Use | Premium | 8000 | Fiberglass Double Walled | 2008-10-14 |  | Double-Walled Flex | Pressurized
LARRY WOODS SVC STA | 522 SOUTH MAIN ST | WOODSTOCK | Cherokee | 280090 | 4 | [5 empty] | Closed in Ground | Gas (Historical Use) | 550 | Bare Steel | 1994-08-03 | 1994-08-03 | Unknown
WEST MART | 9411 STE 150 HICKORY FLAT RD | WOODSTOCK | Cherokee | 280044 | 1 | Ball Float | 1996-11-05 | FALSE | 1996-11-05 | FALSE | Currently in Use | Regular | 6000 | Steel-Impressed Current | 1982-04-19 |  | Fiberglass Reinforced Plastic | Pressurized
SHELL FOOD MART | 9845 MAIN ST | WOODSTOCK | Cherokee | 280009 | 2 |  | 1998-12-23 |  | 1994-08-02 |  | Removed from Ground | Gas (Historical Use) | 10000 | Cathodically Protected Steel | 1977-03-26 | 2002-11-08 | Cathodically Protected | Pressurized
C & C SUPERETTE | 592 ARNOLD MILL RD | WOODSTOCK | Cherokee | 9028056 | D | [5 empty] | Removed from Ground | Empty | 1000 | Marked Unknown | 1975-01-01 | 1997-11-01 | Galvanized Steel | Safe Suction (Euro)
ARNOLD MILL CHEVRON | 238 ARNOLD MILL ROAD BLDG 100 | WOODSTOCK | Cherokee | 9028106 | 1 | Ball Float | 1999-04-01 | FALSE | 1999-04-01 | FALSE | Currently in Use | Regular | 12000 | Composite | 1999-04-01 |  | Fiberglass Reinforced Plastic | Pressurized
LITTLE RIVER ELEMENTARY SCHOOL | 3170 TRICKUM RD | WOODSTOCK | Cherokee | 280128 | 1 | [5 empty] | Removed from Ground | Diesel | 1000 | Bare Steel | 1975-01-31 | 1991-06-27 | Galvanized Steel
SHELL FOOD MART | 9845 MAIN ST | WOODSTOCK | Cherokee | 280009 | 1 |  | 1998-12-23 |  | 1994-08-02 |  | Removed from Ground | Gas (Historical Use) | 10000 | Cathodically Protected Steel | 1977-03-26 | 2002-11-08 | Cathodically Protected | Pressurized
SWIF-T-MART #3/SUPER TEST #0305 | 609 SOUTH MAIN ST | WOODSTOCK | Cherokee | 80012 | 1 | [5 empty] | Removed from Ground | Gas (Historical Use) | 4000 | Bare Steel | 1960-04-21 | 1993-06-22 | Unknown
THOMAS CONCRETE OF GA INC-WOODSTOCK #500 | 4650 CANTON RD | MARIETTA | Cherokee | 9033025 | 2 | [5 empty] | Removed from Ground | Diesel | 6000 | Bare Steel | 1982-01-01 | 1997-09-10 | Galvanized Steel | Suction (American)
SHELL FOOD MART | 226 TOWNE LAKE PARKWAY | WOODSTOCK | Cherokee | 9028010 | 3 | Ball Float | 1990-11-01 | FALSE | 1994-11-01 | FALSE | Currently in Use | Diesel | 10000 | Epoxy | 1990-11-01 |  | Fiberglass Reinforced Plastic | Pressurized
SHELL FOOD MART III | 11141 HWY 92 (OLD ALABAMA RD) | WOODSTOCK | Cherokee | 9028048 | 1 | Flapper Valve | 1988-11-01 |  | 1988-11-01 |  | Temporarily out of use | Gas (Historical Use) | 10000 | Galvanic (STIP-3) | 1988-11-01 |  | Fiberglass Reinforced Plastic | Pressurized
KAY WAY QUICK STOP | 2094 E CHEROKEE DR | WOODSTOCK | Cherokee | 280081 | 2 | [5 empty] | Removed from Ground | Gas (Historical Use) | 4000 | Bare Steel | 1982-05-06 | 1987-01-01 | Galvanized Steel | Pressurized
KAY WAY QUICK STOP | 2094 E CHEROKEE DR | WOODSTOCK | Cherokee | 280081 | 3A |  | 1987-02-01 |  | 1987-02-01 |  | Removed from Ground | Gas (Historical Use) | 6000 | Cathodically Protected Steel | 1987-02-01 | 2005-01-27 | Fiberglass Reinforced Plastic | Pressurized
KAY WAY QUICK STOP | 2094 E CHEROKEE DR | WOODSTOCK | Cherokee | 280081 | 8 | Ball Float | 2005-08-01 | FALSE | 2005-08-01 | FALSE | Currently in Use | Diesel | 8000 | Composite | 2005-08-01 |  | Fiberglass Reinforced Plastic | Pressurized
Diamond Food & Gas Inc. | 9114 S MAIN ST | WOODSTOCK | Cherokee | 286051 | 3 | [5 empty] | Removed from Ground | Gas (Historical Use) | 4000 | Bare Steel | 1970-04-22 | 1986-04-15 | Galvanized Steel
LITTLE KAY WAY | 2048 EAST CHEROKEE DR | WOODSTOCK | Cherokee | 280082 | 3 | [5 empty] | Removed from Ground | Gas (Historical Use) | 4000 | Bare Steel | 1984-05-05 | 2002-06-25 | Galvanized Steel | Safe Suction (Euro)
KAY WAY QUICK STOP | 2094 E CHEROKEE DR | WOODSTOCK | Cherokee | 280081 | 4A |  | 1987-02-01 |  | 1987-02-01 |  | Removed from Ground | Diesel | 2000 | Cathodically Protected Steel | 1987-02-01 | 2005-01-27 | Fiberglass Reinforced Plastic | Pressurized
COUNTRY CUPBOARD #24 | 8555 HWY 92 | WOODSTOCK | Cherokee | 280133 | 2403 |  | 1984-11-01 |  | 1996-04-01 |  | Removed from Ground | Gas (Historical Use) | 10000 | Cathodically Protected Steel | 1984-11-01 | 2005-02-15 | Fiberglass Reinforced Plastic | Pressurized
BIG SPRINGS SVC CTR | GA HWY 140 | WOODSTOCK | Cherokee | 280035 | 3 | [5 empty] | Removed from Ground | Gas (Historical Use) | 4000 | Bare Steel | 1971-04-09 | 1990-11-08 | Galvanized Steel
WEST MART | 9411 STE 150 HICKORY FLAT RD | WOODSTOCK | Cherokee | 280044 | 3 | Ball Float | 1996-11-05 | FALSE | 1996-11-05 | FALSE | Currently in Use | Diesel | 6000 | Steel-Impressed Current | 1982-04-19 |  | Fiberglass Reinforced Plastic | Pressurized
BAXTERS GROCERIES | 14865 GA HWY 92 | WOODSTOCK | Cherokee | 280042 | 1 | Ball Float | 1992-09-02 | FALSE | 1992-09-02 | FALSE | Currently in Use | Regular | 6000 | Steel-Impressed Current | 1982-05-03 |  | Fiberglass Reinforced Plastic | Pressurized
PETROLEUM REALTY II LLC | 9420 HIGHWAY 92 | WOODSTOCK | Cherokee | 280118 | 2 |  | 1993-01-01 | FALSE | 1993-01-01 | TRUE | Removed from Ground | Gas (Historical Use) | 12000 | Fiberglass | 1985-01-01 | 2017-03-29 | Fiberglass Reinforced Plastic | Pressurized
PETROLEUM REALTY II LLC | 9469 HWY 92 AND BAMA RD | WOODSTOCK | Cherokee | 280121 | 4 |  | 1998-09-01 |  | 1998-09-01 |  | Removed from Ground | Diesel | 10000 | Fiberglass | 1987-08-06 | 2006-12-29 | Fiberglass Reinforced Plastic | Pressurized
PETROLEUM REALTY II LLC | 9469 HWY 92 AND BAMA RD | WOODSTOCK | Cherokee | 280121 | 1 |  | 1998-09-01 |  | 1998-09-01 |  | Removed from Ground | Gas (Historical Use) | 10000 | Fiberglass | 1987-08-06 | 2006-12-29 | Fiberglass Reinforced Plastic | Pressurized
SHANKH 13 LLC | 256 ARNOLD MILL RD | WOODSTOCK | Cherokee | 280136 | 24F | Ball Float | 1994-07-01 | FALSE | 1994-07-01 | FALSE | Currently in Use | Regular | 8000 | Fiberglass Double Walled | 1994-07-01 |  | Double-Walled Flex | Pressurized
BAXTERS GROCERIES | 14865 GA HWY 92 | WOODSTOCK | Cherokee | 280042 | 4 |  | 1992-09-02 |  | 1992-09-02 |  | Removed from Ground | Diesel | 6000 | Bare Steel | 1982-05-03 | 1996-04-03 | Galvanized Steel | Safe Suction (Euro)
Diamond Food & Gas Inc. | 9114 S MAIN ST | WOODSTOCK | Cherokee | 286051 | 2 | [5 empty] | Removed from Ground | Gas (Historical Use) | 6000 | Bare Steel | 1978-04-20 | 1986-04-15 | Galvanized Steel
FULTON COUNTY LITTLE RIVER WATER | 1915 COX RD | WOODSTOCK | Cherokee | 280060 | 1 | [5 empty] | Removed from Ground | Diesel | 550 | Bare Steel | 1976-05-01 | 1996-08-01 | Bare Steel | Safe Suction (Euro)
WESTERN WAY STATION/TEXACO FOOD | 6315 OLD HWY 5 | WOODSTOCK | Cherokee | 280098 | 2-PREM | Ball Float | 1992-06-01 | FALSE | 1992-06-01 | FALSE | Currently in Use | Premium | 10008 | Steel-Impressed Current | 1977-05-07 |  | Double-Walled Fiberglass | Pressurized
KAY WAY QUICK STOP | 2094 E CHEROKEE DR | WOODSTOCK | Cherokee | 280081 | 3 | [5 empty] | Removed from Ground | Gas (Historical Use) | 1000 | Bare Steel | 1982-05-06 | 1987-01-01 | Galvanized Steel | Pressurized
KAY WAY QUICK STOP | 2094 E CHEROKEE DR | WOODSTOCK | Cherokee | 280081 | 1A |  | 1987-02-01 |  | 1987-02-01 |  | Removed from Ground | Gas (Historical Use) | 8000 | Cathodically Protected Steel | 1987-02-01 | 2005-01-27 | Fiberglass Reinforced Plastic | Pressurized
SHANKH 13 LLC | 256 ARNOLD MILL RD | WOODSTOCK | Cherokee | 280136 | 4 | [5 empty] | Removed from Ground | Gas (Historical Use) | 4000 | Bare Steel | 1983-05-09 | 1994-06-01 | Galvanized Steel | Suction (American)
SHANKH 13 LLC | 256 ARNOLD MILL RD | WOODSTOCK | Cherokee | 280136 | 1 | [5 empty] | Removed from Ground | Gas (Historical Use) | 2000 | Bare Steel | 1971-05-12 | 1994-06-01 | Galvanized Steel | Suction (American)
WOODSTOCK SHELL | 9595 MAIN ST | WOODSTOCK | Cherokee | 280154 | 3 |  | 1993-05-14 |  | 1993-05-14 |  | Removed from Ground | Gas (Historical Use) | 10000 | Fiberglass | 1987-04-01 | 1999-09-29 | Fiberglass Reinforced Plastic | Pressurized
BURGER MARKET | 6479 BELLS FERRY ROAD | WOODSTOCK | Cherokee | 280027 | 4 |  | 1997-06-01 |  | 1997-06-01 |  | Removed from Ground | Diesel | 1000 | Steel-Impressed Current | 1985-01-01 | 2002-11-06 | Cathodically Protected | Suction (American)
WOODSTOCK WOODWORKS INC | 775 DOBBS RD | WOODSTOCK | Cherokee | 280030 | 1 | [5 empty] | Removed from Ground | Gas (Historical Use) | 1000 | Bare Steel | 1982-04-17 | 2001-03-21 | Galvanized Steel | Safe Suction (Euro)
SWIF-T-MART #3/SUPER TEST #0305 | 609 SOUTH MAIN ST | WOODSTOCK | Cherokee | 80012 | 3 | [5 empty] | Removed from Ground | Gas (Historical Use) | 4000 | Bare Steel | 1960-04-21 | 1993-06-22 | Unknown
Diamond Food & Gas Inc. | 9114 S MAIN ST | WOODSTOCK | Cherokee | 286051 | 7 | Flapper Valve | 1992-04-23 | FALSE | 1992-04-23 | FALSE | Currently in Use | Regular | 10000 | Galvanic (STIP-3) | 1986-05-01 |  | Fiberglass Reinforced Plastic | Pressurized
Diamond Food & Gas Inc. | 9114 S MAIN ST | WOODSTOCK | Cherokee | 286051 | 4 | [5 empty] | Removed from Ground | Gas (Historical Use) | 3000 | Bare Steel | 1970-04-22 | 1986-04-15 | Galvanized Steel
KAY WAY QUICK STOP | 2094 E CHEROKEE DR | WOODSTOCK | Cherokee | 280081 | 5A |  | 1987-02-01 |  | 1987-02-01 |  | Removed from Ground | Diesel | 2000 | Cathodically Protected Steel | 1987-02-01 | 2005-01-27 | Fiberglass Reinforced Plastic | Pressurized
KAY WAY QUICK STOP | 2094 E CHEROKEE DR | WOODSTOCK | Cherokee | 280081 | 1 | [5 empty] | Removed from Ground | Gas (Historical Use) | 4000 | Bare Steel | 1982-05-06 | 1987-01-01 | Galvanized Steel | Pressurized
PETROLEUM REALTY II LLC | 9420 HIGHWAY 92 | WOODSTOCK | Cherokee | 280118 | 3 |  | 1993-01-01 | FALSE | 1993-01-01 | TRUE | Removed from Ground | Gas (Historical Use) | 12000 | Fiberglass | 1985-01-01 | 2017-03-29 | Fiberglass Reinforced Plastic | Pressurized
WOODSTOCK SHELL | 9595 MAIN ST | WOODSTOCK | Cherokee | 280154 | 1 |  | 1993-05-14 |  | 1993-05-14 |  | Removed from Ground | Gas (Historical Use) | 12000 | Fiberglass | 1987-04-01 | 1999-09-29 | Fiberglass Reinforced Plastic | Pressurized
THE STATION AT ARNOLD MILL RD 108 LLC | 504 ARNOLD MILL RD | WOODSTOCK | Cherokee | 280078 | 4 | Flapper Valve | 1998-05-01 | FALSE | 1998-05-01 | FALSE | Temporarily out of use | Diesel | 2000 | Steel-Impressed Current | 1976-05-07 |  | Steel (Impressed Current) | Pressurized
KAY WAY QUICK STOP | 2094 E CHEROKEE DR | WOODSTOCK | Cherokee | 280081 | 2A |  | 1987-02-01 |  | 1987-02-01 |  | Removed from Ground | Gas (Historical Use) | 8000 | Cathodically Protected Steel | 1987-02-01 | 2005-01-27 | Fiberglass Reinforced Plastic | Pressurized
WOODSTOCK TEXACO | 8769 HICKORY FLAT HWY | WOODSTOCK | Cherokee | 280115 | 1 | Ball Float | 1994-09-08 | FALSE | 1994-09-08 | FALSE | Currently in Use | Regular | 8000 | Steel-Impressed Current | 1984-05-01 |  | Fiberglass Reinforced Plastic | Pressurized
RaceTrac #2388 - Ridgewalk | 443 OLDE ROPE MILL PARK RD | WOODSTOCK | Cherokee | 10002447 | 3A | Ball Float | 2015-06-05 | FALSE | 2015-06-05 | FALSE | Currently in Use | E-0 | 10000 | Composite Double Walled | 2015-06-05 |  | Double-Walled Fiberglass | Pressurized
PRIVATE RESIDENCE/RACHEL SMITH | 12730 HWY 92 | WOODSTOCK | Cherokee | 10002228 | T2 |  |  | FALSE |  | FALSE | Removed from Ground | Gas (Historical Use) | 550 | Bare Steel | 2013-06-10 | 2013-06-10 | Bare Steel | Safe Suction (Euro)
KROGER GA-430 | 5341 OLD HWY 5 | WOODSTOCK | Cherokee | 10001652 | 1 | Ball Float | 2008-11-10 | FALSE | 2008-11-10 | FALSE | Currently in Use | Regular | 20000 | Fiberglass Double Walled | 2008-10-14 |  | Double-Walled Flex | Pressurized
SAMS CLUB #8158 | 9464 MAIN ST | WOODSTOCK | Cherokee | 10002478 | 1 | Flapper Valve | 2015-04-09 | FALSE | 2015-04-09 | FALSE | Currently in Use | Regular | 20000 | Fiberglass Double Walled | 2015-04-09 |  | Double-Walled Flex | Pressurized
THOMAS CONCRETE OF GA INC-WOODSTOCK #500 | 4650 CANTON RD | MARIETTA | Cherokee | 9033025 | 3 | [5 empty] | Removed from Ground | Diesel | 5000 | Bare Steel | 1975-01-01 | 1997-09-10 | Galvanized Steel | Suction (American)
CITY OF WOODSTOCK | 227 ARNOLD MILL RD | WOODSTOCK | Cherokee | 9028103 | 1 | [5 empty] | Removed from Ground | Gas (Historical Use) | 1000 | Marked Unknown | 1999-04-01 | 1999-04-01 | Unknown | Suction (American)
Diamond Food & Gas Inc. | 9114 S MAIN ST | WOODSTOCK | Cherokee | 286051 | 6 | Flapper Valve | 1992-04-23 | FALSE | 1992-04-23 | FALSE | Currently in Use | Premium | 10000 | Galvanic (STIP-3) | 1986-05-01 |  | Fiberglass Reinforced Plastic | Pressurized
FOOD MART | 6741 BELLS FERRY RD | WOODSTOCK | Cherokee | 280120 | 2903 | Ball Float | 1986-08-01 | FALSE | 1998-11-01 | FALSE | Currently in Use | Premium | 6000 | Fiberglass | 1986-08-06 |  | Fiberglass Reinforced Plastic | Pressurized
FOOD MART | 6741 BELLS FERRY RD | WOODSTOCK | Cherokee | 280120 | 2901 | Ball Float | 1986-08-01 | FALSE | 1998-11-01 | FALSE | Currently in Use | Regular | 10000 | Fiberglass | 1986-08-06 |  | Fiberglass Reinforced Plastic | Pressurized
FOOD MART | 6741 BELLS FERRY RD | WOODSTOCK | Cherokee | 280120 | 2902 | Ball Float | 1986-08-01 | FALSE | 1998-11-01 | FALSE | Currently in Use | Plus | 10000 | Fiberglass | 1986-08-06 |  | Fiberglass Reinforced Plastic | Pressurized
ETOWAH HIGH SCHOOL | EAGLE DR | WOODSTOCK | Cherokee | 280124 | 1 | [5 empty] | Removed from Ground | Diesel | 10000 | Bare Steel | 1979-01-30 | 1990-01-01 | Galvanized Steel
WOODSTOCK SHELL | 9595 MAIN ST | WOODSTOCK | Cherokee | 280154 | 2 |  | 1993-05-14 |  | 1993-05-14 |  | Removed from Ground | Gas (Historical Use) | 10000 | Fiberglass | 1987-04-01 | 1999-09-29 | Fiberglass Reinforced Plastic | Pressurized
SWIF-T-MART #3/SUPER TEST #0305 | 609 SOUTH MAIN ST | WOODSTOCK | Cherokee | 80012 | 6 | [5 empty] | Removed from Ground | Gas (Historical Use) | 4000 | Not Marked/Unknown | 1993-06-24 | 1993-06-24 | Not Marked
ETOWAH HIGH SCHOOL | EAGLE DR | WOODSTOCK | Cherokee | 280124 | 2 | [5 empty] | Removed from Ground | Gas (Historical Use) | 4000 | Bare Steel | 1976-01-31 | 1990-01-01 | Galvanized Steel
HAYGOOD CONTRACTING/HAYGOOD HAUL | 115 HAYGOOD DR | WOODSTOCK | Cherokee | 280026 | 1 | [5 empty] | Removed from Ground | Diesel | 10000 | Bare Steel | 1978-04-16 | 1998-12-22 | Galvanized Steel | Pressurized
SWIF-T-MART #3/SUPER TEST #0305 | 609 SOUTH MAIN ST | WOODSTOCK | Cherokee | 80012 | 9 | [5 empty] | Removed from Ground | Gas (Historical Use) | 8000 | Not Marked/Unknown | 1993-06-24 | 1993-06-24 | Not Marked
SWIF-T-MART #3/SUPER TEST #0305 | 609 SOUTH MAIN ST | WOODSTOCK | Cherokee | 80012 | 8 | [5 empty] | Removed from Ground | Gas (Historical Use) | 8000 | Not Marked/Unknown | 1993-06-24 | 1993-06-24 | Not Marked
SWIF-T-MART #3/SUPER TEST #0305 | 609 SOUTH MAIN ST | WOODSTOCK | Cherokee | 80012 | 2 | [5 empty] | Removed from Ground | Gas (Historical Use) | 4000 | Bare Steel | 1960-04-21 | 1993-06-22 | Unknown
MILL STREET MARKET | 14 MILL STREET | CANTON | Cherokee | 10000542 | 3 | Ball Float | 2003-08-16 | FALSE | 2003-08-16 | FALSE | Currently in Use | Diesel | 4000 | Epoxy Double-Walled | 2003-08-16 |  | Fiberglass Reinforced Plastic | Pressurized
ANS786 INC | 3550 Marietta HWY | Canton | Cherokee | 10000298 | 2 | Ball Float | 2002-07-15 | FALSE | 2002-07-15 | FALSE | Currently in Use | Premium | 10000 | Fiberglass | 2002-07-11 |  | Double-Walled Flex | Pressurized
CHEVRON AT CANTON | 370 MARIETTA HWY | CANTON | Cherokee | 10000958 | 2B | Ball Float | 2005-01-01 | FALSE | 2005-01-01 | FALSE | Currently in Use | Diesel | 6000 | Epoxy | 2005-01-01 |  | Fiberglass Reinforced Plastic | Pressurized
PAGE & SONS | 8274 KNOX BRIDGE HWY | CANTON | Cherokee | 9028082 | 1 |  | 1997-05-01 | FALSE | 1997-05-01 | FALSE | Removed from Ground | Gas (Historical Use) | 4000 | Steel-Impressed Current | 1999-04-14 | 2018-03-07 | Fiberglass Reinforced Plastic | Suction (American)
FREEHOME GROCERY | 12573 CUMMING HWY | CANTON | Cherokee | 9028107 | 4 | [5 empty] | Removed from Ground | Gas (Historical Use) | 3000 | Bare Steel | 1999-11-08 | 1999-11-08 | Galvanized Steel
TYSONS GARAGE | 6010 HWY 92 | ACWORTH | Cherokee | 9028095 | 1 | [5 empty] | Removed from Ground | Gas (Historical Use) | 3000 | Bare Steel | 1970-01-01 | 1998-09-12 | Galvanized Steel | Suction (American)
PRECISION TUNE | 6165 HWY 92 STE 100 | ACWORTH | Cherokee | 9028058 | 1 |  |  | TRUE | 1996-06-01 | TRUE | Removed from Ground | Used Oil | 550 | Cathodically Protected Steel | 1987-01-01 | 1999-03-23 | Cathodically Protected | Gravity Fed
KROGER GA-408 | 8020 CUMMING HWY | CANTON | Cherokee | 10000176 | 2A | Ball Float | 2002-08-20 | FALSE | 2002-08-20 | FALSE | Currently in Use | Premium | 8000 | Fiberglass Double Walled | 2002-07-11 |  | Double-Walled Flex | Pressurized
P & KC STORES INC | 12099 CUMMING HWY | CANTON | Cherokee | 9028031 | 4904 |  | 1999-04-01 | FALSE | 1999-04-01 | FALSE | Removed from Ground | Diesel On Road | 6110 | Steel-Impressed Current | 1986-05-01 |  | Double-Walled Flex | Pressurized
Chick-fil-A - South Canton-HICKORY FLAT STORE | 6114 HICKORY FLAT RD | CANTON | Cherokee | 9028032 | 2+ |  | 1993-11-01 |  | 1993-11-01 |  | Removed from Ground | Gas (Historical Use) | 6000 | Bare Steel | 1977-01-01 | 1999-11-08 | Galvanized Steel | Pressurized
SEABOARD FARMS OF CANTON INC/POU | 654 UNIVETER RD | CANTON | Cherokee | 280150 | 3 | [5 empty] | Removed from Ground | Gas (Historical Use) | 3000 | Bare Steel | 1974-03-15 | 1992-01-01 | Bare Steel
H & D INVESTMENTS LLC | 1027 MARIETTA RD | CANTON | Cherokee | 280066 | 2 | Ball Float | 1998-06-23 | FALSE | 1998-06-23 | FALSE | Currently in Use | Gas (Historical Use) | 8000 | Steel-Impressed Current | 1978-05-03 | 2014-01-03 | Steel (Impressed Current) | Suction (American)
LITTLE RIVER FOODS | 12253 CUMMING HWY | CANTON | Cherokee | 280076 | 2 |  | 1998-11-01 |  | 1998-11-01 |  | Removed from Ground | Gas (Historical Use) | 3000 | Not Marked/Unknown | 1970-05-09 | 2007-08-28 | Fiberglass Reinforced Plastic | Pressurized
MACEDONIA ELEMENTARY SCHOOL | GA HWY 20 | CANTON | Cherokee | 280129 | 1 | [5 empty] | Removed from Ground | Diesel | 10000 | Bare Steel | 1975-01-31 | 1995-06-09 | Galvanized Steel
HICKORY FLAT ELEMENTARY SCHOOL | EAST CHEROKEE ST | CANTON | Cherokee | 280126 | 2 | [5 empty] | Removed from Ground | Diesel | 4000 | Bare Steel | 1955-04-22 | 1995-01-01 | Galvanized Steel
CANTON UNION 76 | 190 MARIETTA ST | CANTON | Cherokee | 280110 | 2 | [5 empty] | Removed from Ground | Gas (Historical Use) | 10000 | Bare Steel | 1966-05-13 | 1998-11-24 | Galvanized Steel
TIPPENS GROCERY | 3551 BALL GROUND HWY | CANTON | Cherokee | 280153 | 1 | [5 empty] | Permanently Out Of Use | Gas (Historical Use) | 1000 | Bare Steel | 1986-05-08 | 2000-03-21 | Galvanized Steel
QUIKTRIP #1714 | 1490 RIVERSTONE PARKWAY | CANTON | Cherokee | 282003 | 3901 | Ball Float | 1987-11-01 |  | 1998-10-01 |  | Removed from Ground | Gas (Historical Use) | 10000 | Fiberglass | 1987-11-04 | 2015-05-13 | Fiberglass Reinforced Plastic | Pressurized
WALESKA SUPER MART | 6839 REINHARDT COLLEGE PKWY | WALESKA | Cherokee | 280091 | 3 | Ball Float | 1998-02-10 | TRUE | 1998-02-10 | FALSE | Currently in Use | Premium | 4000 | Steel-Impressed Current | 1983-05-06 |  | Fiberglass Reinforced Plastic | Pressurized
MARATHON | 520 MARIETTA RD | CANTON | Cherokee | 280114 | 2 | Flapper Valve | 1998-08-27 | FALSE | 1998-08-27 | FALSE | Currently in Use | Plus | 8000 | STIP-3/Impressed Current | 1985-01-01 |  | Fiberglass Reinforced Plastic | Pressurized
BRISTOL TIMBER CO | 1320 PUCKETT RD | WALESKA | Cherokee | 280100 | 2A | Flapper Valve | 1998-12-18 | FALSE | 1998-12-18 | FALSE | Currently in Use | Diesel | 6000 | Epoxy | 1998-12-17 |  | Fiberglass Reinforced Plastic | Safe Suction (Euro)
BAGWELL SPEARS #26 | 7291 REINHARDT COLLEGE PKWY | WALESKA | Cherokee | 280088 | 3 | [5 empty] | Removed from Ground | Gas (Historical Use) | 2000 | Bare Steel | 1966-05-10 | 1993-02-01 | Galvanized Steel
JACK GIVENS | 6957 HIGHWAY 92 | WOODSTOCK | Cherokee | 9028096 | 1 |  |  | TRUE |  | TRUE | Removed from Ground | Used Oil | 250 | Not Marked/Unknown | 1998-09-01 | 1998-09-01 | Not Marked
Cherokee BOE Bus Shop 1 | 135 Parkbrooke Dr | WOODSTOCK | Cherokee | 9028060 | 18 | Flapper Valve | 2021-02-02 | FALSE | 2021-02-02 | FALSE | Currently in Use | Regular | 10000 | Fiberglass Double Walled | 2020-10-23 |  | Double-Walled Fiberglass | Pressurized
TOWNE LAKE BP | 2229 TOWN LAKE PKWY | WOODSTOCK | Cherokee | 9028062 | 4 | Ball Float | 1995-06-14 | FALSE | 1995-06-14 | FALSE | Currently in Use | Diesel | 10000 | Composite | 1995-06-14 |  | Double-Walled Fiberglass | Pressurized
KING'S OIL #320 | 6742 BELLS FERRY RD | WOODSTOCK | Cherokee | 280068 | 2 | [5 empty] | Removed from Ground | Gas (Historical Use) | 6000 | Bare Steel | 1971-05-05 | 1899-12-31 | Galvanized Steel
MAPCO EXPRESS INC #3509 | 1430 KELLOGG CREEK RD | ACWORTH | Cherokee | 280105 | 5 |  | 1998-09-01 | FALSE | 1998-09-01 | FALSE | Currently in Use | Kerosene | 6000 | Steel-Impressed Current | 1984-05-08 |  | Fiberglass Reinforced Plastic | Pressurized
ANDYS MINIT MKT | RT 6 GA HWY 20/KNOXBRIDGE HWY | CANTON | Cherokee | 280079 | 2 | [5 empty] | Removed from Ground | Gas (Historical Use) | 5000 | Bare Steel | 1981-05-06 | 1994-12-01 | Galvanized Steel
REINHARDT UNIVERSITY | 7300 REINHARDT CIRCLE | WALESKA | Cherokee | 280011 | 4 | [5 empty] | Removed from Ground | Other | 2000 | Not Marked/Unknown | 1994-11-03 | 1994-11-03
Cherokee BOE Bus Shop 1 | 135 Parkbrooke Dr | WOODSTOCK | Cherokee | 9028060 | 14 | Flapper Valve | 1989-01-01 | FALSE | 1989-01-01 | FALSE | Removed from Ground | Gas (Historical Use) | 12000 | Fiberglass | 1989-01-01 |  | Fiberglass Reinforced Plastic | Pressurized
TOWNE LAKE BP | 2229 TOWN LAKE PKWY | WOODSTOCK | Cherokee | 9028062 | 3 | Ball Float | 1995-06-14 | FALSE | 1995-06-14 | FALSE | Currently in Use | Premium | 10000 | Composite | 1995-06-14 |  | Double-Walled Fiberglass | Pressurized
VICTORIA HARBOUR INC | 1000 VICTORIA LANDING RD | WOODSTOCK | Cherokee | 280015 | 1 |  | 1992-12-01 |  | 1992-12-01 |  | Removed from Ground | Gas (Historical Use) | 4410 | Cathodically Protected Steel | 1983-04-16 | 2002-12-11 | Fiberglass Reinforced Plastic | Pressurized
KING'S OIL #382 | 5195 TOWN LAKE PKWY | WOODSTOCK | Cherokee | 10000089 | 3 |  | 2002-02-25 | FALSE | 2002-02-25 | FALSE | Currently in Use | Diesel | 8000 | Fiberglass | 2002-02-20 |  | Fiberglass Reinforced Plastic | Pressurized
OAK GROVE GROCERY | 2630 ALABAMA HWY | ACWORTH | Cherokee | 280106 | 1 | [5 empty] | Removed from Ground | Gas (Historical Use) | 4000 | Bare Steel | 1973-05-11 | 1992-12-01 | Galvanized Steel
OAK GROVE GROCERY | 2630 ALABAMA HWY | ACWORTH | Cherokee | 280106 | 4 | [5 empty] | Removed from Ground | Diesel | 4000 | Bare Steel | 1982-05-09 | 1992-12-01 | Galvanized Steel
L-K SUPERETTE | 3350 KELLOGG CREEK RD | ACWORTH | Cherokee | 280107 | 1 | [5 empty] | Removed from Ground | Empty | 2000 | Bare Steel | 1973-05-11 | 1995-06-20 | Galvanized Steel | Suction (American)
TRICO VII PETROLEUM #956 | 1130 HWY 92 | ACWORTH | Cherokee | 280057 | 4 |  | 1994-01-01 |  | 1994-01-01 |  | Removed from Ground | Diesel | 10000 | Composite | 1985-04-29 | 2008-06-10 | Fiberglass Reinforced Plastic
TRICO VII PETROLEUM #956 | 1130 HWY 92 | ACWORTH | Cherokee | 280057 | 1 |  | 1994-01-01 |  | 1994-01-01 |  | Removed from Ground | Gas (Historical Use) | 10000 | Composite | 1985-04-29 | 2008-06-10 | Fiberglass Reinforced Plastic
FINA #5281/DEBCO #607 | 5685 BELLS FERRY RD | ACWORTH | Cherokee | 9000595 | 1 | [5 empty] | Removed from Ground | Gas (Historical Use) | 10000 | Bare Steel | 1979-05-10 | 1990-07-01 | Bare Steel
MARATHON | 520 MARIETTA RD | CANTON | Cherokee | 280114 | 4 | Flapper Valve | 1998-08-27 | FALSE | 1998-08-27 | FALSE | Currently in Use | Diesel | 4000 | STIP-3/Impressed Current | 1985-01-01 |  | Fiberglass Reinforced Plastic
QUIKTRIP #1714 | 1490 RIVERSTONE PARKWAY | CANTON | Cherokee | 282003 | 2 | Flapper Valve |  | FALSE |  | FALSE | Currently in Use | Regular | 20000 | Fiberglass Double Walled | 2015-08-01 |  | Double-Walled Fiberglass | Pressurized
AT&T MICROWAVE TOWER SITE | GARLAND MTN RD | WALESKA | Cherokee | 9028002 | 2 | [5 empty] | Removed from Ground | Diesel | 10000 | Marked Unknown | 1991-12-31 | 1991-12-31 | Unknown
QUIKTRIP #781 | 4865 OLD HWY #5 | WOODSTOCK | Cherokee | 9028116 | 1 | Ball Float | 2000-07-02 | FALSE | 2000-07-02 | FALSE | Currently in Use | Regular | 12000 | Fiberglass | 2000-06-26 |  | Double-Walled Flex | Pressurized
VICTORIA HARBOUR INC | 1000 VICTORIA LANDING RD | WOODSTOCK | Cherokee | 280015 | 2 |  | 2003-02-10 | FALSE | 2003-02-10 | FALSE | Currently in Use | Regular | 12000 | Epoxy Double-Walled | 2003-02-10 |  | Fiberglass Reinforced Plastic | Pressurized
TEXACO 575 & 92 | 9068 HWY 92 | WOODSTOCK | Cherokee | 280143 | 2 | Flapper Valve | 1992-04-02 | FALSE | 1992-04-02 | FALSE | Currently in Use | Regular | 10000 | Galvanic (STIP-3) | 1987-05-06 |  | Fiberglass Reinforced Plastic | Pressurized
KING'S OIL #382 | 5195 TOWN LAKE PKWY | WOODSTOCK | Cherokee | 10000089 | 2 |  | 2002-02-25 | FALSE | 2002-02-25 | FALSE | Currently in Use | Gas (Historical Use) | 10000 | Fiberglass | 2002-02-20 |  | Fiberglass Reinforced Plastic | Pressurized
MAPCO EXPRESS INC #3509 | 1430 KELLOGG CREEK RD | ACWORTH | Cherokee | 280105 | 2 |  | 1998-09-01 | FALSE | 1998-09-01 | FALSE | Currently in Use | Premium | 6000 | Steel-Impressed Current | 1984-05-08 |  | Galvanized Steel | Pressurized
L-K SUPERETTE | 3350 KELLOGG CREEK RD | ACWORTH | Cherokee | 280107 | 2 | [5 empty] | Removed from Ground | Empty | 1000 | Bare Steel | 1985-05-08 | 1995-06-20 | Galvanized Steel | Suction (American)
76 FOOD MART | 6080 HWY 92 | ACWORTH | Cherokee | 9028008 | 3 | Flapper Valve | 1989-01-01 | FALSE | 1989-01-01 | FALSE | Currently in Use | Diesel | 10000 | Fiberglass | 1989-01-01 |  | Fiberglass Reinforced Plastic | Pressurized
SEASIDE ENTERPRISES INC | 6508 HIGHWAY 92 | ACWORTH | Cherokee | 280146 | 1 |  | 1998-12-01 | FALSE | 1998-12-01 | FALSE | Closed in Ground | Gas (Historical Use) | 10000 | Galvanic (STIP-3) | 1987-01-01 | 2020-06-24 | Fiberglass Reinforced Plastic | Pressurized
HETA INC D/B/A CITGO FOOD MART | 6223 BELLS FERRY RD, STE A | ACWORTH | Cherokee | 280069 | 3 | Ball Float | 1996-07-01 | FALSE | 1996-07-01 | FALSE | Currently in Use | Diesel | 10000 | Steel-Impressed Current | 1978-05-03 |  | Steel (Impressed Current) | Pressurized
JARVIS CASH & CARRY | GA HWY 108 N OF WALESKA | WALESKA | Cherokee | 280102 | 2 | [5 empty] | Permanently Out of Use - historical purposes | Gas (Historical Use) | 1000 | Bare Steel | 1981-05-07 | 1899-12-31 | Galvanized Steel | Suction (American)
WALESKA FINA | GA HWY 108 NORTH OF WALESKA | WALESKA | Cherokee | 280103 | 2 | [5 empty] | Removed from Ground | Gas (Historical Use) | 6000 | Bare Steel | 1985-05-06 | 1995-04-01 | Galvanized Steel | Suction (American)
REINHARDT UNIVERSITY | 7300 REINHARDT CIRCLE | WALESKA | Cherokee | 280011 | 2 | [5 empty] | Removed from Ground | Diesel | 500 | Bare Steel | 1966-03-25 | 1998-06-03 | Galvanized Steel
AT&T MICROWAVE TOWER SITE | GARLAND MTN RD | WALESKA | Cherokee | 9028002 | 1 | [5 empty] | Removed from Ground | Diesel | 4000 | Marked Unknown | 1991-12-31 | 1991-12-31 | Unknown
LAKE ARROWHEAD YACHT & COUNTRY CLUB /GOLF SHOP | 239 RED CLOUD DR | WALESKA | Cherokee | 9028080 | 2 | [5 empty] | Removed from Ground | Diesel | 3000 | Not Marked/Unknown | 1998-10-11 | 1998-10-11 | Not Marked
KING'S OIL #323 | 6425 BELLS FERRY RD | WOODSTOCK | Cherokee | 9028091 | 2 | Flapper Valve | 1997-09-23 | FALSE | 1997-09-23 | FALSE | Currently in Use | Premium | 10000 | Fiberglass | 1997-09-23 |  | Double-Walled Flex | Pressurized
JOES CITGO MART | 6790 BELLS FERRY RD | WOODSTOCK | Cherokee | 9028012 | 3 | Ball Float | 1998-12-02 | FALSE | 1998-12-02 | FALSE | Currently in Use | Plus | 10000 | Galvanic (STIP-3) | 1989-01-01 |  | Fiberglass Reinforced Plastic | Pressurized
Cherokee BOE Bus Shop 1 | 135 Parkbrooke Dr | WOODSTOCK | Cherokee | 9028060 | 20 | Flapper Valve | 2021-02-02 | FALSE | 2021-02-02 | FALSE | Currently in Use | Diesel | 20000 | Fiberglass Double Walled | 2020-10-23 |  | Double-Walled Fiberglass | Pressurized
KING'S OIL #320 | 6742 BELLS FERRY RD | WOODSTOCK | Cherokee | 280068 | 3 | [5 empty] | Removed from Ground | Gas (Historical Use) | 6000 | Bare Steel | 1971-05-05 | 1899-12-31 | Galvanized Steel
TEXACO 575 & 92 | 9068 HWY 92 | WOODSTOCK | Cherokee | 280143 | 1 | Flapper Valve | 1992-04-02 | FALSE | 1992-04-02 | FALSE | Currently in Use | Regular | 10000 | Galvanic (STIP-3) | 1987-05-06 |  | Fiberglass Reinforced Plastic | Pressurized
76 FOOD MART | 6080 HWY 92 | ACWORTH | Cherokee | 9028008 | 1 | Flapper Valve | 1989-01-01 | FALSE | 1989-01-01 | FALSE | Currently in Use | Regular | 10000 | Fiberglass | 1989-01-01 |  | Fiberglass Reinforced Plastic | Pressurized
76 FOOD MART | 6080 HWY 92 | ACWORTH | Cherokee | 9028008 | 4 | Flapper Valve | 1989-01-01 | FALSE | 1989-01-01 | FALSE | Currently in Use | Premium | 10000 | Fiberglass | 1989-01-01 |  | Fiberglass Reinforced Plastic | Pressurized
HWY 575 TRACT | HOLLY SPRINGS ROAD | HOLLY SPRINGS | Cherokee | 9028117 | 1 | [5 empty] | Removed from Ground | Diesel | 6000 | Bare Steel |  | 1899-12-31 | Steel/FG Secondary containment | Gravity Fed
HOLLY SPRINGS ELEMENTARY SCHOOL | GA HWY 5 | HOLLY SPRINGS | Cherokee | 280127 | 1 | [5 empty] | Removed from Ground | Diesel | 1000 | Bare Steel | 1972-02-01 | 1980-01-01 | Galvanized Steel
VICTORY EXPRESS- 280149 | 5904 BELLS FERRY RD | ACWORTH | Cherokee | 280149 | 6A | Flapper Valve | 2023-03-23 | FALSE | 2023-03-23 | FALSE | Currently in Use | Regular | 15000 | Composite Double Walled | 2023-03-23 |  | Double-Walled Fiberglass | Pressurized
VICTORY EXPRESS- 280149 | 5904 BELLS FERRY RD | ACWORTH | Cherokee | 280149 | 6B | Flapper Valve | 2023-03-23 | FALSE | 2023-03-23 | FALSE | Currently in Use | Diesel | 5000 | Composite Double Walled | 2023-03-23 |  | Double-Walled Fiberglass | Pressurized
TRICO VII PETROLEUM #956 | 1130 HWY 92 | ACWORTH | Cherokee | 280057 | 3 |  | 1994-01-01 |  | 1994-01-01 |  | Removed from Ground | Gas (Historical Use) | 10000 | Composite | 1985-04-29 | 2008-06-10 | Fiberglass Reinforced Plastic
FINA #5281/DEBCO #607 | 5685 BELLS FERRY RD | ACWORTH | Cherokee | 9000595 | 2 | [5 empty] | Removed from Ground | Gas (Historical Use) | 10000 | Bare Steel | 1979-05-10 | 1990-07-01 | Bare Steel
HAPPY STORE | 1220 HWY 92 | ACWORTH | Cherokee | 9028005 | 2 |  | 1998-05-15 |  | 1998-05-15 |  | Removed from Ground | Gas (Historical Use) | 8000 | Cathodically Protected Steel | 1987-05-19 | 1899-12-31 | Fiberglass Reinforced Plastic | Pressurized
HAUSE BROTHERS SVC STATION | GA HWY 5 | HOLLY SPRINGS | Cherokee | 9028017 | 2 | [5 empty] | Removed from Ground | Empty | 1000 | Bare Steel | 1964-01-01 | 1989-10-01 | Galvanized Steel | Suction (American)
CLAYTON ELEMENTARY SCHOOL | 221 UPPER BURRIS RD | CANTON | Cherokee | 280123 | 1 | [5 empty] | Removed from Ground | Diesel | 1000 | Bare Steel | 1975-01-31 | 1995-10-23 | Galvanized Steel | Suction (American)
SOUTH CANTON CHEVRON | 4129 MARIETTA HWY | CANTON | Cherokee | 280155 | 2 | Flapper Valve | 1993-08-24 |  | 1993-08-24 |  | Currently in Use | Gas (Historical Use) | 8775 | Fiberglass | 1986-01-01 |  | Double-Walled Fiberglass | Pressurized
QUIKTRIP #1714 | 1490 RIVERSTONE PARKWAY | CANTON | Cherokee | 282003 | 3902 | Ball Float | 1987-11-01 |  | 1998-10-01 |  | Removed from Ground | Gas (Historical Use) | 10000 | Fiberglass | 1987-11-04 | 2015-05-13 | Fiberglass Reinforced Plastic | Pressurized
JARVIS CASH & CARRY | GA HWY 108 N OF WALESKA | WALESKA | Cherokee | 280102 | 1 | [5 empty] | Permanently Out of Use - historical purposes | Gas (Historical Use) | 2000 | Bare Steel | 1981-05-07 | 1899-12-31 | Galvanized Steel | Suction (American)
Cherokee County Public Works | 1037 MARIETTA HWY | CANTON | Cherokee | 280099 | B | [5 empty] | Removed from Ground | Diesel | 6000 | Bare Steel | 1966-05-12 | 1990-07-16 | Unknown
SOUTH CANTON CHEVRON | 4129 MARIETTA HWY | CANTON | Cherokee | 280155 | 1 | Flapper Valve | 1993-08-24 |  | 1993-08-24 |  | Currently in Use | Gas (Historical Use) | 8775 | Fiberglass | 1986-01-01 |  | Double-Walled Fiberglass | Pressurized
GTE/CANTON WAREHOUSE | 101 LONGVIEW RD | CANTON | Cherokee | 282004 | 1 | [5 empty] | Removed from Ground | Gas (Historical Use) | 12000 | Fiberglass | 1985-11-04 | 1993-10-13 | Bare Steel | Pressurized
WALESKA SUPER MART | 6839 REINHARDT COLLEGE PKWY | WALESKA | Cherokee | 280091 | 1 | Ball Float | 1998-02-10 | TRUE | 1998-02-10 | FALSE | Currently in Use | Regular | 8000 | Steel-Impressed Current | 1983-05-06 |  | Fiberglass Reinforced Plastic | Pressurized
HICKORY FLAT ELEMENTARY SCHOOL | EAST CHEROKEE ST | CANTON | Cherokee | 280126 | 1 | [5 empty] | Removed from Ground | Gas (Historical Use) | 1000 | Bare Steel | 1975-01-31 | 1982-01-01 | Galvanized Steel
QUIKTRIP #1714 | 1490 RIVERSTONE PARKWAY | CANTON | Cherokee | 282003 | 3904 | Ball Float | 1987-11-01 |  | 1998-10-01 |  | Removed from Ground | Diesel | 10000 | Fiberglass | 1987-11-04 | 2015-05-13 | Fiberglass Reinforced Plastic | Pressurized
WALESKA SUPER MART | 6839 REINHARDT COLLEGE PKWY | WALESKA | Cherokee | 280091 | 4 | Ball Float | 1998-02-10 | TRUE | 1998-02-10 | FALSE | Currently in Use | Diesel | 4000 | Steel-Impressed Current | 1983-05-06 |  | Fiberglass Reinforced Plastic | Pressurized
REINHARDT UNIVERSITY | 7300 REINHARDT CIRCLE | WALESKA | Cherokee | 280011 | 5B | Flapper Valve | 1998-06-26 | FALSE | 1998-06-26 | FALSE | Currently in Use | Diesel | 3000 | Composite | 1998-06-26 |  | Fiberglass Reinforced Plastic | Safe Suction (Euro)
TOWNE LAKE BP | 2229 TOWN LAKE PKWY | WOODSTOCK | Cherokee | 9028062 | 2 | Ball Float | 1995-06-14 | FALSE | 1995-06-14 | FALSE | Currently in Use | Plus | 10000 | Composite | 1995-06-14 |  | Double-Walled Fiberglass | Pressurized
KING'S OIL #320 | 6742 BELLS FERRY RD | WOODSTOCK | Cherokee | 280068 | 5 | Flapper Valve | 1988-09-12 | FALSE | 1988-09-12 | FALSE | Currently in Use | Premium | 8000 | Composite | 1988-09-12 |  | Fiberglass Reinforced Plastic | Pressurized
RaceTrac #80 - Downsby | 7944 HWY 92 | WOODSTOCK | Cherokee | 10001779 | 1 | Overfill Alarm | 2009-09-03 | FALSE | 2009-09-03 | FALSE | Currently in Use | Regular | 20000 | Composite Double Walled | 2009-09-03 |  | Double-Walled Fiberglass | Pressurized
OAK GROVE GROCERY | 2630 ALABAMA HWY | ACWORTH | Cherokee | 280106 | 3 | [5 empty] | Removed from Ground | Gas (Historical Use) | 2000 | Bare Steel | 1960-05-14 | 1992-12-01 | Galvanized Steel
GA DEPARTMENT OF TRANSPORTATION | HOLLY ST OFF HWY 5 | HOLLY SPRINGS | Cherokee | 280041 | 61903 | [5 empty] | Removed from Ground | Diesel | 500 | Bare Steel | 1966-05-04 | 1989-06-23 | Bare Steel | Safe Suction (Euro)
LAKE ARROWHEAD YACHT & COUNTRY CLUB /GOLF SHOP | 239 RED CLOUD DR | WALESKA | Cherokee | 9028080 | 5 | Flapper Valve | 1998-10-20 | FALSE | 1998-10-20 | FALSE | Currently in Use | Diesel | 1000 | Epoxy | 1998-10-30 |  | Fiberglass Reinforced Plastic | Suction (American)
JOES CITGO MART | 6790 BELLS FERRY RD | WOODSTOCK | Cherokee | 9028012 | 5 |  | 1998-12-02 | FALSE | 1998-12-02 | FALSE | Temporarily out of use | E-0 | 2000 | Galvanic (STIP-3) | 1989-01-01 |  | Fiberglass Reinforced Plastic | Suction (American)
KING'S OIL #320 | 6742 BELLS FERRY RD | WOODSTOCK | Cherokee | 280068 | 6 | Ball Float | 1988-09-12 | FALSE | 1988-09-12 | FALSE | Currently in Use | Diesel | 8000 | Composite | 1988-09-12 |  | Fiberglass Reinforced Plastic | Pressurized
OWL CREEK LIFT STATION | 100 ORTHELLO DR | WOODSTOCK | Cherokee | 10002293 | 1 | Ball Float | 1989-01-01 | FALSE | 1989-01-01 | FALSE | Removed from Ground | Diesel | 1000 | Galvanic (STIP-3) | 1989-01-01 | 2014-01-20 | Bare Steel | Safe Suction (Euro)
VICTORY EXPRESS- 280149 | 5904 BELLS FERRY RD | ACWORTH | Cherokee | 280149 | 7C | Flapper Valve | 2023-03-23 | FALSE | 2023-03-23 | FALSE | Currently in Use | E-85 | 5000 | Composite Double Walled | 2023-03-23 |  | Double-Walled Fiberglass | Pressurized
JOES CITGO MART | 6790 BELLS FERRY RD | WOODSTOCK | Cherokee | 9028012 | 2 | Ball Float | 1998-12-02 | FALSE | 1998-12-02 | FALSE | Currently in Use | Premium | 10000 | Galvanic (STIP-3) | 1989-01-01 |  | Fiberglass Reinforced Plastic | Pressurized
TOWNE LAKE BP | 2229 TOWN LAKE PKWY | WOODSTOCK | Cherokee | 9028062 | 1 | Ball Float | 1995-06-14 | FALSE | 1995-06-14 | FALSE | Currently in Use | Regular | 12000 | Composite | 1995-06-14 |  | Double-Walled Fiberglass | Pressurized
NOONDAY CREEK LIFT STATION | 2392 TOWNE LAKE PKWY | WOODSTOCK | Cherokee | 10000277 | 1 |  |  | FALSE |  | FALSE | Removed from Ground | Diesel | 1000 | Bare Steel | 2003-02-07 | 2003-02-07
MARTHON FOOD AND GAS | 875 TOWN LAKE PKWY | WOODSTOCK | Cherokee | 10000122 | 1 | Ball Float | 2000-01-01 | FALSE | 2000-01-01 | FALSE | Currently in Use | Regular | 10000 | Fiberglass | 2000-01-01 |  | Fiberglass Reinforced Plastic | Pressurized
GA DEPARTMENT OF TRANSPORTATION | HOLLY ST OFF HWY 5 | HOLLY SPRINGS | Cherokee | 280041 | 61901 | [5 empty] | Removed from Ground | Gas (Historical Use) | 1000 | Bare Steel | 1966-05-04 | 1989-06-23 | Bare Steel | Safe Suction (Euro)
GA DEPARTMENT OF TRANSPORTATION | HOLLY ST OFF HWY 5 | HOLLY SPRINGS | Cherokee | 280041 | 619D1 | [5 empty] | Removed from Ground | Diesel | 1000 | Bare Steel | 1981-04-30 | 1899-12-31 | Bare Steel | Safe Suction (Euro)
LAKE ARROWHEAD YACHT & COUNTRY CLUB /GOLF SHOP | 239 RED CLOUD DR | WALESKA | Cherokee | 9028080 | 6 | Flapper Valve | 1998-10-20 | FALSE | 1998-10-20 | FALSE | Currently in Use | Regular | 3000 | Epoxy | 1998-10-30 |  | Fiberglass Reinforced Plastic | Suction (American)
QUIKTRIP #779 | 1470 TOWN LAKE PKWY | WOODSTOCK | Cherokee | 9028089 | 2 | Ball Float | 1997-06-11 | FALSE | 1997-06-11 | FALSE | Currently in Use | Plus | 12000 | Fiberglass Double Walled | 1997-06-02 |  | Double-Walled Fiberglass | Pressurized
TEXACO 575 & 92 | 9068 HWY 92 | WOODSTOCK | Cherokee | 280143 | 4 | Overfill Alarm | 1992-04-02 | FALSE | 1992-04-02 | FALSE | Currently in Use | Diesel | 10000 | Galvanic (STIP-3) | 1987-01-01 |  | Fiberglass Reinforced Plastic | Pressurized
RaceTrac #80 - Downsby | 7944 HWY 92 | WOODSTOCK | Cherokee | 10001779 | 3 | Overfill Alarm | 2009-09-03 | FALSE | 2009-09-03 | FALSE | Currently in Use | Premium | 12000 | Composite Double Walled | 2009-09-03 |  | Double-Walled Fiberglass | Pressurized
KWIK WAY FOOD STORE | 2385 HWY 92 | ACWORTH | Cherokee | 280134 | 2603 | Flapper Valve | 1998-12-16 | FALSE | 1998-12-16 | FALSE | Currently in Use | Premium | 8000 | Galvanic (STIP-3) | 1986-01-01 |  | Fiberglass Reinforced Plastic | Pressurized
QUIKTRIP #781 | 4865 OLD HWY #5 | WOODSTOCK | Cherokee | 9028116 | 2 | Ball Float | 2000-07-02 | FALSE | 2000-07-02 | FALSE | Currently in Use | Plus | 12000 | Fiberglass | 2000-06-26 |  | Double-Walled Flex | Pressurized
KING'S OIL #320 | 6742 BELLS FERRY RD | WOODSTOCK | Cherokee | 280068 | B | Flapper Valve | 1988-09-12 | FALSE | 1988-09-12 | FALSE | Currently in Use | Regular | 10000 | Composite | 1988-09-12 |  | Fiberglass Reinforced Plastic | Pressurized
KROGER GA-463 | 2295 TOWNE LAKE PKWY | WOODSTOCK | Cherokee | 10001091 | 1B | Flapper Valve | 2006-02-01 | FALSE | 2006-02-01 | FALSE | Currently in Use | Premium | 8000 | Fiberglass Double Walled | 2006-03-29 |  | Double-Walled Flex | Pressurized
KING'S OIL #382 | 5195 TOWN LAKE PKWY | WOODSTOCK | Cherokee | 10000089 | 1 |  | 2002-02-25 | FALSE | 2002-02-25 | FALSE | Currently in Use | Regular | 12000 | Fiberglass | 2002-02-20 |  | Fiberglass Reinforced Plastic | Pressurized
MAPCO EXPRESS INC #3509 | 1430 KELLOGG CREEK RD | ACWORTH | Cherokee | 280105 | 4 |  | 1998-09-01 | FALSE | 1998-09-01 | FALSE | Currently in Use | Biodiesel | 6000 | Steel-Impressed Current | 1984-05-08 |  | Fiberglass Reinforced Plastic | Pressurized
SEASIDE ENTERPRISES INC | 6508 HIGHWAY 92 | ACWORTH | Cherokee | 280146 | 3 |  | 1998-12-01 | FALSE | 1998-12-01 | FALSE | Closed in Ground | Gas (Historical Use) | 10000 | Galvanic (STIP-3) | 1987-01-01 | 2020-06-24 | Fiberglass Reinforced Plastic | Pressurized
LAKE ARROWHEAD YACHT & COUNTRY CLUB /GOLF SHOP | 239 RED CLOUD DR | WALESKA | Cherokee | 9028080 | 4 | [5 empty] | Removed from Ground | Gas (Historical Use) | 1000 | Not Marked/Unknown | 1996-07-01 | 1996-07-01 | Not Marked
LAKE ARROWHEAD YACHT & COUNTRY CLUB /GOLF SHOP | 239 RED CLOUD DR | WALESKA | Cherokee | 9028080 | 1 | [5 empty] | Removed from Ground | Gas (Historical Use) | 500 | Not Marked/Unknown | 1998-06-16 | 1998-06-16
VICTORY EXPRESS- 280149 | 5904 BELLS FERRY RD | ACWORTH | Cherokee | 280149 | 2 |  | 1998-08-27 | FALSE | 1998-08-27 | FALSE | Removed from Ground | Premium | 8000 | Galvanic (STIP-3) | 1986-01-01 | 2021-02-11 | Galvanized Steel | Pressurized
QUIKTRIP #779 | 1470 TOWN LAKE PKWY | WOODSTOCK | Cherokee | 9028089 | 3 | Ball Float | 1997-06-11 | FALSE | 1997-06-11 | FALSE | Currently in Use | Premium | 12000 | Fiberglass Double Walled | 1997-06-02 |  | Double-Walled Fiberglass | Pressurized
JOES CITGO MART | 6790 BELLS FERRY RD | WOODSTOCK | Cherokee | 9028012 | 4 | Flapper Valve | 1998-12-02 | FALSE | 1998-12-02 | FALSE | Currently in Use | Diesel | 8000 | Galvanic (STIP-3) | 1989-01-01 |  | Fiberglass Reinforced Plastic | Suction (American)
JOES CITGO MART | 6790 BELLS FERRY RD | WOODSTOCK | Cherokee | 9028012 | 1 | Ball Float | 1998-12-02 | FALSE | 1998-12-02 | FALSE | Currently in Use | Regular | 12000 | Galvanic (STIP-3) | 1989-01-01 |  | Fiberglass Reinforced Plastic | Pressurized
76 FOOD MART | 6080 HWY 92 | ACWORTH | Cherokee | 9028008 | 2 | Flapper Valve | 1989-01-01 | FALSE | 1989-01-01 | FALSE | Currently in Use | Regular | 10000 | Fiberglass | 1989-01-01 |  | Fiberglass Reinforced Plastic | Pressurized
GA DEPARTMENT OF TRANSPORTATION | HOLLY ST OFF HWY 5 | HOLLY SPRINGS | Cherokee | 280041 | 619G1 | [5 empty] | Removed from Ground | Gas (Historical Use) | 1000 | Cathodically Protected Steel | 1987-12-01 | 1899-12-31 | Galvanized Steel | Safe Suction (Euro)
VICTORY EXPRESS- 280149 | 5904 BELLS FERRY RD | ACWORTH | Cherokee | 280149 | 7B | Flapper Valve | 2023-03-23 | FALSE | 2023-03-23 | FALSE | Currently in Use | E-0 | 5000 | Composite Double Walled | 2023-03-23 |  | Double-Walled Fiberglass | Pressurized
Cherokee BOE Bus Shop 1 | 135 Parkbrooke Dr | WOODSTOCK | Cherokee | 9028060 | 19 | Flapper Valve | 2021-02-02 | FALSE | 2021-02-02 | FALSE | Currently in Use | Diesel | 20000 | Fiberglass Double Walled | 2020-10-23 |  | Double-Walled Fiberglass | Pressurized
Cherokee BOE Bus Shop 1 | 135 Parkbrooke Dr | WOODSTOCK | Cherokee | 9028060 | 16 |  | 1989-01-01 | TRUE | 1989-01-01 | TRUE | Removed from Ground | Used Oil | 4000 | Fiberglass | 1989-01-01 | 2016-06-16 | Fiberglass Reinforced Plastic | Gravity Fed
KROGER GA-463 | 2295 TOWNE LAKE PKWY | WOODSTOCK | Cherokee | 10001091 | 1A | Flapper Valve | 2006-02-01 | FALSE | 2006-02-01 | FALSE | Currently in Use | Regular | 20000 | Fiberglass Double Walled | 2006-02-01 |  | Double-Walled Flex | Pressurized
LITTLE RIVER LIFT STATION | 110 A SANTA ANITA TRAIL | WOODSTOCK | Cherokee | 10000279 | 1 |  |  | FALSE |  | FALSE | Removed from Ground | Diesel | 1000 | Fiberglass | 2003-02-07 | 2003-02-07 | Unknown
MARTHON FOOD AND GAS | 875 TOWN LAKE PKWY | WOODSTOCK | Cherokee | 10000122 | 2 | Ball Float | 2000-01-01 | FALSE | 2000-01-01 | FALSE | Currently in Use | Premium | 10000 | Fiberglass | 2000-01-01 |  | Fiberglass Reinforced Plastic | Pressurized
MAPCO EXPRESS INC #3509 | 1430 KELLOGG CREEK RD | ACWORTH | Cherokee | 280105 | 3 |  | 1998-09-01 | FALSE | 1998-09-01 | FALSE | Currently in Use | Diesel | 6000 | Steel-Impressed Current | 1984-05-08 |  | Fiberglass Reinforced Plastic | Pressurized
OAK GROVE GROCERY | 2630 ALABAMA HWY | ACWORTH | Cherokee | 280106 | 5 | [5 empty] | Closed in Ground | Kerosene | 550 | Bare Steel | 1973-05-11 | 1992-12-01 | Galvanized Steel
TRICO VII PETROLEUM #956 | 1130 HWY 92 | ACWORTH | Cherokee | 280057 | 5 |  | 1990-07-16 | FALSE | 1990-07-16 | FALSE | Removed from Ground | Kerosene | 6000 | Fiberglass | 1990-07-16 | 2008-06-10
HAPPY STORE | 1220 HWY 92 | ACWORTH | Cherokee | 9028005 | 1 |  | 1998-05-15 |  | 1998-05-15 |  | Removed from Ground | Gas (Historical Use) | 8000 | Cathodically Protected Steel | 1987-05-19 | 1899-12-31 | Fiberglass Reinforced Plastic | Pressurized
HAUSE BROTHERS SVC STATION | GA HWY 5 | HOLLY SPRINGS | Cherokee | 9028017 | 3 | [5 empty] | Removed from Ground | Empty | 1000 | Bare Steel | 1964-01-01 | 1989-10-01 | Galvanized Steel | Suction (American)
HENNESSY HONDA | 8931 HWY 92 | WOODSTOCK | Cherokee | 10001362 | 1 | Flapper Valve | 2006-06-01 | FALSE | 2006-06-01 | FALSE | Currently in Use | Regular | 12000 | Composite Double Walled | 2006-06-01 |  | Double-Walled Fiberglass | Pressurized
WOFFORDS GROCERY | GA HWY 92 | ACWORTH | Cherokee | 4280022 | 1 | [5 empty] | Removed from Ground | Gas (Historical Use) | 8000 | Bare Steel | 1981-01-09 | 1997-12-19 | Galvanized Steel | Safe Suction (Euro)
HAUSE BROTHERS SVC STATION | GA HWY 5 | HOLLY SPRINGS | Cherokee | 9028017 | 1 | [5 empty] | Removed from Ground | Empty | 1000 | Bare Steel | 1964-01-01 | 1989-10-01 | Galvanized Steel | Suction (American)
VICTORY EXPRESS- 280149 | 5904 BELLS FERRY RD | ACWORTH | Cherokee | 280149 | 7A | Flapper Valve | 2023-03-23 | FALSE | 2023-03-23 | FALSE | Currently in Use | Premium | 5000 | Composite Double Walled | 2023-03-23 |  | Double-Walled Fiberglass | Pressurized
LITTLE RIVER FOODS | 12253 CUMMING HWY | CANTON | Cherokee | 280076 | 6 |  | 1998-11-01 |  | 1998-11-01 |  | Removed from Ground | Kerosene | 2000 | Not Marked/Unknown | 1970-05-09 | 2007-08-27 | Fiberglass Reinforced Plastic | Pressurized
QUIKTRIP #1714 | 1490 RIVERSTONE PARKWAY | CANTON | Cherokee | 282003 | 3905 |  | 1995-12-01 |  | 1995-12-01 |  | Removed from Ground | Diesel | 10000 | Composite | 1995-12-01 | 2015-05-13 | Fiberglass Reinforced Plastic | Pressurized
WALESKA FINA | GA HWY 108 NORTH OF WALESKA | WALESKA | Cherokee | 280103 | 3 | [5 empty] | Removed from Ground | Gas (Historical Use) | 2000 | Bare Steel | 1985-05-06 | 1995-04-20 | Galvanized Steel | Suction (American)
KING'S OIL #323 | 6425 BELLS FERRY RD | WOODSTOCK | Cherokee | 9028091 | 4B | Flapper Valve | 2015-05-01 | FALSE | 2015-05-01 | FALSE | Currently in Use | Biodiesel | 3000 | Fiberglass Double Walled | 2015-05-01 |  | Double-Walled Flex | Pressurized
QUIKTRIP #781 | 4865 OLD HWY #5 | WOODSTOCK | Cherokee | 9028116 | 4B | Flapper Valve | 2017-01-19 | FALSE | 2017-01-19 | FALSE | Currently in Use | E-0 | 10000 | Fiberglass Double Walled | 2017-01-19 |  | Double-Walled Flex | Pressurized
RaceTrac #80 - Downsby | 7944 HWY 92 | WOODSTOCK | Cherokee | 10001779 | 2 | Overfill Alarm | 2009-09-03 | FALSE | 2009-09-03 | FALSE | Currently in Use | Diesel | 12000 | Composite Double Walled | 2009-09-03 |  | Double-Walled Fiberglass | Pressurized
OAK GROVE GROCERY | 2630 ALABAMA HWY | ACWORTH | Cherokee | 280106 | 2 | [5 empty] | Removed from Ground | Gas (Historical Use) | 2000 | Bare Steel | 1960-05-14 | 1992-12-01 | Galvanized Steel
TRICO VII PETROLEUM #956 | 1130 HWY 92 | ACWORTH | Cherokee | 280057 | 2 |  | 1994-01-01 |  | 1994-01-01 |  | Removed from Ground | Gas (Historical Use) | 10000 | Composite | 1985-04-29 | 2008-06-10 | Fiberglass Reinforced Plastic
HAPPY STORE | 1220 HWY 92 | ACWORTH | Cherokee | 9028005 | 3 |  | 1998-05-15 |  | 1998-05-15 |  | Removed from Ground | Diesel | 6000 | Cathodically Protected Steel | 1987-05-19 | 1899-12-31 | Fiberglass Reinforced Plastic | Pressurized
WOFFORDS GROCERY | GA HWY 92 | ACWORTH | Cherokee | 4280022 | 2 | [5 empty] | Removed from Ground | Gas (Historical Use) | 8000 | Bare Steel | 1981-01-09 | 1997-12-19 | Galvanized Steel | Safe Suction (Euro)
VICTORY EXPRESS- 280149 | 5904 BELLS FERRY RD | ACWORTH | Cherokee | 280149 | 3 | Flapper Valve | 1998-08-27 | FALSE | 1998-08-27 | FALSE | Removed from Ground | Plus | 8000 | Galvanic (STIP-3) | 1986-01-01 | 2021-02-11 | Galvanized Steel | Pressurized
REINHARDT UNIVERSITY | 7300 REINHARDT CIRCLE | WALESKA | Cherokee | 280011 | 5A | Flapper Valve | 1998-06-26 | FALSE | 1998-06-26 | FALSE | Currently in Use | Regular | 7000 | Composite | 1998-06-26 |  | Fiberglass Reinforced Plastic | Safe Suction (Euro)
KING'S OIL #323 | 6425 BELLS FERRY RD | WOODSTOCK | Cherokee | 9028091 | 3 | Flapper Valve | 1997-09-23 | FALSE | 1997-09-23 | FALSE | Currently in Use | Diesel | 10000 | Fiberglass | 1997-09-23 |  | Double-Walled Flex | Pressurized
QUIKTRIP #781 | 4865 OLD HWY #5 | WOODSTOCK | Cherokee | 9028116 | 3 | Ball Float | 2000-07-02 | FALSE | 2000-07-02 | FALSE | Currently in Use | Premium | 12000 | Fiberglass | 2000-06-26 |  | Double-Walled Flex | Pressurized
Cherokee BOE Bus Shop 1 | 135 Parkbrooke Dr | WOODSTOCK | Cherokee | 9028060 | 10 | Flapper Valve | 1989-01-01 | FALSE | 1989-01-01 | FALSE | Removed from Ground | Diesel | 12000 | Fiberglass | 1989-01-01 |  | Fiberglass Reinforced Plastic | Pressurized
OAKGROVE ELEMENTARY SCHOOL | WOODSTOCK RD | ACWORTH | Cherokee | 280019 | 5 | [5 empty] | Removed from Ground | Gas (Historical Use) | 1000 | Bare Steel | 1990-01-01 | 1990-01-01 | Galvanized Steel
SEASIDE ENTERPRISES INC | 6508 HIGHWAY 92 | ACWORTH | Cherokee | 280146 | 2 |  | 1998-12-01 | FALSE | 1998-12-01 | FALSE | Closed in Ground | Gas (Historical Use) | 10000 | Galvanic (STIP-3) | 1987-01-01 | 2020-06-24 | Fiberglass Reinforced Plastic | Pressurized
HETA INC D/B/A CITGO FOOD MART | 6223 BELLS FERRY RD, STE A | ACWORTH | Cherokee | 280069 | 1 | Ball Float | 1996-07-01 | FALSE | 1996-07-01 | FALSE | Currently in Use | Regular | 10000 | Steel-Impressed Current | 1978-05-03 |  | Steel (Impressed Current) | Pressurized
CANTON MOTOR SALES INC | GA HWY 5 | CANTON | Cherokee | 280056 | 1 |  |  | TRUE |  | TRUE | Removed from Ground | Used Oil | 2000 | Bare Steel | 1976-04-23 | 1996-08-30 | Galvanized Steel | Gravity Fed
TRIPLE B ONE STOP | 2852 CUMMING HWY | CANTON | Cherokee | 280061 | 3601 | Ball Float | 1991-03-15 | FALSE | 1991-03-15 | FALSE | Currently in Use | Regular | 8000 | Steel-Impressed Current | 1983-01-01 |  | Double-Walled Flex | Pressurized
MACEDONIA BP | 6929 CUMMING HWY | CANTON | Cherokee | 280046 | 5 | Ball Float | 1994-11-02 | FALSE | 1994-11-02 | FALSE | Currently in Use | Premium | 6000 | Composite | 1994-11-02 |  | Fiberglass Reinforced Plastic | Pressurized
MACEDONIA BP | 6929 CUMMING HWY | CANTON | Cherokee | 280046 | 4 | Ball Float | 1994-11-02 | FALSE | 1994-11-02 | FALSE | Currently in Use | Regular | 6000 | Composite | 1994-11-02 |  | Fiberglass Reinforced Plastic | Pressurized
Cherokee BOE Bus Shop 1 | 135 Parkbrooke Dr | WOODSTOCK | Cherokee | 9028060 | 17 |  | 1989-01-01 |  | 1989-01-01 |  | Removed from Ground | Other | 4000 | Fiberglass | 1989-01-01 | 2016-06-16 | Fiberglass Reinforced Plastic | Gravity Fed
SEASIDE ENTERPRISES INC | 6508 HIGHWAY 92 | ACWORTH | Cherokee | 280146 | 4 |  | 1998-12-01 | FALSE | 1998-12-01 | FALSE | Closed in Ground | Diesel | 10000 | Galvanic (STIP-3) | 1987-01-01 | 2020-06-24 | Fiberglass Reinforced Plastic | Pressurized
KWIK WAY FOOD STORE | 2385 HWY 92 | ACWORTH | Cherokee | 280134 | 2601 | Flapper Valve | 1998-12-16 | FALSE | 1998-12-16 | FALSE | Currently in Use | Regular | 10000 | Galvanic (STIP-3) | 1986-01-01 |  | Fiberglass Reinforced Plastic | Pressurized
KWIK WAY FOOD STORE | 2385 HWY 92 | ACWORTH | Cherokee | 280134 | 2602 | Flapper Valve | 1998-12-16 | FALSE | 1998-12-16 | FALSE | Currently in Use | Gas (Historical Use) | 8000 | Galvanic (STIP-3) | 1986-01-01 |  | Fiberglass Reinforced Plastic | Pressurized
CITGO QUICK MART | 2240 HOLLY SPRINGS PKWY | HOLLY SPRINGS | Cherokee | 9028111 | M809195 | Ball Float | 1999-06-20 | FALSE | 1999-06-20 | FALSE | Currently in Use | Diesel | 10000 | Epoxy | 1999-06-15 |  | Double-Walled Flex | Pressurized
CITGO QUICK MART | 2240 HOLLY SPRINGS PKWY | HOLLY SPRINGS | Cherokee | 9028111 | M809185 | Ball Float | 1999-06-20 | FALSE | 2000-06-20 | FALSE | Currently in Use | Regular | 12000 | Epoxy | 1999-06-15 |  | Double-Walled Flex | Pressurized
DOWNTOWN BUILDING | 2725 HOLLY SPRINGS PWKY | HOLLY SPRINGS | Cherokee | 10002371 | 1 |  |  | FALSE |  | FALSE | Removed from Ground |  | 1000 | Bare Steel | 2014-11-05 | 2014-12-12 | Unknown | Safe Suction (Euro)
KING'S OIL #347 | 2619 HOLLY SPRING PKWY | HOLLY SPRINGS | Cherokee | 280084 | 2 | Flapper Valve | 1999-01-01 | FALSE | 1999-01-01 | FALSE | Currently in Use | Premium | 6000 | Steel-Impressed Current | 1976-05-07 |  | Steel (Impressed Current) | Pressurized
DOWNTOWN BUILDING | 2725 HOLLY SPRINGS PWKY | HOLLY SPRINGS | Cherokee | 10002371 | 2 |  |  | FALSE |  | FALSE | Removed from Ground |  | 1000 | Bare Steel | 2014-11-05 | 2014-12-12 | Unknown | Safe Suction (Euro)
KING'S OIL #347 | 2619 HOLLY SPRING PKWY | HOLLY SPRINGS | Cherokee | 280084 | 1 | Flapper Valve | 1999-01-01 | FALSE | 1999-01-01 | FALSE | Currently in Use | Regular | 6000 | Steel-Impressed Current | 1976-05-07 |  | Steel (Impressed Current) | Pressurized
KING'S OIL #347 | 2619 HOLLY SPRING PKWY | HOLLY SPRINGS | Cherokee | 280084 | 4 |  | 1999-01-01 | FALSE | 1999-01-01 | FALSE | Temporarily out of use | Kerosene | 500 | Steel-Impressed Current | 1976-05-07 |  | Steel (Impressed Current)
KING'S OIL #347 | 2619 HOLLY SPRING PKWY | HOLLY SPRINGS | Cherokee | 280084 | 3 | Ball Float | 1999-01-01 | FALSE | 1999-01-01 | FALSE | Currently in Use | Diesel | 6000 | Steel-Impressed Current | 1976-05-07 |  | Steel (Impressed Current) | Pressurized
THOMAS CONCRETE OF GA INC-CANTON | 190 HICKORY RD | HOLLY SPRINGS | Cherokee | 280101 | 2 | [5 empty] | Removed from Ground | Empty | 3000 | Bare Steel | 1985-05-06 | 1999-10-15 | Galvanized Steel | Safe Suction (Euro)
THOMAS CONCRETE OF GA INC-CANTON | 190 HICKORY RD | HOLLY SPRINGS | Cherokee | 280101 | 1 | Flapper Valve | 1999-10-15 | FALSE | 1999-10-15 | FALSE | Currently in Use | Diesel | 10000 | Steel-Impressed Current | 1985-05-06 |  | Fiberglass Reinforced Plastic | Safe Suction (Euro)
CITGO QUICK MART | 2240 HOLLY SPRINGS PKWY | HOLLY SPRINGS | Cherokee | 9028111 | M809194 | Ball Float | 1999-06-20 | FALSE | 1999-06-20 | FALSE | Currently in Use | Premium | 10000 | Epoxy | 1999-06-15 |  | Double-Walled Flex | Pressurized
HICKORY ROAD EXTENTION RIGHT-OF-WAY | FORMERLY 3569 HOLLY SPRINGS PKWY | HOLLY SPRINGS | Cherokee | 10001518 | 1 |  |  | FALSE |  | FALSE | Closed in Ground | Gas (Historical Use) | 1200 | Bare Steel |  | 1899-12-31 | Unknown
CLAYTON FOOD STORE | 3421 LAND RD | CANTON | Cherokee | 280052 | 6 |  | 1992-04-07 | FALSE | 1992-04-07 | FALSE | Currently in Use | Premium | 6000 | Composite | 1992-04-07 |  | Double-Walled Fiberglass | Pressurized
SOUTH CANTON TEXACO | 180 BUTTERWORTH RD | CANTON | Cherokee | 280050 | 8 | Ball Float | 1992-07-28 | FALSE | 1992-07-28 | FALSE | Currently in Use | Diesel On Road | 5000 | Composite | 1992-07-28 |  | Double-Walled Fiberglass | Pressurized
SOUTH CANTON TEXACO | 180 BUTTERWORTH RD | CANTON | Cherokee | 280050 | 6 | Ball Float | 1992-07-28 | FALSE | 1992-07-28 | FALSE | Currently in Use | Premium | 8000 | Composite | 1992-07-28 |  | Double-Walled Fiberglass | Pressurized
HILLHOUSE GROCERY | GA HWY 205/RT 4 | CANTON | Cherokee | 280093 | 2 | [5 empty] | Removed from Ground | Gas (Historical Use) | 1000 | Bare Steel | 1966-05-10 | 1990-11-01 | Galvanized Steel
FREE HOME ELEMENTARY SCHOOL | GA HWY 20 | CANTON | Cherokee | 280125 | 1 | [5 empty] | Removed from Ground | Diesel | 1000 | Bare Steel | 1975-01-31 | 1995-06-09 | Galvanized Steel
MARATHON | 520 MARIETTA RD | CANTON | Cherokee | 280114 | 3 | Flapper Valve | 1998-08-27 | FALSE | 1998-08-27 | FALSE | Currently in Use | Premium | 8000 | STIP-3/Impressed Current | 1985-01-01 |  | Fiberglass Reinforced Plastic | Pressurized
DOT ROW/STP-2556-CHEROKEE CO PAR | 105 BALL GROUND RD | CANTON | Cherokee | 7028002 | 4 | [5 empty] | Removed from Ground | Gas (Historical Use) | 2000 | Bare Steel | 1993-05-24 | 1993-05-24 | Galvanized Steel | Suction (American)
JORDAN'S QUIK MART | 5234 LITTLE REFUGE ROAD | WALESKA | Cherokee | 280092 | 1 | Flapper Valve | 1994-11-15 | FALSE | 1994-11-15 | FALSE | Currently in Use | E-0 | 8000 | Steel-Impressed Current | 1983-05-06 |  | Steel (Impressed Current) | Suction (American)
BAGWELL SPEARS #26 | 7291 REINHARDT COLLEGE PKWY | WALESKA | Cherokee | 280088 | 4 | [5 empty] | Removed from Ground | Diesel | 2000 | Bare Steel | 1984-05-05 | 1993-02-01 | Galvanized Steel
BAGWELL SPEARS #26 | 7291 REINHARDT COLLEGE PKWY | WALESKA | Cherokee | 280088 | 5 | Ball Float | 1993-04-20 | FALSE | 1993-04-20 | FALSE | Currently in Use | Regular | 10000 | Fiberglass | 1993-04-20 |  | Fiberglass Reinforced Plastic | Pressurized
QUIKTRIP #779 | 1470 TOWN LAKE PKWY | WOODSTOCK | Cherokee | 9028089 | 1 | Ball Float | 1997-06-11 | FALSE | 1997-06-11 | FALSE | Currently in Use | Regular | 12000 | Fiberglass Double Walled | 1997-06-02 |  | Double-Walled Fiberglass | Pressurized
MAPCO EXPRESS INC #3509 | 1430 KELLOGG CREEK RD | ACWORTH | Cherokee | 280105 | 1 |  | 1998-09-01 | FALSE | 1998-09-01 | FALSE | Currently in Use | Regular | 8000 | Steel-Impressed Current | 1984-05-08 |  | Fiberglass Reinforced Plastic | Pressurized
L-K SUPERETTE | 3350 KELLOGG CREEK RD | ACWORTH | Cherokee | 280107 | 3 | [5 empty] | Removed from Ground | Gas (Historical Use) | 2000 | Not Marked/Unknown | 1995-06-20 | 1995-06-20 | Unknown
FINA #5281/DEBCO #607 | 5685 BELLS FERRY RD | ACWORTH | Cherokee | 9000595 | 3 | [5 empty] | Removed from Ground | Gas (Historical Use) | 10000 | Bare Steel | 1979-05-10 | 1990-07-01 | Bare Steel
HICKORY ROAD EXTENTION RIGHT-OF-WAY | FORMERLY 3569 HOLLY SPRINGS PKWY | HOLLY SPRINGS | Cherokee | 10001518 | 2 |  |  | FALSE |  | FALSE | Closed in Ground | Gas (Historical Use) | 1200 | Bare Steel |  | 1899-12-31 | Unknown
76 FOOD MART | 6080 HWY 92 | ACWORTH | Cherokee | 9028008 | 5 |  | 1989-01-01 |  | 1989-01-01 |  | Temporarily out of use | Kerosene | 4000 | Fiberglass | 1989-01-01 |  | Fiberglass Reinforced Plastic | Pressurized
HETA INC D/B/A CITGO FOOD MART | 6223 BELLS FERRY RD, STE A | ACWORTH | Cherokee | 280069 | 2 | Ball Float | 1996-07-01 | FALSE | 1996-07-01 | FALSE | Currently in Use | Premium | 10000 | Steel-Impressed Current | 1978-05-03 |  | Steel (Impressed Current) | Pressurized
GA MARBLE CO | 2575 CUMBERLAND PKWY NW | NELSON | Cherokee | 1120049 | 2 | [5 empty] | Removed from Ground | Empty | 1000 | Cathodically Protected Steel | 1971-05-10 | 1990-05-09 | Bare Steel
GA MARBLE CO | 2575 CUMBERLAND PKWY NW | NELSON | Cherokee | 1120049 | 5 | [5 empty] | Removed from Ground | Kerosene | 1000 | Cathodically Protected Steel | 1966-05-11 | 1990-05-09 | Bare Steel
GA MARBLE CO | 2575 CUMBERLAND PKWY NW | NELSON | Cherokee | 1120049 | 4 | [5 empty] | Removed from Ground | Diesel | 1000 | Cathodically Protected Steel | 1961-05-12 | 1990-05-09 | Bare Steel
GA MARBLE CO | 2575 CUMBERLAND PKWY NW | NELSON | Cherokee | 1120049 | 3 | [5 empty] | Removed from Ground | Diesel | 500 | Cathodically Protected Steel | 1961-05-12 | 1990-05-09 | Bare Steel
RHJ INC D/B/A DEMPSEY'S BIRITE | 7995 MIDWAY ROAD | ALPHARETTA | Cherokee | 9028055 | 1 | Flapper Valve | 1997-02-02 | FALSE | 1997-02-02 | FALSE | Currently in Use | Regular | 3000 | STIP-3/Impressed Current | 1978-01-01 |  | Galvanized Steel | Suction (American)
RHJ INC D/B/A DEMPSEY'S BIRITE | 7995 MIDWAY ROAD | ALPHARETTA | Cherokee | 9028055 | 2 | Flapper Valve | 1997-02-02 | FALSE | 1997-02-02 | FALSE | Currently in Use | Premium | 2000 | STIP-3/Impressed Current | 1978-01-01 |  | Galvanized Steel | Suction (American)
RHJ INC D/B/A DEMPSEY'S BIRITE | 7995 MIDWAY ROAD | ALPHARETTA | Cherokee | 9028055 | 3 | Flapper Valve | 1997-02-02 | FALSE | 1997-02-02 | FALSE | Currently in Use | Diesel | 2000 | STIP-3/Impressed Current | 1978-01-01 |  | Galvanized Steel | Suction (American)
FUEL AVENUE LLC | 8274 KNOX BRIDGE HWY | CANTON | Cherokee | 10003493 | 1 | Overfill Alarm | 2023-01-27 | FALSE | 2023-01-27 | FALSE | Currently in Use | Regular | 20000 |  | 2023-01-13 |  | Flex | Pressurized
FUEL AVENUE LLC | 8274 KNOX BRIDGE HWY | CANTON | Cherokee | 10003493 | 2A | Overfill Alarm | 2023-01-27 | FALSE | 2023-01-27 | FALSE | Currently in Use | Diesel | 5000 |  | 2023-01-13 |  | Flex | Pressurized
FUEL AVENUE LLC | 8274 KNOX BRIDGE HWY | CANTON | Cherokee | 10003493 | 2C | Overfill Alarm | 2023-01-27 | FALSE | 2023-01-27 | FALSE | Currently in Use | E-0 | 5000 |  | 2023-01-13 |  | Flex | Pressurized
FUEL AVENUE LLC | 8274 KNOX BRIDGE HWY | CANTON | Cherokee | 10003493 | 2B | Overfill Alarm | 2023-01-27 | FALSE | 2023-01-27 | FALSE | Currently in Use | Premium | 5000 |  | 2023-01-13 |  | Flex | Pressurized
BALLGROUND TM LLC | 3010 BALLGROUND HWY | BALLGROUND | Cherokee | 10003524 | 2B | Flapper Valve | 2024-08-22 | FALSE | 2024-02-17 | FALSE | Currently in Use | Diesel On Road | 4000 | Composite Double Walled | 2024-02-08 |  | Double-Walled Flex | Pressurized
BALLGROUND TM LLC | 3010 BALLGROUND HWY | BALLGROUND | Cherokee | 10003524 | 1 | Flapper Valve | 2024-08-22 | FALSE | 2024-02-17 | FALSE | Currently in Use | Regular | 15000 | Composite Double Walled | 2024-02-08 |  | Double-Walled Flex | Pressurized
ATLANTIC COMMERCIAL LAND PROPERTIES LLC | 4620 HWY 92 | ACWORTH | Cherokee | 10003532 | 1 | Flapper Valve | 2024-01-01 | FALSE | 2024-01-01 | FALSE | Currently in Use | Regular | 15000 | Composite Double Walled | 2024-01-01 |  | Double-Walled Flex | Pressurized
Chevron Mt. Olive Crossing | 298 Mt. Olive Church Lane | White | Cherokee | 10003230 | 1B | Flapper Valve | 2021-10-12 | FALSE | 2021-10-12 | FALSE | Currently in Use | Premium | 5000 | Composite Double Walled | 2021-10-12 |  | Double-Walled Fiberglass | Pressurized
BALLGROUND TM LLC | 3010 BALLGROUND HWY | BALLGROUND | Cherokee | 10003524 | 2A | Flapper Valve | 2024-08-22 | FALSE | 2024-02-17 | FALSE | Currently in Use | Premium | 11000 | Composite Double Walled | 2024-02-08 |  | Double-Walled Flex | Pressurized
ATLANTIC COMMERCIAL LAND PROPERTIES LLC | 4620 HWY 92 | ACWORTH | Cherokee | 10003532 | 2A | Flapper Valve | 2024-01-01 | FALSE | 2024-01-01 | FALSE | Currently in Use | Premium | 8000 | Composite Double Walled | 2024-01-01 |  | Double-Walled Flex | Pressurized
Chevron Mt. Olive Crossing | 298 Mt. Olive Church Lane | White | Cherokee | 10003230 | 1A | Flapper Valve | 2021-10-12 | FALSE | 2021-10-12 | FALSE | Currently in Use | Regular | 15000 | Composite Double Walled | 2021-10-12 |  | Double-Walled Fiberglass | Pressurized
Chevron Mt. Olive Crossing | 298 Mt. Olive Church Lane | White | Cherokee | 10003230 | 2B | Flapper Valve | 2021-10-12 | FALSE | 2021-10-12 | FALSE | Currently in Use | E-0 | 5000 | Composite Double Walled | 2021-10-12 |  | Double-Walled Fiberglass | Pressurized
RaceTrac #147 Hames Road | 155 HAMES RD | WOODSTOCK | Cherokee | 10001778 | 2 | Ball Float | 2009-07-16 | FALSE | 2009-07-16 | FALSE | Currently in Use | Premium | 12000 | Composite Double Walled | 2009-07-16 |  | Double-Walled Fiberglass | Pressurized
QUIKTRIP #793 | 6090 HWY 92 | ACWORTH | Cherokee | 9028114 | 3 | Flapper Valve | 2000-04-01 | FALSE | 2000-04-01 | FALSE | Currently in Use | Premium | 12000 | Fiberglass | 2000-03-08 |  | Double-Walled Flex | Pressurized
BP FOOD MART | 269 MARIETTA HWY | CANTON | Cherokee | 10003402 | 2A | Overfill Alarm | 2022-12-05 | FALSE | 2022-12-05 | FALSE | Currently in Use | Diesel | 5000 | Tank Jacket Double Walled | 2022-11-05 |  | Double-Walled Fiberglass | Pressurized
TYSON FOOD HATCHERY/TRUCKSTOP | 1150 HOLBROOK CAMPGROUND RD | CUMMING | Cherokee | 9028016 | 2 | [5 empty] | Removed from Ground | Diesel | 4000 | Bare Steel | 1985-01-01 | 1989-03-01 | Galvanized Steel
GEORGIA SUPER #98 | HWY 5 & TOONIGH RD | LEBANON | Cherokee | 9028069 | 2 |  | 1995-09-01 |  | 1995-09-01 |  | Removed from Ground | Gas (Historical Use) | 6000 | Galvanic (STIP-3) | 1990-01-01 | 2002-01-28 | Double Walled
QUIKTRIP #793 | 6090 HWY 92 | ACWORTH | Cherokee | 9028114 | 2 | Flapper Valve | 2000-04-01 | FALSE | 2000-04-01 | FALSE | Currently in Use | Regular | 12000 | Fiberglass | 2000-03-08 |  | Double-Walled Flex | Pressurized
RaceTrac #147 Hames Road | 155 HAMES RD | WOODSTOCK | Cherokee | 10001778 | 1 | Overfill Alarm | 2009-07-16 | FALSE | 2009-07-16 | FALSE | Currently in Use | Regular | 20000 | Composite Double Walled | 2009-07-16 |  | Double-Walled Fiberglass | Pressurized
GEORGIA SUPER #98 | HWY 5 & TOONIGH RD | LEBANON | Cherokee | 9028069 | 4 |  | 1995-09-01 |  | 1995-09-01 |  | Removed from Ground | Diesel | 6000 | Galvanic (STIP-3) | 1990-01-01 | 2002-01-28 | Double Walled
GEORGIA SUPER #98 | HWY 5 & TOONIGH RD | LEBANON | Cherokee | 9028069 | 1 |  | 1995-09-01 |  | 1995-09-01 |  | Removed from Ground | Gas (Historical Use) | 6000 | Steel-Impressed Current | 1990-01-01 | 2002-01-28 | Double Walled
QUIKTRIP #793 | 6090 HWY 92 | ACWORTH | Cherokee | 9028114 | 1 | Flapper Valve | 2000-04-01 | FALSE | 2000-04-01 | FALSE | Currently in Use | Regular | 12000 | Fiberglass | 2000-03-08 |  | Double-Walled Flex | Pressurized
GEORGIA SUPER #98 | HWY 5 & TOONIGH RD | LEBANON | Cherokee | 9028069 | 3 |  | 1995-09-01 |  | 1995-09-01 |  | Removed from Ground | Gas (Historical Use) | 6000 | Galvanic (STIP-3) | 1990-01-01 | 2002-01-28 | Double Walled
TYSON FOOD HATCHERY/TRUCKSTOP | 1150 HOLBROOK CAMPGROUND RD | CUMMING | Cherokee | 9028016 | 1 | [5 empty] | Removed from Ground | Gas (Historical Use) | 10000 | Bare Steel | 1966-01-01 | 1989-03-15 | Galvanized Steel
ATLANTIC COMMERCIAL LAND PROPERTIES LLC | 4620 HWY 92 | ACWORTH | Cherokee | 10003532 | 2B | Flapper Valve | 2024-01-01 | FALSE | 2024-01-01 | FALSE | Currently in Use | Diesel | 7000 | Composite Double Walled | 2024-01-01 |  | Double-Walled Flex | Pressurized
Chevron Mt. Olive Crossing | 298 Mt. Olive Church Lane | White | Cherokee | 10003230 | 2A | Flapper Valve | 2021-10-12 | FALSE | 2021-10-12 | FALSE | Currently in Use | Diesel | 15000 | Composite Double Walled | 2021-10-12 |  | Double-Walled Fiberglass | Pressurized
BP FOOD MART | 269 MARIETTA HWY | CANTON | Cherokee | 10003402 | 1A | Overfill Alarm | 2022-12-05 | FALSE | 2022-12-05 | FALSE | Currently in Use | Regular | 15000 | Tank Jacket Double Walled | 2022-11-05 |  | Double-Walled Fiberglass | Pressurized
GA MARBLE CO | 2575 CUMBERLAND PKWY NW | NELSON | Cherokee | 1120049 | 1 | [5 empty] | Removed from Ground | Gas (Historical Use) | 1000 | Cathodically Protected Steel | 1971-05-10 | 1990-05-09 | Bare Steel
BP FOOD MART | 269 MARIETTA HWY | CANTON | Cherokee | 10003402 | 2B | Overfill Alarm | 2022-12-05 | FALSE | 2022-12-05 | FALSE | Currently in Use | E-0 | 5000 | Tank Jacket Double Walled | 2022-11-05 |  | Double-Walled Fiberglass | Pressurized
GAS EXPRESS #148 | 550 CHEROKEE PKWY | ACWORTH | Cherokee | 10003575 | 1D | Flapper Valve | 2025-01-08 | FALSE | 2024-10-01 | FALSE | Currently in Use | Regular | 10000 | Composite Double Walled | 2024-10-01 |  | Double-Walled Flex | Pressurized
GAS EXPRESS #148 | 550 CHEROKEE PKWY | ACWORTH | Cherokee | 10003575 | 1A | Flapper Valve | 2025-01-08 | FALSE | 2024-10-01 | FALSE | Currently in Use | E-0 | 4000 | Composite Double Walled | 2024-10-01 |  | Double-Walled Fiberglass | Pressurized
BP FOOD MART | 269 MARIETTA HWY | CANTON | Cherokee | 10003402 | 1B | Overfill Alarm | 2022-12-05 | FALSE | 2022-12-05 | FALSE | Currently in Use | Premium | 5000 | Tank Jacket Double Walled | 2022-11-05 |  | Double-Walled Fiberglass | Pressurized
GAS EXPRESS #148 | 550 CHEROKEE PKWY | ACWORTH | Cherokee | 10003575 | 1C | Flapper Valve | 2025-01-08 | FALSE | 2024-10-01 | FALSE | Currently in Use | Diesel | 4000 | Composite Double Walled | 2024-10-01 |  | Double-Walled Flex | Pressurized
GAS EXPRESS #148 | 550 CHEROKEE PKWY | ACWORTH | Cherokee | 10003575 | 1B | Flapper Valve | 2025-01-08 | FALSE | 2024-10-01 | FALSE | Currently in Use | Premium | 4000 | Composite Double Walled | 2024-10-01 |  | Double-Walled Flex | Pressurized
MURPHY EXPRESS 8801 | 1556 RIVERSTONE Parkway | CANTON | Cherokee | 10002685 | 1 |  |  | FALSE |  | FALSE | Currently in Use | Regular | 25000 | Fiberglass Double Walled | 2017-03-02 |  | Double-Walled Fiberglass | Pressurized
MURPHY EXPRESS 8801 | 1556 RIVERSTONE Parkway | CANTON | Cherokee | 10002685 | 2A |  |  | FALSE |  | FALSE | Currently in Use | Premium | 8000 | Fiberglass Double Walled | 2017-03-02 |  | Double-Walled Fiberglass | Pressurized
T K MOORE RES TRUST | 2650 MARIETTA HWY | CANTON | Cherokee | 9064189 | 1 | [5 empty] | Removed from Ground | Diesel | 1000 | Bare Steel | 1999-12-02 | 1999-12-02 | Unknown
Gas Express #215 | 8023 Cumming Hwy | Canton | Cherokee | 10002948 | 2C | Flapper Valve | 2019-07-22 | FALSE | 2019-06-05 | FALSE | Currently in Use | E-85 | 5000 | Tank Jacket Double Walled | 2019-06-04 |  | Double-Walled Fiberglass | Pressurized
Gas Express #215 | 8023 Cumming Hwy | Canton | Cherokee | 10002948 | 2B | Flapper Valve | 2019-07-22 | FALSE | 2019-06-05 | FALSE | Currently in Use | Diesel On Road | 5000 | Tank Jacket Double Walled | 2019-06-04 |  | Double-Walled Fiberglass | Pressurized
Costco Gasoline Loc. No. 1295 | 111 Lincoln Street | Woodstock | Cherokee | 10002815 | 4 | Overfill Alarm | 2018-06-28 | FALSE | 2018-06-28 | FALSE | Currently in Use | Ultrazol(Fuel Additive) | 1500 | Fiberglass Double Walled | 2018-04-28 |  | Double-Walled Flex | Pressurized
RaceTrac #2502 | 901 Sixes Rd. | Holly Springs | Cherokee | 10002846 | 3B | Overfill Alarm | 2018-05-19 | FALSE |  | FALSE | Currently in Use | Diesel | 10000 | Fiberglass Double Walled | 2018-05-19 |  | Double-Walled Fiberglass | Pressurized
MURPHY EXPRESS 8801 | 1556 RIVERSTONE Parkway | CANTON | Cherokee | 10002685 | 2C |  |  | FALSE |  | FALSE | Currently in Use | Gas (Historical Use) | 8000 | Fiberglass Double Walled | 2017-03-02 |  | Double-Walled Fiberglass | Pressurized
MURPHY EXPRESS 8801 | 1556 RIVERSTONE Parkway | CANTON | Cherokee | 10002685 | 2B | Flapper Valve |  | FALSE |  | FALSE | Currently in Use | Diesel | 10000 | Fiberglass Double Walled | 2017-03-02 |  | Double-Walled Fiberglass | Pressurized
Gas Express #215 | 8023 Cumming Hwy | Canton | Cherokee | 10002948 | 1 | Flapper Valve | 2019-07-22 | FALSE | 2019-06-05 | FALSE | Currently in Use | Regular | 10000 | Tank Jacket Double Walled | 2019-06-04 |  | Double-Walled Fiberglass | Pressurized
Costco Gasoline Loc. No. 1295 | 111 Lincoln Street | Woodstock | Cherokee | 10002815 | 3 | Overfill Alarm | 2018-06-28 | FALSE | 2018-06-28 | FALSE | Currently in Use | Premium | 30000 | Fiberglass Double Walled | 2018-04-28 |  | Double-Walled Flex | Pressurized
Costco Gasoline Loc. No. 1295 | 111 Lincoln Street | Woodstock | Cherokee | 10002815 | 1 | Overfill Alarm | 2018-06-28 | FALSE | 2018-06-28 | FALSE | Currently in Use | Regular | 30000 | Fiberglass Double Walled | 2018-04-28 |  | Double-Walled Flex | Pressurized
Gas Express #215 | 8023 Cumming Hwy | Canton | Cherokee | 10002948 | 2A | Flapper Valve | 2019-07-22 | FALSE | 2019-06-05 | FALSE | Currently in Use | Premium | 5000 | Tank Jacket Double Walled | 2019-06-04 |  | Double-Walled Fiberglass | Pressurized
RaceTrac #2502 | 901 Sixes Rd. | Holly Springs | Cherokee | 10002846 | 2B | Overfill Alarm | 2018-05-19 | FALSE |  | FALSE | Currently in Use | Premium | 10000 | Fiberglass Double Walled | 2018-05-19 |  | Double-Walled Fiberglass | Pressurized
Costco Gasoline Loc. No. 1295 | 111 Lincoln Street | Woodstock | Cherokee | 10002815 | 2 | Overfill Alarm | 2018-06-28 | FALSE | 2018-06-28 | FALSE | Currently in Use | Regular | 30000 | Fiberglass Double Walled | 2018-04-28 |  | Double-Walled Flex | Pressurized
RaceTrac #2502 | 901 Sixes Rd. | Holly Springs | Cherokee | 10002846 | 1 | Overfill Alarm | 2018-05-19 | FALSE |  | FALSE | Currently in Use | Regular | 20000 | Fiberglass Double Walled | 2018-05-19 |  | Double-Walled Fiberglass | Pressurized
RaceTrac #2502 | 901 Sixes Rd. | Holly Springs | Cherokee | 10002846 | 2A | Overfill Alarm | 2018-05-19 | FALSE |  | FALSE | Currently in Use | E-85 | 10000 | Fiberglass Double Walled | 2018-05-19 |  | Double-Walled Fiberglass | Pressurized
RaceTrac #2502 | 901 Sixes Rd. | Holly Springs | Cherokee | 10002846 | 3A | Overfill Alarm | 2018-05-19 | FALSE |  | FALSE | Currently in Use | Diesel | 10000 | Fiberglass Double Walled | 2018-05-19 |  | Double-Walled Fiberglass | Pressurized
Ingles Gas Express #096 | 106 Riverstone Pkwy | Canton | Cherokee | 10002924 | 1A | Flapper Valve |  | FALSE | 2018-09-01 | FALSE | Currently in Use | Regular | 25000 | Fiberglass Double Walled | 2018-10-18 |  | Double-Walled Flex | Pressurized
Ingles Gas Express #096 | 106 Riverstone Pkwy | Canton | Cherokee | 10002924 | 2A | Flapper Valve |  | FALSE | 2018-09-01 | FALSE | Currently in Use | Diesel | 5000 | Fiberglass Double Walled | 2018-10-18 |  | Double-Walled Flex | Pressurized
Gas Express #219 | 2001 Village Professional Dr | Canton | Cherokee | 10003068 | 1A | Flapper Valve | 2020-05-05 | FALSE | 2020-02-18 | FALSE | Currently in Use | Regular | 10000 | Composite Double Walled | 2019-12-05 |  | Double-Walled Flex | Pressurized
Racetrac #2582 | 7984 Cumming Hwy | Canton | Cherokee | 10003039 | 3A | Overfill Alarm | 2020-05-18 | FALSE | 2020-05-18 | FALSE | Currently in Use | Premium | 12000 | Fiberglass Double Walled | 2020-04-28 |  | Double-Walled Fiberglass | Pressurized
Ingles Gas Express #096 | 106 Riverstone Pkwy | Canton | Cherokee | 10002924 | 1B | Flapper Valve |  | FALSE | 2018-10-18 | FALSE | Currently in Use | Premium | 7000 | Fiberglass Double Walled | 2018-10-18 |  | Double-Walled Flex | Pressurized
Ingles Gas Express #096 | 106 Riverstone Pkwy | Canton | Cherokee | 10002924 | 2B | Flapper Valve |  | FALSE | 2018-09-01 | FALSE | Currently in Use | E-0 | 5000 | Fiberglass Double Walled | 2018-10-18 |  | Double-Walled Flex | Pressurized
Racetrac #2582 | 7984 Cumming Hwy | Canton | Cherokee | 10003039 | 3B | Overfill Alarm | 2020-05-18 | FALSE | 2020-05-18 | FALSE | Currently in Use | E-85 | 12000 | Fiberglass Double Walled | 2020-04-28 |  | Double-Walled Fiberglass | Pressurized
Racetrac #2582 | 7984 Cumming Hwy | Canton | Cherokee | 10003039 | 2A | Overfill Alarm | 2020-05-18 | FALSE | 2020-05-18 | FALSE | Currently in Use | Diesel | 12000 | Fiberglass Double Walled | 2020-04-28 |  | Double-Walled Fiberglass | Pressurized
Racetrac #2582 | 7984 Cumming Hwy | Canton | Cherokee | 10003039 | 1 | Overfill Alarm | 2020-05-18 | FALSE | 2020-05-18 | FALSE | Currently in Use | Regular | 20000 | Fiberglass Double Walled | 2020-04-28 |  | Double-Walled Fiberglass | Pressurized
Racetrac #2582 | 7984 Cumming Hwy | Canton | Cherokee | 10003039 | 2B | Overfill Alarm | 2020-05-18 | FALSE | 2020-05-18 | FALSE | Currently in Use | Diesel | 12000 | Fiberglass Double Walled | 2020-04-28 |  | Double-Walled Fiberglass | Pressurized
RaceTrac #147 Hames Road | 155 HAMES RD | WOODSTOCK | Cherokee | 10001778 | 3 | Ball Float | 2009-07-16 | FALSE | 2009-07-16 | FALSE | Currently in Use | Diesel | 12000 | Composite Double Walled | 2009-07-16 |  | Double-Walled Fiberglass | Pressurized
Gas Express #219 | 2001 Village Professional Dr | Canton | Cherokee | 10003068 | 1B | Flapper Valve | 2020-05-05 | FALSE | 2020-02-18 | FALSE | Currently in Use | Premium | 5000 | Composite Double Walled | 2019-12-05 |  | Double-Walled Flex | Pressurized
Scobb LLC | 9378 GA HWY 92 | WOODSTOCK | Cherokee | 9028051 | 1 | Ball Float | 1994-01-01 |  | 1989-01-01 |  | Temporarily out of use | Diesel | 12000 | Epoxy | 1990-01-01 |  | Fiberglass Reinforced Plastic | Pressurized
Scobb LLC | 9378 GA HWY 92 | WOODSTOCK | Cherokee | 9028051 | 1 | Ball Float | 1994-01-01 |  | 1989-01-01 |  | Temporarily out of use | Diesel | 12000 | Epoxy | 1990-01-01 |  | Fiberglass Reinforced Plastic | Pressurized
Gas Express #219 | 2001 Village Professional Dr | Canton | Cherokee | 10003068 | 2A | Flapper Valve | 2020-05-05 | FALSE | 2020-02-18 | FALSE | Currently in Use | Diesel On Road | 5000 | Composite Double Walled | 2019-12-05 |  | Double-Walled Flex | Pressurized
Scobb LLC | 9378 GA HWY 92 | WOODSTOCK | Cherokee | 9028051 | 3 | Ball Float | 1994-01-01 |  | 1989-01-01 |  | Temporarily out of use | Gas (Historical Use) | 15000 | Epoxy | 1990-01-01 |  | Fiberglass Reinforced Plastic | Pressurized
Scobb LLC | 9378 GA HWY 92 | WOODSTOCK | Cherokee | 9028051 | 3 | Ball Float | 1994-01-01 |  | 1989-01-01 |  | Temporarily out of use | Gas (Historical Use) | 15000 | Epoxy | 1990-01-01 |  | Fiberglass Reinforced Plastic | Pressurized
Gas Express #219 | 2001 Village Professional Dr | Canton | Cherokee | 10003068 | 2B | Flapper Valve | 2020-05-05 | FALSE | 2020-02-18 | FALSE | Currently in Use | E-85 | 5000 | Composite Double Walled | 2019-12-05 |  | Double-Walled Flex | Pressurized
Gas Express #219 | 2001 Village Professional Dr | Canton | Cherokee | 10003068 | 2C | Flapper Valve | 2020-05-05 | FALSE | 2020-02-18 | FALSE | Currently in Use | E-0 | 5000 | Composite Double Walled | 2019-12-05 |  | Double-Walled Flex | Pressurized
CANTON TEXTILE MILL INC | 141 RAILROAD ST | CANTON | Cherokee | 10002700 | 1 |  |  | FALSE |  | FALSE | Removed from Ground | Gas (Historical Use) | 1000 | Bare Steel | 1899-12-31 | 2017-05-22 | Bare Steel
Scobb LLC | 9378 GA HWY 92 | WOODSTOCK | Cherokee | 9028051 | 2 | Ball Float | 1994-01-01 |  | 1989-01-01 |  | Temporarily out of use | Gas (Historical Use) | 15000 | Epoxy | 1990-01-01 |  | Fiberglass Reinforced Plastic | Pressurized
Scobb LLC | 9378 GA HWY 92 | WOODSTOCK | Cherokee | 9028051 | 2 | Ball Float | 1994-01-01 |  | 1989-01-01 |  | Temporarily out of use | Gas (Historical Use) | 15000 | Epoxy | 1990-01-01 |  | Fiberglass Reinforced Plastic | Pressurized
OLIVER RUBBER CO | 215 ONETA ST | ATHENS | Clarke | 290162 | 11 |  |  | TRUE |  | TRUE | Removed from Ground | Used Oil | 500 | Marked Unknown | 1986-05-08 | 1990-01-01 | Bare Steel
ATHENS CLARKE COUNTY LANDSCAPE M | 305 POUND ST | ATHENS | Clarke | 250006 | 2 | [5 empty] | Removed from Ground | Gas (Historical Use) | 10000 | Bare Steel | 1986-05-21 | 1998-12-01 | Galvanized Steel
AUGUSTA SOLAR | 412 NORTH THOMAS ST | ATHENS | Clarke | 9029010 | 1 | [5 empty] | Removed from Ground | Empty | 2000 | Bare Steel | 1965-01-01 | 1989-12-22 | Galvanized Steel
US POSTAL SERVICE | 575 OLYMPIC DR | ATHENS | Clarke | 9029030 | 3 |  |  | FALSE |  | FALSE | Removed from Ground | Used Oil | 550 | Unknown | 2007-07-31 | 2007-07-31
BROWN/PRINCE & FRANKLIN STA | 845 PRINCE AVE | ATHENS | Clarke | 9029055 | 1 | [5 empty] | Removed from Ground | Other | 0 | Not Marked/Unknown | 1985-12-15 | 1985-12-15 | Not Marked
CERTAINTEED CORP | 425 ATHENA DR | ATHENS | Clarke | 9000482 | 1 | [5 empty] | Removed from Ground | Diesel | 1500 | Bare Steel | 1975-04-14 | 1980-07-01 | Bare Steel
PIT STOP GAS | 4005 DANIELSVILLE RD | ATHENS | Clarke | 9029077 | 3 |  | 1997-12-01 |  | 1997-12-01 |  | Removed from Ground | Diesel | 3000 | Steel-Impressed Current | 1970-01-01 | 2004-06-28 | Cathodically Protected | Suction (American)
ATHENS FOOD MART | 1112 HULL RD | ATHENS | Clarke | 9029075 | 3 | Flapper Valve | 1998-12-30 | FALSE | 1998-12-30 | FALSE | Currently in Use | Gas (Historical Use) | 8000 | Steel-Impressed Current | 1988-09-01 |  |  | Pressurized
OLIVER RUBBER CO | 215 ONETA ST | ATHENS | Clarke | 290162 | 8 | [5 empty] | Removed from Ground | Diesel | 4500 | Marked Unknown | 1986-05-08 | 1990-01-01 | Bare Steel
OLIVER RUBBER CO | 215 ONETA ST | ATHENS | Clarke | 290162 | 2 | [5 empty] | Removed from Ground | Other | 10000 | Bare Steel | 1986-05-08 | 1990-11-01 | Bare Steel
ATHENS CLARKE CO | 1005 COLLEGE AVE | ATHENS | Clarke | 290002 | 3 | [5 empty] | Removed from Ground | Gas (Historical Use) | 6000 | Not Marked/Unknown | 1981-05-22 | 1997-04-02 | Not Marked
WILKINS IND INC | 355 ONETA ST | ATHENS | Clarke | 9029022 | 4 | [5 empty] | Removed from Ground | Other | 0 | Bare Steel | 1978-01-01 | 1899-12-31 | Galvanized Steel
ORKIN PEST CONTROL #150 | 2555 ATLANTA HWY | ATHENS | Clarke | 9029029 | 1 | [5 empty] | Removed from Ground | Gas (Historical Use) | 6000 | Bare Steel | 1990-09-21 | 1990-09-21 | Galvanized Steel
JB HUNT TRANSPORT INC | 430 ATHENA DR | ATHENS | Clarke | 9029039 | 3 |  |  | TRUE |  | TRUE | Removed from Ground | Used Oil | 2000 | Fiberglass | 1987-06-01 | 2001-11-12 | Unknown | Gravity Fed
ATHENS CLARKE COUNTY LANDSCAPE M | 305 POUND ST | ATHENS | Clarke | 250006 | 1 | [5 empty] | Removed from Ground | Gas (Historical Use) | 10000 | Bare Steel | 1986-05-21 | 1999-12-14 | Galvanized Steel | Suction (American)
WILKINS IND INC | 355 ONETA ST | ATHENS | Clarke | 9029022 | 3 | [5 empty] | Removed from Ground | Diesel | 0 | Bare Steel | 1978-01-01 | 1899-12-31 | Galvanized Steel
OLIVER RUBBER CO | 215 ONETA ST | ATHENS | Clarke | 290162 | 13 | [5 empty] | Removed from Ground | Diesel | 10000 | Bare Steel | 1971-06-15 | 1990-11-01 | Unknown
OLIVER RUBBER CO | 215 ONETA ST | ATHENS | Clarke | 290162 | 5 | [5 empty] | Removed from Ground | Gas (Historical Use) | 600 | Bare Steel | 1986-05-08 | 1990-11-01 | Bare Steel
LAST CHANCE LIQUORS | 435 MACON HWY | ATHENS | Clarke | 9029023 | 4 | [5 empty] | Removed from Ground | Empty | 2000 | Bare Steel | 1970-01-01 | 1989-12-22 | Galvanized Steel
OLIVER RUBBER CO | 215 ONETA ST | ATHENS | Clarke | 290162 | 9 | [5 empty] | Removed from Ground | Diesel | 4500 | Marked Unknown | 1986-05-08 | 1990-01-01 | Bare Steel
OLIVER RUBBER CO | 215 ONETA ST | ATHENS | Clarke | 290162 | 6 | [5 empty] | Removed from Ground | Diesel | 6000 | Marked Unknown | 1986-05-08 | 1990-11-01 | Bare Steel
LAFARGE BUILDING MATERIALS INC | 425 BARBER ST | ATHENS | Clarke | 9029015 | 1 | [5 empty] | Closed in Ground | Empty | 10000 | Bare Steel | 1991-07-01 | 1991-07-01 | Bare Steel
WILKINS IND INC | 355 ONETA ST | ATHENS | Clarke | 9029022 | 2 | [5 empty] | Removed from Ground | Diesel | 0 | Bare Steel | 1978-01-01 | 1899-12-31 | Galvanized Steel
UNIVERSAL POULTRY | 1679 OLD WEST BROAD ST | ATHENS | Clarke | 9029008 | 1 | [5 empty] | Removed from Ground | Diesel | 2000 | Marked Unknown | 1991-08-28 | 1991-08-28 | Unknown
ATHENS BANNER-HERALD | THOMAS ST | ATHENS | Clarke | 9029001 | DUMMY | [5 empty] | Currently in Use | Other | 0 | Not Marked/Unknown |  |  | Unknown
DISCOUNT TOBACCO | 115 ILA RD | ATHENS | Clarke | 9029032 | 1 |  | 1996-04-01 | FALSE | 1996-04-01 | FALSE | Currently in Use | Regular | 8000 | Galvanic (STIP-3) | 1986-01-01 |  | Flex | Pressurized
WILLIAMS BROS ATHENS PLANT #730 | 198 TRACY ST | ATHENS | Clarke | 9029036 | 4 | [5 empty] | Removed from Ground | Diesel | 7800 | Bare Steel | 1992-05-29 | 1992-05-29 | Bare Steel | Suction (American)
AUGUSTA SOLAR | 412 NORTH THOMAS ST | ATHENS | Clarke | 9029010 | 3 | [5 empty] | Removed from Ground | Empty | 2000 | Bare Steel | 1965-01-01 | 1989-12-22 | Galvanized Steel
ATHENS FOOD MART | 1112 HULL RD | ATHENS | Clarke | 9029075 | 1 | Flapper Valve | 1998-12-30 | FALSE | 1998-12-30 | FALSE | Currently in Use | Gas (Historical Use) | 8000 | Steel-Impressed Current | 1988-09-01 |  |  | Pressurized
MUDDSAR LLC DBA KWIK PICK | 1880 US HWY 29N | ATHENS | Clarke | 9029133 | 2A | Flapper Valve | 2000-07-17 | FALSE | 2000-07-17 | FALSE | Currently in Use | Diesel | 4000 | Composite | 2000-07-17 |  | Fiberglass Reinforced Plastic | Pressurized
CHEVRON #43109 | 2315 WEST BROAD ST | ATHENS | Clarke | 9000671 | 3 | [5 empty] | Removed from Ground | Gas (Historical Use) | 5000 | Bare Steel | 1967-04-28 | 1990-07-18 | Galvanized Steel
NEWINGTON (GA 107X) | 8884 SAVANNAH HWY | ATHENS | Clarke | 9124023 | 1 | [5 empty] | Removed from Ground | Diesel | 550 | Bare Steel | 1998-06-11 | 1998-06-11 | Unknown
CIRCLE K #2723346 | 290 US HWY 29 NORTH | ATHENS | Clarke | 9029122 | 1 | Ball Float | 1997-12-01 | FALSE | 1997-12-01 | FALSE | Currently in Use | Diesel On Road | 15000 | Fiberglass | 1997-11-26 |  | Fiberglass Reinforced Plastic | Pressurized
ATHENS PEP BOYS | 3702 ATLANTA HWY | ATHENS | Clarke | 9029017 | 2 |  |  | TRUE |  | TRUE | Removed from Ground | Used Oil | 550 | Fiberglass | 1988-01-01 | 2000-06-13 | Fiberglass Reinforced Plastic | Gravity Fed
LAST CHANCE LIQUORS | 435 MACON HWY | ATHENS | Clarke | 9029023 | 2 | [5 empty] | Removed from Ground | Empty | 2000 | Bare Steel | 1970-01-01 | 1989-12-22 | Galvanized Steel
WILLIAMS BROS ATHENS PLANT #730 | 198 TRACY ST | ATHENS | Clarke | 9029036 | 3 | [5 empty] | Removed from Ground | Diesel | 7800 | Bare Steel | 1992-05-29 | 1992-05-29 | Bare Steel | Suction (American)
CITY FIRE EXTINGUISHER & WLDING | 357 OAK ST | ATHENS | Clarke | 9029044 | 1 | [5 empty] | Removed from Ground | Gas (Historical Use) | 2000 | Not Marked/Unknown | 1993-05-01 | 1993-05-01 | Not Marked
FORMER FINA | 4005 LEXINGTON RD | ATHENS | Clarke | 9029033 | 1 | [5 empty] | Removed from Ground | Other | 0 | Marked Unknown |  | 1899-12-31 | Unknown
CHOICE WASTE SVCS/AMERICAN REFUS | 600 HANCOCK IND WAY | ATHENS | Clarke | 9029046 | 1 | [5 empty] | Removed from Ground | Diesel | 4000 | Cathodically Protected Steel | 1988-08-08 | 1994-03-14 | Galvanized Steel | Safe Suction (Euro)
SPEEDWAY #43 | 890 HULL RD | ATHENS | Clarke | 9000670 | 3 | [5 empty] | Removed from Ground | Gas (Historical Use) | 10000 | Bare Steel | 1976-03-19 | 1998-02-18 | Galvanized Steel | Pressurized
CARROLL'S INC | CORNER OF HANCOCK AVE & PULASKI | ATHENS | Clarke | 9029112 | 1 | [5 empty] | Removed from Ground | Gas (Historical Use) | 3000 | Marked Unknown |  | 1899-12-31 | Unknown
HIGHWAY 72 EQUIPMENT CO | 1274 HULL ROAD | ATHENS | Clarke | 9029116 | 4 | [5 empty] | Removed from Ground | Gas (Historical Use) | 0 | Not Marked/Unknown | 1997-06-02 | 1997-06-02 | Not Marked
H&S AMOCO | 1281 US HWY 29 N | ATHENS | Clarke | 290029 | 2 | [5 empty] | Removed from Ground | Gas (Historical Use) | 4000 | Bare Steel | 1971-02-22 | 1987-01-01 | Galvanized Steel
CLASSIC CITY BEVERAGES LLC | 530 CALHOUN DR | ATHENS | Clarke | 290018 | 3 |  |  | TRUE |  | TRUE | Removed from Ground | Used Oil | 1000 | Bare Steel | 1975-02-16 | 1992-04-15 | Galvanized Steel
OLIVER RUBBER CO | 215 ONETA ST | ATHENS | Clarke | 290162 | 4 | [5 empty] | Removed from Ground | Gas (Historical Use) | 4500 | Bare Steel | 1986-05-08 | 1990-11-01 | Bare Steel
OLIVER RUBBER CO | 215 ONETA ST | ATHENS | Clarke | 290162 | 7 | [5 empty] | Removed from Ground | Diesel | 4500 | Marked Unknown | 1986-05-08 | 1990-11-01 | Bare Steel
OLIVER RUBBER CO | 215 ONETA ST | ATHENS | Clarke | 290162 | 1 | [5 empty] | Removed from Ground | Other | 10000 | Bare Steel | 1985-05-08 | 1989-12-01 | Bare Steel
ATHENS CLARKE CO | 1005 COLLEGE AVE | ATHENS | Clarke | 290002 | 1 |  |  | TRUE |  | TRUE | Removed from Ground | Used Oil | 1000 | Cathodically Protected Steel | 1981-05-22 | 2000-02-14 | Galvanized Steel
LAST CHANCE LIQUORS | 435 MACON HWY | ATHENS | Clarke | 9029023 | 1 | [5 empty] | Removed from Ground | Empty | 2000 | Bare Steel | 1970-01-01 | 1989-12-22 | Galvanized Steel
MORTON THEATRE | 195 WASHINGTON ST | ATHENS | Clarke | 9029038 | DUMMY | [5 empty] | Permanently Out of Use - historical purposes | Other | 1 | Marked Unknown |  | 1899-12-31 | Unknown
FIRE DEPT STATION #1 | 700 COLLEGE AVE | ATHENS | Clarke | 9029080 | 3 | Flapper Valve | 1998-05-13 | FALSE | 1998-05-13 | FALSE | Currently in Use | Regular | 8000 | Composite | 1998-05-13 |  | Fiberglass Reinforced Plastic | Suction (American)
WORTHAMS SERVICE STATION | 748 N CHASE STREET | ATHENS | Clarke | 9029113 | 4 | [5 empty] | Removed from Ground | Other | 550 | Not Marked/Unknown | 1997-01-30 | 1997-01-30 | Not Marked
ARMSTRONG & DOBBS INC | 315 OCONEE ST | ATHENS | Clarke | 290131 | 1 | [5 empty] | Closed in Ground | Gas (Historical Use) | 540 | Bare Steel | 1950-04-04 | 1899-12-31 | Galvanized Steel
FOWLER PRODUCTS CO | 150 COLLINS IND DR | ATHENS | Clarke | 290140 | 1 | [5 empty] | Removed from Ground | Gas (Historical Use) | 1000 | Bare Steel | 1966-04-07 | 1995-09-07 | Galvanized Steel
JB HUNT TRANSPORT INC | 430 ATHENA DR | ATHENS | Clarke | 9029039 | 1 | [5 empty] | Removed from Ground | Diesel | 20000 | Fiberglass | 1987-06-01 | 1999-01-01 | Unknown | Pressurized
WILKINS IND INC | 355 ONETA ST | ATHENS | Clarke | 9029022 | 1 | [5 empty] | Removed from Ground | Gas (Historical Use) | 0 | Bare Steel | 1968-01-01 | 1899-12-31 | Galvanized Steel
ATHENS REGIONAL MEDICAL CENTER | 180 DUBOSE ST | ATHENS | Clarke | 9029042 | 1 | [5 empty] | Removed from Ground | Gas (Historical Use) | 1000 | Bare Steel | 1993-02-18 | 1993-02-18 | Galvanized Steel
DISCOUNT TOBACCO | 115 ILA RD | ATHENS | Clarke | 9029032 | 2 |  | 1996-04-01 | FALSE | 1996-04-01 | FALSE | Currently in Use | Premium | 6000 | Galvanic (STIP-3) | 1986-01-01 |  | Flex | Pressurized
CERTAINTEED CORP | 425 ATHENA DR | ATHENS | Clarke | 9000482 | 2 | [5 empty] | Removed from Ground | Diesel | 1500 | Bare Steel | 1975-04-14 | 1980-07-01 | Bare Steel
PIT STOP GAS | 4005 DANIELSVILLE RD | ATHENS | Clarke | 9029077 | 2 |  | 1997-12-01 |  | 1997-12-01 |  | Removed from Ground | Gas (Historical Use) | 6000 | Steel-Impressed Current | 1970-01-01 | 2004-06-28 | Cathodically Protected | Pressurized
WORTHAMS SERVICE STATION | 748 N CHASE STREET | ATHENS | Clarke | 9029113 | 2 | [5 empty] | Removed from Ground | Gas (Historical Use) | 1000 | Not Marked/Unknown | 1997-01-30 | 1997-01-30 | Not Marked
CARROLL'S INC | CORNER OF HANCOCK AVE & PULASKI | ATHENS | Clarke | 9029112 | 5 |  |  | TRUE |  | TRUE | Removed from Ground | Used Oil | 550 | Bare Steel |  | 1899-12-31 | Galvanized Steel | Suction (American)
CARROLL'S INC | CORNER OF HANCOCK AVE & PULASKI | ATHENS | Clarke | 9029112 | 4 | [5 empty] | Removed from Ground | Kerosene | 550 | Bare Steel |  | 1899-12-31 | Galvanized Steel | Suction (American)
BENSON'S INC | 739 WEST BROAD ST | ATHENS | Clarke | 640088 | 2 | [5 empty] | Removed from Ground | Diesel | 3000 | Bare Steel | 1980-05-01 | 1991-01-01 | Galvanized Steel
CLASSIC CITY BEVERAGES LLC | 530 CALHOUN DR | ATHENS | Clarke | 290018 | 202205 | Flapper Valve | 1992-04-01 | FALSE | 1992-04-01 | FALSE | Removed from Ground | Regular | 8000 | Galvanic (STIP-3) | 1992-04-24 | 2020-01-08 | Fiberglass Reinforced Plastic | Safe Suction (Euro)
FORMER CAROLINA FREIGHT | 2710 DANIELSVILLE RD | ATHENS | Clarke | 290017 | 1 | [5 empty] | Removed from Ground | Diesel | 10000 | Bare Steel | 1980-01-30 | 1996-10-08 | Galvanized Steel
OLIVER RUBBER CO | 215 ONETA ST | ATHENS | Clarke | 290162 | 10 | [5 empty] | Removed from Ground | Diesel | 10000 | Marked Unknown | 1986-05-08 | 1990-11-01 | Bare Steel
OLIVER RUBBER CO | 215 ONETA ST | ATHENS | Clarke | 290162 | 3 | [5 empty] | Removed from Ground | Empty | 11000 | Bare Steel | 1986-05-08 | 1990-11-01 | Bare Steel
ATHENS PEP BOYS | 3702 ATLANTA HWY | ATHENS | Clarke | 9029017 | 1 |  |  | TRUE |  | TRUE | Removed from Ground | Used Oil | 550 | Fiberglass | 1988-01-01 | 2000-06-13 | Fiberglass Reinforced Plastic | Gravity Fed
US POSTAL SERVICE | 575 OLYMPIC DR | ATHENS | Clarke | 9029030 | 1 |  | 1990-12-01 |  | 1990-12-01 |  | Removed from Ground | Diesel | 12000 | Double Walled | 1990-01-01 | 1999-03-16 | Fiberglass Reinforced Plastic | Pressurized
ATHENS FOOD MART | 1112 HULL RD | ATHENS | Clarke | 9029075 | 4 | Flapper Valve | 1998-12-30 | FALSE | 1998-12-30 | FALSE | Currently in Use | Diesel | 8000 | Steel-Impressed Current | 1988-09-01 |  |  | Pressurized
ATHENS FOOD MART | 1112 HULL RD | ATHENS | Clarke | 9029075 | 5 | Flapper Valve | 1998-12-30 | FALSE | 1998-12-30 | FALSE | Currently in Use | Diesel Off Road | 2000 | Steel-Impressed Current | 1988-09-01 |  |  | Pressurized
SPEEDWAY #19/STARVIN MARVIN #19/ | 191 OAK ST | ATHENS | Clarke | 9000621 | 7 | [5 empty] | Permanently Out of Use - historical purposes | Other | 550 | Bare Steel |  | 1899-12-31 | Unknown
SPEEDWAY #19/STARVIN MARVIN #19/ | 191 OAK ST | ATHENS | Clarke | 9000621 | 4 | [5 empty] | Removed from Ground | Gas (Historical Use) | 10000 | Bare Steel | 1965-03-22 | 1991-05-27 | Galvanized Steel
SPEEDWAY #19/STARVIN MARVIN #19/ | 191 OAK ST | ATHENS | Clarke | 9000621 | 5 | [5 empty] | Removed from Ground | Gas (Historical Use) | 10000 | Bare Steel | 1965-03-22 | 1991-05-27 | Galvanized Steel
CIRCLE K #2723346 | 290 US HWY 29 NORTH | ATHENS | Clarke | 9029122 | 4 | Flapper Valve | 1997-12-01 | FALSE | 1997-12-01 | FALSE | Currently in Use | Kerosene | 2000 | Fiberglass | 1997-11-26 |  | Fiberglass Reinforced Plastic | Suction (American)
SUNSHINE CLEANERS | 754 NORTH CHASE ST | ATHENS | Clarke | 9029052 | 1 | [5 empty] | Removed from Ground | Diesel | 550 | Not Marked/Unknown | 1993-12-22 | 1993-12-22 | Not Marked
PIT STOP GAS | 4005 DANIELSVILLE RD | ATHENS | Clarke | 9029077 | 1 |  | 1997-12-01 |  | 1997-12-01 |  | Removed from Ground | Gas (Historical Use) | 6000 | Steel-Impressed Current | 1970-01-01 | 2004-06-28 | Cathodically Protected | Pressurized
MUDDSAR LLC DBA KWIK PICK | 1880 US HWY 29N | ATHENS | Clarke | 9029133 | 1 | Flapper Valve | 2000-07-17 | FALSE | 2000-07-17 | FALSE | Currently in Use | Kerosene | 2000 | Composite | 2000-07-17 |  | Fiberglass Reinforced Plastic | Suction (American)
FORMER CHEVRON SERVICE STATION | 269 W DOUGHERTY ST | ATHENS | Clarke | 9029136 | 3 | [5 empty] | Removed from Ground | Gas (Historical Use) | 0 | Marked Unknown | 1968-01-01 | 1968-01-01 | Unknown
SPEEDWAY #43 | 890 HULL RD | ATHENS | Clarke | 9000670 | 4 | [5 empty] | Removed from Ground | Gas (Historical Use) | 3000 | Bare Steel | 1976-03-19 | 1998-02-18 | Galvanized Steel | Pressurized
SPEEDWAY #43 | 890 HULL RD | ATHENS | Clarke | 9000670 | 5 | [5 empty] | Removed from Ground | Gas (Historical Use) | 8000 | Bare Steel | 1976-03-19 | 1998-02-18 | Galvanized Steel | Pressurized
WORTHAMS SERVICE STATION | 748 N CHASE STREET | ATHENS | Clarke | 9029113 | 3 | [5 empty] | Removed from Ground | Gas (Historical Use) | 3000 | Not Marked/Unknown | 1997-01-30 | 1997-01-30 | Not Marked
H&S AMOCO | 1281 US HWY 29 N | ATHENS | Clarke | 290029 | 3 | [5 empty] | Removed from Ground | Gas (Historical Use) | 4000 | Bare Steel | 1971-02-22 | 1987-01-01 | Galvanized Steel
CLASSIC CITY BEVERAGES LLC | 530 CALHOUN DR | ATHENS | Clarke | 290018 | 2 | [5 empty] | Removed from Ground | Diesel | 10000 | Bare Steel | 1975-02-16 | 1992-04-15 | Galvanized Steel
AUGUSTA SOLAR | 412 NORTH THOMAS ST | ATHENS | Clarke | 9029010 | 4 | [5 empty] | Removed from Ground | Empty | 2000 | Bare Steel | 1965-01-01 | 1989-12-22 | Galvanized Steel
AUGUSTA SOLAR | 412 NORTH THOMAS ST | ATHENS | Clarke | 9029010 | 5 | [5 empty] | Removed from Ground | Gas (Historical Use) | 6000 | Bare Steel | 1998-07-23 | 1998-07-23 | Galvanized Steel
AUGUSTA SOLAR | 412 NORTH THOMAS ST | ATHENS | Clarke | 9029010 | 7 |  |  | FALSE |  | FALSE | Removed from Ground | Not Marked/Tank Removed | 5000 | Unknown |  | 1899-12-31
DISCOUNT TOBACCO | 115 ILA RD | ATHENS | Clarke | 9029032 | 3 |  | 1996-04-01 | FALSE | 1996-04-01 | FALSE | Temporarily out of use | Gas (Historical Use) | 6000 | Galvanic (STIP-3) | 1986-01-01 |  | Flex | Pressurized
RELIANCE ELECTRIC | COLLINS IND DR | ATHENS | Clarke | 290035 | 1 | [5 empty] | Removed from Ground | Diesel | 10000 | Bare Steel | 1982-02-06 | 1993-06-01 | Bare Steel
JB HUNT TRANSPORT INC | 430 ATHENA DR | ATHENS | Clarke | 9029039 | 2 | [5 empty] | Removed from Ground | Other | 8000 | Fiberglass | 1987-06-01 | 2001-11-12 | Unknown | Suction (American)
BST/ R3116 | 655 WINTERVILLE RD | ATHENS | Clarke | 9029011 | 1 | [5 empty] | Removed from Ground | Gas (Historical Use) | 3000 | Bare Steel | 1970-01-01 | 1991-04-19 | Unknown | Pressurized
C INGRAM CO | 4035 DANIELSVILLE RD | ATHENS | Clarke | 250051 | 1 | [5 empty] | Removed from Ground | Gas (Historical Use) | 4000 | Bare Steel | 1976-03-23 | 1995-05-01 | Galvanized Steel
ATHENS CLARKE COUNTY CIVIC CENTE | 300 N THOMAS ST @ HANCOCK ST | ATHENS | Clarke | 9029004 | 1 | [5 empty] | Permanently Out of Use - historical purposes | Other | 1 | Marked Unknown |  | 1899-12-31 | Unknown
OLIVER RUBBER CO | 215 ONETA ST | ATHENS | Clarke | 290162 | 12 | [5 empty] | Removed from Ground | Gas (Historical Use) | 7000 | Bare Steel | 1971-06-26 | 1990-11-01 | Bare Steel
ARMSTRONG & DOBBS INC | 315 OCONEE ST | ATHENS | Clarke | 290131 | 2 | [5 empty] | Closed in Ground | Gas (Historical Use) | 540 | Bare Steel | 1960-04-01 | 1899-12-31 | Galvanized Steel
ATHENS CLARKE CO | 1005 COLLEGE AVE | ATHENS | Clarke | 290002 | 2 | [5 empty] | Removed from Ground | Diesel | 3000 | Not Marked/Unknown | 1997-04-02 | 1997-04-02 | Not Marked
WILLIAMS BROS ATHENS PLANT #730 | 198 TRACY ST | ATHENS | Clarke | 9029036 | 1 | [5 empty] | Removed from Ground | Diesel | 10000 | Bare Steel | 1992-05-29 | 1992-05-29 | Bare Steel | Suction (American)
CERTAINTEED CORP | 425 ATHENA DR | ATHENS | Clarke | 9000482 | 3 | [5 empty] | Removed from Ground | Other | 10000 | Bare Steel | 1979-04-13 | 1993-04-01 | Bare Steel
SPEEDWAY #43 | 890 HULL RD | ATHENS | Clarke | 9000670 | 1 | [5 empty] | Removed from Ground | Kerosene | 2000 | Bare Steel | 1976-03-19 | 1998-02-18 | Galvanized Steel | Suction (American)
QUICK PANTRY | 1480 DANIELSVILLE RD | ATHENS | Clarke | 290028 | 4B | Ball Float | 2011-05-17 | FALSE | 2011-05-17 | FALSE | Currently in Use | Premium | 4000 | Composite Double Walled | 2011-05-17 |  | Double-Walled Fiberglass | Pressurized
WOOLERY ELECTRIC-CLOSED | 4560 ATLANTA HWY | ATHENS | Clarke | 9029062 | 1 | [5 empty] | Removed from Ground | Gas (Historical Use) | 3000 | Not Marked/Unknown | 1992-10-01 | 1992-10-01 | Not Marked
LAST CHANCE LIQUORS | 435 MACON HWY | ATHENS | Clarke | 9029023 | 6 | [5 empty] | Removed from Ground | Empty | 2000 | Bare Steel | 1970-01-01 | 1989-12-22 | Galvanized Steel
ATHENS TECHNICAL INSTITUTE | US HWY 29 N (DANIELSVILLE RD) | ATHENS | Clarke | 9029009 | 2 | [5 empty] | Removed from Ground | Gas (Historical Use) | 10000 | Bare Steel | 1991-01-01 | 1991-01-01 | Galvanized Steel
BULLDOG HEATING & AIR | 125 ROWE RD | ATHENS | Clarke | 9029134 | 1 | [5 empty] | Removed from Ground | Gas (Historical Use) | 10000 | Bare Steel | 1984-04-01 | 2001-07-09 | Galvanized Steel | Suction (American)
CIRCLE K #2723346 | 290 US HWY 29 NORTH | ATHENS | Clarke | 9029122 | 2 | Ball Float | 1997-12-01 | FALSE | 1997-12-01 | FALSE | Currently in Use | Regular | 12000 | Fiberglass | 1997-11-26 |  | Fiberglass Reinforced Plastic | Pressurized
QUICK PANTRY | 1480 DANIELSVILLE RD | ATHENS | Clarke | 290028 | 2 | [5 empty] | Removed from Ground | Gas (Historical Use) | 10000 | Bare Steel | 1975-02-21 | 1997-09-01 | Galvanized Steel | Pressurized
FUEL TOWN | 1121 Dr. Martin Luther King Jr Pkwy | ATHENS | Clarke | 290021 | 4 |  | 1999-01-01 | FALSE | 1998-04-01 | FALSE | Temporarily out of use | Gas (Historical Use) | 3000 | Steel-Impressed Current | 1982-03-07 |  | Steel (Impressed Current) | Suction (American)
GA DEPT PUBLIC SAFETY/GA STATE P | 1505 US HWY 29 NORTH | ATHENS | Clarke | 290020 | 1 | [5 empty] | Removed from Ground | Gas (Historical Use) | 6063 | Marked Unknown | 1973-01-01 | 2007-04-05 | Unknown
LAY'S GAS STATION | CLAYTON ST & THOMAS ST | ATHENS | Clarke | 9029005 | 1 | [5 empty] | Removed from Ground | Gas (Historical Use) | 1 | Marked Unknown | 1976-11-01 | 1976-11-01 | Unknown
FIRE DEPT STATION #1 | 700 COLLEGE AVE | ATHENS | Clarke | 9029080 | 1 | [5 empty] | Removed from Ground | Gas (Historical Use) | 4000 | Bare Steel | 1979-01-15 | 1998-04-28 | Galvanized Steel | Suction (American)
FIRE DEPT STATION #1 | 700 COLLEGE AVE | ATHENS | Clarke | 9029080 | 4 | Flapper Valve | 1998-05-13 | FALSE | 1998-05-13 | FALSE | Currently in Use | Diesel | 4000 | Composite | 1998-05-13 |  | Fiberglass Reinforced Plastic | Suction (American)
CHEVRON #43109 | 2315 WEST BROAD ST | ATHENS | Clarke | 9000671 | 1 | [5 empty] | Removed from Ground | Gas (Historical Use) | 3000 | Bare Steel | 1967-04-28 | 1990-07-18 | Galvanized Steel
CIRCLE K #2723346 | 290 US HWY 29 NORTH | ATHENS | Clarke | 9029122 | 3 | Ball Float | 1997-12-01 | FALSE | 1997-12-01 | FALSE | Currently in Use | Premium | 10000 | Fiberglass | 1997-11-26 |  | Fiberglass Reinforced Plastic | Pressurized
BENSON'S INC | 739 WEST BROAD ST | ATHENS | Clarke | 640088 | 3 | [5 empty] | Removed from Ground | Diesel | 3000 | Bare Steel | 1979-05-02 | 1991-01-01 | Galvanized Steel
BULLOCK FORD TRACTOR INC | 225 OAK ST | ATHENS | Clarke | 290016 | 1 | [5 empty] | Removed from Ground | Gas (Historical Use) | 1000 | Marked Unknown | 1996-02-22 | 1996-02-22 | Unknown
THE LOEF CO INC | 590 OLD HULL RD | ATHENS | Clarke | 290022 | 2 | [5 empty] | Removed from Ground | Diesel | 8000 | Bare Steel | 1970-04-14 | 1899-12-31 | Galvanized Steel | Safe Suction (Euro)
CLASSIC CITY BEVERAGES LLC | 530 CALHOUN DR | ATHENS | Clarke | 290018 | 202230 | Flapper Valve | 1992-04-01 | FALSE | 1992-04-01 | FALSE | Removed from Ground | Diesel | 8000 | Galvanic (STIP-3) | 1992-04-24 | 2020-01-08 | Fiberglass Reinforced Plastic | Safe Suction (Euro)
FUEL TOWN | 1121 Dr. Martin Luther King Jr Pkwy | ATHENS | Clarke | 290021 | 2 |  | 1999-01-01 | FALSE | 1998-04-01 | FALSE | Temporarily out of use | Gas (Historical Use) | 6000 | Steel-Impressed Current | 1982-03-07 |  | Steel (Impressed Current) | Suction (American)
WILLIAMS BROS ATHENS PLANT #730 | 198 TRACY ST | ATHENS | Clarke | 9029036 | 2 | [5 empty] | Removed from Ground | Gas (Historical Use) | 1000 | Bare Steel | 1992-05-29 | 1992-05-29 | Bare Steel | Suction (American)
MUDDSAR LLC DBA KWIK PICK | 1880 US HWY 29N | ATHENS | Clarke | 9029133 | 2B | Flapper Valve | 2000-07-17 | FALSE | 2000-07-17 | FALSE | Currently in Use | Premium | 8000 | Composite | 2000-07-17 |  | Fiberglass Reinforced Plastic | Pressurized
SPEEDWAY #43 | 890 HULL RD | ATHENS | Clarke | 9000670 | 2 | [5 empty] | Removed from Ground | Diesel | 10000 | Bare Steel | 1976-03-19 | 1998-02-18 | Galvanized Steel | Pressurized
WORTHAMS SERVICE STATION | 748 N CHASE STREET | ATHENS | Clarke | 9029113 | 1 | [5 empty] | Removed from Ground | Gas (Historical Use) | 1000 | Not Marked/Unknown | 1997-01-30 | 1997-01-30 | Not Marked
GA DEPT OF TECH & ADULT EDUC | ATHENS TECH | ATHENS | Clarke | 9028037 | 2 | [5 empty] | Removed from Ground | Other | 10000 | Not Marked/Unknown | 1992-01-01 | 1992-01-01 | Not Marked
JONES AMOCO | 1285 HULL RD | ATHENS | Clarke | 290032 | 1 | [5 empty] | Removed from Ground | Gas (Historical Use) | 2000 | Bare Steel | 1971-02-22 | 1899-12-31 | Galvanized Steel | Suction (American)
QUICK PANTRY | 1480 DANIELSVILLE RD | ATHENS | Clarke | 290028 | 4A | Ball Float | 2011-05-17 | FALSE | 2011-05-17 | FALSE | Currently in Use | Regular | 16000 | Composite Double Walled | 2011-05-17 |  | Double-Walled Fiberglass | Pressurized
CLASSIC CITY BEVERAGES LLC | 530 CALHOUN DR | ATHENS | Clarke | 290018 | 5 | [5 empty] | Removed from Ground | Gas (Historical Use) | 5000 | Bare Steel | 1982-02-14 | 1992-04-15 | Galvanized Steel
LAST CHANCE LIQUORS | 435 MACON HWY | ATHENS | Clarke | 9029023 | 5 | [5 empty] | Removed from Ground | Empty | 2000 | Bare Steel | 1970-01-01 | 1989-12-22 | Galvanized Steel
LAST CHANCE LIQUORS | 435 MACON HWY | ATHENS | Clarke | 9029023 | 7 | [5 empty] | Removed from Ground | Empty | 2000 | Bare Steel | 1970-01-01 | 1989-12-22 | Galvanized Steel
BROWN/PRINCE & FRANKLIN STA | 845 PRINCE AVE | ATHENS | Clarke | 9029055 | 0 | [5 empty] | Removed from Ground | Other | 0 | Not Marked/Unknown | 1985-12-15 | 1985-12-15 | Not Marked
SPEEDWAY #19/STARVIN MARVIN #19/ | 191 OAK ST | ATHENS | Clarke | 9000621 | 6 | [5 empty] | Permanently Out of Use - historical purposes | Other | 550 | Bare Steel |  | 1899-12-31 | Unknown
FORMER CHEVRON SERVICE STATION | 269 W DOUGHERTY ST | ATHENS | Clarke | 9029136 | 2 | [5 empty] | Removed from Ground | Gas (Historical Use) | 0 | Marked Unknown | 1968-01-01 | 1968-01-01 | Unknown
ATHENS CLARKE COUNTY WATER & SEW | 1000 ALEXANDER ST | ATHENS | Clarke | 9029110 | 1 | [5 empty] | Removed from Ground | Propane | 550 | Bare Steel | 1993-10-05 | 1996-11-15 | Galvanized Steel | Gravity Fed
BENSON'S INC | 739 WEST BROAD ST | ATHENS | Clarke | 640088 | 1 | [5 empty] | Removed from Ground | Diesel | 3000 | Bare Steel | 1980-05-01 | 1991-01-01 | Galvanized Steel
QUICK PANTRY | 1480 DANIELSVILLE RD | ATHENS | Clarke | 290028 | 3 | [5 empty] | Removed from Ground | Gas (Historical Use) | 10000 | Bare Steel | 1975-02-21 | 1997-09-01 | Galvanized Steel | Pressurized
DIXONS BIKE SHOP | 257 WEST BROAD STREET | ATHENS | Clarke | 9029126 | 4 | [5 empty] | Removed from Ground | Empty | 1000 | Bare Steel | 1970-01-01 | 2000-02-03 | Bare Steel | Suction (American)
HIGHWAY 72 EQUIPMENT CO | 1274 HULL ROAD | ATHENS | Clarke | 9029116 | 1 | [5 empty] | Removed from Ground | Gas (Historical Use) | 0 | Not Marked/Unknown | 1997-05-22 | 1997-05-22 | Not Marked
GA DEPT OF TECH & ADULT EDUC | ATHENS TECH | ATHENS | Clarke | 9028037 | 1 | [5 empty] | Removed from Ground | Other | 5000 | Not Marked/Unknown | 1992-01-01 | 1992-01-01 | Not Marked
JONES AMOCO | 1285 HULL RD | ATHENS | Clarke | 290032 | 2 | [5 empty] | Removed from Ground | Gas (Historical Use) | 500 | Bare Steel | 1966-02-23 | 1899-12-31 | Galvanized Steel | Suction (American)
QUICK PANTRY | 1480 DANIELSVILLE RD | ATHENS | Clarke | 290028 | 1 | [5 empty] | Removed from Ground | Gas (Historical Use) | 5000 | Bare Steel | 1982-02-19 | 1997-09-01 | Galvanized Steel | Pressurized
AUGUSTA SOLAR | 412 NORTH THOMAS ST | ATHENS | Clarke | 9029010 | 2 | [5 empty] | Removed from Ground | Empty | 2000 | Bare Steel | 1965-01-01 | 1989-12-22 | Galvanized Steel
US POSTAL SERVICE | 575 OLYMPIC DR | ATHENS | Clarke | 9029030 | 2 |  | 1990-12-01 |  | 1990-12-01 |  | Removed from Ground | Gas (Historical Use) | 12000 | Double Walled | 1990-01-01 | 1999-03-16 | Fiberglass Reinforced Plastic | Pressurized
PIT STOP GAS | 4005 DANIELSVILLE RD | ATHENS | Clarke | 9029077 | 4 |  | 1997-12-01 |  | 1997-12-01 |  | Removed from Ground | Gas (Historical Use) | 4000 | Steel-Impressed Current | 1970-01-01 | 2004-06-28 | Cathodically Protected | Suction (American)
ATHENS FOOD MART | 1112 HULL RD | ATHENS | Clarke | 9029075 | 2 | Flapper Valve | 1998-12-30 | FALSE | 1998-12-30 | FALSE | Currently in Use | Gas (Historical Use) | 8000 | Steel-Impressed Current | 1988-09-01 |  |  | Pressurized
SPEEDWAY #19/STARVIN MARVIN #19/ | 191 OAK ST | ATHENS | Clarke | 9000621 | 1 | [5 empty] | Removed from Ground | Diesel | 3000 | Bare Steel | 1965-03-22 | 1991-05-27 | Galvanized Steel
MUDDSAR LLC DBA KWIK PICK | 1880 US HWY 29N | ATHENS | Clarke | 9029133 | 4 | Flapper Valve | 2000-07-17 | FALSE | 2000-07-17 | FALSE | Currently in Use | Diesel | 8000 | Composite | 2000-07-17 |  | Fiberglass Reinforced Plastic | Pressurized
DAVIS TRANSFER INC | 440 ATHENA DR | ATHENS | Clarke | 9029047 | 1 |  | 1998-08-01 |  | 1998-08-01 |  | Removed from Ground | Diesel | 10000 | Cathodically Protected Steel | 1988-01-01 | 2007-11-19 | Cathodically Protected | Safe Suction (Euro)
LONDON COMMUNICATIONS | 180 PRODUCE LN | ATHENS | Clarke | 9029056 | 1 | [5 empty] | Removed from Ground | Gas (Historical Use) | 1000 | Not Marked/Unknown | 1994-04-09 | 1994-04-09 | Not Marked
GA FC/CLARKE-OCONEE UNIT | 1055 WHITEHALL RD | ATHENS | Clarke | 9029025 | 1 | [5 empty] | Removed from Ground | Gas (Historical Use) | 2000 | Bare Steel | 1975-01-01 | 1991-06-01 | Galvanized Steel
ATHENS CLARKE COUNTY LANDSCAPE M | 305 POUND ST | ATHENS | Clarke | 250006 | 3 | [5 empty] | Removed from Ground | Diesel | 8000 | Bare Steel | 1986-05-21 | 1999-12-14 | Galvanized Steel
FUEL TOWN | 1121 Dr. Martin Luther King Jr Pkwy | ATHENS | Clarke | 290021 | 3 |  | 1999-01-01 | FALSE | 1998-04-01 | FALSE | Temporarily out of use | Diesel | 5000 | Steel-Impressed Current | 1982-03-07 |  | Steel (Impressed Current) | Suction (American)
Harryâ€™s 35 | 4390 LEXINGTON RD | ATHENS | Clarke | 9029091 | 1 |  | 1997-12-01 | FALSE | 1997-12-01 | FALSE | Currently in Use | Diesel | 6000 | Steel-Impressed Current | 1987-01-01 |  | Fiberglass Reinforced Plastic | Pressurized
JIMBOS | 520 MACON HWY | ATHENS | Clarke | 9029073 | 2 | Flapper Valve | 1997-01-09 | FALSE | 1997-01-09 | FALSE | Currently in Use | Regular | 10000 | Galvanic (STIP-3) | 1987-02-01 |  | Fiberglass Reinforced Plastic | Pressurized
LEXINGTON RD. BP | 1735 LEXINGTON RD | ATHENS | Clarke | 9029070 | 4 | Flapper Valve | 2023-05-25 | FALSE | 2023-05-25 | FALSE | Currently in Use | Regular | 15000 | Composite Double Walled | 2023-05-24 |  | Double-Walled Fiberglass | Pressurized
LEXINGTON RD. BP | 1735 LEXINGTON RD | ATHENS | Clarke | 9029070 | 1 | Flapper Valve | 1997-08-01 | FALSE | 1987-08-01 | TRUE | Removed from Ground | Regular | 8000 | Galvanic (STIP-3) | 1987-01-01 |  | Fiberglass Reinforced Plastic | Pressurized
JONES PETRO QUICK SPOT | 1590 LEXINGTON RD | ATHENS | Clarke | 9029129 | 4 | Flapper Valve | 2000-04-01 | FALSE | 2000-04-01 | FALSE | Currently in Use | Diesel Off Road | 4000 | Epoxy | 2000-04-01 |  | Fiberglass Reinforced Plastic | Pressurized
BP FOOD MART | 790 BARNETT SHOALS RD | ATHENS | Clarke | 9029123 | 1 | Flapper Valve | 1998-11-01 | FALSE | 1998-11-01 | FALSE | Currently in Use | Regular | 12000 | Composite | 1998-11-01 |  | Fiberglass Reinforced Plastic | Pressurized
ATHENS CLARKE-COUNTY EASTSIDE FUELING STATION | 605 SPRING VALLEY RD | ATHENS | Clarke | 10000765 | 1 | Flapper Valve | 2003-12-08 | FALSE | 2003-12-08 | FALSE | Currently in Use | Regular | 15000 | Fiberglass Double Walled | 2003-12-08 |  | Double-Walled Fiberglass | Pressurized
AIRPORT MINIT MARKET | 1989 WINTERVILLE RD | ATHENS | Clarke | 290196 | 4 | Flapper Valve | 1994-10-01 |  | 1994-10-01 |  | Removed from Ground | Gas (Historical Use) | 3000 | Steel-Impressed Current | 1973-02-21 | 2005-06-07 | Steel (Impressed Current) | Suction (American)
AIRPORT MINIT MARKET | 1989 WINTERVILLE RD | ATHENS | Clarke | 290196 | 5 | [5 empty] | Removed from Ground | Diesel | 2000 | Bare Steel | 1969-02-22 | 1899-12-31 | Galvanized Steel
SPEEDWAY #19/STARVIN MARVIN #19/ | 191 OAK ST | ATHENS | Clarke | 9000621 | 2 | [5 empty] | Removed from Ground | Kerosene | 2000 | Bare Steel | 1965-03-22 | 1991-05-27 | Galvanized Steel
MUDDSAR LLC DBA KWIK PICK | 1880 US HWY 29N | ATHENS | Clarke | 9029133 | 3 | Flapper Valve | 2000-07-17 | FALSE | 2000-07-17 | FALSE | Currently in Use | Regular | 15000 | Composite | 2000-07-17 |  | Fiberglass Reinforced Plastic | Pressurized
DIXONS BIKE SHOP | 257 WEST BROAD STREET | ATHENS | Clarke | 9029126 | 2 | [5 empty] | Removed from Ground | Empty | 3000 | Bare Steel | 1970-01-01 | 2000-02-03 | Bare Steel | Safe Suction (Euro)
HIGHWAY 72 EQUIPMENT CO | 1274 HULL ROAD | ATHENS | Clarke | 9029116 | 3 | [5 empty] | Removed from Ground | Diesel | 0 | Not Marked/Unknown | 1997-06-02 | 1997-06-02 | Not Marked
JONES AMOCO | 1285 HULL RD | ATHENS | Clarke | 290032 | 4 | [5 empty] | Removed from Ground | Diesel | 500 | Bare Steel | 1966-02-23 | 1899-12-31 | Galvanized Steel | Suction (American)
LONDON COMMUNICATIONS | 180 PRODUCE LN | ATHENS | Clarke | 9029056 | 2 | [5 empty] | Removed from Ground | Gas (Historical Use) | 1000 | Not Marked/Unknown | 1994-04-15 | 1994-04-15 | Not Marked
GA FC/CLARKE-OCONEE UNIT | 1055 WHITEHALL RD | ATHENS | Clarke | 9029025 | 4 |  | 1991-01-01 |  | 1991-01-01 |  | Removed from Ground | Gas (Historical Use) | 2000 | Galvanic (STIP-3) | 1991-01-01 | 2007-04-06 | Cathodically Protected | Safe Suction (Euro)
ATHENS CLARKE COUNTY FUELING SIT | 2825 COUNTY FARM RD | ATHENS | Clarke | 9029085 | 2 | [5 empty] | Removed from Ground | Gas (Historical Use) | 2000 | Bare Steel | 1999-10-06 | 1999-10-06 | Galvanized Steel | Suction (American)
QUICK PANTRY #3 | 115 NORTH AVE | ATHENS | Clarke | 9029065 | 3 |  | 1989-01-01 | FALSE | 1989-01-01 | FALSE | Currently in Use | Premium | 10000 | Galvanic (STIP-3) | 1989-01-01 |  | Steel (Impressed Current) | Pressurized
LAST CHANCE LIQUORS | 435 MACON HWY | ATHENS | Clarke | 9029023 | 3 | [5 empty] | Removed from Ground | Empty | 2000 | Bare Steel | 1970-01-01 | 1989-12-22 | Galvanized Steel
ATHENS TECHNICAL INSTITUTE | US HWY 29 N (DANIELSVILLE RD) | ATHENS | Clarke | 9029009 | 1 |  |  | TRUE |  | TRUE | Removed from Ground | Used Oil | 5000 | Bare Steel | 1991-01-01 | 1991-01-01 | Galvanized Steel
SPEEDWAY #19/STARVIN MARVIN #19/ | 191 OAK ST | ATHENS | Clarke | 9000621 | 3 | [5 empty] | Removed from Ground | Gas (Historical Use) | 8000 | Bare Steel | 1965-03-22 | 1991-05-27 | Galvanized Steel
CHEVRON #43109 | 2315 WEST BROAD ST | ATHENS | Clarke | 9000671 | 5 |  |  | TRUE |  | TRUE | Removed from Ground | Used Oil | 550 | Bare Steel | 1967-04-28 | 1990-07-18 | Galvanized Steel
CHEVRON #43109 | 2315 WEST BROAD ST | ATHENS | Clarke | 9000671 | 4 | [5 empty] | Removed from Ground | Gas (Historical Use) | 3000 | Bare Steel | 1967-04-28 | 1990-07-18 | Galvanized Steel
DIXONS BIKE SHOP | 257 WEST BROAD STREET | ATHENS | Clarke | 9029126 | 3 | [5 empty] | Removed from Ground | Empty | 3000 | Bare Steel | 1970-01-01 | 2000-02-03 | Bare Steel | Safe Suction (Euro)
JONES AMOCO | 1285 HULL RD | ATHENS | Clarke | 290032 | 3 | [5 empty] | Removed from Ground | Gas (Historical Use) | 2000 | Bare Steel | 1966-02-23 | 1899-12-31 | Galvanized Steel | Suction (American)
BULLOCK FORD TRACTOR INC | 225 OAK ST | ATHENS | Clarke | 290016 | 4 |  |  | FALSE |  | FALSE | Removed from Ground | Gas (Historical Use) | 3000 | Unknown | 1996-02-22 | 1996-02-22
FUEL TOWN | 1121 Dr. Martin Luther King Jr Pkwy | ATHENS | Clarke | 290021 | 1 |  | 1999-01-01 | FALSE | 1998-04-01 | FALSE | Temporarily out of use | Gas (Historical Use) | 6000 | Steel-Impressed Current | 1982-03-07 |  | Steel (Impressed Current) | Suction (American)
ATHENS CLARKE COUNTY EMERGENCY M | 133 WASHINGTON ST | ATHENS | Clarke | 290003 | 1 | [5 empty] | Removed from Ground | Diesel | 2000 | Bare Steel | 1979-05-23 | 1999-08-27 | Galvanized Steel | Gravity Fed
FIRE DEPT STATION #1 | 700 COLLEGE AVE | ATHENS | Clarke | 9029080 | 2 | [5 empty] | Removed from Ground | Diesel | 1000 | Bare Steel | 1979-01-15 | 1998-04-28 | Galvanized Steel | Suction (American)
FORMER CHEVRON SERVICE STATION | 269 W DOUGHERTY ST | ATHENS | Clarke | 9029136 | 1 | [5 empty] | Removed from Ground | Gas (Historical Use) | 0 | Marked Unknown | 1968-01-01 | 1968-01-01 | Unknown
H&S AMOCO | 1281 US HWY 29 N | ATHENS | Clarke | 290029 | 1 | [5 empty] | Removed from Ground | Gas (Historical Use) | 4000 | Bare Steel | 1971-02-22 | 1987-01-01 | Galvanized Steel
THE LOEF CO INC | 590 OLD HULL RD | ATHENS | Clarke | 290022 | 3 | [5 empty] | Removed from Ground | Gas (Historical Use) | 2000 | Bare Steel | 1976-01-01 | 1899-12-31 | Galvanized Steel | Safe Suction (Euro)
ATHENS HOUSING AUTHORITY | 259 WADDELL STREET | ATHENS | Clarke | 9029095 | 1 |  | 1998-12-20 |  | 1998-12-20 |  | Removed from Ground | Gas (Historical Use) | 5000 | Steel-Impressed Current | 1982-12-01 | 2003-01-08 | Cathodically Protected | Safe Suction (Euro)
LEXINGTON RD. BP | 1735 LEXINGTON RD | ATHENS | Clarke | 9029070 | 5A | Flapper Valve | 2023-05-25 | FALSE | 2023-05-25 | FALSE | Currently in Use | Premium | 5000 | Composite Double Walled | 2023-05-24 |  | Double-Walled Fiberglass | Pressurized
LEXINGTON RD. BP | 1735 LEXINGTON RD | ATHENS | Clarke | 9029070 | 3 | Flapper Valve | 1997-08-01 | FALSE | 1987-08-01 | TRUE | Removed from Ground | Premium | 8000 | Galvanic (STIP-3) | 1987-01-01 |  | Fiberglass Reinforced Plastic | Pressurized
JONES PETRO QUICK SPOT | 1590 LEXINGTON RD | ATHENS | Clarke | 9029129 | 3 | Flapper Valve | 2000-04-01 | FALSE | 2000-04-01 | FALSE | Currently in Use | Diesel On Road | 6000 | Epoxy | 2000-04-01 |  | Fiberglass Reinforced Plastic | Pressurized
ATHENS CLARKE-COUNTY EASTSIDE FUELING STATION | 605 SPRING VALLEY RD | ATHENS | Clarke | 10000765 | 2 | Flapper Valve | 2003-12-08 | FALSE | 2003-12-08 | FALSE | Currently in Use | Diesel | 15000 | Fiberglass Double Walled | 2003-12-08 |  | Double-Walled Fiberglass | Pressurized
HANA FOODS | 4000 Lexington Road | ATHENS | Clarke | 290239 | 4 | [5 empty] | Permanently Out of Use - historical purposes | Gas (Historical Use) | 1 | Not Marked/Unknown |  | 1899-12-31 | Galvanized Steel
HANA FOODS | 4000 Lexington Road | ATHENS | Clarke | 290239 | 5 | [5 empty] | Permanently Out of Use - historical purposes | Gas (Historical Use) | 6000 | Bare Steel | 1975-02-22 | 1899-12-31 | Galvanized Steel
HANA FOODS | 4000 Lexington Road | ATHENS | Clarke | 290239 | 7 | [5 empty] | Permanently Out of Use - historical purposes | Gas (Historical Use) | 6000 | Bare Steel | 1975-02-22 | 1899-12-31 | Galvanized Steel
QUICK STOP CHEVRON | 1960 LEXINGTON RD | ATHENS | Clarke | 290225 | 3 | Flapper Valve | 1998-12-01 | FALSE | 1998-12-01 | FALSE | Currently in Use | Diesel On Road | 8000 | Steel-Impressed Current | 1984-05-19 |  | Steel (Impressed Current) | Pressurized
NATIONAL WEATHER SERVICE OFFICE | 1050 BEN EPPS DR | ATHENS | Clarke | 290101 | 1 |  |  | FALSE |  | FALSE | Removed from Ground | Diesel | 275 | Bare Steel | 1966-04-16 | 2016-12-16 | Bare Steel
LAY'S QUICK CORNER | 3360 LEXINGTON RD | ATHENS | Clarke | 9029013 | 5 | [5 empty] | Removed from Ground | Other | 550 | Bare Steel | 1978-01-01 | 1986-02-28 | Bare Steel
Danielsville FoodMart | 645 DANIELSVILLE RD | ATHENS | Clarke | 9029026 | 1 | Flapper Valve | 1990-01-01 | FALSE | 2021-01-04 | FALSE | Currently in Use | Regular | 8000 | Galvanic (STIP-3)/Sacrificial Anodes | 1990-01-01 |  | Fiberglass Reinforced Plastic | Pressurized
Harry's 34 | 1195 CEDAR SHOALS DR | ATHENS | Clarke | 9029090 | 3 |  | 1998-04-29 | FALSE | 1998-04-29 | FALSE | Currently in Use | Regular | 8000 | Steel-Impressed Current | 1987-01-01 |  | Fiberglass Reinforced Plastic | Pressurized
FAST FARE GROCERIES | 145 GAINES SCHOOL RD | ATHENS | Clarke | 9000622 | 3 | Flapper Valve | 1990-03-28 | FALSE | 1990-03-28 | FALSE | Currently in Use | Premium | 10270 | Steel-Impressed Current | 1980-04-05 |  | Fiberglass Reinforced Plastic | Pressurized
AIRPORT MINIT MARKET | 1989 WINTERVILLE RD | ATHENS | Clarke | 290196 | 3 | Flapper Valve | 1994-10-01 |  | 1994-10-01 |  | Removed from Ground | Gas (Historical Use) | 3000 | Steel-Impressed Current | 1973-02-21 | 2005-06-07 | Steel (Impressed Current) | Suction (American)
ATHENS/CLARKE COUNTY BEN EPPS AI | 1010 BEN EPPS DR | ATHENS | Clarke | 290216 | 4 | [5 empty] | Removed from Ground | Other | 10000 | Bare Steel | 1982-03-06 | 1993-03-08 | Not Marked
ATHENS/CLARKE COUNTY BEN EPPS AI | 1010 BEN EPPS DR | ATHENS | Clarke | 290216 | 1 | [5 empty] | Removed from Ground | Other | 10000 | Bare Steel | 1968-03-09 | 1993-03-08 | Bare Steel
ATHENS/CLARKE COUNTY BEN EPPS AI | 1010 BEN EPPS DR | ATHENS | Clarke | 290216 | 7 | [5 empty] | Permanently Out of Use - historical purposes | Empty | 6600 | Bare Steel | 1986-03-05 | 1899-12-31 | Unknown
WORTHAMS SERVICE STATION | 748 N CHASE STREET | ATHENS | Clarke | 9029113 | 5 |  |  | TRUE |  | TRUE | Removed from Ground | Used Oil | 550 | Not Marked/Unknown | 1997-01-30 | 1997-01-30 | Not Marked
CARROLL'S INC | CORNER OF HANCOCK AVE & PULASKI | ATHENS | Clarke | 9029112 | 2 | [5 empty] | Removed from Ground | Gas (Historical Use) | 3000 | Marked Unknown |  | 1899-12-31 | Unknown
BENSON'S INC | 739 WEST BROAD ST | ATHENS | Clarke | 640088 | 5 |  |  | FALSE |  | FALSE | Removed from Ground |  |  |  |  | 2018-01-31
BENSON'S INC | 739 WEST BROAD ST | ATHENS | Clarke | 640088 | 4 |  |  | FALSE |  | FALSE | Removed from Ground |  |  |  |  | 2018-01-31
CLASSIC CITY BEVERAGES LLC | 530 CALHOUN DR | ATHENS | Clarke | 290018 | 4 | [5 empty] | Removed from Ground | Gas (Historical Use) | 10000 | Bare Steel | 1981-02-14 | 1992-04-15 | Galvanized Steel
Danielsville FoodMart | 645 DANIELSVILLE RD | ATHENS | Clarke | 9029026 | 4 | Flapper Valve | 1990-01-01 | FALSE | 2021-01-04 | FALSE | Currently in Use | Diesel | 8000 | Galvanic (STIP-3)/Sacrificial Anodes | 1990-01-01 |  | Fiberglass Reinforced Plastic | Pressurized
Danielsville FoodMart | 645 DANIELSVILLE RD | ATHENS | Clarke | 9029026 | 5 | Flapper Valve | 1990-01-01 | FALSE | 1990-01-01 | FALSE | Temporarily out of use | Diesel | 2000 | Galvanic (STIP-3)/Sacrificial Anodes | 1990-01-01 |  | Fiberglass Reinforced Plastic | Pressurized
Matthews & Associates Project Services LLC | 1775 WINTERVILLE ROAD | ATHENS | Clarke | 9029099 | 2 | Flapper Valve | 1998-07-01 | FALSE | 1998-07-01 | FALSE | Temporarily out of use | Diesel | 15000 | Galvanic (STIP-3)/Sacrificial Anodes | 2000-08-09 |  | Fiberglass Reinforced Plastic | Pressurized
HODGSON SITE | 1220 SOUTH MILLEDGE AVE | ATHENS | Clarke | 9029061 | 2 | [5 empty] | Removed from Ground | Gas (Historical Use) | 10000 | Not Marked/Unknown | 1992-07-15 | 1992-07-15 | Not Marked
ATHENS/CLARKE COUNTY BEN EPPS AI | 1010 BEN EPPS DR | ATHENS | Clarke | 290216 | 5 | [5 empty] | Removed from Ground | Other | 2980 | Bare Steel | 1961-03-11 | 1993-03-08 | Unknown
HANA FOODS | 4000 Lexington Road | ATHENS | Clarke | 290239 | 12 | [5 empty] | Permanently Out of Use - historical purposes | Gas (Historical Use) | 10000 | Bare Steel | 1978-01-03 | 1899-12-31 | Galvanized Steel
BULLDOG SQUARE | 450 BALDWIN ST | ATHENS | Clarke | 290224 | 2 | Flapper Valve | 2003-07-05 | FALSE | 2003-07-05 | FALSE | Removed from Ground | Regular | 8000 | Steel-Impressed Current | 1973-05-16 |  | Fiberglass Reinforced Plastic | Pressurized
CLASSIC CITY BEVERAGES LLC | 530 CALHOUN DR | ATHENS | Clarke | 290018 | 1 | [5 empty] | Closed in Ground | Diesel | 10000 | Bare Steel | 1975-02-16 | 1992-04-15 | Galvanized Steel
BULLOCK FORD TRACTOR INC | 225 OAK ST | ATHENS | Clarke | 290016 | 2 | [5 empty] | Removed from Ground | Gas (Historical Use) | 1000 | Marked Unknown | 1996-02-22 | 1996-02-22 | Unknown
GA FC/CLARKE-OCONEE UNIT | 1055 WHITEHALL RD | ATHENS | Clarke | 9029025 | 3 |  | 1991-01-01 |  | 1991-01-01 |  | Removed from Ground | Diesel | 1000 | Galvanic (STIP-3) | 1991-01-01 | 2007-04-06 | Cathodically Protected | Safe Suction (Euro)
CLARKE CENTRAL HIGH SCHOOL | 350 SOUTH MILLEDGE AVE | ATHENS | Clarke | 9029006 | 1 | [5 empty] | Removed from Ground | Gas (Historical Use) | 6600 | Bare Steel | 1971-01-01 | 1991-09-23 | Galvanized Steel
ATHENS CLARKE COUNTY FUELING SIT | 2825 COUNTY FARM RD | ATHENS | Clarke | 9029085 | 3 | [5 empty] | Removed from Ground | Diesel | 2000 | Bare Steel | 1999-10-06 | 1999-10-06 | Galvanized Steel | Suction (American)
ATHENS/CLARKE COUNTY BEN EPPS AI | 1010 BEN EPPS DR | ATHENS | Clarke | 290216 | 6 | [5 empty] | Removed from Ground | Other | 4000 | Bare Steel | 1961-03-11 | 1993-03-08 | Unknown
LAY'S QUICK CORNER | 3360 LEXINGTON RD | ATHENS | Clarke | 9029013 | 6 |  | 1997-11-01 |  | 1997-11-01 |  | Removed from Ground | Gas (Historical Use) | 10000 | Composite | 1997-11-04 | 2014-05-06 | Fiberglass Reinforced Plastic | Pressurized
QUICK PANTRY #3 | 115 NORTH AVE | ATHENS | Clarke | 9029065 | 4 | Flapper Valve | 1989-01-01 | FALSE | 1989-01-01 | FALSE | Temporarily out of use | Diesel | 2000 | Galvanic (STIP-3) | 1989-01-01 |  | Steel (Impressed Current) | Pressurized
JONES PETRO QUICK SPOT | 1590 LEXINGTON RD | ATHENS | Clarke | 9029129 | 1 | Ball Float | 2000-04-01 | FALSE | 2000-04-01 | FALSE | Currently in Use | Regular | 15000 | Epoxy | 2000-04-01 |  | Fiberglass Reinforced Plastic | Pressurized
R B RUSSELL USDA-4 SEASONS MAINTENCE BLDG | 950 COLLEGE STATION RD | ATHENS | Clarke | 10000059 | 2 | Flapper Valve | 2006-08-31 | FALSE | 2006-08-31 | TRUE | Currently in Use | Diesel | 15000 | Epoxy Double-Walled | 2006-07-20 |  | Double-Walled Flex
ATHENS/CLARKE COUNTY BEN EPPS AI | 1010 BEN EPPS DR | ATHENS | Clarke | 290216 | 2 | [5 empty] | Removed from Ground | Other | 10000 | Bare Steel | 1968-03-09 | 1993-03-08 | Bare Steel
HANA FOODS | 4000 Lexington Road | ATHENS | Clarke | 290239 | 2 | Flapper Valve | 1996-10-01 | FALSE | 1996-10-01 | FALSE | Currently in Use | Regular | 10000 | Steel-Impressed Current | 1987-01-01 |  | Fiberglass Reinforced Plastic | Pressurized
CIRCLE K #2723320 | 990 PRINCE AVE | ATHENS | Clarke | 290106 | 2 |  |  | FALSE |  | FALSE | Removed from Ground | Gas (Historical Use) | 10000 | Fiberglass | 1982-04-24 | 1991-06-21 | Fiberglass Reinforced Plastic
LAY'S QUICK CORNER | 3360 LEXINGTON RD | ATHENS | Clarke | 9029013 | 7 |  | 1997-11-01 |  | 1997-11-01 |  | Removed from Ground | Gas (Historical Use) | 10000 | Composite | 1997-11-04 | 2014-05-13 | Fiberglass Reinforced Plastic | Pressurized
LAY'S QUICK CORNER | 3360 LEXINGTON RD | ATHENS | Clarke | 9029013 | 4 | [5 empty] | Removed from Ground | Other | 550 | Bare Steel | 1978-01-01 | 1986-02-28 | Bare Steel
LAY'S QUICK CORNER | 3360 LEXINGTON RD | ATHENS | Clarke | 9029013 | 1 | [5 empty] | Removed from Ground | Gas (Historical Use) | 6000 | Bare Steel | 1978-01-01 | 1986-02-28 | Bare Steel
CHEVRON #43109 | 2315 WEST BROAD ST | ATHENS | Clarke | 9000671 | 2 | [5 empty] | Removed from Ground | Gas (Historical Use) | 3000 | Bare Steel | 1967-04-28 | 1990-07-18 | Galvanized Steel
THE LOEF CO INC | 590 OLD HULL RD | ATHENS | Clarke | 290022 | 1 | [5 empty] | Removed from Ground | Diesel | 10000 | Bare Steel | 1970-04-14 | 1899-12-31 | Galvanized Steel | Safe Suction (Euro)
M L STANFIELD | 925 WEST BROAD ST | ATHENS | Clarke | 290023 | 1 | [5 empty] | Removed from Ground | Gas (Historical Use) | 500 | Bare Steel | 1966-03-09 | 1994-05-01 | Unknown
JIMMY HARRIS TRUCKING | 994 WINTERVILLE RD | ATHENS | Clarke | 9029098 | 1 | [5 empty] | Removed from Ground | Diesel | 8000 | Bare Steel | 1969-01-01 | 1899-12-31 | Galvanized Steel | Pressurized
AIRPORT MINIT MARKET | 1989 WINTERVILLE RD | ATHENS | Clarke | 290196 | 2 | Flapper Valve | 1994-10-01 |  | 1994-10-01 |  | Removed from Ground | Gas (Historical Use) | 3000 | Steel-Impressed Current | 1973-02-21 | 2005-06-07 | Steel (Impressed Current) | Suction (American)
HANA FOODS | 4000 Lexington Road | ATHENS | Clarke | 290239 | 11 | [5 empty] | Permanently Out of Use - historical purposes | Diesel | 550 | Bare Steel | 1976-01-04 | 1899-12-31 | Galvanized Steel
HANA FOODS | 4000 Lexington Road | ATHENS | Clarke | 290239 | 1 | Flapper Valve | 1996-10-01 | FALSE | 1996-10-01 | FALSE | Currently in Use | Regular | 10000 | Steel-Impressed Current | 1987-01-01 |  | Fiberglass Reinforced Plastic | Pressurized
BULLDOG SQUARE | 450 BALDWIN ST | ATHENS | Clarke | 290224 | 3 | Flapper Valve | 2003-07-05 | FALSE | 2003-07-05 | FALSE | Removed from Ground | Premium | 8000 | Steel-Impressed Current | 1973-05-16 |  | Fiberglass Reinforced Plastic | Pressurized
CF MOTORFREIGHT | 1025 WINTERVILLE RD | ATHENS | Clarke | 290145 | 1 | [5 empty] | Removed from Ground | Diesel | 1000 | Bare Steel | 1960-04-10 | 1995-06-20 | Unknown
LAY'S QUICK CORNER | 3360 LEXINGTON RD | ATHENS | Clarke | 9029013 | 2 | [5 empty] | Removed from Ground | Gas (Historical Use) | 6000 | Bare Steel | 1978-01-01 | 1986-02-28 | Bare Steel
LAY'S QUICK CORNER | 3360 LEXINGTON RD | ATHENS | Clarke | 9029013 | 8 |  | 1997-11-01 |  | 1997-11-01 |  | Removed from Ground | Kerosene | 2000 | Composite | 1997-11-04 | 2014-05-06 | Fiberglass Reinforced Plastic | Pressurized
GA FC/CLARKE-OCONEE UNIT | 1055 WHITEHALL RD | ATHENS | Clarke | 9029025 | 2 | [5 empty] | Removed from Ground | Gas (Historical Use) | 560 | Bare Steel | 1975-01-01 | 1991-06-01 | Galvanized Steel
Danielsville FoodMart | 645 DANIELSVILLE RD | ATHENS | Clarke | 9029026 | 3 |  | 1990-01-01 | FALSE | 1990-01-01 | FALSE | Temporarily out of use | Gas (Historical Use) | 8000 | Galvanic (STIP-3)/Sacrificial Anodes | 1990-01-01 |  | Fiberglass Reinforced Plastic | Pressurized
ATHENS CLARKE COUNTY FUELING SIT | 2825 COUNTY FARM RD | ATHENS | Clarke | 9029085 | 5 |  |  | TRUE |  | TRUE | Removed from Ground | Used Oil | 1000 | Bare Steel | 1995-01-28 | 1995-01-28 | Galvanized Steel | Gravity Fed
ATHENS CLARKE COUNTY FUELING SIT | 2825 COUNTY FARM RD | ATHENS | Clarke | 9029085 | 4 |  |  | TRUE |  | TRUE | Removed from Ground | Used Oil | 1000 | Bare Steel | 1996-12-06 | 1996-12-06 | Galvanized Steel | Gravity Fed
Harry's 34 | 1195 CEDAR SHOALS DR | ATHENS | Clarke | 9029090 | 1 |  | 1998-04-29 | FALSE | 1998-04-29 | FALSE | Currently in Use | Diesel | 2000 | Steel-Impressed Current | 1987-01-01 |  | Fiberglass Reinforced Plastic | Pressurized
Matthews & Associates Project Services LLC | 1775 WINTERVILLE ROAD | ATHENS | Clarke | 9029099 | 1 | Flapper Valve | 1998-07-01 | FALSE | 1998-07-01 | FALSE | Temporarily out of use | Diesel | 8000 | Galvanic (STIP-3)/Sacrificial Anodes | 2013-04-02 |  | Fiberglass Reinforced Plastic | Pressurized
FAST FARE GROCERIES | 145 GAINES SCHOOL RD | ATHENS | Clarke | 9000622 | 1 | Flapper Valve | 1990-03-28 | FALSE | 1990-03-28 | FALSE | Currently in Use | Regular | 10270 | Steel-Impressed Current | 1980-04-05 |  | Fiberglass Reinforced Plastic | Pressurized
QUICK PANTRY #3 | 115 NORTH AVE | ATHENS | Clarke | 9029065 | 1 |  | 1989-01-01 | FALSE | 1989-01-01 | FALSE | Currently in Use | Regular | 10000 | Galvanic (STIP-3) | 1989-01-01 |  | Steel (Impressed Current) | Pressurized
HANA FOODS | 4000 Lexington Road | ATHENS | Clarke | 290239 | 9 | [5 empty] | Permanently Out of Use - historical purposes | Gas (Historical Use) | 6000 | Bare Steel | 1976-01-04 | 1899-12-31 | Galvanized Steel | Pressurized
HANA FOODS | 4000 Lexington Road | ATHENS | Clarke | 290239 | 8 | [5 empty] | Permanently Out of Use - historical purposes | Gas (Historical Use) | 6000 | Bare Steel | 1976-01-04 | 1899-12-31 | Galvanized Steel | Pressurized
HANA FOODS | 4000 Lexington Road | ATHENS | Clarke | 290239 | 6 | [5 empty] | Permanently Out of Use - historical purposes | Gas (Historical Use) | 6000 | Bare Steel | 1975-02-22 | 1899-12-31 | Galvanized Steel
JIMBOS BP | 697 BAXTER ST | ATHENS | Clarke | 290234 | 2 | Flapper Valve | 1997-07-01 | FALSE | 1997-07-01 | FALSE | Currently in Use | Regular | 4000 | Steel-Impressed Current | 1978-05-10 |  | Fiberglass Reinforced Plastic | Pressurized
US ARMY RESERVE CENTER | 2190 WINTERVILLE RD | ATHENS | Clarke | 290221 | 1 | [5 empty] | Closed in Ground | Diesel | 1 | Bare Steel | 1953-06-05 | 1992-09-01 | Bare Steel
WELCOME PANTRY | 2275 BARNETT SHOALS RD | ATHENS | Clarke | 290136 | 1 | Flapper Valve | 1994-11-01 | FALSE | 1996-01-01 | FALSE | Currently in Use | Premium | 8000 | Steel-Impressed Current | 1986-04-29 |  |  | Pressurized
CEDAR SHOALS HIGH SCHOOL | 1300 CEDAR SHOAL DR | ATHENS | Clarke | 9029007 | 1 | [5 empty] | Removed from Ground | Empty | 1000 | Bare Steel | 1971-01-01 | 1991-08-19 | Galvanized Steel
LONDON COMMUNICATIONS | 180 PRODUCE LN | ATHENS | Clarke | 9029056 | 3 | [5 empty] | Removed from Ground | Gas (Historical Use) | 1000 | Not Marked/Unknown | 1994-04-15 | 1994-04-15 | Not Marked
LAY'S QUICK CORNER | 3360 LEXINGTON RD | ATHENS | Clarke | 9029013 | 3 | [5 empty] | Removed from Ground | Gas (Historical Use) | 4000 | Bare Steel | 1978-01-01 | 1986-02-28 | Bare Steel
R B RUSSELL USDA-4 SEASONS MAINTENCE BLDG | 950 COLLEGE STATION RD | ATHENS | Clarke | 10000059 | 1 | Flapper Valve | 2002-05-30 | FALSE | 2002-05-30 | TRUE | Currently in Use | Regular | 2000 | Composite | 2002-05-30 |  | Fiberglass Reinforced Plastic | Safe Suction (Euro)
HANA FOODS | 4000 Lexington Road | ATHENS | Clarke | 290239 | 3 | Flapper Valve | 1996-10-01 | FALSE | 1996-10-01 | FALSE | Currently in Use | Premium | 10000 | Steel-Impressed Current | 1987-01-01 |  | Fiberglass Reinforced Plastic | Pressurized
JIMBOS BP | 697 BAXTER ST | ATHENS | Clarke | 290234 | 1 |  | 1997-07-01 |  | 1997-07-01 |  | Closed in Ground | Gas (Historical Use) | 4000 | Steel-Impressed Current | 1978-05-10 | 2005-03-01 | Cathodically Protected | Pressurized
QUICK STOP CHEVRON | 1960 LEXINGTON RD | ATHENS | Clarke | 290225 | 4 | Flapper Valve | 1998-12-01 | FALSE | 1998-12-01 | FALSE | Currently in Use | Diesel Off Road | 8000 | Steel-Impressed Current | 1984-05-19 |  | Steel (Impressed Current) | Pressurized
US EPA | 960 COLLEGE STATION RD | ATHENS | Clarke | 290141 | 2 | [5 empty] | Removed from Ground | Diesel | 6000 | Bare Steel | 1971-05-05 | 1989-12-28 | Galvanized Steel
CIRCLE K #2723320 | 990 PRINCE AVE | ATHENS | Clarke | 290106 | 3 |  |  | FALSE |  | FALSE | Removed from Ground | Gas (Historical Use) | 10000 | Fiberglass | 1982-04-24 | 1991-06-21 | Fiberglass Reinforced Plastic
MILNER BROS 66 | 1226 PRINCE AVE | ATHENS | Clarke | 290178 | 2 | [5 empty] | Removed from Ground | Diesel | 4000 | Bare Steel | 1958-05-14 | 1990-08-01 | Galvanized Steel | Pressurized
SEARS FACILITY #2845/GA SQUARE | 3700 ATLANTA HWY | ATHENS | Clarke | 290186 | 2 | [5 empty] | Removed from Ground | Gas (Historical Use) | 10000 | Bare Steel | 1981-05-08 | 1993-11-10 | Unknown
BP FOOD MART | 790 BARNETT SHOALS RD | ATHENS | Clarke | 9029123 | 2 | Flapper Valve | 1998-11-01 | FALSE | 1998-11-01 | FALSE | Currently in Use | Premium | 10000 | Composite | 1998-11-01 |  | Fiberglass Reinforced Plastic | Pressurized
JIMBOS BP | 697 BAXTER ST | ATHENS | Clarke | 290234 | 5 |  |  | TRUE |  | TRUE | Removed from Ground | Used Oil | 550 | Bare Steel | 1978-05-10 | 1980-01-01 | Galvanized Steel
WELCOME PANTRY | 2275 BARNETT SHOALS RD | ATHENS | Clarke | 290136 | 3 | Flapper Valve | 1994-11-01 | FALSE | 1996-01-01 | FALSE | Currently in Use | Diesel | 8000 | Steel-Impressed Current | 1986-04-29 |  |  | Pressurized
BULLDOG CORNER | 320 BAXTER ST | ATHENS | Clarke | 290111 | 3 | [5 empty] | Removed from Ground | Gas (Historical Use) | 10000 | Cathodically Protected Steel | 1978-04-25 | 1988-12-15 | Galvanized Steel
GA FC/CLARKE CTY AIRPORT | 1010 BEN EPPS DR | ATHENS | Clarke | 290116 | 1 | [5 empty] | Removed from Ground | Gas (Historical Use) | 2000 | Bare Steel | 1980-04-23 | 1991-05-22 | Galvanized Steel
BOB GARRISON'S 66 (FORMERLY) | 1917 WEST BROAD ST | ATHENS | Clarke | 290173 | 3 | [5 empty] | Removed from Ground | Gas (Historical Use) | 1000 | Bare Steel | 1964-05-12 | 1988-04-01 | Galvanized Steel
ATHENS SPORTS MEDICINE CLINIC | 850 KING AVE | ATHENS | Clarke | 9029057 | 1 | [5 empty] | Removed from Ground | Gas (Historical Use) | 550 | Bare Steel | 1993-03-05 | 1993-03-05 | Galvanized Steel | Suction (American)
TRUSSELL FORD-MAZDA INC | 2740 ATLANTA HWY | ATHENS | Clarke | 290094 | 1 | [5 empty] | Removed from Ground | Gas (Historical Use) | 2000 | Bare Steel | 1973-04-24 | 1991-01-31 | Unknown
TRUSSELL FORD-MAZDA INC | 2740 ATLANTA HWY | ATHENS | Clarke | 290094 | 4 |  |  | TRUE |  | TRUE | Removed from Ground | Used Oil | 0 | Bare Steel | 1973-04-24 | 1991-01-31 | Unknown
AT&T COMMUNICATIONS | 2317 PRINCE AVE | ATHENS | Clarke | 290163 | 1 | [5 empty] | Removed from Ground | Diesel | 560 | Galvanic (STIP-3) | 1976-05-10 | 1992-08-19 | Copper | Suction (American)
ATHENS PLMBG & WELL SUPPLY INC | 142 OCONEE ST | ATHENS | Clarke | 310038 | 1 | [5 empty] | Removed from Ground | Gas (Historical Use) | 1000 | Bare Steel | 1974-03-01 | 1979-11-01 | Galvanized Steel
Harryâ€™s 35 | 4390 LEXINGTON RD | ATHENS | Clarke | 9029091 | 2 |  | 1997-12-01 | FALSE | 1997-12-01 | FALSE | Currently in Use | Premium | 8000 | Steel-Impressed Current | 1987-01-01 |  | Fiberglass Reinforced Plastic | Pressurized
LEXINGTON RD. BP | 1735 LEXINGTON RD | ATHENS | Clarke | 9029070 | 2 | Flapper Valve | 1997-08-01 | FALSE | 1987-08-01 | TRUE | Removed from Ground | Regular | 6000 | Galvanic (STIP-3) | 1987-01-01 |  | Fiberglass Reinforced Plastic | Pressurized
LEXINGTON RD. BP | 1735 LEXINGTON RD | ATHENS | Clarke | 9029070 | 5C | Flapper Valve | 2023-05-25 | FALSE | 2023-05-25 | FALSE | Currently in Use | E-0 | 5000 | Composite Double Walled | 2023-05-24 |  | Double-Walled Fiberglass | Pressurized
R B RUSSELL USDA-4 SEASONS MAINTENCE BLDG | 950 COLLEGE STATION RD | ATHENS | Clarke | 10000059 | 3 |  |  | FALSE |  | FALSE | Removed from Ground | Diesel | 25000 | Unknown | 2006-07-19 | 2006-07-19 | Unknown
LOGAN PAVING CO | 1000 WINTERVILLE RD | ATHENS | Clarke | 290233 | 4 | [5 empty] | Removed from Ground | Empty | 4000 | Bare Steel | 1966-05-13 | 1997-08-13 | Bare Steel | Safe Suction (Euro)
LOGAN PAVING CO | 1000 WINTERVILLE RD | ATHENS | Clarke | 290233 | 1 | [5 empty] | Removed from Ground | Diesel | 10000 | Bare Steel | 1966-05-13 | 1997-08-13 | Bare Steel | Safe Suction (Euro)
CIRCLE K #2723320 | 990 PRINCE AVE | ATHENS | Clarke | 290106 | 6 | Flapper Valve | 1992-03-23 | FALSE | 1992-03-23 | FALSE | Currently in Use | Plus | 10000 | Composite | 1992-01-01 |  | Fiberglass Reinforced Plastic | Pressurized
VINSON'S GROCERY | US HWY 29 W | ATHENS | Clarke | 290092 | 3 | [5 empty] | Removed from Ground | Gas (Historical Use) | 1000 | Bare Steel | 1983-04-23 | 1899-12-31 | Galvanized Steel
ATHENS CLARKE COUNTY FUELING SIT | 2825 COUNTY FARM RD | ATHENS | Clarke | 9029085 | 1 | [5 empty] | Removed from Ground | Gas (Historical Use) | 10000 | Bare Steel | 1999-10-06 | 1999-10-06 | Galvanized Steel | Suction (American)
Harryâ€™s 35 | 4390 LEXINGTON RD | ATHENS | Clarke | 9029091 | 5 |  | 1997-12-01 | FALSE | 1997-12-01 | FALSE | Currently in Use | Racing Fuel | 2000 | Steel-Impressed Current | 1987-01-01 |  | Fiberglass Reinforced Plastic | Pressurized
Harryâ€™s 35 | 4390 LEXINGTON RD | ATHENS | Clarke | 9029091 | 4 |  | 1997-12-01 | FALSE | 1997-12-01 | FALSE | Currently in Use | Regular | 8000 | Steel-Impressed Current | 1987-01-01 |  | Fiberglass Reinforced Plastic | Pressurized
FAST FARE GROCERIES | 145 GAINES SCHOOL RD | ATHENS | Clarke | 9000622 | 4 | Flapper Valve | 1990-03-28 | FALSE | 1990-03-28 | FALSE | Currently in Use | Diesel | 10270 | Steel-Impressed Current | 1980-04-05 |  | Fiberglass Reinforced Plastic | Pressurized
HODGSON SITE | 1220 SOUTH MILLEDGE AVE | ATHENS | Clarke | 9029061 | 3 | [5 empty] | Removed from Ground | Gas (Historical Use) | 10000 | Not Marked/Unknown | 1992-07-15 | 1992-07-15 | Not Marked
AIRPORT MINIT MARKET | 1989 WINTERVILLE RD | ATHENS | Clarke | 290196 | 1 | Flapper Valve | 1994-10-01 |  | 1994-10-01 |  | Removed from Ground | Gas (Historical Use) | 4000 | Steel-Impressed Current | 1973-02-21 | 2005-06-07 | Steel (Impressed Current) | Suction (American)
WELCOME PANTRY | 2275 BARNETT SHOALS RD | ATHENS | Clarke | 290136 | 4 |  |  | TRUE |  | TRUE | Permanently Out of Use - historical purposes | Used Oil | 550 | Bare Steel | 1986-04-29 | 1899-12-31 | Galvanized Steel
BULLDOG CORNER | 320 BAXTER ST | ATHENS | Clarke | 290111 | 6 | Flapper Valve | 1993-03-23 | FALSE | 1993-03-23 | FALSE | Currently in Use | Premium | 8200 | Galvanic (STIP-3)/Sacrificial Anodes | 1988-12-08 |  | Fiberglass Reinforced Plastic | Pressurized
BOB GARRISON'S 66 (FORMERLY) | 1917 WEST BROAD ST | ATHENS | Clarke | 290173 | 1 | [5 empty] | Removed from Ground | Gas (Historical Use) | 1000 | Bare Steel | 1964-05-12 | 1988-04-01 | Galvanized Steel
TWEEDELL PROPERTIES INC | 1323 OCONEE ST | ATHENS | Clarke | 290175 | 4 | [5 empty] | Removed from Ground | Diesel | 2000 | Bare Steel | 1980-05-08 | 1996-05-15 | Galvanized Steel
MILNER BROS 66 | 1226 PRINCE AVE | ATHENS | Clarke | 290178 | 1 | [5 empty] | Removed from Ground | Gas (Historical Use) | 4000 | Bare Steel | 1958-05-14 | 1990-08-01 | Galvanized Steel | Pressurized
MILNER BROS 66 | 1226 PRINCE AVE | ATHENS | Clarke | 290178 | 7 |  | 1990-08-01 |  | 1990-08-01 |  | Removed from Ground | Gas (Historical Use) | 3000 | Galvanic (STIP-3) | 1990-08-01 | 2005-04-12 | Galvanized Steel | Pressurized
BULLDOG 66 | 1553 S LUMPKIN ST | ATHENS | Clarke | 290183 | 2 |  | 1998-12-01 |  | 1998-12-01 |  | Removed from Ground | Gas (Historical Use) | 8000 | Steel-Impressed Current | 1976-01-01 | 2005-06-22 | Cathodically Protected | Pressurized
Danielsville FoodMart | 645 DANIELSVILLE RD | ATHENS | Clarke | 9029026 | 2 | Flapper Valve | 1990-01-01 | FALSE | 1990-01-01 | FALSE | Currently in Use | Premium | 8000 | Galvanic (STIP-3)/Sacrificial Anodes | 1990-01-01 |  | Fiberglass Reinforced Plastic | Pressurized
Harryâ€™s 35 | 4390 LEXINGTON RD | ATHENS | Clarke | 9029091 | 3 |  | 1997-12-01 | FALSE | 1997-12-01 | FALSE | Currently in Use | Regular | 8000 | Steel-Impressed Current | 1987-01-01 |  | Fiberglass Reinforced Plastic | Pressurized
JIMMY HARRIS TRUCKING | 994 WINTERVILLE RD | ATHENS | Clarke | 9029098 | 2 | [5 empty] | Removed from Ground | Gas (Historical Use) | 8000 | Bare Steel | 1969-01-01 | 1899-12-31 | Galvanized Steel | Suction (American)
AIRPORT MINIT MARKET | 1989 WINTERVILLE RD | ATHENS | Clarke | 290196 | 6 | [5 empty] | Removed from Ground | Empty | 2000 | Bare Steel | 1969-02-22 | 1899-12-31 | Galvanized Steel
HANA FOODS | 4000 Lexington Road | ATHENS | Clarke | 290239 | 10 | [5 empty] | Permanently Out of Use - historical purposes | Gas (Historical Use) | 6000 | Bare Steel | 1976-01-04 | 1899-12-31 | Galvanized Steel
QUICK STOP CHEVRON | 1960 LEXINGTON RD | ATHENS | Clarke | 290225 | 1 | Flapper Valve | 1998-12-01 | FALSE | 1998-12-01 | FALSE | Currently in Use | Regular | 8000 | Steel-Impressed Current | 1984-05-19 |  | Steel (Impressed Current) | Pressurized
BULLDOG CORNER | 320 BAXTER ST | ATHENS | Clarke | 290111 | 4 | Flapper Valve | 1993-02-23 | FALSE | 1993-02-23 | FALSE | Currently in Use | Regular | 8200 | Galvanic (STIP-3)/Sacrificial Anodes | 1988-12-08 |  | Fiberglass Reinforced Plastic | Pressurized
BULLDOG CORNER | 320 BAXTER ST | ATHENS | Clarke | 290111 | 5 | Flapper Valve | 1993-02-23 | FALSE | 1993-02-23 | FALSE | Currently in Use | Regular | 8200 | Galvanic (STIP-3)/Sacrificial Anodes | 1988-12-08 |  | Fiberglass Reinforced Plastic | Pressurized
TRUSSELL FORD-MAZDA INC | 2740 ATLANTA HWY | ATHENS | Clarke | 290094 | 2 | [5 empty] | Removed from Ground | Other | 1000 | Bare Steel | 1973-04-24 | 1991-01-31 | Unknown
Harry's 34 | 1195 CEDAR SHOALS DR | ATHENS | Clarke | 9029090 | 4 |  | 1998-04-29 | FALSE | 1998-04-29 | FALSE | Currently in Use | Regular | 8000 | Steel-Impressed Current | 1987-01-01 |  | Fiberglass Reinforced Plastic | Pressurized
FAST FARE GROCERIES | 145 GAINES SCHOOL RD | ATHENS | Clarke | 9000622 | 2 | Flapper Valve | 1990-03-28 | FALSE | 1990-03-28 | FALSE | Currently in Use | Regular | 10270 | Steel-Impressed Current | 1980-04-05 |  | Fiberglass Reinforced Plastic | Pressurized
JIMBOS | 520 MACON HWY | ATHENS | Clarke | 9029073 | 1 | Flapper Valve | 1997-01-09 | FALSE | 1997-01-09 | FALSE | Currently in Use | Premium | 10000 | Galvanic (STIP-3) | 1987-02-01 |  | Fiberglass Reinforced Plastic | Pressurized
HODGSON SITE | 1220 SOUTH MILLEDGE AVE | ATHENS | Clarke | 9029061 | 1 | [5 empty] | Removed from Ground | Gas (Historical Use) | 10000 | Not Marked/Unknown | 1992-07-15 | 1992-07-15 | Not Marked
ATHENS/CLARKE COUNTY BEN EPPS AI | 1010 BEN EPPS DR | ATHENS | Clarke | 290216 | 3 | [5 empty] | Removed from Ground | Other | 10000 | Bare Steel | 1982-03-06 | 1993-03-08 | Not Marked
US EPA | 960 COLLEGE STATION RD | ATHENS | Clarke | 290141 | 1 | [5 empty] | Removed from Ground | Diesel | 5000 | Cathodically Protected Steel | 1966-05-06 | 1989-12-28 | Galvanized Steel
BULLDOG 66 | 1553 S LUMPKIN ST | ATHENS | Clarke | 290183 | 3 |  | 1998-12-01 |  | 1998-12-01 |  | Removed from Ground | Gas (Historical Use) | 8000 | Steel-Impressed Current | 1976-01-01 | 2005-06-22 | Cathodically Protected | Pressurized
NO FACILITY NAME | 1765 OLD WEST BROAD ST | ATHENS | Clarke | 290235 | 1 | [5 empty] | Removed from Ground | Other | 0 | Marked Unknown |  | 1899-12-31 | Unknown
ROADWAY EXPRESS INC | 180 FOWLER MILL RD | ATHENS | Clarke | 290139 | 1 | [5 empty] | Removed from Ground | Diesel | 10000 | Bare Steel | 1976-07-01 | 1996-11-01 | Unknown | Safe Suction (Euro)
SEARS FACILITY #2845/GA SQUARE | 3700 ATLANTA HWY | ATHENS | Clarke | 290186 | 1 |  |  | TRUE |  | TRUE | Removed from Ground | Used Oil | 500 | Bare Steel | 1981-05-08 | 1993-11-10 | Galvanized Steel
CIRCLE K #2723320 | 990 PRINCE AVE | ATHENS | Clarke | 290106 | 4 |  |  | TRUE |  | TRUE | Removed from Ground | Used Oil | 1000 | Fiberglass | 1982-04-24 | 1991-06-21 | Fiberglass Reinforced Plastic
CIRCLE K #2723320 | 990 PRINCE AVE | ATHENS | Clarke | 290106 | 5 | Flapper Valve | 1992-03-23 | FALSE | 1992-03-23 | FALSE | Currently in Use | Regular | 10000 | Composite | 1992-01-01 |  | Fiberglass Reinforced Plastic | Pressurized
CIRCLE K #2723320 | 990 PRINCE AVE | ATHENS | Clarke | 290106 | 7 | Flapper Valve | 1992-03-23 | FALSE | 1992-03-23 | FALSE | Currently in Use | Premium | 8000 | Composite | 1992-01-01 |  | Fiberglass Reinforced Plastic | Pressurized
RYDER TS #0698 | 730 WINTERVILLE RD | ATHENS | Clarke | 290155 | 3AST | [5 empty] | Removed from Ground | Other | 4000 | Bare Steel | 1974-05-05 | 1899-12-31 | Unknown
QUICK PANTRY #3 | 115 NORTH AVE | ATHENS | Clarke | 9029065 | 2 |  | 1989-01-01 | FALSE | 1989-01-01 | FALSE | Currently in Use | Plus | 10000 | Galvanic (STIP-3) | 1989-01-01 |  | Steel (Impressed Current) | Pressurized
JONES PETRO QUICK SPOT | 1590 LEXINGTON RD | ATHENS | Clarke | 9029129 | 2 | Ball Float | 2000-04-01 | FALSE | 2000-04-01 | FALSE | Currently in Use | Premium | 12000 | Epoxy | 2000-04-01 |  | Fiberglass Reinforced Plastic | Pressurized
JIMBOS BP | 697 BAXTER ST | ATHENS | Clarke | 290234 | 3 | Flapper Valve | 1997-07-01 | FALSE | 1997-07-01 | FALSE | Currently in Use | Regular | 4000 | Steel-Impressed Current | 1978-05-10 |  | Fiberglass Reinforced Plastic | Pressurized
QUICK STOP CHEVRON | 1960 LEXINGTON RD | ATHENS | Clarke | 290225 | 2 | Flapper Valve | 1998-12-01 | FALSE | 1998-12-01 | FALSE | Currently in Use | Premium | 8000 | Steel-Impressed Current | 1984-05-19 |  | Steel (Impressed Current) | Pressurized
ATHENS CLARKE COUNTY JAIL | 3015 LEXINGTON RD | ATHENS | Clarke | 9029037 | 1 | Flapper Valve | 1992-03-04 |  | 1992-03-04 |  | Removed from Ground | Diesel | 2500 | Fiberglass Double Walled | 1992-03-04 | 2016-09-12 | Fiberglass Reinforced Plastic | Suction (American)
KAISER ESTECH | 740 WINTERVILLE RD | ATHENS | Clarke | 9029003 | 1 | [5 empty] | Removed from Ground | Gas (Historical Use) | 1000 | Bare Steel | 1971-06-15 | 1990-11-01 | Galvanized Steel
Harry's 34 | 1195 CEDAR SHOALS DR | ATHENS | Clarke | 9029090 | 2 |  | 1998-04-29 | FALSE | 1998-04-29 | FALSE | Currently in Use | Regular | 8000 | Steel-Impressed Current | 1987-01-01 |  | Fiberglass Reinforced Plastic | Pressurized
JIMBOS BP | 697 BAXTER ST | ATHENS | Clarke | 290234 | 4 | Flapper Valve | 1997-07-01 | FALSE | 1997-07-01 | FALSE | Currently in Use | Premium | 4000 | Steel-Impressed Current | 1978-05-10 |  | Fiberglass Reinforced Plastic | Pressurized
MILNER BROS 66 | 1226 PRINCE AVE | ATHENS | Clarke | 290178 | 8 |  | 1990-08-01 |  | 1990-08-01 |  | Removed from Ground | Diesel | 1000 | Galvanic (STIP-3) | 1990-08-01 | 2005-04-12 | Galvanized Steel | Pressurized
MILNER BROS 66 | 1226 PRINCE AVE | ATHENS | Clarke | 290178 | 6 |  | 1990-08-01 |  | 1990-08-01 |  | Removed from Ground | Gas (Historical Use) | 3000 | Galvanic (STIP-3) | 1990-08-01 | 2005-04-12 | Galvanized Steel | Pressurized
ATHENS CHRISTIAN SCHOOL INC | 1270 US HWY 29 N | ATHENS | Clarke | 290185 | 1 | Flapper Valve | 1996-11-01 | FALSE | 1996-11-01 | FALSE | Currently in Use | Diesel | 8000 | Steel-Impressed Current | 1974-05-09 |  | Steel (Impressed Current) | Suction (American)
RYDER TS #0698 | 730 WINTERVILLE RD | ATHENS | Clarke | 290155 | 4 |  |  | TRUE |  | TRUE | Removed from Ground | Used Oil | 250 | Cathodically Protected Steel | 1976-05-04 | 1994-10-19 | Bare Steel | Gravity Fed
WELCOME PANTRY | 2275 BARNETT SHOALS RD | ATHENS | Clarke | 290136 | 2 | Flapper Valve | 1994-11-01 | FALSE | 1996-01-01 | FALSE | Currently in Use | Regular | 8000 | Steel-Impressed Current | 1986-04-29 |  |  | Pressurized
BOB GARRISON'S 66 (FORMERLY) | 1917 WEST BROAD ST | ATHENS | Clarke | 290173 | 2 | [5 empty] | Removed from Ground | Gas (Historical Use) | 1000 | Bare Steel | 1964-05-12 | 1988-04-01 | Galvanized Steel
AT&T COMMUNICATIONS | 2317 PRINCE AVE | ATHENS | Clarke | 290163 | 2 | Flapper Valve | 1992-08-23 | FALSE | 1992-08-23 | FALSE | Currently in Use | Diesel | 1000 | Galvanic (STIP-3) | 1992-08-23 |  | Copper | Suction (American)
BIMMERS SOUTH INC | 4375 ATLANTA HWY | ATHENS | Clarke | 10000219 | 1 | Ball Float | 2001-09-04 | FALSE | 2001-09-04 | FALSE | Closed in Ground | Gas (Historical Use) | 15000 | Fiberglass Double Walled | 2001-09-04 | 2019-06-13 | Double-Walled Flex | Pressurized
ATHENS TIRE & SUPPLY INC | 165 PULASKI ST | ATHENS | Clarke | 290237 | 1 | [5 empty] | Removed from Ground | Gas (Historical Use) | 1000 | Bare Steel | 1973-01-01 | 1990-12-11 | Galvanized Steel
BULLDOG 66 | 1553 S LUMPKIN ST | ATHENS | Clarke | 290183 | 1 |  | 1998-12-01 |  | 1998-12-01 |  | Removed from Ground | Gas (Historical Use) | 6000 | Steel-Impressed Current | 1976-01-01 | 2005-06-22 | Cathodically Protected | Pressurized
BIMMERS SOUTH INC | 4375 ATLANTA HWY | ATHENS | Clarke | 10000219 | 2A | Ball Float | 2001-09-04 | FALSE | 2001-09-04 | FALSE | Closed in Ground | Gas (Historical Use) | 10000 | Fiberglass Double Walled | 2001-09-04 | 2019-06-13 | Double-Walled Flex | Pressurized
CIRCLE K #2723320 | 990 PRINCE AVE | ATHENS | Clarke | 290106 | 1 |  |  | FALSE |  | FALSE | Removed from Ground | Gas (Historical Use) | 10000 | Fiberglass | 1982-04-24 | 1991-06-21 | Fiberglass Reinforced Plastic
MILNER BROS 66 | 1226 PRINCE AVE | ATHENS | Clarke | 290178 | 5 |  | 1990-08-01 |  | 1990-08-01 |  | Removed from Ground | Gas (Historical Use) | 3000 | Galvanic (STIP-3) | 1990-08-01 | 2005-04-12 | Galvanized Steel | Pressurized
MILNER BROS 66 | 1226 PRINCE AVE | ATHENS | Clarke | 290178 | 4 |  |  | TRUE |  | TRUE | Removed from Ground | Used Oil | 550 | Bare Steel | 1958-05-14 | 1990-08-01 | Galvanized Steel | Pressurized
BIMMERS SOUTH INC | 4375 ATLANTA HWY | ATHENS | Clarke | 10000219 | 2B | Ball Float | 2001-09-04 | FALSE | 2001-09-04 | FALSE | Closed in Ground | Diesel | 5000 | Fiberglass Double Walled | 2001-09-04 | 2019-06-13 | Double-Walled Flex | Pressurized
ATHENS CHRISTIAN SCHOOL INC | 1270 US HWY 29 N | ATHENS | Clarke | 290185 | 2 | Flapper Valve | 1996-11-01 | FALSE | 1996-11-01 | FALSE | Currently in Use | Regular | 2000 | Steel-Impressed Current | 1989-08-01 |  | Steel (Impressed Current) | Suction (American)
ATHENS TIRE & SUPPLY INC | 165 PULASKI ST | ATHENS | Clarke | 290237 | 2 | [5 empty] | Removed from Ground | Gas (Historical Use) | 1500 | Bare Steel | 1987-01-01 | 1990-12-11 | Unknown
VINSON'S GROCERY | US HWY 29 W | ATHENS | Clarke | 290092 | 1 | [5 empty] | Removed from Ground | Gas (Historical Use) | 1000 | Bare Steel | 1966-04-27 | 1899-12-31 | Galvanized Steel
TRUSSELL FORD-MAZDA INC | 2740 ATLANTA HWY | ATHENS | Clarke | 290094 | 3 | [5 empty] | Removed from Ground | Other | 1000 | Bare Steel | 1973-04-24 | 1991-01-31 | Unknown
ATHENS TIRE & SUPPLY INC | 165 PULASKI ST | ATHENS | Clarke | 290237 | 3 | [5 empty] | Removed from Ground | Gas (Historical Use) | 1000 | Bare Steel | 1973-01-01 | 1990-12-11 | Galvanized Steel
Kroger Fuel Center GA 487 | 555 W OGLETHORPE HWY | HINESVILLE | Clarke | 10002952 | 1 | Flapper Valve |  | FALSE | 2019-08-27 | FALSE | Currently in Use | Regular | 20000 | Fiberglass Double Walled | 2019-08-01 |  | Double-Walled Flex | Pressurized
Porterfield Tire, Inc. | 1190 Mitchell Bridge Road | Athens | Clarke | 10002932 | 1 | Exempted |  | FALSE |  | FALSE | Removed from Ground | New Oil | 1000 |  | 1988-01-01 | 2019-07-26 |  | Gravity
Kroger Fuel Center GA 487 | 555 W OGLETHORPE HWY | HINESVILLE | Clarke | 10002952 | 2A | Flapper Valve |  | FALSE | 2019-08-27 | FALSE | Currently in Use | Premium | 8000 | Fiberglass Double Walled | 2019-08-01 |  | Double-Walled Flex | Pressurized
Porterfield Tire, Inc. | 1190 Mitchell Bridge Road | Athens | Clarke | 10002932 | 2 | Exempted |  | FALSE |  | FALSE | Removed from Ground | Used Oil | 1000 |  | 1988-01-01 | 2019-07-26 |  | Gravity
Kroger Fuel Center GA 487 | 555 W OGLETHORPE HWY | HINESVILLE | Clarke | 10002952 | 2B | Flapper Valve |  | FALSE | 2019-08-27 | FALSE | Currently in Use | Diesel | 10000 | Fiberglass Double Walled | 2019-08-01 |  | Double-Walled Flex | Pressurized
LOGAN PAVING CO | 1000 WINTERVILLE RD | ATHENS | Clarke | 290233 | 2 | [5 empty] | Removed from Ground | Empty | 4000 | Bare Steel | 1966-05-13 | 1997-08-13 | Bare Steel | Safe Suction (Euro)
BULLDOG SQUARE | 450 BALDWIN ST | ATHENS | Clarke | 290224 | 1 | Flapper Valve | 2003-07-05 | FALSE | 2003-07-05 | FALSE | Removed from Ground | Regular | 8000 | Steel-Impressed Current | 1973-05-16 |  | Fiberglass Reinforced Plastic | Pressurized
BULLDOG CORNER | 320 BAXTER ST | ATHENS | Clarke | 290111 | 2 | [5 empty] | Removed from Ground | Gas (Historical Use) | 8000 | Cathodically Protected Steel | 1963-04-29 | 1988-12-15 | Galvanized Steel
RYDER TS #0698 | 730 WINTERVILLE RD | ATHENS | Clarke | 290155 | 1 |  | 1995-07-01 |  | 1995-07-01 |  | Removed from Ground | Diesel | 10000 | Cathodically Protected Steel | 1974-05-05 | 2000-12-27 | Fiberglass Reinforced Plastic | Pressurized
MILNER BROS 66 | 1226 PRINCE AVE | ATHENS | Clarke | 290178 | 3 | [5 empty] | Removed from Ground | Gas (Historical Use) | 3000 | Bare Steel | 1958-05-14 | 1990-08-01 | Galvanized Steel | Pressurized
BEECHWOOD BP | 197 ALPS RD | ATHENS | Clarke | 290009 | 7 | Ball Float | 1998-08-15 | FALSE | 1998-08-15 | FALSE | Removed from Ground | Diesel | 6000 | Composite | 1998-08-15 |  | Fiberglass Reinforced Plastic | Pressurized
BEECHWOOD BP | 197 ALPS RD | ATHENS | Clarke | 290009 | 1 |  | 1998-08-15 |  | 1998-08-15 |  | Removed from Ground | Gas (Historical Use) | 10000 | Composite | 1975-02-22 | 1998-09-01 | Fiberglass Reinforced Plastic | Pressurized
Chevron | 3495 ATLANTA HWY | ATHENS | Clarke | 290065 | 3 | Ball Float | 1998-10-21 | FALSE | 1998-10-21 | FALSE | Removed from Ground | Premium | 10000 | Steel-Impressed Current | 1980-04-18 | 2020-11-05 | Cathodically Protected | Pressurized
GOLDEN PANTRY #5 | 125 TALLASSEE RD | ATHENS | Clarke | 290059 | 2 | Flapper Valve | 1998-10-28 | FALSE | 1998-10-28 | FALSE | Temporarily out of use | Premium | 10000 | Steel-Impressed Current | 1981-01-01 |  | Fiberglass Reinforced Plastic
GOLDEN PANTRY #2 | 2290 BARNETT SHOALS RD | ATHENS | Clarke | 290057 | 5 | Ball Float | 1994-07-15 | FALSE | 1994-07-15 | FALSE | Currently in Use | Regular | 10000 | Fiberglass Double Walled | 1994-07-15 |  | Double-Walled Fiberglass | Pressurized
ON THE WAY | 1097 BAXTER ST | ATHENS | Clarke | 290177 | 1A | Flapper Valve | 1998-07-01 | FALSE | 1998-07-01 | FALSE | Currently in Use | Regular | 10000 | Composite | 1998-07-01 |  | Fiberglass Reinforced Plastic | Pressurized
COMMERCE PARK AMOCO | US HWY 78 & US HWY 29 @ COMMERCE | ATHENS | Clarke | 290027 | 3 | [5 empty] | Removed from Ground | Gas (Historical Use) | 8000 | Bare Steel | 1980-02-20 | 1990-01-01 | Galvanized Steel
GOLDEN PANTRY #2 | 2290 BARNETT SHOALS RD | ATHENS | Clarke | 290057 | 6 | Ball Float | 1994-07-15 | FALSE | 1994-07-15 | FALSE | Currently in Use | Plus | 10000 | Fiberglass Double Walled | 1994-07-15 |  | Double-Walled Fiberglass | Pressurized
GOLDEN PANTRY #6 | 1880 WEST BROAD ST | ATHENS | Clarke | 290060 | 3 | Flapper Valve | 1997-05-07 |  | 1997-05-07 |  | Removed from Ground | Gas (Historical Use) | 10000 | Galvanic (STIP-3) | 1986-01-01 | 2013-01-16 | Fiberglass Reinforced Plastic | Pressurized
ON THE WAY | 1097 BAXTER ST | ATHENS | Clarke | 290177 | 1B | Flapper Valve | 1998-07-01 | FALSE | 1998-07-01 | FALSE | Currently in Use | Diesel | 2000 | Composite | 1998-07-01 |  | Fiberglass Reinforced Plastic | Pressurized
Citgo Food Mart | 790 Hawthorne Ave | Athens | Clarke | 290013 | 6A | Flapper Valve | 2018-11-01 | FALSE | 2018-11-01 | FALSE | Currently in Use | Premium | 3500 | Composite Double Walled | 2018-08-21 |  | Double-Walled Fiberglass | Pressurized
MARATHON FOOD MART | 1925 W BROAD ST | ATHENS | Clarke | 290034 | 3 |  | 1986-01-01 | FALSE | 1986-01-01 | FALSE | Closed in Ground | Diesel | 8000 | Steel-Impressed Current | 1985-02-18 |  | Fiberglass Reinforced Plastic | Pressurized
BEECHWOOD BP | 197 ALPS RD | ATHENS | Clarke | 290009 | 2 |  | 1998-08-15 |  | 1998-08-15 |  | Removed from Ground | Gas (Historical Use) | 8000 | Composite | 1975-02-22 | 1998-09-01 | Fiberglass Reinforced Plastic | Pressurized
Citgo Food Mart | 790 Hawthorne Ave | Athens | Clarke | 290013 | 5 | [5 empty] | Removed from Ground | Empty | 550 | Bare Steel | 1974-02-22 | 1988-08-01 | Galvanized Steel
MARATHON FOOD MART | 1925 W BROAD ST | ATHENS | Clarke | 290034 | 1 | Flapper Valve | 1986-01-01 | FALSE | 1986-01-01 | FALSE | Currently in Use | Regular | 8000 | Steel-Impressed Current | 1985-02-18 |  | Fiberglass Reinforced Plastic | Pressurized
COMMERCE PARK AMOCO | US HWY 78 & US HWY 29 @ COMMERCE | ATHENS | Clarke | 290027 | 1 | [5 empty] | Removed from Ground | Gas (Historical Use) | 8000 | Bare Steel | 1980-02-20 | 1990-01-01 | Galvanized Steel
KMART #7183 | 2656 ATLANTA HWY | ATHENS | Clarke | 7000099 | 1 |  |  | TRUE |  | TRUE | Removed from Ground | Used Oil | 1000 | Bare Steel | 1977-05-09 | 1991-02-02 | Galvanized Steel
Citgo Food Mart | 790 Hawthorne Ave | Athens | Clarke | 290013 | 1 | Flapper Valve | 1994-12-07 |  | 1994-12-07 |  | Removed from Ground | Gas (Historical Use) | 10000 | Steel-Impressed Current | 1974-02-22 | 2015-10-12 | Fiberglass Reinforced Plastic | Pressurized
GLENN CO OF ATHENS INC | 235 FLOYD DR | ATHENS | Clarke | 290043 | 1 | [5 empty] | Removed from Ground | Gas (Historical Use) | 2000 | Bare Steel | 1985-03-10 | 1999-12-06 | Galvanized Steel | Suction (American)
GOLDEN PANTRY #6 | 1880 WEST BROAD ST | ATHENS | Clarke | 290060 | 1 | Flapper Valve | 1997-05-07 |  | 1997-05-07 |  | Removed from Ground | Gas (Historical Use) | 10000 | Galvanic (STIP-3) | 1986-01-01 | 2013-01-16 | Fiberglass Reinforced Plastic | Pressurized
LAYS FOOD MART #1/SAV-A-STEP FOO | 100 MACON HWY | ATHENS | Clarke | 290037 | 3 | Flapper Valve | 1998-04-15 | FALSE | 1998-04-15 | FALSE | Currently in Use | Diesel | 10000 | Steel-Impressed Current | 1984-02-11 |  | Fiberglass Reinforced Plastic | Pressurized
GOLDEN PANTRY #2 | 2290 BARNETT SHOALS RD | ATHENS | Clarke | 290057 | 4 | [5 empty] | Removed from Ground | Gas (Historical Use) | 10000 | Bare Steel | 1972-01-01 | 1994-06-19 | Galvanized Steel
GOLDEN PANTRY #2 | 2290 BARNETT SHOALS RD | ATHENS | Clarke | 290057 | 7 | Ball Float | 1994-07-15 | FALSE | 1994-07-15 | FALSE | Currently in Use | Premium | 10000 | Fiberglass Double Walled | 1994-07-15 |  | Double-Walled Fiberglass | Pressurized
GOLDEN PANTRY #2 | 2290 BARNETT SHOALS RD | ATHENS | Clarke | 290057 | 1 | [5 empty] | Removed from Ground | Gas (Historical Use) | 10000 | Bare Steel | 1976-01-01 | 1994-06-19 | Galvanized Steel
IVY COILE MOTORS INC | 3660 ATLANTA HWY | ATHENS | Clarke | 290152 | 1 | [5 empty] | Removed from Ground | Gas (Historical Use) | 5000 | Cathodically Protected Steel | 1993-04-26 | 1993-04-26 | Galvanized Steel | Safe Suction (Euro)
RON CLARKE ENT/AAMCO TRANS | 2705 ATLANTA HWY | ATHENS | Clarke | 290008 | 1 | [5 empty] | Removed from Ground | Other | 1000 | Bare Steel | 1981-01-01 | 1995-06-21 | Galvanized Steel
BEECHWOOD BP | 197 ALPS RD | ATHENS | Clarke | 290009 | 6 | Ball Float | 1998-08-15 | FALSE | 1998-08-15 | FALSE | Removed from Ground | Premium | 8000 | Composite | 1998-08-15 |  | Fiberglass Reinforced Plastic | Pressurized
GOLDEN PANTRY #5 | 125 TALLASSEE RD | ATHENS | Clarke | 290059 | 3 | Flapper Valve | 1998-10-28 | FALSE | 1998-10-28 | FALSE | Currently in Use | Regular | 10000 | Steel-Impressed Current | 1981-01-01 |  | Fiberglass Reinforced Plastic
PJ FOOD MART | 245 EPPS BRIDGE RD | ATHENS | Clarke | 290061 | 1 | Flapper Valve | 1998-10-28 | FALSE | 1998-10-28 | FALSE | Currently in Use | Regular | 10000 | Galvanic (STIP-3) | 1986-01-01 |  | Flex
Citgo Food Mart | 790 Hawthorne Ave | Athens | Clarke | 290013 | 6C | Flapper Valve | 2018-11-01 | FALSE | 2018-11-01 | FALSE | Currently in Use | Diesel | 3500 | Composite Double Walled | 2018-08-21 |  | Double-Walled Fiberglass | Pressurized
LAYS FOOD MART #1/SAV-A-STEP FOO | 100 MACON HWY | ATHENS | Clarke | 290037 | 4 |  | 1998-04-15 | FALSE | 1998-04-15 | FALSE | Temporarily out of use | Kerosene | 10000 | Steel-Impressed Current | 1984-02-11 |  | Fiberglass Reinforced Plastic | Safe Suction (Euro)
GLENN CO OF ATHENS INC | 235 FLOYD DR | ATHENS | Clarke | 290043 | 2 | [5 empty] | Removed from Ground | Diesel | 2000 | Bare Steel | 1985-03-10 | 1999-12-06 | Galvanized Steel | Suction (American)
CHARTER ATHENS | 240 MITCHELL BRIDGE RD | ATHENS | Clarke | 290046 | 1 | [5 empty] | Removed from Ground | Diesel | 1000 | Cathodically Protected Steel | 1985-03-19 | 1899-12-31 | Galvanized Steel
AUGUSTA SOLAR | 412 NORTH THOMAS ST | ATHENS | Clarke | 9029010 | 6 | [5 empty] | Removed from Ground | Gas (Historical Use) | 1000 | Bare Steel | 1998-07-23 | 1998-07-23 | Galvanized Steel
SOUTH EAST ATLANTIC CORP | 111 COLLINS INDUSTRIAL BLVD | ATHENS | Clarke | 9029051 | 1 | [5 empty] | Removed from Ground | Diesel | 500 | Marked Unknown | 1993-09-27 | 1993-09-27 | Unknown
OLD GRAIN ELEVATOR SITE | 3790 JEFFERSON RD & CAMAK DR | ATHENS | Clarke | 9029071 | 1 | [5 empty] | Removed from Ground | Other | 5000 | Not Marked/Unknown | 1994-11-14 | 1994-11-14 | Not Marked
CARROLL'S INC | CORNER OF HANCOCK AVE & PULASKI | ATHENS | Clarke | 9029112 | 3 | [5 empty] | Removed from Ground | Gas (Historical Use) | 3000 | Marked Unknown |  | 1899-12-31 | Unknown
WILFONG BROTHERS INC | 457 E HANCOCK AVE | ATHENS | Clarke | 9029109 | 1 | [5 empty] | Removed from Ground | Diesel | 6000 | Marked Unknown | 1996-02-26 | 1996-02-26 | Unknown
DIXONS BIKE SHOP | 257 WEST BROAD STREET | ATHENS | Clarke | 9029126 | 1 | [5 empty] | Removed from Ground | Empty | 1000 | Bare Steel | 1970-01-01 | 2000-01-21 | Bare Steel | Suction (American)
HIGHWAY 72 EQUIPMENT CO | 1274 HULL ROAD | ATHENS | Clarke | 9029116 | 2 | [5 empty] | Removed from Ground | Gas (Historical Use) | 0 | Not Marked/Unknown | 1997-05-22 | 1997-05-22 | Not Marked
RON CLARKE ENT/AAMCO TRANS | 2705 ATLANTA HWY | ATHENS | Clarke | 290008 | 2 |  |  | TRUE |  | TRUE | Removed from Ground | Used Oil | 1000 | Bare Steel | 1981-01-01 | 1995-06-21 | Galvanized Steel
BEECHWOOD BP | 197 ALPS RD | ATHENS | Clarke | 290009 | 5 | Ball Float | 1998-08-15 | FALSE | 1998-08-15 | FALSE | Removed from Ground | Regular | 10000 | Composite | 1998-08-15 |  | Fiberglass Reinforced Plastic | Pressurized
BEECHWOOD BP | 197 ALPS RD | ATHENS | Clarke | 290009 | 4 |  |  | TRUE |  | TRUE | Removed from Ground | Used Oil | 550 | Cathodically Protected Steel | 1975-02-22 | 1998-09-01 | Fiberglass Reinforced Plastic
Citgo Food Mart | 790 Hawthorne Ave | Athens | Clarke | 290013 | 2 | Flapper Valve | 1994-12-07 |  | 1994-12-07 |  | Removed from Ground | Gas (Historical Use) | 10000 | Steel-Impressed Current | 1974-02-22 | 2015-10-12 | Fiberglass Reinforced Plastic | Pressurized
GLENN CO OF ATHENS INC | 235 FLOYD DR | ATHENS | Clarke | 290043 | 3 | [5 empty] | Removed from Ground | Gas (Historical Use) | 1000 | Bare Steel | 1985-03-10 | 1999-12-06 | Galvanized Steel
BULLDOG CAR WASH | 2920 ATLANTA HWY | ATHENS | Clarke | 290055 | 1 |  | 1998-01-01 | FALSE | 1998-01-01 | FALSE | Temporarily out of use | Gas (Historical Use) | 6000 | Galvanic (STIP-3) | 1985-01-01 |  | Fiberglass Reinforced Plastic | Pressurized
Chevron | 3495 ATLANTA HWY | ATHENS | Clarke | 290065 | 1 | Ball Float | 1998-10-21 | FALSE | 1998-10-21 | FALSE | Removed from Ground | Regular | 10000 | Steel-Impressed Current | 1980-04-18 | 2020-11-05 | Double-Walled Fiberglass | Pressurized
OGLETHORPE AVE 66 | 1560 OGLETHORPE AVE | ATHENS | Clarke | 290179 | 3 | [5 empty] | Removed from Ground | Gas (Historical Use) | 8000 | Bare Steel | 1973-05-10 | 1990-06-01 | Galvanized Steel | Pressurized
HEYWARD ALLEN MOTOR CO INC | 2590 ATLANTA HWY | ATHENS | Clarke | 290150 | 3 |  |  | TRUE |  | TRUE | Removed from Ground | Used Oil | 2000 | Bare Steel | 1986-05-05 | 1991-08-01 | Bare Steel
IVY COILE MOTORS INC | 3660 ATLANTA HWY | ATHENS | Clarke | 290152 | 2 |  |  | TRUE |  | TRUE | Removed from Ground | Used Oil | 550 | Cathodically Protected Steel | 1993-04-26 | 1993-04-26 | Galvanized Steel
CHEVRON FOODMART | 2545 ATLANTA HWY | ATHENS | Clarke | 290125 | 4 | Flapper Valve | 1998-08-01 | FALSE | 1998-08-01 | FALSE | Currently in Use | E-0 | 10270 | Steel-Impressed Current | 1981-04-05 |  | Fiberglass Reinforced Plastic | Pressurized
OM PARTNERS LLC | 1452 PRINCE AVE | ATHENS | Clarke | 290126 | 2 | Flapper Valve | 1997-02-25 | FALSE | 1997-02-25 | FALSE | Currently in Use | Regular | 10000 | Steel-Impressed Current | 1980-06-15 |  | Fiberglass Reinforced Plastic
TRICO II SE PETROLEUM CORP #520 | 1952 WEST BROAD ST | ATHENS | Clarke | 290115 | 1 | [5 empty] | Removed from Ground | Gas (Historical Use) | 10000 | Bare Steel | 1963-04-29 | 1991-06-01 | Galvanized Steel
BEECHWOOD BP | 197 ALPS RD | ATHENS | Clarke | 290009 | 3 |  | 1998-08-15 |  | 1998-08-15 |  | Removed from Ground | Diesel | 6000 | Composite | 1975-02-22 | 1998-09-01 | Fiberglass Reinforced Plastic | Pressurized
GOLDEN PANTRY #6 | 1880 WEST BROAD ST | ATHENS | Clarke | 290060 | 5 | Flapper Valve | 1997-05-07 |  | 1997-05-07 |  | Removed from Ground | Kerosene | 2000 | Galvanic (STIP-3) | 1986-01-01 | 2013-01-16 | Fiberglass Reinforced Plastic | Safe Suction (Euro)
GOLDEN PANTRY #6 | 1880 WEST BROAD ST | ATHENS | Clarke | 290060 | 4 | Flapper Valve | 1997-05-07 |  | 1997-05-07 |  | Removed from Ground | Diesel | 8000 | Galvanic (STIP-3) | 1986-01-01 | 2013-01-16 | Fiberglass Reinforced Plastic | Pressurized
ON THE WAY | 1097 BAXTER ST | ATHENS | Clarke | 290177 | 3 |  |  |  | 1993-09-01 |  | Removed from Ground | Gas (Historical Use) | 4000 | Bare Steel | 1968-05-11 | 1998-06-09 | Galvanized Steel | Pressurized
IVY COILE MOTORS INC | 3660 ATLANTA HWY | ATHENS | Clarke | 290152 | 4 | [5 empty] | Removed from Ground | Other | 5000 | Bare Steel | 1993-04-26 | 1995-03-30 | Galvanized Steel | Gravity Fed
IVY COILE MOTORS INC | 3660 ATLANTA HWY | ATHENS | Clarke | 290152 | 5 |  |  | TRUE |  | TRUE | Removed from Ground | Used Oil | 550 | Cathodically Protected Steel | 1993-04-26 | 1995-03-30 | Galvanized Steel | Safe Suction (Euro)
OM PARTNERS LLC | 1452 PRINCE AVE | ATHENS | Clarke | 290126 | 4 | Flapper Valve | 1997-02-25 | FALSE | 1997-02-25 | FALSE | Currently in Use | Premium | 10000 | Steel-Impressed Current | 1980-06-15 |  | Fiberglass Reinforced Plastic | Pressurized
TRICO II SE PETROLEUM CORP #520 | 1952 WEST BROAD ST | ATHENS | Clarke | 290115 | 3 | [5 empty] | Removed from Ground | Gas (Historical Use) | 10000 | Bare Steel | 1972-04-26 | 1991-06-01 | Galvanized Steel
SAINT MARYS HEALTHCARE SYSTEM IN | 1230 BAXTER ST | ATHENS | Clarke | 290102 | 1 | [5 empty] | Removed from Ground | Diesel | 1000 | Bare Steel | 1963-04-23 | 1999-01-28 | Bare Steel | Safe Suction (Euro)
PIEDMONT ATHENS REGIONAL MEDICAL CENTER | 1199 PRINCE AVE | ATHENS | Clarke | 290222 | 4 | Flapper Valve | 2008-04-28 | FALSE | 2008-04-28 | FALSE | Currently in Use | Diesel | 15000 | Fiberglass Double Walled | 2008-04-28 |  | Double-Walled Fiberglass | Pressurized
Jabal Investments LLC | 2285 BARNETT SHOALS RD | ATHENS | Clarke | 290242 | 2 | [5 empty] | Removed from Ground | Gas (Historical Use) | 8000 | Bare Steel | 1967-04-28 | 1987-01-01 | Galvanized Steel
Jabal Investments LLC | 2285 BARNETT SHOALS RD | ATHENS | Clarke | 290242 | 8 |  | 2000-01-01 | FALSE | 1987-01-01 | FALSE | Currently in Use | Diesel | 10000 | Fiberglass | 1987-01-01 |  | Fiberglass Reinforced Plastic | Pressurized
BST/ATHENS SOC-R3106 | 235 EPPS BRIDGE RD | ATHENS | Clarke | 290190 | 3 | [5 empty] | Removed from Ground | Gas (Historical Use) | 3000 | Bare Steel | 1971-01-05 | 1990-01-10 | Unknown
HEYWARD ALLEN MOTOR CO INC | 2590 ATLANTA HWY | ATHENS | Clarke | 290150 | 2 | [5 empty] | Removed from Ground | Other | 2000 | Bare Steel | 1986-05-05 | 1991-08-01 | Bare Steel
TRICO II SE PETROLEUM CORP #520 | 1952 WEST BROAD ST | ATHENS | Clarke | 290115 | 2 | [5 empty] | Removed from Ground | Gas (Historical Use) | 6000 | Bare Steel | 1963-04-29 | 1991-06-01 | Galvanized Steel
FAST TRAC | 1428 PRINCE AVE | ATHENS | Clarke | 290232 | 7 | [5 empty] | Removed from Ground | Gas (Historical Use) | 3000 | Bare Steel | 1958-01-01 | 1987-04-01 | Galvanized Steel
FAST TRAC | 1428 PRINCE AVE | ATHENS | Clarke | 290232 | 5 | [5 empty] | Removed from Ground | Gas (Historical Use) | 3000 | Bare Steel | 1958-01-01 | 1987-04-01 | Galvanized Steel
FAST TRAC | 1428 PRINCE AVE | ATHENS | Clarke | 290232 | 4 | [5 empty] | Closed in Ground | Diesel | 500 | Bare Steel | 1959-01-08 | 1987-04-15 | Galvanized Steel
BROOKS TRANSMISSION | 855 KING AVE | ATHENS | Clarke | 10001209 | 1 |  |  | FALSE |  | FALSE | Removed from Ground | Used Oil | 550 | Bare Steel | 2006-10-27 | 2006-10-31 | Galvanized Steel | Gravity Fed
WALMART NEIGHBOR MARKET #5267 | 3140 ATLANTA HWY | ATHENS | Clarke | 10002518 | 1 | Flapper Valve | 2016-01-13 | FALSE | 2015-10-01 | FALSE | Currently in Use | Regular | 15000 | Fiberglass Double Walled | 2015-06-16 |  | Double-Walled Flex | Pressurized
PATTON BROTHERS | 2142 WEST BROAD STREET | ATHENS | Clarke | 10001879 | 2 |  |  | FALSE |  | FALSE | Removed from Ground | Diesel | 8000 | Bare Steel | 1955-01-01 | 1991-05-01 | Galvanized Steel
RaceTrac #643 - Epps Bridge | 2625 ATLANTA HWY | ATHENS | Clarke | 9029111 | 4 | [5 empty] | Removed from Ground | Gas (Historical Use) | 1000 | Not Marked/Unknown | 1998-09-12 | 1998-09-12 | Not Marked
RaceTrac #643 - Epps Bridge | 2625 ATLANTA HWY | ATHENS | Clarke | 9029111 | 7 | Overfill Alarm | 2012-07-11 | FALSE | 2012-07-11 | FALSE | Currently in Use | Diesel | 12000 | Composite Double Walled | 2012-07-11 |  | Double-Walled Fiberglass | Pressurized
HEYWARD ALLEN MOTOR CO INC | 2590 ATLANTA HWY | ATHENS | Clarke | 290150 | 1 | [5 empty] | Removed from Ground | Other | 2000 | Bare Steel | 1969-05-09 | 1991-08-01 | Bare Steel
CHEVRON FOODMART | 2545 ATLANTA HWY | ATHENS | Clarke | 290125 | 3 | Flapper Valve | 1998-08-01 | FALSE | 1998-08-01 | FALSE | Currently in Use | Diesel | 10270 | Steel-Impressed Current | 1981-04-05 |  | Fiberglass Reinforced Plastic | Pressurized
TRICO II SE PETROLEUM CORP #520 | 1952 WEST BROAD ST | ATHENS | Clarke | 290115 | 4 |  | 1991-08-01 |  | 1991-08-01 |  | Removed from Ground | Gas (Historical Use) | 10000 | Double Walled | 1991-06-01 | 1991-06-01 | Fiberglass Reinforced Plastic | Pressurized
TRICO II SE PETROLEUM CORP #520 | 1952 WEST BROAD ST | ATHENS | Clarke | 290115 | 5 |  | 1991-08-01 |  | 1991-08-01 |  | Removed from Ground | Gas (Historical Use) | 10000 | Double Walled | 1991-08-01 | 2005-05-18 | Fiberglass Reinforced Plastic | Pressurized
MR TRANSMISSION | 116 ALPS RD | ATHENS | Clarke | 290130 | 1 | [5 empty] | Removed from Ground | Other | 275 | Bare Steel | 1984-03-25 | 1997-08-01 | Not Marked
PIEDMONT ATHENS REGIONAL MEDICAL CENTER | 1199 PRINCE AVE | ATHENS | Clarke | 290222 | 3 | Flapper Valve | 1994-08-10 | FALSE | 1994-08-10 | FALSE | Currently in Use | Diesel | 20000 | Fiberglass Double Walled | 1993-10-18 |  | Fiberglass Reinforced Plastic | Pressurized
UNKNOWN | 1900 WEST BROAD STREET | ATHENS | Clarke | 10002165 | 1 |  |  | FALSE |  | FALSE | Removed from Ground | Used Oil | 1000 | Galvanic (STIP-3) | 1984-01-01 | 2012-10-08 | Galvanized Steel
PATTON BROTHERS | 2142 WEST BROAD STREET | ATHENS | Clarke | 10001879 | 5 |  |  | FALSE |  | FALSE | Removed from Ground | Other | 550 | Bare Steel | 1955-01-01 | 1991-05-01 | Galvanized Steel
PATTON BROTHERS | 2142 WEST BROAD STREET | ATHENS | Clarke | 10001879 | 4 |  |  | FALSE |  | FALSE | Removed from Ground | Other | 550 | Bare Steel | 1955-01-05 | 1991-05-01 | Galvanized Steel
ATHENS 1ST BANK | 3375 ATLANTA HWY | ATHENS | Clarke | 10001985 | 2 |  |  | FALSE |  | FALSE | Removed from Ground | Used Oil | 550 | Unknown | 2011-06-06 | 2011-06-07
CIRCLE K 2723316 | 1333 S LUMPKIN ST | ATHENS | Clarke | 9000744 | 8 |  | 1991-12-26 | FALSE | 1991-12-26 | FALSE | Currently in Use | Regular | 10089 | Composite | 1992-01-01 |  | Fiberglass Reinforced Plastic | Pressurized
CIRCLE K 2723316 | 1333 S LUMPKIN ST | ATHENS | Clarke | 9000744 | 9 |  | 1991-12-26 | FALSE | 1991-12-26 | FALSE | Currently in Use | Diesel | 10089 | Composite | 1992-01-01 |  | Fiberglass Reinforced Plastic | Pressurized
CIRCLE K 2723316 | 1333 S LUMPKIN ST | ATHENS | Clarke | 9000744 | 2 |  |  | FALSE |  | FALSE | Removed from Ground | Gas (Historical Use) | 4000 | Bare Steel | 1962-04-29 | 1989-12-01 | Bare Steel
RaceTrac #643 - Epps Bridge | 2625 ATLANTA HWY | ATHENS | Clarke | 9029111 | 3 | [5 empty] | Removed from Ground | Gas (Historical Use) | 2000 | Not Marked/Unknown | 1998-09-12 | 1998-09-12 | Not Marked
ON THE WAY | 1097 BAXTER ST | ATHENS | Clarke | 290177 | 2B | Flapper Valve | 1998-07-01 | FALSE | 1998-07-01 | FALSE | Currently in Use | Premium | 6000 | Composite | 1998-07-01 |  | Fiberglass Reinforced Plastic | Pressurized
HULL ROAD QUICK SPOT | 840 HULL ROAD | ATHENS | Clarke | 9029130 | 4 | Flapper Valve | 2000-07-01 | FALSE | 2000-07-01 | FALSE | Currently in Use | Diesel Off Road | 4000 | Epoxy | 2000-07-01 |  | Fiberglass Reinforced Plastic | Pressurized
BARRONS RENTAL CENTER | 340 HAWTHORNE AVE | ATHENS | Clarke | 9029074 | 2 |  | 1995-02-22 |  | 1995-02-22 |  | Removed from Ground | Gas (Historical Use) | 550 | Cathodically Protected Steel | 1995-02-22 | 2012-06-26 | Galvanized Steel | Safe Suction (Euro)
GOLDEN PANTRY #6 | 1880 WEST BROAD ST | ATHENS | Clarke | 290060 | 2 | Flapper Valve | 1997-05-07 |  | 1997-05-07 |  | Removed from Ground | Gas (Historical Use) | 10000 | Galvanic (STIP-3) | 1986-01-01 | 2013-01-16 | Fiberglass Reinforced Plastic | Pressurized
OGLETHORPE AVE 66 | 1560 OGLETHORPE AVE | ATHENS | Clarke | 290179 | 9 |  | 1990-07-01 |  | 1990-07-01 |  | Removed from Ground | Diesel | 6000 | Galvanic (STIP-3) | 1990-07-01 | 2015-10-06 | Galvanized Steel | Pressurized
OGLETHORPE AVE 66 | 1560 OGLETHORPE AVE | ATHENS | Clarke | 290179 | 8 |  | 1990-07-01 |  | 1990-07-01 |  | Removed from Ground | Gas (Historical Use) | 6000 | Galvanic (STIP-3) | 1990-07-01 | 2015-10-06 | Galvanized Steel | Pressurized
MORRIS HELD PAINT STORE | 2041 WEST BROAD STREET | ATHENS | Clarke | 9029117 | 3 | [5 empty] | Removed from Ground | Gas (Historical Use) | 2000 | Not Marked/Unknown |  | 1899-12-31 | Not Marked
TIPS CAR WASH | 510 MACON HWY | ATHENS | Clarke | 9029118 | 1 | [5 empty] | Removed from Ground | Gas (Historical Use) | 1000 | Bare Steel | 1955-01-01 | 1988-08-01 | Galvanized Steel | Suction (American)
GOLDEN PANTRY #10 | 3355 LEXINGTON RD | ATHENS | Clarke | 9029064 | 3 |  | 1989-01-01 |  | 1989-01-01 |  | Removed from Ground | Gas (Historical Use) | 10000 | Galvanic (STIP-3) | 1989-01-01 | 2009-08-10 | Fiberglass Reinforced Plastic | Pressurized
ATHENS CLARKE COUNTY FIRE STATION #2 | 3500 ATLANTA HWY | ATHENS | Clarke | 9029081 | 2 | Flapper Valve | 1990-04-17 | FALSE | 1990-04-17 | FALSE | Removed from Ground | Diesel | 2000 | Galvanic (STIP-3) | 1990-04-17 |  | Galvanized Steel | Suction (American)
BULLOCK FORD TRACTOR INC | 225 OAK ST | ATHENS | Clarke | 290016 | 3 |  |  | FALSE |  | FALSE | Removed from Ground | Gas (Historical Use) | 1000 | Unknown | 1996-02-22 | 1996-02-22
ATHENS CLARKE COUNTY FIRE STATION #5 | 1090 WHIT DAVIS RD | ATHENS | Clarke | 9029082 | 1 | Flapper Valve | 1987-09-30 | FALSE | 1987-09-30 | FALSE | Temporarily out of use | Diesel | 2000 | Galvanic (STIP-3) | 1987-09-30 |  | Double-Walled Fiberglass | Suction (American)
JIMBOS | 520 MACON HWY | ATHENS | Clarke | 9029073 | 3 | Flapper Valve | 1997-01-09 | FALSE | 1997-01-09 | FALSE | Currently in Use | Diesel | 10000 | Galvanic (STIP-3) | 1987-02-01 |  | Fiberglass Reinforced Plastic | Pressurized
HODGSON SITE | 1220 SOUTH MILLEDGE AVE | ATHENS | Clarke | 9029061 | 4 |  |  | TRUE |  | TRUE | Removed from Ground | Used Oil | 500 | Not Marked/Unknown | 1992-07-15 | 1992-07-15 | Not Marked
LEXINGTON RD. BP | 1735 LEXINGTON RD | ATHENS | Clarke | 9029070 | 5B | Flapper Valve | 2023-05-25 | FALSE | 2023-05-25 | FALSE | Currently in Use | Diesel | 5000 | Composite Double Walled | 2023-05-24 |  | Double-Walled Fiberglass | Pressurized
WAL-MART | 4375 LEXINGTON RD | ATHENS | Clarke | 9029135 | 1 | Flapper Valve | 1999-12-01 | FALSE | 1999-12-01 | FALSE | Currently in Use | Diesel | 4000 | Fiberglass Double Walled | 1999-11-01 |  | Double-Walled Flex | Suction (American)
LOGAN PAVING CO | 1000 WINTERVILLE RD | ATHENS | Clarke | 290233 | 3 | [5 empty] | Removed from Ground | Gas (Historical Use) | 6000 | Bare Steel | 1966-05-13 | 1997-08-13 | Bare Steel | Safe Suction (Euro)
BULLDOG CORNER | 320 BAXTER ST | ATHENS | Clarke | 290111 | 1 | [5 empty] | Removed from Ground | Gas (Historical Use) | 10000 | Cathodically Protected Steel | 1978-04-25 | 1988-12-15 | Galvanized Steel
GA DEPT AGRI/SEED DEV COMM | 2420 SOUTH MILLEDGE AVE | ATHENS | Clarke | 290158 | 1 | [5 empty] | Removed from Ground | Gas (Historical Use) | 1000 | Bare Steel | 1983-01-01 | 2007-04-06 | Galvanized Steel
RYDER TS #0698 | 730 WINTERVILLE RD | ATHENS | Clarke | 290155 | 2 |  | 1995-07-01 |  | 1995-07-01 |  | Removed from Ground | Diesel | 10000 | Cathodically Protected Steel | 1974-05-05 | 2000-12-27 | Fiberglass Reinforced Plastic | Pressurized
TWEEDELL PROPERTIES INC | 1323 OCONEE ST | ATHENS | Clarke | 290175 | 3 |  | 2005-08-08 |  | 1997-09-03 |  | Removed from Ground | Gas (Historical Use) | 10000 | Steel-Impressed Current | 1979-05-09 | 2016-09-14 | Galvanized Steel | Pressurized
Chevron | 3495 ATLANTA HWY | ATHENS | Clarke | 290065 | 2 | Ball Float | 1998-10-21 | FALSE | 1998-10-21 | FALSE | Removed from Ground | Plus | 10000 | Steel-Impressed Current | 1980-04-18 | 2020-11-05 | Cathodically Protected | Pressurized
ON THE WAY | 1097 BAXTER ST | ATHENS | Clarke | 290177 | 2 |  |  |  | 1993-09-01 |  | Removed from Ground | Gas (Historical Use) | 6000 | Bare Steel | 1968-05-11 | 1998-06-09 | Galvanized Steel | Pressurized
IVY COILE MOTORS INC | 3660 ATLANTA HWY | ATHENS | Clarke | 290152 | 6 |  |  | TRUE |  | TRUE | Removed from Ground | Used Oil | 550 | Cathodically Protected Steel | 1993-04-26 | 1995-03-30 | Galvanized Steel | Gravity Fed
SAINT MARYS HEALTHCARE SYSTEM IN | 1230 BAXTER ST | ATHENS | Clarke | 290102 | 8 |  |  | FALSE |  | FALSE | Removed from Ground | Diesel | 10000 | Unknown | 2016-10-14 | 2016-11-18 | Unknown
SAINT MARYS HEALTHCARE SYSTEM IN | 1230 BAXTER ST | ATHENS | Clarke | 290102 | 6 |  |  | FALSE |  | FALSE | Removed from Ground | Diesel | 5000 | Unknown | 2016-10-14 | 2016-11-18 | Unknown
FAST TRAC | 1428 PRINCE AVE | ATHENS | Clarke | 290232 | 2 |  | 1987-05-26 | FALSE | 1987-05-26 | FALSE | Currently in Use | Regular | 4000 | Galvanic (STIP-3) | 1987-05-26 |  | Fiberglass Reinforced Plastic | Pressurized
Jabal Investments LLC | 2285 BARNETT SHOALS RD | ATHENS | Clarke | 290242 | 3 | [5 empty] | Removed from Ground | Gas (Historical Use) | 6000 | Bare Steel | 1967-04-28 | 1987-01-01 | Galvanized Steel
VINSON'S GROCERY | US HWY 29 W | ATHENS | Clarke | 290092 | 2 | [5 empty] | Removed from Ground | Gas (Historical Use) | 1000 | Bare Steel | 1966-04-27 | 1899-12-31 | Galvanized Steel
CHEVRON FOODMART | 2545 ATLANTA HWY | ATHENS | Clarke | 290125 | 2 | Flapper Valve | 1998-08-01 | FALSE | 1998-08-01 | FALSE | Currently in Use | Premium | 10270 | Steel-Impressed Current | 1981-04-05 |  | Fiberglass Reinforced Plastic | Pressurized
OM PARTNERS LLC | 1452 PRINCE AVE | ATHENS | Clarke | 290126 | 1 | Flapper Valve | 1997-02-25 | FALSE | 1997-02-25 | FALSE | Currently in Use | Regular | 10000 | Steel-Impressed Current | 1980-06-15 |  | Fiberglass Reinforced Plastic | Pressurized
SAINT MARYS HEALTHCARE SYSTEM IN | 1230 BAXTER ST | ATHENS | Clarke | 290102 | 4 | [5 empty] | Removed from Ground | Empty | 8000 | Bare Steel | 1971-04-21 | 1983-01-01 | Bare Steel
SAINT MARYS HEALTHCARE SYSTEM IN | 1230 BAXTER ST | ATHENS | Clarke | 290102 | 5 | [5 empty] | Removed from Ground | Empty | 8000 | Bare Steel | 1971-04-21 | 1983-01-01 | Bare Steel
SAINT MARYS HEALTHCARE SYSTEM IN | 1230 BAXTER ST | ATHENS | Clarke | 290102 | 7 |  |  | FALSE |  | FALSE | Removed from Ground | Diesel | 5000 | Unknown | 2016-10-14 | 2016-11-18 | Unknown
BULLDOG CAR WASH | 2920 ATLANTA HWY | ATHENS | Clarke | 290055 | 3 |  | 1998-01-01 | FALSE | 1998-01-01 | FALSE | Temporarily out of use | Gas (Historical Use) | 6000 | Galvanic (STIP-3) | 1985-01-01 |  | Fiberglass Reinforced Plastic | Pressurized
TARGET FOOD STORE #2 | 1086 BAXTER ST | ATHENS | Clarke | 290174 | 3 |  | 1997-08-07 |  | 1993-09-01 |  | Removed from Ground | Gas (Historical Use) | 10000 | Cathodically Protected Steel | 1980-05-08 | 2004-05-24 | Galvanized Steel | Pressurized
ON THE WAY | 1097 BAXTER ST | ATHENS | Clarke | 290177 | 2A | Flapper Valve | 1998-07-01 | FALSE | 1998-07-01 | FALSE | Currently in Use | Plus | 6000 | Composite | 1998-07-01 |  | Fiberglass Reinforced Plastic | Pressurized
OGLETHORPE AVE 66 | 1560 OGLETHORPE AVE | ATHENS | Clarke | 290179 | 1 | [5 empty] | Removed from Ground | Gas (Historical Use) | 8000 | Bare Steel | 1966-05-12 | 1990-06-01 | Galvanized Steel | Pressurized
MUFFLER CENTERS INC | 2445 WEST BROAD ST | ATHENS | Clarke | 290181 | 4 | [5 empty] | Removed from Ground | Gas (Historical Use) | 5000 | Bare Steel | 1968-05-11 | 1988-12-16 | Galvanized Steel
MUFFLER CENTERS INC | 2445 WEST BROAD ST | ATHENS | Clarke | 290181 | 1 | [5 empty] | Removed from Ground | Gas (Historical Use) | 5000 | Bare Steel | 1968-05-11 | 1988-12-16 | Galvanized Steel
JENNINGS MILL CC GOLF COURSE MAI | 410 COMMERCE BLVD | ATHENS | Clarke | 9108017 | 2 |  | 1987-01-01 |  | 1987-01-01 |  | Removed from Ground | Diesel | 1500 | Galvanic (STIP-3) | 1987-01-01 | 2015-02-03 | Cathodically Protected | Suction (American)
ADAMS TRANSFER & STORAGE CO INC | 830 KING AVE | ATHENS | Clarke | 690082 | 1 | [5 empty] | Removed from Ground | Gas (Historical Use) | 2000 | Bare Steel | 1982-01-01 | 1999-01-25 | Unknown
BREAD BASKET #6 | 723 BLVD AVE | ATHENS | Clarke | 280075 | 2 | Flapper Valve | 1999-01-05 | FALSE | 1999-01-05 | FALSE | Currently in Use | Regular | 8000 | Steel-Impressed Current | 1985-05-01 |  | Fiberglass Reinforced Plastic | Pressurized
MORRIS HELD PAINT STORE | 2041 WEST BROAD STREET | ATHENS | Clarke | 9029117 | 2 | [5 empty] | Removed from Ground | Gas (Historical Use) | 2000 | Not Marked/Unknown |  | 1899-12-31 | Not Marked
GA SQUARE | 3700 ATLANTA HWY | ATHENS | Clarke | 9029088 | 2 | [5 empty] | Removed from Ground | Gas (Historical Use) | 3500 | Bare Steel | 1995-02-14 | 1995-02-14 | Not Marked
Chevron | 3495 ATLANTA HWY | ATHENS | Clarke | 290065 | 4A |  |  | FALSE | 2022-08-12 | FALSE | Currently in Use | Regular | 10000 | Composite Double Walled | 2022-06-07 |  | Double-Walled Flex | Pressurized
GOLDEN PANTRY #2 | 2290 BARNETT SHOALS RD | ATHENS | Clarke | 290057 | 2 | [5 empty] | Removed from Ground | Gas (Historical Use) | 4000 | Bare Steel | 1971-01-01 | 1994-06-19 | Galvanized Steel
Jabal Investments LLC | 2285 BARNETT SHOALS RD | ATHENS | Clarke | 290242 | 4 |  |  | TRUE |  | TRUE | Removed from Ground | Used Oil | 550 | Bare Steel | 1967-04-28 | 1987-01-01 | Galvanized Steel
Jabal Investments LLC | 2285 BARNETT SHOALS RD | ATHENS | Clarke | 290242 | 5 | [5 empty] | Removed from Ground | Gas (Historical Use) | 10000 | Fiberglass | 1980-04-24 | 1987-01-01 | Fiberglass Reinforced Plastic
BST/ATHENS SOC-R3106 | 235 EPPS BRIDGE RD | ATHENS | Clarke | 290190 | 1 | [5 empty] | Removed from Ground | Gas (Historical Use) | 12000 | Bare Steel | 1981-01-02 | 1990-12-01 | Unknown | Pressurized
BREAD BASKET #6 | 723 BLVD AVE | ATHENS | Clarke | 280075 | 5 | Flapper Valve | 1999-01-05 | FALSE | 1999-01-05 | FALSE | Temporarily out of use | Kerosene | 2000 | Steel-Impressed Current | 1985-05-01 |  | Fiberglass Reinforced Plastic | Suction (American)
QUICK SERVE #2 | 4020 ATLANTA HWY | ATHENS | Clarke | 9029016 | 4A | Ball Float | 1988-01-01 | FALSE | 1988-01-01 | FALSE | Currently in Use | Diesel | 8000 | Galvanic (STIP-3) | 1988-01-01 |  | Fiberglass Reinforced Plastic | Pressurized
SPEEDWAY #22/STARVIN MARVIN #22 | 714 OGLETHORPE AVE | ATHENS | Clarke | 9000563 | 3 | [5 empty] | Removed from Ground | Gas (Historical Use) | 4000 | Bare Steel | 1968-03-21 | 1994-05-16 | Galvanized Steel
COMMERCE PARK AMOCO | US HWY 78 & US HWY 29 @ COMMERCE | ATHENS | Clarke | 290027 | 4 | [5 empty] | Removed from Ground | Diesel | 6000 | Bare Steel | 1980-02-20 | 1990-01-01 | Galvanized Steel
GOLDEN PANTRY #2 | 2290 BARNETT SHOALS RD | ATHENS | Clarke | 290057 | 3 | [5 empty] | Removed from Ground | Gas (Historical Use) | 4000 | Bare Steel | 1971-01-01 | 1994-06-19 | Galvanized Steel
PJ FOOD MART | 245 EPPS BRIDGE RD | ATHENS | Clarke | 290061 | 2 | Flapper Valve | 1998-10-28 | FALSE | 1998-10-28 | FALSE | Currently in Use | Premium | 10000 | Galvanic (STIP-3) | 1986-01-01 |  | Flex
TARGET FOOD STORE #2 | 1086 BAXTER ST | ATHENS | Clarke | 290174 | 2 |  | 1997-08-07 |  | 1993-09-01 |  | Removed from Ground | Gas (Historical Use) | 10000 | Cathodically Protected Steel | 1980-05-08 | 2004-05-24 | Galvanized Steel | Pressurized
BELK/GA SQUARE | 3700 ATLANTA HWY | ATHENS | Clarke | 290236 | 1 | [5 empty] | Removed from Ground | Diesel | 0 | Marked Unknown | 1996-09-13 | 1996-09-13 | Galvanized Steel
HEYWARD ALLEN TOYOTA | 2910 ATLANTA HWY | ATHENS | Clarke | 10000772 | 1 | Flapper Valve | 2004-11-13 | FALSE | 2004-11-13 | FALSE | Currently in Use | Regular | 10000 | Epoxy | 2004-11-13 |  | Fiberglass Reinforced Plastic | Pressurized
BREAD BASKET #6 | 723 BLVD AVE | ATHENS | Clarke | 280075 | 3 | Flapper Valve | 1999-01-05 | FALSE | 1999-01-05 | FALSE | Currently in Use | Premium | 8000 | Steel-Impressed Current | 1985-05-01 |  | Fiberglass Reinforced Plastic | Pressurized
HULL ROAD QUICK SPOT | 840 HULL ROAD | ATHENS | Clarke | 9029130 | 1 |  | 2000-07-01 | FALSE | 2000-07-01 | FALSE | Currently in Use | Regular | 12000 | Epoxy | 2000-07-01 |  | Fiberglass Reinforced Plastic | Pressurized
Clarke USA Inc. | 1555 Oglethorpe Ave | Athens | Clarke | 9029087 | 1 | Flapper Valve | 2012-04-09 | TRUE | 2012-02-15 | TRUE | Currently in Use | Regular | 6000 | Steel-Impressed Current | 1973-01-01 |  | Steel (Impressed Current) | Pressurized
QUICK SERVE #14 | 2030 SOUTH MILLEDGE AVE | ATHENS | Clarke | 9029012 | 1 | Ball Float | 1988-07-01 | FALSE | 1988-07-01 | FALSE | Currently in Use | Plus | 8000 | Galvanic (STIP-3) | 1988-07-01 |  | Fiberglass Reinforced Plastic | Pressurized
COOPER MANUFACTURING CO | 232 OLD EPPS BRIDGE RD | ATHENS | Clarke | 7029001 | 1 | [5 empty] | Removed from Ground | Gas (Historical Use) | 2000 | Bare Steel | 1993-04-29 | 1993-04-29 | Galvanized Steel | Safe Suction (Euro)
PATTON BROTHERS | 2142 WEST BROAD STREET | ATHENS | Clarke | 10001879 | 1 |  |  | FALSE |  | FALSE | Removed from Ground | Gas (Historical Use) | 8000 | Bare Steel | 1955-01-01 | 1991-05-01 | Galvanized Steel
CIRCLE K 2723316 | 1333 S LUMPKIN ST | ATHENS | Clarke | 9000744 | 6 |  |  | TRUE |  | TRUE | Removed from Ground | Used Oil | 550 | Bare Steel | 1961-04-29 | 1989-12-01 | Bare Steel
Nima Impex | 205 HAWTHORNE AVE | ATHENS | Clarke | 9029121 | 1B | Flapper Valve | 1998-05-15 | FALSE | 1998-05-15 | FALSE | Currently in Use | Premium | 8000 | Composite | 1998-04-30 |  | Fiberglass Reinforced Plastic | Pressurized
HULL ROAD QUICK SPOT | 840 HULL ROAD | ATHENS | Clarke | 9029130 | 3 | Flapper Valve | 2000-07-01 | FALSE | 2000-07-01 | FALSE | Currently in Use | Diesel On Road | 6000 | Epoxy | 2000-07-01 |  | Fiberglass Reinforced Plastic | Pressurized
SAVITA ENTERPRISES LLC | 4360 ATLANTA HWY | ATHENS | Clarke | 9029069 | 2 | Overfill Alarm | 1988-10-01 | FALSE | 1988-10-01 | FALSE | Currently in Use | Premium | 10000 | Steel-Impressed Current | 1988-10-01 |  | Fiberglass Reinforced Plastic | Pressurized
QUICK SERVE #2 | 4020 ATLANTA HWY | ATHENS | Clarke | 9029016 | 2 | Ball Float | 1988-01-01 | FALSE | 1988-01-01 | FALSE | Currently in Use | Regular | 10000 | Galvanic (STIP-3) | 1988-01-01 |  | Fiberglass Reinforced Plastic | Pressurized
Jabal Investments LLC | 2285 BARNETT SHOALS RD | ATHENS | Clarke | 290242 | 9 | Exempted |  | TRUE | 1987-01-01 | TRUE | Temporarily out of use | Used Oil | 1000 | Fiberglass | 1987-01-01 |  | Fiberglass Reinforced Plastic | Gravity
Jabal Investments LLC | 2285 BARNETT SHOALS RD | ATHENS | Clarke | 290242 | 6 |  | 2000-01-01 | FALSE | 1987-01-01 | FALSE | Currently in Use | Regular | 10000 | Fiberglass | 1987-01-01 |  | Fiberglass Reinforced Plastic | Pressurized
CIRCLE K 2723316 | 1333 S LUMPKIN ST | ATHENS | Clarke | 9000744 | 3 |  |  | FALSE |  | FALSE | Removed from Ground | Gas (Historical Use) | 4000 | Bare Steel | 1962-04-29 | 1989-12-01 | Bare Steel
RaceTrac #643 - Epps Bridge | 2625 ATLANTA HWY | ATHENS | Clarke | 9029111 | 5 | Overfill Alarm | 2012-07-11 | FALSE | 2012-07-11 | FALSE | Currently in Use | Regular | 20000 | Composite Double Walled | 2012-07-11 |  | Double-Walled Fiberglass | Pressurized
HULL ROAD QUICK SPOT | 840 HULL ROAD | ATHENS | Clarke | 9029130 | 2 |  | 2000-07-01 | FALSE | 2000-07-01 | FALSE | Currently in Use | Premium | 10000 | Epoxy | 2000-07-01 |  | Fiberglass Reinforced Plastic | Pressurized
PHIL HUGHES HONDA CO | 3200 ATLANTA HWY | ATHENS | Clarke | 9029060 | 1 |  |  | TRUE |  | TRUE | Removed from Ground | Used Oil | 550 | Not Marked/Unknown | 1991-09-11 | 1991-09-11 | Not Marked
QUICK SERVE #2 | 4020 ATLANTA HWY | ATHENS | Clarke | 9029016 | 1 | Ball Float | 1988-01-01 | FALSE | 1988-01-01 | FALSE | Currently in Use | Regular | 10000 | Galvanic (STIP-3) | 1988-01-01 |  | Fiberglass Reinforced Plastic | Pressurized
HEYWARD ALLEN SR\ALLEN MOTORS IN | 2220 WEST BROAD ST | ATHENS | Clarke | 9029048 | 2 | [5 empty] | Removed from Ground | Gas (Historical Use) | 2000 | Bare Steel | 1993-08-04 | 1993-08-04 | Galvanized Steel | Suction (American)
SAINT MARYS HEALTHCARE SYSTEM IN | 1230 BAXTER ST | ATHENS | Clarke | 290102 | 3 | [5 empty] | Removed from Ground | Gas (Historical Use) | 8000 | Bare Steel | 1971-04-21 | 1988-03-01 | Bare Steel
QUICK SERVE #2 | 4020 ATLANTA HWY | ATHENS | Clarke | 9029016 | 3 | Flapper Valve | 1988-01-01 | FALSE | 1988-01-01 | FALSE | Currently in Use | Premium | 10000 | Galvanic (STIP-3) | 1988-01-01 |  | Fiberglass Reinforced Plastic | Pressurized
FAST TRAC | 1428 PRINCE AVE | ATHENS | Clarke | 290232 | 1 |  | 1987-05-26 | FALSE | 1987-05-26 | FALSE | Currently in Use | Regular | 4000 | Galvanic (STIP-3) | 1987-05-26 |  | Fiberglass Reinforced Plastic | Pressurized
Jabal Investments LLC | 2285 BARNETT SHOALS RD | ATHENS | Clarke | 290242 | 7 |  | 2000-01-01 | FALSE | 1987-01-01 | FALSE | Currently in Use | Premium | 10000 | Fiberglass | 1987-01-01 |  | Fiberglass Reinforced Plastic | Pressurized
PATTON BROTHERS | 2142 WEST BROAD STREET | ATHENS | Clarke | 10001879 | 3 |  |  | FALSE |  | FALSE | Removed from Ground | Diesel | 7500 | Bare Steel | 1955-01-01 | 1991-05-01 | Galvanized Steel
ATHENS 1ST BANK | 3375 ATLANTA HWY | ATHENS | Clarke | 10001985 | 1 |  |  | FALSE |  | FALSE | Removed from Ground | Used Oil | 550 | Unknown | 2011-06-06 | 2011-06-07
MORRIS HELD PAINT STORE | 2041 WEST BROAD STREET | ATHENS | Clarke | 9029117 | 1 | [5 empty] | Removed from Ground | Gas (Historical Use) | 2000 | Not Marked/Unknown |  | 1899-12-31 | Not Marked
RaceTrac #643 - Epps Bridge | 2625 ATLANTA HWY | ATHENS | Clarke | 9029111 | 6 | Overfill Alarm | 2012-07-11 | FALSE | 2012-07-11 | FALSE | Currently in Use | Premium | 12000 | Composite Double Walled | 2012-07-11 |  | Double-Walled Fiberglass | Pressurized
GOLDEN PANTRY #10 | 3355 LEXINGTON RD | ATHENS | Clarke | 9029064 | 1 |  | 1989-01-01 |  | 1989-01-01 |  | Removed from Ground | Gas (Historical Use) | 10000 | Galvanic (STIP-3) | 1989-01-01 | 2009-08-10 | Fiberglass Reinforced Plastic | Pressurized
BARRONS RENTAL CENTER | 340 HAWTHORNE AVE | ATHENS | Clarke | 9029074 | 1 | [5 empty] | Removed from Ground | Gas (Historical Use) | 1000 | Bare Steel | 1995-02-21 | 1995-02-21 | Galvanized Steel | Safe Suction (Euro)
ANDERSON/ATHENS REBUILDERS | 1095 WEST BROAD ST | ATHENS | Clarke | 9029014 | 4 | [5 empty] | Removed from Ground | Kerosene | 500 | Bare Steel | 1960-01-01 | 1991-05-01 | Unknown
ANDERSON/ATHENS REBUILDERS | 1095 WEST BROAD ST | ATHENS | Clarke | 9029014 | 5 |  |  | TRUE |  | TRUE | Removed from Ground | Used Oil | 500 | Bare Steel | 1960-01-01 | 1991-05-01 | Unknown
BREAD BASKET #6 | 723 BLVD AVE | ATHENS | Clarke | 280075 | 4 | Flapper Valve | 1999-01-05 | FALSE | 1999-01-05 | FALSE | Currently in Use | Diesel | 8000 | Steel-Impressed Current | 1985-05-01 |  | Fiberglass Reinforced Plastic | Pressurized
CIRCLE K 2723316 | 1333 S LUMPKIN ST | ATHENS | Clarke | 9000744 | 10 |  | 1991-12-26 | FALSE | 1991-12-26 | FALSE | Currently in Use | Premium | 8084 | Composite | 1992-01-01 |  | Fiberglass Reinforced Plastic | Pressurized
CIRCLE K 2723316 | 1333 S LUMPKIN ST | ATHENS | Clarke | 9000744 | 4 |  |  | FALSE |  | FALSE | Removed from Ground | Gas (Historical Use) | 4000 | Bare Steel | 1962-04-29 | 1989-12-01 | Bare Steel
CIRCLE K 2723316 | 1333 S LUMPKIN ST | ATHENS | Clarke | 9000744 | 7 |  |  | FALSE |  | FALSE | Removed from Ground | Empty | 550 | Bare Steel | 1961-04-29 | 1989-12-01 | Bare Steel
CIRCLE K 2723316 | 1333 S LUMPKIN ST | ATHENS | Clarke | 9000744 | 5 |  |  | FALSE |  | FALSE | Removed from Ground | Kerosene | 550 | Bare Steel | 1961-04-29 | 1989-12-01 | Bare Steel
SAVITA ENTERPRISES LLC | 4360 ATLANTA HWY | ATHENS | Clarke | 9029069 | 1 | Overfill Alarm | 1988-10-01 | FALSE | 1988-10-01 | FALSE | Temporarily out of use | Diesel Off Road | 3000 | Steel-Impressed Current | 1988-10-01 |  | Fiberglass Reinforced Plastic | Suction (American)
Clarke USA Inc. | 1555 Oglethorpe Ave | Athens | Clarke | 9029087 | 2 | Flapper Valve | 2012-04-09 | TRUE | 2012-02-15 | TRUE | Currently in Use | Regular | 6000 | Steel-Impressed Current | 1973-01-01 |  | Steel (Impressed Current) | Pressurized
Citgo Food Mart | 790 Hawthorne Ave | Athens | Clarke | 290013 | 3 | Flapper Valve | 1994-12-07 |  | 1994-12-07 |  | Removed from Ground | Gas (Historical Use) | 10000 | Steel-Impressed Current | 1974-02-22 | 2015-10-12 | Fiberglass Reinforced Plastic | Pressurized
MARATHON FOOD MART | 1925 W BROAD ST | ATHENS | Clarke | 290034 | 2 | Flapper Valve | 1986-01-01 | FALSE | 1986-01-01 | FALSE | Currently in Use | Premium | 8000 | Steel-Impressed Current | 1985-02-18 |  | Fiberglass Reinforced Plastic | Pressurized
BULLDOG CAR WASH | 2920 ATLANTA HWY | ATHENS | Clarke | 290055 | 2 |  | 1998-01-01 | FALSE | 1998-01-01 | FALSE | Temporarily out of use | Gas (Historical Use) | 6000 | Galvanic (STIP-3) | 1985-01-01 |  | Fiberglass Reinforced Plastic | Pressurized
RaceTrac #643 - Epps Bridge | 2625 ATLANTA HWY | ATHENS | Clarke | 9029111 | 1 | Overfill Alarm |  | FALSE |  | FALSE | Removed from Ground | Used Oil | 2000 |  | 1998-09-12 | 1998-09-12 | Not Marked
SAVITA ENTERPRISES LLC | 4360 ATLANTA HWY | ATHENS | Clarke | 9029069 | 3 | Overfill Alarm | 1988-10-01 | FALSE | 1988-10-01 | FALSE | Currently in Use | Regular | 10000 | Steel-Impressed Current | 1988-10-01 |  | Fiberglass Reinforced Plastic | Pressurized
GOLDEN PANTRY #23 | 2350 WEST BROAD ST | ATHENS | Clarke | 9029066 | 1 | Ball Float | 1988-01-01 | FALSE | 1988-01-01 | FALSE | Removed from Ground | Regular | 10000 | Steel-Impressed Current | 1988-01-01 |  | Steel (Impressed Current) | Pressurized
GOLDEN PANTRY #23 | 2350 WEST BROAD ST | ATHENS | Clarke | 9029066 | 4 | Ball Float | 1988-01-01 | FALSE | 1988-01-01 | FALSE | Removed from Ground | Diesel | 8000 | Steel-Impressed Current | 1988-01-01 |  | Steel (Impressed Current) | Pressurized
NORMAL HARDWARE | 1328 PRINCE AVE | ATHENS | Clarke | 9029089 | 2 | [5 empty] | Removed from Ground | Gas (Historical Use) | 1000 | Marked Unknown | 1995-10-09 | 1995-10-09 | Unknown
Jabal Investments LLC | 2285 BARNETT SHOALS RD | ATHENS | Clarke | 290242 | 1 | [5 empty] | Removed from Ground | Gas (Historical Use) | 2000 | Bare Steel | 1967-04-28 | 1980-06-01 | Galvanized Steel
TDS UNIVERSAL TIRE | 115 COILE DR | ATHENS | Clarke | 9029125 | 1 | [5 empty] | Removed from Ground | Diesel | 2000 | Cathodically Protected Steel | 1989-01-01 | 1999-04-02 | Cathodically Protected | Suction (American)
MORRIS HELD PAINT STORE | 2041 WEST BROAD STREET | ATHENS | Clarke | 9029117 | 4 | [5 empty] | Removed from Ground | Gas (Historical Use) | 3000 | Not Marked/Unknown |  | 1899-12-31 | Not Marked
MORRIS HELD PAINT STORE | 2041 WEST BROAD STREET | ATHENS | Clarke | 9029117 | 5 | [5 empty] | Removed from Ground | Diesel | 1000 | Not Marked/Unknown |  | 1899-12-31 | Not Marked
TIPS CAR WASH | 510 MACON HWY | ATHENS | Clarke | 9029118 | 3 | [5 empty] | Removed from Ground | Gas (Historical Use) | 1000 | Bare Steel | 1955-01-01 | 1988-08-01 | Galvanized Steel | Suction (American)
SAVITA ENTERPRISES LLC | 4360 ATLANTA HWY | ATHENS | Clarke | 9029069 | 4 | Overfill Alarm | 1988-10-01 | FALSE | 1988-10-01 | FALSE | Currently in Use | Plus | 10000 | Steel-Impressed Current | 1988-10-01 |  | Fiberglass Reinforced Plastic | Pressurized
SAVITA ENTERPRISES LLC | 4360 ATLANTA HWY | ATHENS | Clarke | 9029069 | 5 | Overfill Alarm | 1988-10-01 | FALSE | 1988-10-01 | FALSE | Currently in Use | Diesel On Road | 10000 | Steel-Impressed Current | 1988-10-01 |  | Fiberglass Reinforced Plastic | Pressurized
GOLDEN PANTRY #10 | 3355 LEXINGTON RD | ATHENS | Clarke | 9029064 | 4 |  | 1989-01-01 |  | 1989-01-01 |  | Removed from Ground | Kerosene | 2000 | Galvanic (STIP-3) | 1989-01-01 | 2009-08-10 | Fiberglass Reinforced Plastic | Pressurized
ATHENS CLARKE COUNTY FIRE STATION #2 | 3500 ATLANTA HWY | ATHENS | Clarke | 9029081 | 1 | Flapper Valve | 1991-11-19 | FALSE | 1991-11-19 | FALSE | Removed from Ground | Regular | 10000 | Galvanic (STIP-3) | 1991-11-19 |  | Galvanized Steel | Suction (American)
LAYS FOOD MART #1/SAV-A-STEP FOO | 100 MACON HWY | ATHENS | Clarke | 290037 | 2 | Flapper Valve | 1998-04-15 | FALSE | 1998-04-15 | FALSE | Currently in Use | Premium | 10000 | Steel-Impressed Current | 1984-02-11 |  | Fiberglass Reinforced Plastic | Pressurized
THORNTON BROS PAPER CO | 130 FULTON ST | ATHENS | Clarke | 290081 | 1 | [5 empty] | Removed from Ground | Gas (Historical Use) | 1000 | Bare Steel | 1976-04-24 | 1993-12-16 | Galvanized Steel | Safe Suction (Euro)
Chevron | 3495 ATLANTA HWY | ATHENS | Clarke | 290065 | 4B |  |  | FALSE | 2022-08-12 | FALSE | Currently in Use | Premium | 6000 | Composite Double Walled | 2022-06-07 |  | Double-Walled Flex | Pressurized
MUFFLER CENTERS INC | 2445 WEST BROAD ST | ATHENS | Clarke | 290181 | 5 |  |  | TRUE |  | TRUE | Removed from Ground | Used Oil | 550 | Bare Steel | 1988-12-16 | 1988-12-16 | Galvanized Steel
OGLETHORPE AVE 66 | 1560 OGLETHORPE AVE | ATHENS | Clarke | 290179 | 5 |  |  | TRUE |  | TRUE | Closed in Ground | Used Oil | 550 | Bare Steel | 1966-05-12 | 1990-06-01 | Galvanized Steel
OGLETHORPE AVE 66 | 1560 OGLETHORPE AVE | ATHENS | Clarke | 290179 | 4 | [5 empty] | Removed from Ground | Diesel | 2000 | Bare Steel | 1983-05-08 | 1990-06-01 | Galvanized Steel | Pressurized
OGLETHORPE AVE 66 | 1560 OGLETHORPE AVE | ATHENS | Clarke | 290179 | 7 |  | 1990-07-01 |  | 1990-07-01 |  | Removed from Ground | Gas (Historical Use) | 6000 | Galvanic (STIP-3) | 1990-07-01 | 2015-10-06 | Galvanized Steel | Pressurized
FAST TRAC | 1428 PRINCE AVE | ATHENS | Clarke | 290232 | 6 | [5 empty] | Removed from Ground | Gas (Historical Use) | 3000 | Bare Steel | 1958-01-01 | 1987-04-01 | Galvanized Steel
BST/ATHENS SOC-R3106 | 235 EPPS BRIDGE RD | ATHENS | Clarke | 290190 | 2 | [5 empty] | Removed from Ground | Gas (Historical Use) | 12000 | Double Walled | 1981-01-02 | 1993-08-12 | Fiberglass Reinforced Plastic | Pressurized
TIPS CAR WASH | 510 MACON HWY | ATHENS | Clarke | 9029118 | 2 | [5 empty] | Removed from Ground | Gas (Historical Use) | 1000 | Bare Steel | 1955-01-01 | 1988-08-01 | Galvanized Steel | Suction (American)
Clarke USA Inc. | 1555 Oglethorpe Ave | Athens | Clarke | 9029087 | 4 | Flapper Valve | 2012-04-09 | TRUE | 2012-02-15 | TRUE | Currently in Use | Diesel | 4000 | Steel-Impressed Current | 1997-05-01 |  | Steel (Impressed Current) | Pressurized
Clarke USA Inc. | 1555 Oglethorpe Ave | Athens | Clarke | 9029087 | 5 |  | 2012-04-09 | TRUE | 2016-03-11 | TRUE | Removed from Ground | Used Oil | 500 |  | 1973-01-01 | 2018-09-01 | Steel (Impressed Current)
GOLDEN PANTRY #10 | 3355 LEXINGTON RD | ATHENS | Clarke | 9029064 | 2 |  | 1989-01-01 |  | 1989-01-01 |  | Removed from Ground | Gas (Historical Use) | 10000 | Galvanic (STIP-3) | 1989-01-01 | 2009-08-10 | Fiberglass Reinforced Plastic | Pressurized
GOLDEN PANTRY #23 | 2350 WEST BROAD ST | ATHENS | Clarke | 9029066 | 3 | Ball Float | 1988-01-01 | FALSE | 1988-01-01 | FALSE | Removed from Ground | Gas (Historical Use) | 10000 | Steel-Impressed Current | 1988-01-01 |  | Steel (Impressed Current) | Pressurized
FORMER WALTON ACOUSTICS INC | 165 COLLINS IND BLVD | ATHENS | Clarke | 9029058 | 1 |  |  | TRUE |  | TRUE | Removed from Ground | Used Oil | 550 | Bare Steel | 1981-07-06 | 1994-05-20 | Galvanized Steel | Gravity Fed
QUICK SERVE #14 | 2030 SOUTH MILLEDGE AVE | ATHENS | Clarke | 9029012 | 2 | Ball Float | 1988-07-01 | FALSE | 1988-07-01 | FALSE | Currently in Use | Regular | 8000 | Galvanic (STIP-3) | 1988-07-01 |  | Fiberglass Reinforced Plastic | Pressurized
TARGET FOOD STORE #1 | 498 BAXTER ST | ATHENS | Clarke | 290176 | 4 |  |  |  | 1993-09-01 |  | Removed from Ground | Gas (Historical Use) | 0 | Bare Steel | 1997-03-25 | 1997-03-25 | Galvanized Steel | Pressurized
TARGET FOOD STORE #1 | 498 BAXTER ST | ATHENS | Clarke | 290176 | 2 |  |  |  | 1993-09-01 |  | Removed from Ground | Gas (Historical Use) | 10000 | Bare Steel | 1980-05-08 | 1997-03-25 | Galvanized Steel | Pressurized
POWER & HEATH PRODUCE | 195 PRODUCE LN | ATHENS | Clarke | 290086 | 1 | [5 empty] | Removed from Ground | Gas (Historical Use) | 2000 | Bare Steel | 1976-04-24 | 2000-05-01 | Galvanized Steel
TARGET FOOD STORE #2 | 1086 BAXTER ST | ATHENS | Clarke | 290174 | 1 |  | 1997-08-07 |  | 1993-09-01 |  | Removed from Ground | Gas (Historical Use) | 10000 | Steel-Impressed Current | 1980-05-08 | 2004-05-24 | Cathodically Protected | Pressurized
OGLETHORPE AVE 66 | 1560 OGLETHORPE AVE | ATHENS | Clarke | 290179 | 6 |  | 1990-07-01 |  | 1990-07-01 |  | Removed from Ground | Gas (Historical Use) | 8000 | Galvanic (STIP-3) | 1990-07-01 | 2015-10-06 | Galvanized Steel | Pressurized
MUFFLER CENTERS INC | 2445 WEST BROAD ST | ATHENS | Clarke | 290181 | 2 | [5 empty] | Removed from Ground | Gas (Historical Use) | 5000 | Bare Steel | 1968-05-11 | 1988-12-16 | Galvanized Steel
FAST TRAC | 1428 PRINCE AVE | ATHENS | Clarke | 290232 | 3 |  | 1987-05-26 | FALSE | 1987-05-26 | FALSE | Currently in Use | Premium | 4000 | Galvanic (STIP-3) | 1986-01-01 |  | Fiberglass Reinforced Plastic | Pressurized
BARRONS RENTAL CENTER | 340 HAWTHORNE AVE | ATHENS | Clarke | 9029074 | 3 |  | 1995-02-22 |  | 1995-02-22 |  | Removed from Ground | Diesel | 550 | Cathodically Protected Steel | 1995-02-22 | 2012-06-26 | Galvanized Steel | Safe Suction (Euro)
GA SQUARE | 3700 ATLANTA HWY | ATHENS | Clarke | 9029088 | 1 | [5 empty] | Removed from Ground | Gas (Historical Use) | 3500 | Bare Steel | 1995-12-13 | 1995-12-13 | Unknown
ANDERSON/ATHENS REBUILDERS | 1095 WEST BROAD ST | ATHENS | Clarke | 9029014 | 2 | [5 empty] | Removed from Ground | Gas (Historical Use) | 1000 | Bare Steel | 1960-01-01 | 1992-05-01 | Unknown
SPEEDWAY #22/STARVIN MARVIN #22 | 714 OGLETHORPE AVE | ATHENS | Clarke | 9000563 | 1 | [5 empty] | Removed from Ground | Gas (Historical Use) | 4000 | Bare Steel | 1968-03-21 | 1994-05-01 | Galvanized Steel
SPEEDWAY #22/STARVIN MARVIN #22 | 714 OGLETHORPE AVE | ATHENS | Clarke | 9000563 | 4 | [5 empty] | Removed from Ground | Gas (Historical Use) | 4000 | Bare Steel | 1968-03-21 | 1994-05-16 | Galvanized Steel
J C PENNEY/GA SQUARE | 3700 ATLANTA HWY | ATHENS | Clarke | 9029019 | 1 |  |  | TRUE |  | TRUE | Removed from Ground | Used Oil | 550 | Cathodically Protected Steel | 1982-01-01 | 1992-10-28 | Galvanized Steel
GOLDEN PANTRY #1 | 1205 SOUTH MILLEDGE AVE | ATHENS | Clarke | 290056 | 2 | [5 empty] | Removed from Ground | Gas (Historical Use) | 2900 | Bare Steel | 1951-04-26 | 1899-12-31 | Galvanized Steel
5 PTS SHELL | 1563 SOUTH LUMPKIN ST | ATHENS | Clarke | 290087 | 6 | Flapper Valve | 1991-01-01 |  | 1991-01-01 |  | Removed from Ground | Gas (Historical Use) | 6000 | Composite | 1991-01-01 | 2013-12-19 | Fiberglass Reinforced Plastic | Safe Suction (Euro)
HEYWARD ALLEN SR\ALLEN MOTORS IN | 2220 WEST BROAD ST | ATHENS | Clarke | 9029048 | 1 | [5 empty] | Removed from Ground | Gas (Historical Use) | 2000 | Bare Steel | 1993-08-04 | 1993-08-04 | Galvanized Steel | Suction (American)
SPEEDWAY #22/STARVIN MARVIN #22 | 714 OGLETHORPE AVE | ATHENS | Clarke | 9000563 | 2 | [5 empty] | Removed from Ground | Gas (Historical Use) | 4000 | Bare Steel | 1968-03-21 | 1994-05-16 | Galvanized Steel
JOHNSON & MATTHEWS | 710 SPRING VALLEY RD | ATHENS | Clarke | 290073 | 1 | [5 empty] | Closed in Ground | Gas (Historical Use) | 1000 | Bare Steel | 1984-04-22 | 1899-12-31 | Galvanized Steel
DELLINGER FENCE CO | 175 PRODUCE LN | ATHENS | Clarke | 290084 | 1 | [5 empty] | Removed from Ground | Gas (Historical Use) | 1000 | Bare Steel | 1970-04-26 | 1899-12-31 | Galvanized Steel
SHELL FOOD MART | 1290 OCONEE ST | ATHENS | Clarke | 290067 | 1 |  | 1991-01-01 |  | 1991-01-01 |  | Removed from Ground | Gas (Historical Use) | 10000 | Cathodically Protected Steel | 1983-04-18 | 1998-10-01 | Galvanized Steel | Pressurized
LAY BROTHERS INC | 775 WINTERVILLE RD | ATHENS | Clarke | 290072 | 1 | [5 empty] | Removed from Ground | Kerosene | 560 | Bare Steel | 1978-04-24 | 1989-01-01 | Galvanized Steel
5 PTS SHELL | 1563 SOUTH LUMPKIN ST | ATHENS | Clarke | 290087 | 4 | Flapper Valve | 1991-01-01 |  | 1991-01-01 |  | Removed from Ground | Diesel | 8000 | Composite | 1991-01-01 | 2013-12-19 | Fiberglass Reinforced Plastic | Safe Suction (Euro)
5 PTS SHELL | 1563 SOUTH LUMPKIN ST | ATHENS | Clarke | 290087 | 5 | Flapper Valve | 1991-01-01 |  | 1991-01-01 |  | Removed from Ground | Gas (Historical Use) | 8000 | Composite | 1991-01-01 | 2013-12-19 | Fiberglass Reinforced Plastic | Safe Suction (Euro)
WGAU RADIO TOWER | 850 BOBBIN MILL RD | ATHENS | Clarke | 9029027 | 2 | [5 empty] | Removed from Ground | Diesel | 2000 | Bare Steel | 1984-01-24 | 1996-12-11 | Bare Steel | Safe Suction (Euro)
ANDERSON/ATHENS REBUILDERS | 1095 WEST BROAD ST | ATHENS | Clarke | 9029014 | 3 | [5 empty] | Removed from Ground | Gas (Historical Use) | 1000 | Bare Steel | 1960-01-01 | 1991-05-01 | Unknown
TWEEDELL PROPERTIES INC | 1323 OCONEE ST | ATHENS | Clarke | 290175 | 1 |  | 2005-08-08 |  | 1993-09-03 |  | Removed from Ground | Diesel | 20000 | Steel-Impressed Current | 1979-05-09 | 2016-09-14 | Galvanized Steel | Pressurized
CHEVRON FOODMART | 2545 ATLANTA HWY | ATHENS | Clarke | 290125 | 1 | Flapper Valve | 1998-08-01 | FALSE | 1998-08-01 | FALSE | Currently in Use | Regular | 10270 | Steel-Impressed Current | 1981-04-05 |  | Fiberglass Reinforced Plastic | Pressurized
PIEDMONT ATHENS REGIONAL MEDICAL CENTER | 1199 PRINCE AVE | ATHENS | Clarke | 290222 | 1 | Flapper Valve | 1994-08-10 | FALSE | 1994-08-10 | FALSE | Currently in Use | Diesel | 15000 | Fiberglass Double Walled | 1993-10-01 |  | Fiberglass Reinforced Plastic | Pressurized
WALMART NEIGHBOR MARKET #5267 | 3140 ATLANTA HWY | ATHENS | Clarke | 10002518 | 2B | Flapper Valve | 2016-01-13 | FALSE | 2015-10-01 | FALSE | Currently in Use | Diesel | 7000 | Fiberglass Double Walled | 2015-06-16 |  | Double-Walled Flex | Pressurized
HOGAN LUMBER CO | 325 TALLASSEE RD | ATHENS | Clarke | 9029083 | DIESEL | [5 empty] | Permanently Out of Use - historical purposes | Empty | 1000 | Bare Steel | 1964-01-17 | 1899-12-31 | Bare Steel | Suction (American)
QUICK SERVE #2 | 4020 ATLANTA HWY | ATHENS | Clarke | 9029016 | 4B | Ball Float | 1988-01-01 | FALSE | 1988-01-01 | FALSE | Temporarily out of use | Empty | 2000 | Galvanic (STIP-3) | 1988-01-01 |  | Fiberglass Reinforced Plastic | Pressurized
GOLD CIRCLE STORE | 3505 ATLANTA HWY | ATHENS | Clarke | 9029020 | 1 |  |  | TRUE |  | TRUE | Removed from Ground | Used Oil | 500 | Marked Unknown | 1980-01-01 | 1899-12-31 | Unknown
HOGAN LUMBER CO | 325 TALLASSEE RD | ATHENS | Clarke | 9029083 | GAS | [5 empty] | Permanently Out of Use - historical purposes | Empty | 1000 | Bare Steel | 1962-08-23 | 1899-12-31 | Bare Steel | Suction (American)
CAR CRAFT | 350 HAWTHORNE AVE | ATHENS | Clarke | 9029084 | 1 |  |  | TRUE |  | TRUE | Removed from Ground | Used Oil | 500 | Galvanic (STIP-3) | 1987-07-01 | 2017-07-06
Clarke USA Inc. | 1555 Oglethorpe Ave | Athens | Clarke | 9029087 | 3 |  | 2012-04-09 | TRUE | 2012-02-15 | TRUE | Currently in Use | Premium | 4000 | Steel-Impressed Current | 1973-01-01 |  | Steel (Impressed Current) | Pressurized
SPEEDWAY #22/STARVIN MARVIN #22 | 714 OGLETHORPE AVE | ATHENS | Clarke | 9000563 | 5 | [5 empty] | Removed from Ground | Gas (Historical Use) | 8000 | Epoxy | 1984-01-01 | 1994-05-16 | Galvanized Steel
GOLDEN PANTRY #1 | 1205 SOUTH MILLEDGE AVE | ATHENS | Clarke | 290056 | 7 |  | 1992-01-01 |  | 1992-01-01 |  | Removed from Ground | Gas (Historical Use) | 10000 | Double Walled |  | 1899-12-31 | Fiberglass Reinforced Plastic
GOLDEN PANTRY #1 | 1205 SOUTH MILLEDGE AVE | ATHENS | Clarke | 290056 | 1 | [5 empty] | Removed from Ground | Gas (Historical Use) | 2900 | Bare Steel | 1951-04-26 | 1899-12-31 | Galvanized Steel
ELI WITT CO | 1051 WINTERVILLE RD | ATHENS | Clarke | 290077 | 1 | [5 empty] | Removed from Ground | Gas (Historical Use) | 2000 | Bare Steel | 1968-04-26 | 1899-12-31 | Galvanized Steel
HERTZ RENT-A-CAR | 1020 BEN EPPS DR | ATHENS | Clarke | 290079 | 1 | [5 empty] | Removed from Ground | Gas (Historical Use) | 1000 | Bare Steel | 1984-04-22 | 1899-12-31 | Galvanized Steel
MURPHY EXPRESS #8577 | 4400 LEXINGTON RD | ATHENS | Clarke | 10001906 | 1 | Ball Float | 2010-07-28 | FALSE | 2010-07-28 | FALSE | Currently in Use | Regular | 20000 | Fiberglass Double Walled | 2010-07-28 |  | Double-Walled Flex | Pressurized
FORMER PERRYS #3 CONVENIENCE STORE | 375 NORTH AVE | ATHENS | Clarke | 10001534 | 1D |  | 1998-05-09 | FALSE | 1998-05-09 | FALSE | Removed from Ground | Diesel | 4000 | Cathodically Protected Steel | 1984-01-01 | 2007-10-01 |  | Pressurized
CLINKOCO #4 | 150 E WHITEHALL RD | ATHENS | Clarke | 290090 | 1 |  | 1998-12-18 |  | 1998-12-18 |  | Removed from Ground | Gas (Historical Use) | 550 | Steel-Impressed Current | 1985-04-22 | 2012-03-19 | Cathodically Protected | Safe Suction (Euro)
OGLESBY OIL CO BULK PLANT | 162 COMMERCE BLVD | ATHENS | Clarke | 290025 | 5 |  | 1992-08-01 |  | 1992-08-01 |  | Removed from Ground | Kerosene | 10000 | Cathodically Protected Steel | 1975-02-21 | 2000-01-01 | Galvanized Steel | Pressurized
OGLESBY OIL CO BULK PLANT | 162 COMMERCE BLVD | ATHENS | Clarke | 290025 | 4 |  | 1992-08-01 |  | 1992-08-01 |  | Removed from Ground | Gas (Historical Use) | 20000 | Cathodically Protected Steel | 1975-02-21 | 2000-01-01 | Galvanized Steel | Pressurized
NORAMCO INC | OLYMPIC DR | ATHENS | Clarke | 290142 | 1 | [5 empty] | Removed from Ground | Hazardous Substance | 21800 | Bare Steel | 1983-05-02 | 1989-03-14 | Not Marked
TWEEDELL PROPERTIES INC | 1323 OCONEE ST | ATHENS | Clarke | 290175 | 2 |  | 2005-08-08 |  | 1993-09-03 |  | Removed from Ground | Diesel | 20000 | Steel-Impressed Current | 1979-05-09 | 2016-09-14 | Galvanized Steel | Pressurized
THE STOP FOOD STORE | 768 WEST BROAD ST | ATHENS | Clarke | 290001 | 2 | [5 empty] | Removed from Ground | Gas (Historical Use) | 4000 | Bare Steel | 1983-05-22 | 1994-12-06 | Galvanized Steel
FORMER PERRYS #3 CONVENIENCE STORE | 375 NORTH AVE | ATHENS | Clarke | 10001534 | 6G |  | 2001-05-01 | FALSE | 2001-05-01 | FALSE | Removed from Ground |  | 8000 | Cathodically Protected Steel | 1987-01-01 | 2007-10-01 |  | Pressurized
DOWNTOWN GULF | WEST BROAD ST & HULL ST | ATHENS | Clarke | 290010 | 5 |  |  | TRUE |  | TRUE | Removed from Ground | Used Oil | 550 | Bare Steel | 1974-02-22 | 1995-09-13 | Galvanized Steel | Safe Suction (Euro)
DOWNTOWN GULF | WEST BROAD ST & HULL ST | ATHENS | Clarke | 290010 | 4 | [5 empty] | Removed from Ground | Gas (Historical Use) | 6000 | Bare Steel | 1974-02-22 | 1995-09-13 | Galvanized Steel | Suction (American)
FORMER PERRYS #3 CONVENIENCE STORE | 375 NORTH AVE | ATHENS | Clarke | 10001534 | 11 |  | 2001-05-01 | FALSE | 2001-05-01 | FALSE | Removed from Ground | Gas (Historical Use) | 12000 | Epoxy Double-Walled | 2001-05-01 | 2007-10-01 |  | Pressurized
NORTHEAST SALES DIST INC | 5 DAIRY PARK RD | ATHENS | Clarke | 290182 | 3 | [5 empty] | Removed from Ground | Gas (Historical Use) | 10000 | Bare Steel | 1983-05-07 | 1990-12-01 | Galvanized Steel
SEABOARD FARMS OF ATHENS/FEEDMIL | 330 TALLASSEE RD @ WHITEHEAD RD | ATHENS | Clarke | 290193 | 3 | [5 empty] | Removed from Ground | Diesel | 6000 | Bare Steel | 1966-05-21 | 1993-11-12 | Unknown
L M LEATHERS & SONS | 675 PULASKI ST | ATHENS | Clarke | 9029059 | 1 | [5 empty] | Removed from Ground | Gas (Historical Use) | 550 | Not Marked/Unknown | 1991-05-09 | 1991-05-09 | Not Marked
TARGET STORE T-369 | 3505 ATLANTA HWY | ATHENS | Clarke | 9029028 | 1 |  |  | TRUE |  | TRUE | Removed from Ground | Used Oil | 550 | Bare Steel | 1980-01-01 | 1988-12-13 | Galvanized Steel
SPEEDWAY #22/STARVIN MARVIN #22 | 714 OGLETHORPE AVE | ATHENS | Clarke | 9000563 | 6 | [5 empty] | Removed from Ground | Diesel | 2000 | Bare Steel | 1968-03-21 | 1994-05-16 | Galvanized Steel
FORMER HALLMANS GARAGE | 1347 WEST BROAD STREET | ATHENS | Clarke | 10001447 | 2 |  |  | FALSE |  | FALSE | Removed from Ground | Other | 550 | Bare Steel | 2007-07-25 | 2007-07-25 | Bare Steel
CHASE ST AMOCO | 810 N CHASE ST | ATHENS | Clarke | 290026 | 1 |  | 1996-01-01 |  | 1996-01-01 |  | Removed from Ground | Gas (Historical Use) | 6000 | Cathodically Protected Steel | 1985-02-18 | 2005-05-15 | Galvanized Steel | Pressurized
GA DOT 10131/ATHENS MAINT HQ | 450 OLD HULL RD | ATHENS | Clarke | 290240 | 131G1 | [5 empty] | Removed from Ground | Gas (Historical Use) | 2000 | Cathodically Protected Steel | 1987-01-01 | 2004-01-13 | Galvanized Steel | Suction (American)
MCLANE/SOUTHEAST TRANS FACILITY | 310 ATHENA DR | ATHENS | Clarke | 9029031 | 4 | Exempted | 2006-11-20 | TRUE | 2006-11-20 | TRUE | Closed in Ground | Used Oil | 1000 | Fiberglass Double Walled | 1989-01-01 | 2020-01-16 | Galvanized Steel | Gravity
COGGINS PARK BLDG | 115 BEN BURTON RD | BOGART | Clarke | 9029040 | 1 | [5 empty] | Removed from Ground | Diesel | 550 | Marked Unknown | 1993-02-09 | 1993-02-09 | Unknown
BOTTLING GROUP LLC DBA THE PEPSI BOTTLING GROUP ATHENS | 4885 ATLANTA HWY | BOGART | Clarke | 290149 | 4 |  |  | TRUE |  | TRUE | Removed from Ground | Used Oil | 560 | Composite | 1998-07-02 | 2013-06-28 | Flex | Gravity Fed
CHEVRON MAGNOLIA | 4450 ATLANTA HWY | BOGART | Clarke | 290114 | 5 | Flapper Valve | 1999-01-11 | FALSE | 1999-01-11 | FALSE | Currently in Use | E-10 | 5000 | Galvanic (STIP-3) | 1968-08-15 |  | Steel (Impressed Current) | Pressurized
GOLDEN PANTRY #8 | 1196 PRINCE AVE | ATHENS | Clarke | 290062 | 4 |  | 1991-03-01 |  | 1991-03-01 |  | Removed from Ground | Gas (Historical Use) | 3900 | Bare Steel | 1956-01-01 | 1998-12-01 | Galvanized Steel | Pressurized
GOLDEN PANTRY #8 | 1196 PRINCE AVE | ATHENS | Clarke | 290062 | 1 |  | 1991-03-01 |  | 1991-03-01 |  | Removed from Ground | Gas (Historical Use) | 3900 | Bare Steel | 1956-01-01 | 1998-12-01 | Galvanized Steel | Pressurized
GOLDEN PANTRY #1 | 1205 SOUTH MILLEDGE AVE | ATHENS | Clarke | 290056 | 5 | [5 empty] | Removed from Ground | Gas (Historical Use) | 6000 | Bare Steel | 1966-01-01 | 1899-12-31 | Galvanized Steel
GOLDEN PANTRY #1 | 1205 SOUTH MILLEDGE AVE | ATHENS | Clarke | 290056 | 4 | [5 empty] | Removed from Ground | Gas (Historical Use) | 10000 | Bare Steel | 1966-01-01 | 1899-12-31 | Galvanized Steel
SHELL FOOD MART | 1290 OCONEE ST | ATHENS | Clarke | 290067 | 2 |  | 1991-01-01 |  | 1991-01-01 |  | Removed from Ground | Gas (Historical Use) | 10000 | Cathodically Protected Steel | 1983-04-18 | 1998-10-01 | Galvanized Steel | Pressurized
THE STOP FOOD STORE | 768 WEST BROAD ST | ATHENS | Clarke | 290001 | 1 | [5 empty] | Removed from Ground | Gas (Historical Use) | 4000 | Bare Steel | 1983-05-22 | 1994-12-06 | Galvanized Steel
OGLESBY OIL CO BULK PLANT | 162 COMMERCE BLVD | ATHENS | Clarke | 290025 | 3 |  | 1992-08-01 |  | 1992-08-01 |  | Removed from Ground | Gas (Historical Use) | 20000 | Cathodically Protected Steel | 1975-02-21 | 2000-01-01 | Galvanized Steel | Pressurized
NO FACILITY NAME GIVEN | 315 WHITEHEAD RD | ATHENS | Clarke | 290096 | 4 | [5 empty] | Removed from Ground | Empty | 4000 | Bare Steel | 1968-04-15 | 1990-01-01 | Galvanized Steel
GOLDEN PANTRY #8 | 1196 PRINCE AVE | ATHENS | Clarke | 290062 | 3 |  | 1991-03-01 |  | 1991-03-01 |  | Removed from Ground | Gas (Historical Use) | 3900 | Bare Steel | 1956-01-01 | 1998-12-01 | Galvanized Steel | Pressurized
CLINKOCO #4 | 150 E WHITEHALL RD | ATHENS | Clarke | 290090 | 2 |  | 1998-12-18 |  | 1998-12-18 |  | Removed from Ground | Gas (Historical Use) | 550 | Steel-Impressed Current | 1985-04-22 | 2012-03-19 | Cathodically Protected | Safe Suction (Euro)
FORMER PERRYS #3 CONVENIENCE STORE | 375 NORTH AVE | ATHENS | Clarke | 10001534 | 7G |  | 2001-05-01 | FALSE | 2001-05-01 | FALSE | Removed from Ground | Diesel | 4000 | Cathodically Protected Steel | 1984-01-01 | 2007-10-01 |  | Pressurized
DOWNTOWN GULF | WEST BROAD ST & HULL ST | ATHENS | Clarke | 290010 | 2 | [5 empty] | Removed from Ground | Gas (Historical Use) | 3000 | Bare Steel | 1974-02-22 | 1995-09-13 | Galvanized Steel | Suction (American)
CHASE ST AMOCO | 810 N CHASE ST | ATHENS | Clarke | 290026 | 3 |  | 1996-01-01 |  | 1996-01-01 |  | Removed from Ground | Gas (Historical Use) | 6000 | Cathodically Protected Steel | 1985-02-18 | 2005-05-15 | Galvanized Steel | Pressurized
GOLDEN PANTRY #1 | 1205 SOUTH MILLEDGE AVE | ATHENS | Clarke | 290056 | 9 |  | 1992-01-01 | FALSE | 1992-01-01 | FALSE | Currently in Use | Premium | 10000 | Fiberglass Double Walled | 1992-01-01 |  | Fiberglass Reinforced Plastic | Pressurized
GOLDEN PANTRY #1 | 1205 SOUTH MILLEDGE AVE | ATHENS | Clarke | 290056 | 8 |  | 1992-01-01 | FALSE | 1992-01-01 | FALSE | Currently in Use | Regular | 10000 | Fiberglass Double Walled | 1992-01-01 |  | Fiberglass Reinforced Plastic | Pressurized
GOLDEN PANTRY #1 | 1205 SOUTH MILLEDGE AVE | ATHENS | Clarke | 290056 | 6 |  | 1992-01-01 |  | 1992-01-01 |  | Removed from Ground | Gas (Historical Use) | 10000 | Double Walled |  | 1899-12-31 | Fiberglass Reinforced Plastic
MURPHY EXPRESS #8577 | 4400 LEXINGTON RD | ATHENS | Clarke | 10001906 | 2A | Ball Float | 2010-07-28 | FALSE | 2010-07-28 | FALSE | Currently in Use | Diesel | 12000 | Fiberglass Double Walled | 2010-07-28 |  | Double-Walled Flex | Pressurized
HOB HOLDINGS LLC | 1985 WINTERVILLE RD | ATHENS | Clarke | 10002630 | 1 |  |  | FALSE |  | FALSE | Removed from Ground | Gas (Historical Use) | 8000 | Unknown | 2016-11-15 | 2016-11-15
UPS ATHENS CTR (UST) | 215 CONWAY DR | BOGART | Clarke | 292000 | UO-3 |  |  | TRUE |  | TRUE | Removed from Ground | Used Oil | 500 | Fiberglass | 1987-01-04 | 1992-09-22 | Fiberglass Reinforced Plastic
BOTTLING GROUP LLC DBA THE PEPSI BOTTLING GROUP ATHENS | 4885 ATLANTA HWY | BOGART | Clarke | 290149 | 2 | [5 empty] | Removed from Ground | Diesel | 10000 | Bare Steel | 1980-04-19 | 1991-07-27 | Galvanized Steel
CHEVRON MAGNOLIA | 4450 ATLANTA HWY | BOGART | Clarke | 290114 | 2 | Flapper Valve | 1999-01-11 | FALSE | 1999-01-11 | FALSE | Currently in Use | Premium | 10000 | Steel-Impressed Current | 1985-08-11 |  | Steel (Impressed Current) | Pressurized
Q LUBE INC #1158 | 3745 ATLANTA HWY | BOGART | Clarke | 290151 | 3 |  |  | TRUE |  | TRUE | Removed from Ground | Used Oil | 2000 | Cathodically Protected Steel | 1985-05-05 | 1998-05-01 | Galvanized Steel | Suction (American)
NO FACILITY NAME GIVEN | 315 WHITEHEAD RD | ATHENS | Clarke | 290096 | 5 |  |  | TRUE |  | TRUE | Removed from Ground | Used Oil | 550 | Bare Steel | 1968-04-15 | 1990-01-01 | Not Marked
LEON FARMER & CO | 100 RAIL RIDGE RD | ATHENS | Clarke | 9029100 | 2 | Flapper Valve | 1988-01-01 | FALSE | 1988-01-01 | FALSE | Removed from Ground | Diesel | 10000 | Galvanic (STIP-3) | 1988-11-21 | 2018-11-08 | Double-Walled Fiberglass | Pressurized
COLE PARK DEVELOPMENT/ATHENS SPE | US HWY 29 @ JIMMIE DANIEL RD | BOGART | Clarke | 9029024 | 1 | [5 empty] | Removed from Ground | Empty | 1000 | Bare Steel | 1970-01-01 | 1899-12-31 | Unknown
GO GULF | US HWY 29 & CLEVELAND RD | BOGART | Clarke | 290011 | 5 | [5 empty] | Removed from Ground | Diesel | 10000 | Bare Steel | 1976-02-22 | 1988-07-14 | Galvanized Steel
ATHENS AMOCO STATION | 475 HAWTHORNE AVE | ATHENS | Clarke | 290024 | 3 |  | 1996-01-01 | FALSE | 1996-01-01 | FALSE | Closed in Ground | Gas (Historical Use) | 6000 |  | 1971-01-01 |  |  | Pressurized
OGLESBY OIL CO BULK PLANT | 162 COMMERCE BLVD | ATHENS | Clarke | 290025 | 6 |  | 1992-01-01 |  | 1992-01-01 |  | Removed from Ground | Other | 8000 | Cathodically Protected Steel | 1975-02-21 | 2000-01-01 | Galvanized Steel | Pressurized
ATLANTA COCA-COLA BTLG CO | 297 PRINCE AVE | ATHENS | Clarke | 290071 | 1 | [5 empty] | Removed from Ground | Gas (Historical Use) | 10000 | Bare Steel | 1969-04-25 | 1989-06-01 | Galvanized Steel
NORTHEAST SALES DIST INC | 5 DAIRY PARK RD | ATHENS | Clarke | 290182 | 6 | [5 empty] | Removed from Ground | Gas (Historical Use) | 1000 | Bare Steel | 1977-05-08 | 1990-12-01 | Galvanized Steel
NO FACILITY NAME GIVEN | 315 WHITEHEAD RD | ATHENS | Clarke | 290096 | 3 | [5 empty] | Removed from Ground | Gas (Historical Use) | 4000 | Bare Steel | 1968-04-15 | 1990-01-01 | Galvanized Steel
ESTATE OF H E WAGES/OLD E&W AIR | 100 LYONS RD | ATHENS | Clarke | 9029067 | 1 | [5 empty] | Removed from Ground | Gas (Historical Use) | 1000 | Bare Steel | 1994-09-07 | 1994-09-07 | Galvanized Steel | Suction (American)
INDEPENDENT SOUTHERN INC | 119 COMMERCE BLVD | BOGART | Clarke | 290099 | 5 |  | 1997-03-25 |  | 1997-03-25 |  | Closed in Ground | Gas (Historical Use) | 10000 | Steel-Impressed Current | 1972-04-14 | 2016-07-08 |  | Pressurized
INDEPENDENT SOUTHERN INC | 119 COMMERCE BLVD | BOGART | Clarke | 290099 | 4 |  | 1997-03-25 |  | 1997-03-25 |  | Closed in Ground | Diesel | 10000 | Steel-Impressed Current | 1972-04-14 | 2016-07-08 |  | Pressurized
ATHENS AMOCO STATION | 475 HAWTHORNE AVE | ATHENS | Clarke | 290024 | 1 |  | 1996-01-01 | FALSE | 1996-01-01 | FALSE | Closed in Ground | Gas (Historical Use) | 6000 |  | 1971-01-01 |  |  | Pressurized
US NAVY SUPPLY SCHOOL | 1425 PRINCE AVE | ATHENS | Clarke | 290039 | 9 |  | 1994-05-16 |  | 1994-05-16 |  | Removed from Ground | Gas (Historical Use) | 9728 | Double Walled | 1994-05-16 | 2010-09-24 | Fiberglass Reinforced Plastic | Pressurized
TARGET FOOD STORE #1 | 498 BAXTER ST | ATHENS | Clarke | 290176 | 3 |  |  |  | 1993-09-01 |  | Removed from Ground | Gas (Historical Use) | 10000 | Bare Steel | 1980-05-08 | 1997-03-25 | Galvanized Steel | Pressurized
ATLANTA COCA-COLA BTLG CO | 297 PRINCE AVE | ATHENS | Clarke | 290071 | 2 | [5 empty] | Removed from Ground | Diesel | 6000 | Bare Steel | 1969-04-25 | 1989-06-01 | Galvanized Steel
NORTHEAST SALES DIST INC | 5 DAIRY PARK RD | ATHENS | Clarke | 290182 | 4 | [5 empty] | Removed from Ground | Empty | 2000 | Bare Steel | 1979-05-08 | 1990-12-01 | Galvanized Steel
NORTHEAST SALES DIST INC | 5 DAIRY PARK RD | ATHENS | Clarke | 290182 | 5 | [5 empty] | Removed from Ground | Empty | 2000 | Bare Steel | 1979-05-08 | 1990-12-01 | Galvanized Steel
NORTHEAST SALES DIST INC | 5 DAIRY PARK RD | ATHENS | Clarke | 290182 | 7 | [5 empty] | Removed from Ground | Empty | 3000 | Bare Steel | 1980-05-07 | 1990-12-01 | Galvanized Steel
FIRST BAPTIST CHURCH OF ATHENS | 355 PULASKI ST | ATHENS | Clarke | 9029053 | 3 | [5 empty] | Removed from Ground | Gas (Historical Use) | 5000 | Bare Steel | 1963-11-10 | 1899-12-31 | Unknown
FORMER HALLMANS GARAGE | 1347 WEST BROAD STREET | ATHENS | Clarke | 10001447 | 1 |  |  | FALSE |  | FALSE | Removed from Ground | Gas (Historical Use) | 1000 | Bare Steel | 2007-07-25 | 2007-07-25 | Bare Steel
GOLDEN PANTRY #1 | 1205 SOUTH MILLEDGE AVE | ATHENS | Clarke | 290056 | 3 | [5 empty] | Removed from Ground | Gas (Historical Use) | 2900 | Bare Steel | 1951-04-26 | 1899-12-31 | Galvanized Steel
5 PTS SHELL | 1563 SOUTH LUMPKIN ST | ATHENS | Clarke | 290087 | 1 | [5 empty] | Removed from Ground | Gas (Historical Use) | 4000 | Bare Steel | 1961-04-28 | 1990-12-01 | Galvanized Steel
OGLESBY OIL CO BULK PLANT | 162 COMMERCE BLVD | ATHENS | Clarke | 290025 | 2 |  | 1992-08-01 |  | 1992-08-01 |  | Removed from Ground | Gas (Historical Use) | 20000 | Cathodically Protected Steel | 1975-02-21 | 2000-01-01 | Galvanized Steel | Pressurized
SEABOARD FARMS OF ATHENS/FEEDMIL | 330 TALLASSEE RD @ WHITEHEAD RD | ATHENS | Clarke | 290193 | 4 | [5 empty] | Removed from Ground | Diesel | 2000 | Bare Steel | 1978-05-18 | 1993-11-12 | Unknown
DRIVER CONSTRUCTION CO INC | 1360 DANIELSVILLE RD | ATHENS | Clarke | 9029063 | 1 | [5 empty] | Removed from Ground | Gas (Historical Use) | 4000 | Bare Steel | 1981-01-01 | 1994-06-22 | Bare Steel | Safe Suction (Euro)
LEON FARMER & CO | 100 RAIL RIDGE RD | ATHENS | Clarke | 9029100 | 1 | Flapper Valve | 1988-01-01 | FALSE | 1988-01-01 | FALSE | Removed from Ground | Gas (Historical Use) | 10000 | Galvanic (STIP-3) | 1988-11-21 | 2018-11-08 | Double-Walled Fiberglass | Pressurized
FIRST BAPTIST CHURCH OF ATHENS | 355 PULASKI ST | ATHENS | Clarke | 9029053 | 2 | [5 empty] | Removed from Ground | Gas (Historical Use) | 5000 | Bare Steel | 1963-11-10 | 1899-12-31 | Unknown
MCLANE/SOUTHEAST TRANS FACILITY | 310 ATHENA DR | ATHENS | Clarke | 9029031 | 3 | Exempted | 1998-12-08 | FALSE | 1998-10-15 | FALSE | Closed in Ground | New Oil | 1000 | Fiberglass Double Walled | 1989-01-01 | 2020-01-16 | Galvanized Steel | Safe Suction (Euro)
GOLDEN PANTRY #12 | 4760 ATLANTA HWY | BOGART | Clarke | 1080016 | 4 | [5 empty] | Removed from Ground | Kerosene | 2000 | Cathodically Protected Steel | 1985-04-17 | 1997-09-01 | Galvanized Steel | Pressurized
Q LUBE INC #1158 | 3745 ATLANTA HWY | BOGART | Clarke | 290151 | 2 | [5 empty] | Removed from Ground | Other | 3000 | Cathodically Protected Steel | 1985-05-05 | 1998-05-01 | Galvanized Steel | Suction (American)
GO GULF | US HWY 29 & CLEVELAND RD | BOGART | Clarke | 290011 | 3 | [5 empty] | Removed from Ground | Gas (Historical Use) | 10000 | Bare Steel | 1976-02-22 | 1988-07-14 | Galvanized Steel
CHASE ST AMOCO | 810 N CHASE ST | ATHENS | Clarke | 290026 | 2 |  | 1996-01-01 |  | 1996-01-01 |  | Removed from Ground | Gas (Historical Use) | 6000 | Cathodically Protected Steel | 1985-02-18 | 2005-05-15 | Galvanized Steel | Pressurized
ATLANTA COCA-COLA BTLG CO | 297 PRINCE AVE | ATHENS | Clarke | 290071 | 3 | [5 empty] | Removed from Ground | Gas (Historical Use) | 0 | Marked Unknown | 1969-04-25 | 1989-06-01 | Unknown
SAMS CLUB #8194 | 4365 ATLANTA HWY | BOGART | Clarke | 9108031 | 2 | Flapper Valve | 2002-01-14 | FALSE | 2002-01-14 | FALSE | Currently in Use | Regular | 20000 | Fiberglass Double Walled | 2002-01-08 |  | Flex | Pressurized
GOLDEN PANTRY #12 | 4760 ATLANTA HWY | BOGART | Clarke | 1080016 | 2 | [5 empty] | Removed from Ground | Gas (Historical Use) | 10134 | Bare Steel | 1973-04-20 | 1997-09-01 | Galvanized Steel | Pressurized
INDEPENDENT SOUTHERN INC | 119 COMMERCE BLVD | BOGART | Clarke | 290099 | 2 |  | 1997-03-25 |  | 1997-03-25 |  | Closed in Ground | Gas (Historical Use) | 20000 | Steel-Impressed Current | 1972-04-14 | 2016-07-08 |  | Pressurized
Exxon/Circle K | 4883 ATLANTA HWY | Athens | Clarke | 290100 | 5 |  | 1999-01-25 |  | 1999-01-25 |  | Removed from Ground | Diesel | 10000 | Fiberglass | 1984-04-11 | 2004-03-18 | Cathodically Protected | Pressurized
GO GULF | US HWY 29 & CLEVELAND RD | BOGART | Clarke | 290011 | 1 | [5 empty] | Removed from Ground | Gas (Historical Use) | 10000 | Bare Steel | 1976-02-22 | 1988-07-14 | Galvanized Steel
S&W AMOCO | 325 OAK ST | ATHENS | Clarke | 290033 | 2 |  | 1997-01-01 |  | 1993-01-01 |  | Removed from Ground | Gas (Historical Use) | 3000 | Bare Steel | 1961-02-24 | 2005-05-16 | Fiberglass Reinforced Plastic | Pressurized
QUICK PANTRY #3 | 3875 JEFFERSON RD | ATHENS | Clarke | 290036 | 4 | Flapper Valve | 1992-01-01 | FALSE | 1992-01-01 | FALSE | Currently in Use | Diesel | 12000 | Steel-Impressed Current | 1985-02-18 |  | Steel (Impressed Current) | Pressurized
QUICK PANTRY #3 | 3875 JEFFERSON RD | ATHENS | Clarke | 290036 | 1 | Flapper Valve | 1992-01-01 | FALSE | 1992-01-01 | FALSE | Currently in Use | Regular | 12000 | Steel-Impressed Current | 1985-02-18 |  | Steel (Impressed Current) | Pressurized
GA POWER/ATHENS DIST OPER HQ | 205 DAIRY PAK RD | ATHENS | Clarke | 290157 | WO |  |  | TRUE |  | TRUE | Removed from Ground | Used Oil | 550 | Bare Steel | 1992-09-28 | 1992-09-28 | Galvanized Steel
PILGRIM'S PRIDE CORPORATION | 110 PARADISE BLVD | ATHENS | Clarke | 290161 | 2 | Flapper Valve | 1998-12-21 | FALSE | 1998-12-21 | FALSE | Removed from Ground | Regular | 8000 | Steel-Impressed Current | 1976-05-10 |  | Steel (Impressed Current) | Suction (American)
SHELL #10 | 175 TALLASSEE RD | ATHENS | Clarke | 9029128 | 2 | Flapper Valve | 1999-12-01 | FALSE | 1999-12-01 | FALSE | Currently in Use | Regular | 8000 | Epoxy | 1999-12-01 |  | Fiberglass Reinforced Plastic | Pressurized
TARGET FOOD STORE #1 | 498 BAXTER ST | ATHENS | Clarke | 290176 | 1 |  |  |  | 1993-09-01 |  | Removed from Ground | Gas (Historical Use) | 10000 | Bare Steel | 1980-05-08 | 1997-03-25 | Galvanized Steel | Pressurized
SHELL FOOD MART | 1290 OCONEE ST | ATHENS | Clarke | 290067 | 7 | Ball Float | 1999-09-01 | FALSE | 1999-09-01 | FALSE | Currently in Use | Premium | 10000 | Epoxy | 2000-09-01 |  | Double-Walled Fiberglass | Pressurized
SHELL FOOD MART | 1290 OCONEE ST | ATHENS | Clarke | 290067 | 5 |  | 1991-01-01 |  | 1991-01-01 |  | Removed from Ground | Kerosene | 1000 | Cathodically Protected Steel | 1983-04-18 | 1998-10-21 | Galvanized Steel | Suction (American)
SHELL FOOD MART | 1290 OCONEE ST | ATHENS | Clarke | 290067 | 4 |  | 1989-01-01 |  | 1989-01-01 |  | Removed from Ground | Diesel | 10000 | Cathodically Protected Steel | 1983-04-18 | 1998-10-01 | Galvanized Steel | Pressurized
THE STOP FOOD STORE | 768 WEST BROAD ST | ATHENS | Clarke | 290001 | 3 | [5 empty] | Removed from Ground | Gas (Historical Use) | 4000 | Bare Steel | 1983-05-22 | 1994-12-06 | Galvanized Steel
NORTHEAST SALES DIST INC | 5 DAIRY PARK RD | ATHENS | Clarke | 290182 | 2 | [5 empty] | Removed from Ground | Diesel | 10000 | Bare Steel | 1983-05-07 | 1990-12-01 | Galvanized Steel
BEN MCLEROY AND ASSOCIATES INC | 3993 ATLANTA HWY | BOGART | Clarke | 9029102 | 2 | [5 empty] | Removed from Ground | Diesel | 550 | Marked Unknown | 1996-01-26 | 1996-01-26 | Unknown
BOTTLING GROUP LLC DBA THE PEPSI BOTTLING GROUP ATHENS | 4885 ATLANTA HWY | BOGART | Clarke | 290149 | 3 |  |  | FALSE |  | FALSE | Removed from Ground |  | 560 | Unknown | 1998-06-25 | 1998-06-25
CHEVRON MAGNOLIA | 4450 ATLANTA HWY | BOGART | Clarke | 290114 | 3 | Flapper Valve | 1999-01-11 | FALSE | 1999-01-11 | FALSE | Currently in Use | Plus | 10000 | Steel-Impressed Current | 1985-08-11 |  | Steel (Impressed Current) | Pressurized
INDEPENDENT SOUTHERN INC | 119 COMMERCE BLVD | BOGART | Clarke | 290099 | 1 |  | 1997-03-25 |  | 1997-03-25 |  | Closed in Ground | Gas (Historical Use) | 20000 | Steel-Impressed Current | 1972-04-14 | 2016-07-08 |  | Pressurized
GOLDEN PANTRY #8 | 1196 PRINCE AVE | ATHENS | Clarke | 290062 | 2 |  | 1991-03-01 |  | 1991-03-01 |  | Removed from Ground | Gas (Historical Use) | 3900 | Bare Steel | 1956-01-01 | 1998-12-01 | Galvanized Steel | Pressurized
SHELL FOOD MART | 1290 OCONEE ST | ATHENS | Clarke | 290067 | 3 |  | 1991-01-01 |  | 1991-01-01 |  | Removed from Ground | Gas (Historical Use) | 10000 | Cathodically Protected Steel | 1983-04-18 | 1998-10-01 | Galvanized Steel | Pressurized
5 PTS SHELL | 1563 SOUTH LUMPKIN ST | ATHENS | Clarke | 290087 | 2 | [5 empty] | Removed from Ground | Gas (Historical Use) | 4000 | Bare Steel | 1961-04-28 | 1990-12-01 | Galvanized Steel
MURPHY EXPRESS #8577 | 4400 LEXINGTON RD | ATHENS | Clarke | 10001906 | 2B | Ball Float | 2010-07-28 | FALSE | 2010-07-28 | FALSE | Currently in Use | Premium | 8000 | Fiberglass Double Walled | 2010-07-28 |  | Double-Walled Flex | Pressurized
GOLDEN PANTRY #8 | 1196 PRINCE AVE | ATHENS | Clarke | 290062 | 5 |  | 1991-03-01 |  | 1991-03-01 |  | Removed from Ground | Gas (Historical Use) | 3900 | Bare Steel | 1956-01-01 | 1998-12-01 | Galvanized Steel | Pressurized
DOWNTOWN GULF | WEST BROAD ST & HULL ST | ATHENS | Clarke | 290010 | 1 | [5 empty] | Removed from Ground | Gas (Historical Use) | 3000 | Bare Steel | 1974-02-22 | 1995-09-13 | Galvanized Steel | Suction (American)
SEABOARD FARMS OF ATHENS/ATLANTI | 635 BARBER ST | ATHENS | Clarke | 290007 | 1 | [5 empty] | Removed from Ground | Empty | 500 | Marked Unknown | 1995-05-02 | 1995-05-02 | Unknown
NORTHEAST SALES DIST INC | 5 DAIRY PARK RD | ATHENS | Clarke | 290182 | 1 | [5 empty] | Removed from Ground | Diesel | 10000 | Bare Steel | 1983-05-07 | 1990-12-01 | Galvanized Steel
Exxon/Circle K | 4883 ATLANTA HWY | Athens | Clarke | 290100 | 6 | Flapper Valve | 2021-06-01 | FALSE | 2021-06-01 | FALSE | Currently in Use | Regular | 12000 | Composite Double Walled | 2019-12-01 |  | Double-Walled Flex | Pressurized
US NAVY SUPPLY SCHOOL | 1425 PRINCE AVE | ATHENS | Clarke | 290039 | 7 |  |  | TRUE |  | TRUE | Removed from Ground | Used Oil | 1000 | Bare Steel | 1974-07-01 | 1994-04-15 | Bare Steel | Pressurized
US NAVY SUPPLY SCHOOL | 1425 PRINCE AVE | ATHENS | Clarke | 290039 | 11 |  | 1983-03-01 | FALSE | 1983-03-01 | FALSE | Removed from Ground | Diesel | 15000 | Bare Steel | 1983-03-01 | 1997-09-15 | Galvanized Steel
QUICK PANTRY #3 | 3875 JEFFERSON RD | ATHENS | Clarke | 290036 | 3 | Flapper Valve | 1992-01-01 | FALSE | 1992-01-01 | FALSE | Temporarily out of use | Gas (Historical Use) | 10000 | Steel-Impressed Current | 1985-02-18 |  | Steel (Impressed Current) | Pressurized
SOUTHEAST TERMINAL | 3450 JEFFERSON RD | ATHENS | Clarke | 290040 | 3 | [5 empty] | Removed from Ground | Kerosene | 1000 | Bare Steel | 1974-03-06 | 1988-11-01 | Galvanized Steel
JEFFERSON ROAD QUICK SPOT | 3465 JEFFERSON RD | ATHENS | Clarke | 290048 | 4 | Ball Float | 2000-12-01 | FALSE | 2000-12-01 | FALSE | Currently in Use | Diesel | 6000 | Epoxy | 2000-12-01 |  | Fiberglass Reinforced Plastic | Pressurized
JEFFERSON ROAD QUICK SPOT | 3465 JEFFERSON RD | ATHENS | Clarke | 290048 | 5 | Flapper Valve | 2000-12-01 | FALSE | 2000-12-01 | FALSE | Currently in Use | Racing Fuel | 4000 | Epoxy | 2000-12-01 |  | Fiberglass Reinforced Plastic | Pressurized
SEABOARD FARMS OF ATHENS/FEEDMIL | 330 TALLASSEE RD @ WHITEHEAD RD | ATHENS | Clarke | 290193 | 2 | [5 empty] | Removed from Ground | Diesel | 6000 | Bare Steel | 1966-05-21 | 1994-09-27 | Galvanized Steel | Suction (American)
MCLANE/SOUTHEAST TRANS FACILITY | 310 ATHENA DR | ATHENS | Clarke | 9029031 | 1 |  | 1998-10-26 | FALSE | 1998-10-06 | FALSE | Closed in Ground | Diesel | 20000 | Fiberglass Double Walled | 1989-01-01 | 2020-01-16 | Fiberglass Reinforced Plastic | Pressurized
UNKNOWN | INTERSECTION OF US 78 & ATLANT H | BOGART | Clarke | 9029076 | 1 | [5 empty] | Removed from Ground | Gas (Historical Use) | 0 | Marked Unknown |  | 1899-12-31 | Unknown
Exxon/Circle K | 4883 ATLANTA HWY | Athens | Clarke | 290100 | 7B | Flapper Valve | 2021-06-01 | FALSE | 2021-06-01 | FALSE | Currently in Use | Diesel | 4000 | Composite Double Walled | 2019-12-01 |  | Double-Walled Flex | Pressurized
ATHENS AMOCO STATION | 475 HAWTHORNE AVE | ATHENS | Clarke | 290024 | 2 |  | 1996-01-01 | FALSE | 1996-01-01 | FALSE | Closed in Ground | Gas (Historical Use) | 6000 |  | 1971-01-01 |  |  | Pressurized
SOUTHEAST TERMINAL | 3450 JEFFERSON RD | ATHENS | Clarke | 290040 | 6 | [5 empty] | Removed from Ground | Diesel | 3000 | Bare Steel | 1974-03-06 | 1988-11-01 | Galvanized Steel
JEFFERSON ROAD QUICK SPOT | 3465 JEFFERSON RD | ATHENS | Clarke | 290048 | 3 | Ball Float | 2000-12-01 | FALSE | 2000-12-01 | FALSE | Currently in Use | Regular | 12000 | Epoxy | 2000-12-01 |  | Fiberglass Reinforced Plastic | Pressurized
Valero Food Mart | 1650 COMMERCE RD | ATHENS | Clarke | 290091 | 3 | Flapper Valve | 1989-01-01 | FALSE | 1989-01-01 | FALSE | Currently in Use | Premium | 10000 | Steel-Impressed Current | 1989-01-01 |  | Steel (Impressed Current) | Pressurized
ACREE OIL CO | 3450 JEFFERSON RD | ATHENS | Clarke | 9029092 | 2 | [5 empty] | Removed from Ground | Gas (Historical Use) | 1000 | Bare Steel | 1999-02-01 | 1999-02-01 | Galvanized Steel | Safe Suction (Euro)
CLARKE COUNTY SCHOOL DISTRICT | 165 PARADISE BLVD | ATHENS | Clarke | 9029124 | 2 | Flapper Valve | 1998-08-01 | FALSE | 1998-08-01 | FALSE | Currently in Use | Regular | 5000 | Composite Double Walled | 1998-08-01 |  | Double-Walled Fiberglass | Pressurized
OLD ATHENS SEED CO | 200 DAIRY PAK RD | ATHENS | Clarke | 9029120 | 3 | [5 empty] | Removed from Ground | Gas (Historical Use) | 4000 | Bare Steel | 1997-12-15 | 1997-12-15 | Galvanized Steel | Suction (American)
SAMS CLUB #8194 | 4365 ATLANTA HWY | BOGART | Clarke | 9108031 | 1 | Flapper Valve | 2002-01-14 | FALSE | 2002-01-14 | FALSE | Currently in Use | Regular | 20000 | Fiberglass Double Walled | 2002-01-08 |  | Flex | Pressurized
GOLDEN PANTRY #12 | 4760 ATLANTA HWY | BOGART | Clarke | 1080016 | 3 | [5 empty] | Removed from Ground | Gas (Historical Use) | 10000 | Cathodically Protected Steel | 1985-04-17 | 1997-09-01 | Galvanized Steel | Pressurized
UPS ATHENS CTR (UST) | 215 CONWAY DR | BOGART | Clarke | 292000 | FO-2 | [5 empty] | Removed from Ground | Other | 1000 | Fiberglass | 1987-01-04 | 1992-09-22 | Fiberglass Reinforced Plastic
BOTTLING GROUP LLC DBA THE PEPSI BOTTLING GROUP ATHENS | 4885 ATLANTA HWY | BOGART | Clarke | 290149 | 1 | [5 empty] | Removed from Ground | Gas (Historical Use) | 10000 | Bare Steel | 1980-04-19 | 1991-07-27 | Galvanized Steel
CHEVRON MAGNOLIA | 4450 ATLANTA HWY | BOGART | Clarke | 290114 | 1 | Flapper Valve | 1999-01-11 | FALSE | 1999-01-11 | FALSE | Currently in Use | Regular | 10000 | Steel-Impressed Current | 1985-08-11 |  | Steel (Impressed Current) | Pressurized
UNITED PARCEL SERVICE | RT 1 ATLANTA HWY | BOGART | Clarke | 290159 | 2 |  |  | TRUE |  | TRUE | Removed from Ground | Used Oil | 5000 | Bare Steel | 1971-05-09 | 1988-03-01 | Unknown
INDEPENDENT SOUTHERN INC | 119 COMMERCE BLVD | BOGART | Clarke | 290099 | 3 |  | 1997-03-25 |  | 1997-03-25 |  | Closed in Ground | Diesel | 20000 | Steel-Impressed Current | 1972-04-14 | 2016-07-08 |  | Pressurized
US NAVY SUPPLY SCHOOL | 1425 PRINCE AVE | ATHENS | Clarke | 290039 | 12 |  |  | FALSE |  | FALSE | Removed from Ground | Diesel | 6000 | Bare Steel | 1954-03-08 | 1997-09-15 | Galvanized Steel
S&W AMOCO | 325 OAK ST | ATHENS | Clarke | 290033 | 1 |  | 1997-01-01 |  | 1993-01-01 |  | Removed from Ground | Gas (Historical Use) | 3000 | Bare Steel | 1961-02-24 | 2005-05-16 | Fiberglass Reinforced Plastic | Pressurized
TRANSUS INC/ATHENS GA TERMINAL | 845 NEWTON BRIDGE RD | ATHENS | Clarke | 290052 | 1 | [5 empty] | Removed from Ground | Diesel | 10000 | Bare Steel | 1981-04-16 | 1993-09-29 | Bare Steel | Safe Suction (Euro)
QUICK PANTRY #2 | 495 NEWTON BRIDGE RD | ATHENS | Clarke | 290066 | 4 | Flapper Valve | 1997-08-08 | FALSE | 1997-08-08 | FALSE | Currently in Use | Diesel | 10152 | Steel-Impressed Current | 1981-04-18 |  | Fiberglass Reinforced Plastic | Pressurized
COGGINS PARK BLDG | 115 BEN BURTON RD | BOGART | Clarke | 9029040 | 2 | [5 empty] | Removed from Ground | Gas (Historical Use) | 1000 | Marked Unknown | 1993-02-09 | 1993-02-09 | Unknown
UNITED PARCEL SERVICE | RT 1 ATLANTA HWY | BOGART | Clarke | 290159 | 1 | [5 empty] | Removed from Ground | Gas (Historical Use) | 10000 | Bare Steel | 1971-05-09 | 1988-03-01 | Unknown
GO GULF | US HWY 29 & CLEVELAND RD | BOGART | Clarke | 290011 | 4 | [5 empty] | Removed from Ground | Diesel | 10000 | Bare Steel | 1976-02-22 | 1988-07-14 | Galvanized Steel
US NAVY SUPPLY SCHOOL | 1425 PRINCE AVE | ATHENS | Clarke | 290039 | 13 |  |  | FALSE |  | FALSE | Removed from Ground | Diesel | 6000 | Bare Steel | 1954-03-08 | 1997-09-15 | Galvanized Steel
JEFFERSON ROAD QUICK SPOT | 3465 JEFFERSON RD | ATHENS | Clarke | 290048 | 2 | Ball Float | 2000-12-01 | FALSE | 2000-12-01 | FALSE | Currently in Use | Regular | 15000 | Epoxy | 2000-12-01 |  | Fiberglass Reinforced Plastic | Pressurized
Valero Food Mart | 1650 COMMERCE RD | ATHENS | Clarke | 290091 | 2 | [5 empty] | Permanently Out of Use - historical purposes | Gas (Historical Use) | 3000 | Bare Steel | 1978-04-24 | 1899-12-31 | Galvanized Steel
GA POWER/ATHENS DIST OPER HQ | 205 DAIRY PAK RD | ATHENS | Clarke | 290157 | 12002.1 |  |  | FALSE |  | FALSE | Removed from Ground | Gas (Historical Use) | 6000 | Bare Steel | 1966-05-12 | 1990-05-22 | Galvanized Steel
HOMEWOOD HILL CHEVRON | 2495 JEFFERSON RD | ATHENS | Clarke | 290112 | 10 |  |  | TRUE | 1990-01-30 | TRUE | Removed from Ground | Used Oil | 1000 | Cathodically Protected Steel | 1990-01-30 | 1997-05-01 | Galvanized Steel
HOMEWOOD HILL CHEVRON | 2495 JEFFERSON RD | ATHENS | Clarke | 290112 | 3 | [5 empty] | Removed from Ground | Gas (Historical Use) | 3000 | Bare Steel | 1965-04-28 | 1989-12-01 | Galvanized Steel
SMITH PRODUCTS INC/ATHENS COUNTR | 169 PARADISE BLVD | ATHENS | Clarke | 9029072 | 1 | [5 empty] | Removed from Ground | Other | 500 | Bare Steel | 1983-06-01 | 2001-10-29 | Galvanized Steel
OLD ATHENS SEED CO | 200 DAIRY PAK RD | ATHENS | Clarke | 9029120 | 2 | [5 empty] | Removed from Ground | Diesel | 4000 | Bare Steel | 1997-12-15 | 1997-12-15 | Galvanized Steel | Suction (American)
NO FACILITY NAME GIVEN | 315 WHITEHEAD RD | ATHENS | Clarke | 290096 | 2 | [5 empty] | Removed from Ground | Gas (Historical Use) | 4000 | Bare Steel | 1968-04-15 | 1990-01-01 | Galvanized Steel
FIRST BAPTIST CHURCH OF ATHENS | 355 PULASKI ST | ATHENS | Clarke | 9029053 | 1 | [5 empty] | Removed from Ground | Gas (Historical Use) | 5000 | Bare Steel | 1963-11-10 | 1899-12-31 | Unknown
MCLANE/SOUTHEAST TRANS FACILITY | 310 ATHENA DR | ATHENS | Clarke | 9029031 | 2 |  | 1998-10-26 | FALSE | 1998-10-06 | FALSE | Closed in Ground | Regular | 6000 | Fiberglass Double Walled | 1989-01-01 | 2020-01-16 | Fiberglass Reinforced Plastic | Pressurized
SAMS CLUB #8194 | 4365 ATLANTA HWY | BOGART | Clarke | 9108031 | 3 | Flapper Valve | 2002-01-14 | FALSE | 2002-01-14 | FALSE | Currently in Use | Premium | 20000 | Fiberglass Double Walled | 2002-01-08 |  | Flex | Pressurized
GO GULF | US HWY 29 & CLEVELAND RD | BOGART | Clarke | 290011 | 2 | [5 empty] | Removed from Ground | Gas (Historical Use) | 10000 | Bare Steel | 1976-02-22 | 1988-07-14 | Galvanized Steel
HAYES TRUCKING CO | BOUND BY S CHURCH ST HARRIS ST | WINTERVILLE | Clarke | 9029119 | 1 | [5 empty] | Removed from Ground | Gas (Historical Use) | 550 | Not Marked/Unknown | 1997-07-31 | 1997-07-31 | Not Marked
SHEALEY TURKEY FARM | 1550 HARDEMAN RD | WINTERVILLE | Clarke | 290168 | 1 |  |  | FALSE |  | FALSE | Permanently Out of Use - historical purposes | Gas (Historical Use) | 1000 | Bare Steel | 1966-05-13 |  | Galvanized Steel | Suction (American)
GOLDEN PANTRY #9 | 315 ATHENS RD | WINTERVILLE | Clarke | 290063 | 3 | Flapper Valve | 1997-05-28 | FALSE | 1997-05-28 | FALSE | Currently in Use | Diesel | 10000 | Steel-Impressed Current | 1979-01-01 |  | Steel (Impressed Current) | Pressurized
GA POWER/ATHENS DIST OPER HQ | 205 DAIRY PAK RD | ATHENS | Clarke | 290157 | 605057 | Ball Float | 1992-10-27 | FALSE | 1992-10-27 | FALSE | Removed from Ground | Diesel | 12000 | Fiberglass | 1992-10-27 |  | Fiberglass Reinforced Plastic | Pressurized
CHEVRON BULK DISTRIBUTION TERMIN | 3460 JEFFERSON RD | ATHENS | Clarke | 9029054 | 1 |  |  | FALSE |  | FALSE | Removed from Ground |  | 1200 | Bare Steel | 1982-01-01 |  | Galvanized Steel | Pressurized
MILLARD SMITH | 1625 CHEROKEE RD | WINTERVILLE | Clarke | 290180 | 1 | [5 empty] | Permanently Out of Use - historical purposes | Gas (Historical Use) | 550 | Bare Steel | 1956-05-14 | 1899-12-31 | Galvanized Steel | Suction (American)
Exxon/Circle K | 4883 ATLANTA HWY | Athens | Clarke | 290100 | 3 |  | 1999-01-25 |  | 1999-01-25 |  | Removed from Ground | Gas (Historical Use) | 6000 | Cathodically Protected Steel | 1964-04-16 | 2004-03-17 | Cathodically Protected | Pressurized
US NAVY SUPPLY SCHOOL | 1425 PRINCE AVE | ATHENS | Clarke | 290039 | 10 |  | 1994-05-16 |  | 1994-05-16 |  | Removed from Ground | Gas (Historical Use) | 9728 | Double Walled | 1994-05-16 | 2010-09-24 | Fiberglass Reinforced Plastic | Pressurized
US NAVY SUPPLY SCHOOL | 1425 PRINCE AVE | ATHENS | Clarke | 290039 | 2 | [5 empty] | Removed from Ground | Diesel | 6000 | Bare Steel | 1954-03-08 | 1992-09-01 | Galvanized Steel
DOWNTOWN GULF | WEST BROAD ST & HULL ST | ATHENS | Clarke | 290010 | 3 | [5 empty] | Removed from Ground | Gas (Historical Use) | 3000 | Bare Steel | 1974-02-22 | 1995-09-13 | Galvanized Steel | Suction (American)
OGLESBY OIL CO BULK PLANT | 162 COMMERCE BLVD | ATHENS | Clarke | 290025 | 1 |  | 1992-08-01 |  | 1992-08-01 |  | Removed from Ground | Gas (Historical Use) | 20000 | Cathodically Protected Steel | 1975-02-21 | 2000-01-01 | Galvanized Steel | Pressurized
ATLANTA COCA-COLA BTLG CO | 584 HAWTHORNE AVE | ATHENS | Clarke | 290070 | 1 | [5 empty] | Removed from Ground | Gas (Historical Use) | 10000 | Bare Steel | 1969-04-25 | 1991-08-01 | Galvanized Steel
HUGHES SUPPLY INC | 380 NANTAHALA AVE | ATHENS | Clarke | 290229 | 1 | [5 empty] | Removed from Ground | Gas (Historical Use) | 4000 | Bare Steel | 1971-06-06 | 1996-06-10 | Galvanized Steel
GA DOT 10131/ATHENS MAINT HQ | 450 OLD HULL RD | ATHENS | Clarke | 290240 | 131D1 | [5 empty] | Removed from Ground | Diesel | 2000 | Cathodically Protected Steel | 1987-01-01 | 2004-01-13 | Galvanized Steel | Suction (American)
UPS ATHENS CTR (UST) | 215 CONWAY DR | BOGART | Clarke | 292000 | RU-1 | Flapper Valve | 1992-09-01 | FALSE | 1992-09-01 | FALSE | Currently in Use | Regular | 10000 | Fiberglass | 1987-01-04 |  | Double-Walled Fiberglass | Pressurized
GOLDEN PANTRY #20 | 4099 JEFFERSON RD | ATHENS | Clarke | 290064 | 2 | Flapper Valve | 1997-07-31 | FALSE | 1997-07-31 | FALSE | Temporarily out of use | Gas (Historical Use) | 10000 | Galvanic (STIP-3) | 1984-01-01 |  | Fiberglass Reinforced Plastic | Pressurized
PILGRIM'S PRIDE CORPORATION | 110 PARADISE BLVD | ATHENS | Clarke | 290161 | 3 | Exempted | 1998-12-04 | TRUE | 1998-12-21 | TRUE | Removed from Ground | Used Oil | 2000 | Steel-Impressed Current | 1976-05-10 |  | Steel (Impressed Current) | Gravity
LOGAN SHOEMAKER PROPERTIES LLC | 930 NEWTON BRIDGE RD | ATHENS | Clarke | 9029034 | 2 | [5 empty] | Removed from Ground | Diesel | 10000 | Bare Steel | 1992-03-04 | 1992-03-04 | Galvanized Steel | Suction (American)
FIVE POINTS GROCERY | 302 ATHENS RD | WINTERVILLE | Clarke | 290089 | 2 | [5 empty] | Removed from Ground | Gas (Historical Use) | 1000 | Bare Steel | 1967-04-27 | 1999-01-18 | Galvanized Steel
US NAVY SUPPLY SCHOOL | 1425 PRINCE AVE | ATHENS | Clarke | 290039 | 6 | [5 empty] | Removed from Ground | Gas (Historical Use) | 10000 | Bare Steel | 1974-07-01 | 1994-04-15 | Bare Steel | Pressurized
US NAVY SUPPLY SCHOOL | 1425 PRINCE AVE | ATHENS | Clarke | 290039 | 8 |  | 1994-05-16 |  | 1994-05-16 |  | Removed from Ground | Gas (Historical Use) | 9728 | Double Walled | 1994-05-16 | 2010-09-24 | Fiberglass Reinforced Plastic | Pressurized
RUSSELL DANIEL IRRIGATION | 3426 JEFFERSON RD | ATHENS | Clarke | 290080 | 1 | [5 empty] | Removed from Ground | Empty | 1000 | Bare Steel | 1961-01-01 | 1989-01-01 | Unknown
BOSWELL OIL CO | 150 FLOYD DR | ATHENS | Clarke | 9029078 | 1 | Exempted | 2007-01-19 | TRUE | 1994-06-16 | TRUE | Temporarily out of use | Used Oil | 4000 | Galvanic (STIP-3) | 1994-06-16 |  | Double-Walled Flex
BOSWELL OIL CO | 150 FLOYD DR | ATHENS | Clarke | 9029078 | 4 | Ball Float | 2008-01-01 | FALSE | 2008-01-01 | FALSE | Currently in Use | Diesel | 10000 | Galvanic (STIP-3) | 2008-01-01 |  | Double-Walled Flex | Pressurized
SHELL | 1790 COMMERCE RD | ATHENS | Clarke | 9029103 | 722421 | Flapper Valve | 1995-10-26 | FALSE | 1995-10-26 | FALSE | Currently in Use | Diesel | 2000 | Fiberglass Double Walled | 1995-10-26 |  | Double-Walled Flex | Pressurized
ACREE OIL CO | 3450 JEFFERSON RD | ATHENS | Clarke | 9029092 | 1 | Flapper Valve | 1988-12-01 |  | 1988-12-01 |  | Removed from Ground | Diesel | 4500 | Galvanic (STIP-3) | 1998-12-01 | 2016-08-02 | Steel (Impressed Current) | Safe Suction (Euro)
EL MERCADO | 2575 COMMERCE HWY | ATHENS | Clarke | 9029132 | 1 | [5 empty] | Removed from Ground | Used Oil | 250 | Bare Steel | 1999-10-01 | 1999-10-01 | Bare Steel | Gravity Fed
POWER PARTNERS INC | 200 NEWTON BRG RD | ATHENS | Clarke | 9000433 | 13311 |  | 1989-11-30 |  | 1989-11-30 |  | Removed from Ground | Gas (Historical Use) | 1000 | Galvanic (STIP-3) | 1989-11-30 | 2016-04-29 | Cathodically Protected | Safe Suction (Euro)
S&W AMOCO | 325 OAK ST | ATHENS | Clarke | 290033 | 3 |  | 1997-01-01 |  | 1993-01-01 |  | Removed from Ground | Gas (Historical Use) | 3000 | Bare Steel | 1961-02-24 | 2005-05-16 | Fiberglass Reinforced Plastic | Pressurized
ESTES EXPRESS | 855 NEWTON BRIDGE RD | ATHENS | Clarke | 290053 | 1 |  |  | FALSE |  | FALSE | Removed from Ground | Gas (Historical Use) | 10000 | Bare Steel | 1980-01-01 | 1994-05-24 | Galvanized Steel | Safe Suction (Euro)
QUICK PANTRY #2 | 495 NEWTON BRIDGE RD | ATHENS | Clarke | 290066 | 2 | Flapper Valve | 1997-08-08 | FALSE | 1997-08-08 | FALSE | Currently in Use | Premium | 10152 | Steel-Impressed Current | 1981-04-18 |  | Fiberglass Reinforced Plastic | Pressurized
HOMEWOOD HILL CHEVRON | 2495 JEFFERSON RD | ATHENS | Clarke | 290112 | 4 | [5 empty] | Removed from Ground | Gas (Historical Use) | 3000 | Bare Steel | 1965-04-28 | 1989-12-01 | Galvanized Steel
HOMEWOOD HILL CHEVRON | 2495 JEFFERSON RD | ATHENS | Clarke | 290112 | 1 | [5 empty] | Removed from Ground | Gas (Historical Use) | 5000 | Bare Steel | 1965-04-28 | 1989-12-01 | Galvanized Steel
HOMEWOOD HILL CHEVRON | 2495 JEFFERSON RD | ATHENS | Clarke | 290112 | 7 |  | 1997-10-20 | FALSE | 1997-10-20 | FALSE | Currently in Use | Regular | 8000 | Galvanic (STIP-3) | 1990-01-30 |  | Fiberglass Reinforced Plastic | Pressurized
SHELL #10 | 175 TALLASSEE RD | ATHENS | Clarke | 9029128 | 1 |  | 1999-12-01 | FALSE | 1999-12-01 | FALSE | Currently in Use | Premium | 10000 | Epoxy | 1999-12-01 |  | Fiberglass Reinforced Plastic | Pressurized
HAYES TRUCKING CO | BOUND BY S CHURCH ST HARRIS ST | WINTERVILLE | Clarke | 9029119 | 3 | [5 empty] | Removed from Ground | Diesel | 6000 | Not Marked/Unknown | 1997-07-31 | 1997-07-31 | Not Marked
FIVE POINTS GROCERY | 302 ATHENS RD | WINTERVILLE | Clarke | 290089 | 3 | [5 empty] | Removed from Ground | Gas (Historical Use) | 2000 | Bare Steel | 1984-04-22 | 1999-01-18 | Galvanized Steel
YELLOW FREIGHT SYSTEM INC | US HWY 29 BYPASS NORTH | ATHENS | Clarke | 290069 | 2 | [5 empty] | Removed from Ground | Empty | 1000 | Bare Steel | 1969-04-25 | 1990-07-09 | Unknown | Safe Suction (Euro)
THOMAS CONCRETE OF GA INC-ATHENS | 1020 WINTERVILLE RD | ATHENS | Clarke | 290118 | 3 | [5 empty] | Removed from Ground | Empty | 8000 | Bare Steel | 1978-05-01 | 1986-04-01 | Galvanized Steel
SEABOARD FARMS OF ATHENS/FEEDMIL | 330 TALLASSEE RD @ WHITEHEAD RD | ATHENS | Clarke | 290193 | 1 | [5 empty] | Removed from Ground | Diesel | 10000 | Bare Steel | 1966-05-21 | 1994-09-27 | Galvanized Steel | Suction (American)
GOLDEN PANTRY #12 | 4760 ATLANTA HWY | BOGART | Clarke | 1080016 | 1 | [5 empty] | Removed from Ground | Gas (Historical Use) | 10134 | Bare Steel | 1973-04-20 | 1997-09-01 | Galvanized Steel | Pressurized
Exxon/Circle K | 4883 ATLANTA HWY | Athens | Clarke | 290100 | 7A | Flapper Valve | 2021-06-01 | FALSE | 2021-06-01 | FALSE | Currently in Use | Premium | 4000 | Composite Double Walled | 2019-12-01 |  | Double-Walled Flex | Pressurized
ESTES EXPRESS | 855 NEWTON BRIDGE RD | ATHENS | Clarke | 290053 | 2 |  |  | FALSE |  | FALSE | Removed from Ground | Diesel | 10000 | Bare Steel | 1980-01-01 | 1994-05-24 | Galvanized Steel | Safe Suction (Euro)
ATHENS AMOCO STATION | 475 HAWTHORNE AVE | ATHENS | Clarke | 290024 | 5 |  |  | TRUE |  | TRUE | Removed from Ground | Used Oil | 500 | Bare Steel | 1985-01-01 | 1995-09-22 | Galvanized Steel
S&W AMOCO | 325 OAK ST | ATHENS | Clarke | 290033 | 5 |  |  | TRUE | 1993-01-01 | TRUE | Removed from Ground | Used Oil | 500 | Bare Steel | 1961-02-24 | 2005-05-16 | Fiberglass Reinforced Plastic
RUSSELL DANIEL IRRIGATION | 3426 JEFFERSON RD | ATHENS | Clarke | 290080 | DUMMY | [5 empty] | Currently in Use | Other | 0 | Not Marked/Unknown |  |  | Not Marked
Valero Food Mart | 1650 COMMERCE RD | ATHENS | Clarke | 290091 | 1 | [5 empty] | Permanently Out of Use - historical purposes | Gas (Historical Use) | 3000 | Bare Steel | 1978-04-24 | 1899-12-31 | Galvanized Steel
QUICK PANTRY #2 | 495 NEWTON BRIDGE RD | ATHENS | Clarke | 290066 | 3 | Flapper Valve | 1997-08-08 | FALSE | 1997-08-08 | FALSE | Temporarily out of use | Gas (Historical Use) | 10152 | Steel-Impressed Current | 1981-04-18 |  | Fiberglass Reinforced Plastic | Pressurized
GA POWER/ATHENS DIST OPER HQ | 205 DAIRY PAK RD | ATHENS | Clarke | 290157 | 12002.2 |  |  | FALSE |  | FALSE | Removed from Ground | Gas (Historical Use) | 6000 | Bare Steel | 1966-05-12 | 1990-05-22
GA POWER/ATHENS DIST OPER HQ | 205 DAIRY PAK RD | ATHENS | Clarke | 290157 | G | Ball Float | 1991-01-01 | FALSE | 1991-01-01 | FALSE | Removed from Ground | Gas (Historical Use) | 10000 | Composite | 1991-01-01 |  | Fiberglass Reinforced Plastic | Pressurized
HOMEWOOD HILL CHEVRON | 2495 JEFFERSON RD | ATHENS | Clarke | 290112 | 6 |  |  | TRUE |  | TRUE | Removed from Ground | Used Oil | 1000 | Cathodically Protected Steel | 1984-04-23 | 1989-12-01 | Galvanized Steel | Gravity Fed
HOMEWOOD HILL CHEVRON | 2495 JEFFERSON RD | ATHENS | Clarke | 290112 | 9 |  | 1997-10-20 | FALSE | 1997-10-20 | FALSE | Currently in Use | Diesel | 8000 | Galvanic (STIP-3) | 1990-01-30 |  | Fiberglass Reinforced Plastic | Pressurized
Citgo Food Mart | 790 Hawthorne Ave | Athens | Clarke | 290013 | 6B | Flapper Valve | 2018-11-01 | FALSE | 2018-11-01 | FALSE | Currently in Use | Regular | 13000 | Composite Double Walled | 2018-08-21 |  | Double-Walled Fiberglass | Pressurized
CHEVRON MAGNOLIA | 4450 ATLANTA HWY | BOGART | Clarke | 290114 | 4 | Flapper Valve | 1999-01-11 | FALSE | 1999-01-11 | FALSE | Currently in Use | Diesel | 10000 | Steel-Impressed Current | 1985-08-11 |  | Steel (Impressed Current) | Pressurized
CHEVRON MAGNOLIA | 4450 ATLANTA HWY | BOGART | Clarke | 290114 | 7 |  |  | FALSE |  | FALSE | Temporarily out of use | Empty | 2900 | Galvanic (STIP-3) | 1968-08-15 |  | Steel (Impressed Current)
Exxon/Circle K | 4883 ATLANTA HWY | Athens | Clarke | 290100 | 7C | Flapper Valve | 2021-06-01 | FALSE | 2021-06-01 | FALSE | Currently in Use | E-85 | 4000 | Composite Double Walled | 2019-12-01 |  | Double-Walled Flex | Pressurized
S&W AMOCO | 325 OAK ST | ATHENS | Clarke | 290033 | 4 |  | 1997-01-01 |  | 1993-01-01 |  | Removed from Ground | Gas (Historical Use) | 3000 | Bare Steel | 1961-02-24 | 2005-05-16 | Fiberglass Reinforced Plastic | Pressurized
QUICK PANTRY #3 | 3875 JEFFERSON RD | ATHENS | Clarke | 290036 | 2 | Flapper Valve | 1992-01-01 | FALSE | 1992-01-01 | FALSE | Currently in Use | Premium | 10000 | Steel-Impressed Current | 1985-02-18 |  | Steel (Impressed Current) | Pressurized
QUICK PANTRY #2 | 495 NEWTON BRIDGE RD | ATHENS | Clarke | 290066 | 1 | Flapper Valve | 1997-08-08 | FALSE | 1997-08-08 | FALSE | Currently in Use | Regular | 10152 | Steel-Impressed Current | 1981-04-18 |  | Fiberglass Reinforced Plastic | Pressurized
HOMEWOOD HILL CHEVRON | 2495 JEFFERSON RD | ATHENS | Clarke | 290112 | 2 | [5 empty] | Removed from Ground | Gas (Historical Use) | 3000 | Bare Steel | 1965-04-28 | 1989-12-01 | Galvanized Steel
HOMEWOOD HILL CHEVRON | 2495 JEFFERSON RD | ATHENS | Clarke | 290112 | 8 |  | 1997-10-20 | FALSE | 1997-10-20 | FALSE | Currently in Use | Premium | 8000 | Galvanic (STIP-3) | 1990-01-30 |  | Fiberglass Reinforced Plastic | Pressurized
SHELL | 1790 COMMERCE RD | ATHENS | Clarke | 9029103 | 702412 | Ball Float | 1995-10-26 | FALSE | 1995-10-26 | FALSE | Currently in Use | Premium | 12000 | Fiberglass Double Walled | 1995-10-26 |  | Double-Walled Fiberglass | Pressurized
COMMERCE PARK AMOCO | US HWY 78 & US HWY 29 @ COMMERCE | ATHENS | Clarke | 290027 | 2 | [5 empty] | Removed from Ground | Gas (Historical Use) | 6000 | Bare Steel | 1980-02-20 | 1990-01-01 | Galvanized Steel
LAYS FOOD MART #1/SAV-A-STEP FOO | 100 MACON HWY | ATHENS | Clarke | 290037 | 1 | Flapper Valve | 1998-04-15 | FALSE | 1998-04-15 | FALSE | Currently in Use | Regular | 10000 | Steel-Impressed Current | 1984-02-11 |  | Fiberglass Reinforced Plastic | Pressurized
BUDGET RENT A CAR | 1870 WEST BROAD ST | ATHENS | Clarke | 290044 | 1 | [5 empty] | Removed from Ground | Gas (Historical Use) | 1000 | Bare Steel | 1983-03-08 | 1998-09-07 | Galvanized Steel | Safe Suction (Euro)
Chevron | 3495 ATLANTA HWY | ATHENS | Clarke | 290065 | 4C |  |  | FALSE | 2022-08-12 | FALSE | Currently in Use | Diesel | 4000 | Composite Double Walled | 2022-06-07 |  | Double-Walled Flex | Pressurized
GOLDEN PANTRY #5 | 125 TALLASSEE RD | ATHENS | Clarke | 290059 | 1 | Flapper Valve | 1998-10-28 | FALSE | 1998-10-28 | FALSE | Temporarily out of use | Diesel | 10000 | Steel-Impressed Current | 1981-01-01 |  | Fiberglass Reinforced Plastic
PJ FOOD MART | 245 EPPS BRIDGE RD | ATHENS | Clarke | 290061 | 3 | Flapper Valve | 1998-10-28 | FALSE | 1998-10-28 | FALSE | Currently in Use | Diesel | 10000 | Galvanic (STIP-3) | 1986-01-01 |  | Flex
ON THE WAY | 1097 BAXTER ST | ATHENS | Clarke | 290177 | 1 |  |  |  | 1993-09-01 |  | Removed from Ground | Gas (Historical Use) | 6000 | Bare Steel | 1968-05-11 | 1998-06-09 | Galvanized Steel | Pressurized
ON THE WAY | 1097 BAXTER ST | ATHENS | Clarke | 290177 | 4 |  |  | TRUE |  | TRUE | Removed from Ground | Used Oil | 550 | Bare Steel | 1968-05-11 | 1998-06-09 | Galvanized Steel
OGLETHORPE AVE 66 | 1560 OGLETHORPE AVE | ATHENS | Clarke | 290179 | 2 | [5 empty] | Removed from Ground | Gas (Historical Use) | 8000 | Bare Steel | 1966-05-12 | 1990-06-01 | Galvanized Steel | Pressurized
MUFFLER CENTERS INC | 2445 WEST BROAD ST | ATHENS | Clarke | 290181 | 3 | [5 empty] | Removed from Ground | Gas (Historical Use) | 5000 | Bare Steel | 1968-05-11 | 1988-12-16 | Galvanized Steel
IVY COILE MOTORS INC | 3660 ATLANTA HWY | ATHENS | Clarke | 290152 | 3 |  |  | TRUE |  | TRUE | Removed from Ground | Used Oil | 1 | Cathodically Protected Steel | 1993-04-26 | 1993-04-26 | Galvanized Steel
LOGAN SHOEMAKER PROPERTIES LLC | 930 NEWTON BRIDGE RD | ATHENS | Clarke | 9029034 | 1 |  | 1992-04-09 | FALSE | 1988-05-01 | FALSE | Temporarily out of use | Gas (Historical Use) | 10000 | Galvanic (STIP-3) | 1988-05-01 |  | Galvanized Steel | Suction (American)
KOPF TRUCKING INC | 145 NEWTON BRIDGE IND WAY | ATHENS | Clarke | 9029049 | 1 |  | 1989-02-01 | FALSE | 1989-02-01 | FALSE | Temporarily out of use | Diesel | 10000 | Galvanic (STIP-3) | 1989-02-01 |  | Galvanized Steel | Safe Suction (Euro)
ATHENS CLARKE COUNTY LANDFILL | 5700 LEXINGTON RD | WINTERVILLE | Clarke | 9029086 | 1 |  |  | TRUE |  | TRUE | Removed from Ground | Used Oil | 500 | Bare Steel | 1996-12-09 | 1996-12-09 | Not Marked
US NAVY SUPPLY SCHOOL | 1425 PRINCE AVE | ATHENS | Clarke | 290039 | 5 | [5 empty] | Removed from Ground | Gas (Historical Use) | 10000 | Bare Steel | 1974-07-01 | 1994-04-15 | Bare Steel | Pressurized
US NAVY SUPPLY SCHOOL | 1425 PRINCE AVE | ATHENS | Clarke | 290039 | 4 | [5 empty] | Removed from Ground | Gas (Historical Use) | 10000 | Bare Steel | 1974-07-01 | 1994-04-15 | Bare Steel | Pressurized
SOUTHEAST TERMINAL | 3450 JEFFERSON RD | ATHENS | Clarke | 290040 | 1 | [5 empty] | Removed from Ground | Kerosene | 1000 | Bare Steel | 1954-01-01 | 1988-11-01 | Galvanized Steel
GOLDEN PANTRY #20 | 4099 JEFFERSON RD | ATHENS | Clarke | 290064 | 3 | Flapper Valve | 1997-07-31 | FALSE | 1997-07-31 | FALSE | Currently in Use | Premium | 10000 | Galvanic (STIP-3) | 1984-01-01 |  | Fiberglass Reinforced Plastic | Pressurized
BOSWELL OIL CO | 150 FLOYD DR | ATHENS | Clarke | 9029078 | 2 | Ball Float | 2008-01-01 | FALSE | 2008-01-01 | FALSE | Currently in Use | Diesel | 10000 | Galvanic (STIP-3) | 2008-01-01 |  | Double-Walled Flex | Pressurized
RDOC INC | 3500 JEFFERSON RD | ATHENS | Clarke | 9029094 | 1 | Ball Float | 1988-03-01 | FALSE | 1988-03-01 | FALSE | Temporarily out of use | Diesel | 2000 | Galvanic (STIP-3) | 1988-03-01 |  | Galvanized Steel | Safe Suction (Euro)
ACREE OIL CO | 3450 JEFFERSON RD | ATHENS | Clarke | 9029092 | 3 | Flapper Valve | 1999-02-04 |  | 1999-02-04 |  | Removed from Ground | Gas (Historical Use) | 1000 | Composite | 1999-02-04 | 2016-08-02 | Fiberglass Reinforced Plastic | Safe Suction (Euro)
MASTER GRAVE SERVICE | 4700 ATLANTA HWY | BOGART | Clarke | 290082 | 1 | [5 empty] | Removed from Ground | Gas (Historical Use) | 2000 | Bare Steel | 1976-04-24 | 1899-12-31 | Galvanized Steel
Valero Food Mart | 1650 COMMERCE RD | ATHENS | Clarke | 290091 | 6 | Flapper Valve | 1989-01-01 | FALSE | 1989-01-01 | FALSE | Currently in Use | Diesel | 8000 | Steel-Impressed Current | 1989-01-01 |  | Steel (Impressed Current) | Pressurized
Valero Food Mart | 1650 COMMERCE RD | ATHENS | Clarke | 290091 | 4 | Flapper Valve | 1989-01-01 | FALSE | 1989-01-01 | FALSE | Currently in Use | Regular | 10000 | Steel-Impressed Current | 1989-01-01 |  | Steel (Impressed Current) | Pressurized
Valero Food Mart | 1650 COMMERCE RD | ATHENS | Clarke | 290091 | 5 | Flapper Valve | 1989-01-01 | FALSE | 1989-01-01 | FALSE | Currently in Use | E-0 | 10000 | Steel-Impressed Current | 1989-01-01 |  | Steel (Impressed Current) | Pressurized
Valero Food Mart | 1650 COMMERCE RD | ATHENS | Clarke | 290091 | 7 | Flapper Valve | 1989-01-01 |  | 1989-01-01 |  | Temporarily out of use | Kerosene | 2000 | Steel-Impressed Current | 1989-01-01 |  | Steel (Impressed Current) | Pressurized
PILGRIM'S PRIDE CORPORATION | 110 PARADISE BLVD | ATHENS | Clarke | 290161 | 1 | Flapper Valve | 1998-12-21 | FALSE | 1998-12-21 | FALSE | Removed from Ground | Diesel | 20000 | Steel-Impressed Current | 1976-05-10 | 2020-03-12 | Steel (Impressed Current) | Pressurized
GENERAL WHOLESALE CO INC | 1130 NEWTON BRIDGE RD | ATHENS | Clarke | 290184 | 1 | [5 empty] | Removed from Ground | Gas (Historical Use) | 5000 | Bare Steel | 1971-05-10 | 1899-12-31 | Galvanized Steel
ATHENS CLARKE COUNTY FLEET MANAG | 225 NEWTON BRIDGE RD | ATHENS | Clarke | 9029079 | 1 |  |  | TRUE |  | TRUE | Removed from Ground | Used Oil | 1000 | Not Marked/Unknown | 1996-11-19 | 1996-11-19 | Galvanized Steel | Gravity Fed
SHELL | 1790 COMMERCE RD | ATHENS | Clarke | 9029103 | 702380 | Ball Float | 1995-10-26 | FALSE | 1995-10-26 | FALSE | Currently in Use | Regular | 12000 | Fiberglass Double Walled | 1995-10-26 |  | Double-Walled Fiberglass | Pressurized
COBLE DAIRY | 110 NEWTON BRIDGE RD | ATHENS | Clarke | 9029002 | 1 | [5 empty] | Removed from Ground | Gas (Historical Use) | 0 | Not Marked/Unknown | 1990-01-01 | 1990-01-01 | Not Marked
THOMAS CONCRETE OF GA INC-ATHENS | 1020 WINTERVILLE RD | ATHENS | Clarke | 290118 | 4 | [5 empty] | Removed from Ground | Empty | 1000 | Bare Steel | 1978-05-01 | 1986-04-01 | Galvanized Steel
POWER PARTNERS INC | 200 NEWTON BRG RD | ATHENS | Clarke | 9000433 | 2 | [5 empty] | Removed from Ground | Hazardous Substance | 6000 | Bare Steel | 1971-01-01 | 1989-06-06 | Bare Steel
GOLDEN PANTRY #9 | 315 ATHENS RD | WINTERVILLE | Clarke | 290063 | 2 | Flapper Valve | 1997-05-28 | FALSE | 1997-05-28 | FALSE | Currently in Use | Premium | 10000 | Steel-Impressed Current | 1979-01-01 |  | Steel (Impressed Current) | Pressurized
SHEALEY TURKEY FARM | 1550 HARDEMAN RD | WINTERVILLE | Clarke | 290168 | 2 |  |  | FALSE |  | FALSE | Permanently Out of Use - historical purposes | Diesel | 1000 | Bare Steel | 1966-05-13 |  | Galvanized Steel | Suction (American)
CHASE ST AMOCO | 810 N CHASE ST | ATHENS | Clarke | 290026 | 4 |  |  | TRUE | 1996-01-01 | TRUE | Removed from Ground | Used Oil | 500 | Cathodically Protected Steel | 1966-02-23 | 2005-05-15 | Galvanized Steel
CHEVRON MAGNOLIA | 4450 ATLANTA HWY | BOGART | Clarke | 290114 | 6 |  | 2008-01-01 | FALSE | 2008-01-01 | FALSE | Temporarily out of use | Empty | 5000 | Galvanic (STIP-3) | 1968-08-15 |  | Steel (Impressed Current)
CHEVRON MAGNOLIA | 4450 ATLANTA HWY | BOGART | Clarke | 290114 | 8 |  | 2008-01-01 | FALSE | 2008-01-01 | FALSE | Temporarily out of use | Empty | 2900 | Galvanic (STIP-3) | 1968-08-15 |  | Steel (Impressed Current)
Exxon/Circle K | 4883 ATLANTA HWY | Athens | Clarke | 290100 | 2 |  | 1999-01-25 |  | 1999-01-25 |  | Removed from Ground | Gas (Historical Use) | 6000 | Cathodically Protected Steel | 1964-04-16 | 2004-03-17 | Cathodically Protected | Pressurized
JEFFERSON ROAD QUICK SPOT | 3465 JEFFERSON RD | ATHENS | Clarke | 290048 | 1 | [5 empty] | Removed from Ground | Gas (Historical Use) | 1000 | Bare Steel | 1986-08-07 | 1899-12-31 | Galvanized Steel
BOSWELL OIL CO | 150 FLOYD DR | ATHENS | Clarke | 9029078 | 3 | Ball Float | 2008-01-01 | FALSE | 2008-01-01 | FALSE | Currently in Use | Diesel | 10000 | Galvanic (STIP-3) | 2008-01-01 |  | Double-Walled Flex | Pressurized
OLD ATHENS SEED CO | 200 DAIRY PAK RD | ATHENS | Clarke | 9029120 | 1 | [5 empty] | Removed from Ground | Diesel | 4000 | Bare Steel | 1997-12-15 | 1997-12-15 | Galvanized Steel | Suction (American)
GOLDEN PANTRY #20 | 4099 JEFFERSON RD | ATHENS | Clarke | 290064 | 1 | Flapper Valve | 1997-07-31 | FALSE | 1997-07-31 | FALSE | Temporarily out of use | Regular | 10000 | Galvanic (STIP-3) | 1984-01-01 |  | Fiberglass Reinforced Plastic | Pressurized
GOLDEN PANTRY #9 | 315 ATHENS RD | WINTERVILLE | Clarke | 290063 | 1 | Flapper Valve | 1997-05-28 | FALSE | 1997-05-28 | FALSE | Currently in Use | Regular | 10000 | Steel-Impressed Current | 1979-01-01 |  | Steel (Impressed Current) | Pressurized
GA POWER/ATHENS DIST OPER HQ | 205 DAIRY PAK RD | ATHENS | Clarke | 290157 | 12001 |  |  | FALSE |  | FALSE | Closed in Ground | Gas (Historical Use) | 10000 | Bare Steel | 1981-05-08 | 1992-09-23 | Steel (Impressed Current) | Pressurized
GA POWER/ATHENS DIST OPER HQ | 205 DAIRY PAK RD | ATHENS | Clarke | 290157 | 12003 |  |  | FALSE |  | FALSE | Closed in Ground | Diesel | 10000 | Bare Steel | 1981-05-08 | 1992-09-23 | Steel (Impressed Current) | Safe Suction (Euro)
POWER PARTNERS INC | 200 NEWTON BRG RD | ATHENS | Clarke | 9000433 | 3 | [5 empty] | Removed from Ground | Gas (Historical Use) | 1000 | Bare Steel | 1971-01-01 | 1989-11-14 | Bare Steel
HAYES TRUCKING CO | BOUND BY S CHURCH ST HARRIS ST | WINTERVILLE | Clarke | 9029119 | 2 | [5 empty] | Removed from Ground | Diesel | 4000 | Not Marked/Unknown | 1997-07-31 | 1997-07-31 | Not Marked
YELLOW FREIGHT SYSTEM INC | US HWY 29 BYPASS NORTH | ATHENS | Clarke | 290069 | 1 | [5 empty] | Removed from Ground | Diesel | 10000 | Bare Steel | 1969-04-25 | 1994-07-08 | Bare Steel | Safe Suction (Euro)
HOMEWOOD HILL CHEVRON | 2495 JEFFERSON RD | ATHENS | Clarke | 290112 | 5 | [5 empty] | Removed from Ground | Gas (Historical Use) | 10000 | Fiberglass | 1979-04-25 | 1989-12-01 | Fiberglass Reinforced Plastic
SALLOUM CONSTRUCTION CO INC | 315 NEWTON BRIDGE RD | ATHENS | Clarke | 9029097 | 1 |  | 1987-12-01 |  | 1997-08-05 |  | Removed from Ground | Gas (Historical Use) | 10000 | Cathodically Protected Steel | 1987-12-01 | 2004-02-17 | Cathodically Protected | Suction (American)
CLARKE COUNTY SCHOOL DISTRICT | 165 PARADISE BLVD | ATHENS | Clarke | 9029124 | 1 | Flapper Valve | 1998-08-01 | FALSE | 1998-08-01 | FALSE | Currently in Use | Diesel | 15000 | Composite Double Walled | 1998-08-01 |  | Double-Walled Fiberglass | Pressurized
ATLANTA GAS LIGHT CO/ATHENS SVC | 170 PARADISE BLVD | ATHENS | Clarke | 9029021 | 1 | [5 empty] | Removed from Ground | Diesel | 2000 | Cathodically Protected Steel | 1988-01-01 | 1990-10-30 | Galvanized Steel
LOGAN SHOEMAKER PROPERTIES LLC | 930 NEWTON BRIDGE RD | ATHENS | Clarke | 9029034 | 3 |  | 1992-04-09 | FALSE | 1992-04-09 | FALSE | Temporarily out of use | Diesel | 10000 | Composite | 1992-04-09 |  | Fiberglass Reinforced Plastic | Suction (American)
FIVE POINTS GROCERY | 302 ATHENS RD | WINTERVILLE | Clarke | 290089 | 4 |  | 1999-01-18 |  | 1999-01-18 |  | Removed from Ground | Gas (Historical Use) | 4000 | Composite | 1999-01-18 | 2010-04-05 | Fiberglass Reinforced Plastic | Safe Suction (Euro)
THOMAS CONCRETE OF GA INC-ATHENS | 1020 WINTERVILLE RD | ATHENS | Clarke | 290118 | 2 | Flapper Valve | 1996-01-22 | FALSE | 1996-01-22 | FALSE | Temporarily out of use | Diesel | 1000 | Galvanic (STIP-3) | 1986-04-29 |  | Galvanized Steel | Suction (American)
OM PARTNERS LLC | 1452 PRINCE AVE | ATHENS | Clarke | 290126 | 3 | Flapper Valve | 1997-02-25 | FALSE | 1997-02-25 | FALSE | Currently in Use | Premium | 10000 | Steel-Impressed Current | 1980-06-15 |  | Fiberglass Reinforced Plastic | Pressurized
TRICO II SE PETROLEUM CORP #520 | 1952 WEST BROAD ST | ATHENS | Clarke | 290115 | 6 |  | 1991-08-01 |  | 1991-08-01 |  | Removed from Ground | Gas (Historical Use) | 10000 | Double Walled | 1991-08-01 | 2005-05-18 | Fiberglass Reinforced Plastic | Pressurized
SAINT MARYS HEALTHCARE SYSTEM IN | 1230 BAXTER ST | ATHENS | Clarke | 290102 | 2 | [5 empty] | Removed from Ground | Diesel | 2000 | Bare Steel | 1974-04-20 | 2000-10-03 | Bare Steel | Safe Suction (Euro)
PIEDMONT ATHENS REGIONAL MEDICAL CENTER | 1199 PRINCE AVE | ATHENS | Clarke | 290222 | 2 |  | 1994-08-10 | FALSE | 1994-08-10 | FALSE | Closed in Ground |  | 5000 |  | 2013-07-22 | 2013-07-22 | Fiberglass Reinforced Plastic | Pressurized
BST/ATHENS SOC-R3106 | 235 EPPS BRIDGE RD | ATHENS | Clarke | 290190 | 4 |  |  | TRUE |  | TRUE | Removed from Ground | Used Oil | 550 | Bare Steel | 1981-01-02 | 1989-12-12 | Unknown | Gravity Fed
BST/ATHENS SOC-R3106 | 235 EPPS BRIDGE RD | ATHENS | Clarke | 290190 | 5 | [5 empty] | Removed from Ground | Gas (Historical Use) | 12000 | Double Walled | 1990-01-01 | 1993-08-12 | Fiberglass Reinforced Plastic | Pressurized
WALMART NEIGHBOR MARKET #5267 | 3140 ATLANTA HWY | ATHENS | Clarke | 10002518 | 2A | Flapper Valve | 2016-01-13 | FALSE | 2015-10-01 | FALSE | Currently in Use | Premium | 8000 | Fiberglass Double Walled | 2015-06-16 |  | Double-Walled Flex | Pressurized
JENNINGS MILL CC GOLF COURSE MAI | 410 COMMERCE BLVD | ATHENS | Clarke | 9108017 | 1 |  | 1987-01-01 |  | 1987-01-01 |  | Removed from Ground | Gas (Historical Use) | 1500 | Galvanic (STIP-3) | 1987-08-17 | 2015-02-02 | Cathodically Protected | Suction (American)
BREAD BASKET #6 | 723 BLVD AVE | ATHENS | Clarke | 280075 | 1 | Flapper Valve | 1999-01-05 | FALSE | 1999-01-05 | FALSE | Currently in Use | Regular | 8000 | Steel-Impressed Current | 1985-05-01 |  | Fiberglass Reinforced Plastic | Pressurized
CIRCLE K 2723316 | 1333 S LUMPKIN ST | ATHENS | Clarke | 9000744 | 1 |  |  | FALSE |  | FALSE | Removed from Ground | Gas (Historical Use) | 4000 | Bare Steel | 1962-04-29 | 1989-12-01 | Bare Steel
Nima Impex | 205 HAWTHORNE AVE | ATHENS | Clarke | 9029121 | 2 | Flapper Valve | 1998-05-15 | FALSE | 1998-05-15 | FALSE | Currently in Use | Diesel | 2000 | Composite | 1998-04-30 |  | Fiberglass Reinforced Plastic | Suction (American)
Nima Impex | 205 HAWTHORNE AVE | ATHENS | Clarke | 9029121 | 1A | Flapper Valve | 1998-05-15 | FALSE | 1998-05-15 | FALSE | Currently in Use | Regular | 12000 | Composite | 1998-04-30 |  | Fiberglass Reinforced Plastic | Pressurized
RaceTrac #643 - Epps Bridge | 2625 ATLANTA HWY | ATHENS | Clarke | 9029111 | 2 | [5 empty] | Removed from Ground | Gas (Historical Use) | 2000 | Not Marked/Unknown | 1998-09-12 | 1998-09-12 | Not Marked
GOLDEN PANTRY #23 | 2350 WEST BROAD ST | ATHENS | Clarke | 9029066 | 2 | Ball Float | 1988-01-01 | FALSE | 1988-01-01 | FALSE | Removed from Ground | Premium | 10000 | Steel-Impressed Current | 1988-01-01 |  | Steel (Impressed Current) | Pressurized
CITY OF ATHENS ATHENS TRANSIT SY | 325 POUND ST | ATHENS | Clarke | 290005 | 6 | Flapper Valve | 1993-11-11 | FALSE | 1993-11-11 | FALSE | Currently in Use | Diesel | 10000 | Steel-Impressed Current | 1993-11-11 |  | Fiberglass Reinforced Plastic | Pressurized
CITY OF ATHENS ATHENS TRANSIT SY | 325 POUND ST | ATHENS | Clarke | 290005 | 9B | Flapper Valve | 1993-11-11 | FALSE | 1993-11-11 | FALSE | Currently in Use | New Oil | 1000 | Steel-Impressed Current | 1993-11-11 |  | Fiberglass Reinforced Plastic | Gravity
King Kwik | 3073 DANIELSVILLE RD | ATHENS | Clarke | 290144 | 2 |  | 1997-07-30 | FALSE | 1997-07-30 | FALSE | Currently in Use | Regular | 8000 | Steel-Impressed Current | 1984-05-01 |  | Double-Walled Fiberglass | Pressurized
NO FACILITY NAME GIVEN | US HWY 78 & ALPS RD | ATHENS | Clarke | 290138 | 2 | [5 empty] | Removed from Ground | Gas (Historical Use) | 4000 | Marked Unknown |  | 1899-12-31 | Unknown
NO FACILITY NAME GIVEN | US HWY 78 & ALPS RD | ATHENS | Clarke | 290138 | 1 | [5 empty] | Removed from Ground | Gas (Historical Use) | 4000 | Marked Unknown |  | 1899-12-31 | Unknown
GOLDEN PANTRY #97 | 424 PRINCE AVE | ATHENS | Clarke | 290068 | 1 | Flapper Valve | 1997-05-30 | FALSE | 1997-05-30 | FALSE | Closed in Ground | Regular | 10000 | Steel-Impressed Current | 1985-04-17 |  | Fiberglass Reinforced Plastic | Pressurized
BILLS SVC CTR | 334 PRINCE AVE | ATHENS | Clarke | 290088 | 8 |  | 1987-01-01 |  | 1987-01-01 |  | Removed from Ground | Gas (Historical Use) | 4000 | Composite | 1987-01-01 | 2007-11-01 | Fiberglass Reinforced Plastic | Pressurized
BILLS SVC CTR | 334 PRINCE AVE | ATHENS | Clarke | 290088 | 6 |  | 1987-01-01 |  | 1987-01-01 |  | Removed from Ground | Gas (Historical Use) | 6000 | Composite | 1987-01-01 | 2007-11-01 | Fiberglass Reinforced Plastic | Pressurized
NO FACILITY NAME GIVEN | US HWY 78 & ALPS RD | ATHENS | Clarke | 290138 | 3 | [5 empty] | Removed from Ground | Gas (Historical Use) | 4000 | Marked Unknown |  | 1899-12-31 | Unknown
GOLDEN PANTRY #66 | 126 NORTH MILLEDGE AVE | ATHENS | Clarke | 290107 | 4 | Ball Float | 1997-07-15 | FALSE | 1997-07-15 | FALSE | Currently in Use | Plus | 10000 | Fiberglass | 1987-01-01 |  | Fiberglass Reinforced Plastic | Pressurized
GOLDEN PANTRY #66 | 126 NORTH MILLEDGE AVE | ATHENS | Clarke | 290107 | 5 | Ball Float | 1997-07-15 | FALSE | 1997-07-15 | FALSE | Currently in Use | Premium | 10000 | Fiberglass | 1987-01-01 |  | Fiberglass Reinforced Plastic | Pressurized
ATHENS CLARKE COUNTY FUELING SIT | 197 HANCOCK ST @HULL ST | ATHENS | Clarke | 290004 | 5 | [5 empty] | Removed from Ground | Gas (Historical Use) | 1000 | Bare Steel | 1998-11-17 | 1998-11-17 | Bare Steel | Suction (American)
ATHENS CLARKE COUNTY FUELING SIT | 197 HANCOCK ST @HULL ST | ATHENS | Clarke | 290004 | 4 | [5 empty] | Removed from Ground | Gas (Historical Use) | 1000 | Bare Steel | 1998-01-17 | 1998-01-17 | Bare Steel | Suction (American)
FINA #134-6765-709 | 1850 BARNETT SHOALS RD | ATHENS | Clarke | 290105 | 4 | [5 empty] | Removed from Ground | Gas (Historical Use) | 5000 | Cathodically Protected Steel | 1968-04-27 | 1993-05-10 | Galvanized Steel | Pressurized
CITY OF ATHENS ATHENS TRANSIT SY | 325 POUND ST | ATHENS | Clarke | 290005 | 1 | [5 empty] | Removed from Ground | Diesel | 10000 | Bare Steel | 1978-05-23 | 1993-10-12 | Bare Steel | Pressurized
King Kwik | 3073 DANIELSVILLE RD | ATHENS | Clarke | 290144 | 3 |  | 1997-07-30 | FALSE | 1997-07-30 | FALSE | Currently in Use | E-10 | 8000 | Steel-Impressed Current | 1984-05-01 |  | Double-Walled Fiberglass | Pressurized
ATHENS POST OFFICE & COURTHOUSE | 115 HANCOCK AVE | ATHENS | Clarke | 290135 | 1 | [5 empty] | Removed from Ground | Diesel | 500 | Marked Unknown | 1986-04-22 | 1991-05-05 | Unknown
SPEEDWAY #24/STARVIN MARVIN | 1980 MILLEDGE AVE | ATHENS | Clarke | 290148 | 3 | [5 empty] | Removed from Ground | Gas (Historical Use) | 10000 | Bare Steel | 1971-03-21 | 1991-06-27 | Galvanized Steel
NORTH AVENUE CHEVRON | 470 NORTH AVE | ATHENS | Clarke | 290109 | 3 | [5 empty] | Removed from Ground | Gas (Historical Use) | 5000 | Cathodically Protected Steel | 1973-04-27 | 1990-06-27 | Galvanized Steel
ATHENS POST OFFICE & COURTHOUSE | 115 HANCOCK AVE | ATHENS | Clarke | 290135 | 2 | [5 empty] | Removed from Ground | Diesel | 3000 | Marked Unknown | 1986-04-22 | 1991-05-05 | Unknown
NO FACILITY NAME GIVEN | US HWY 78 & ALPS RD | ATHENS | Clarke | 290138 | 4 | [5 empty] | Removed from Ground | Gas (Historical Use) | 4000 | Marked Unknown |  | 1899-12-31 | Galvanized Steel
BIRCHMORE INC | 160 ONETA ST | ATHENS | Clarke | 290015 | 2 | [5 empty] | Permanently Out of Use - historical purposes | Gas (Historical Use) | 2000 | Bare Steel | 1986-03-03 | 1899-12-31 | Bare Steel
ATHENS CLARKE COUNTY FUELING SIT | 197 HANCOCK ST @HULL ST | ATHENS | Clarke | 290004 | 1 | [5 empty] | Removed from Ground | Gas (Historical Use) | 10000 | Bare Steel | 1980-05-22 | 1998-11-17 | Galvanized Steel | Suction (American)
NORMAL HARDWARE | 1328 PRINCE AVE | ATHENS | Clarke | 9029089 | 1 | [5 empty] | Removed from Ground | Kerosene | 550 | Marked Unknown | 1995-10-09 | 1995-10-09 | Unknown
VERATEC/KENDALL CO | 335 ATHENA DR | ATHENS | Clarke | 290119 | 7 | [5 empty] | Removed from Ground | Other | 1000 | Marked Unknown | 1985-01-01 | 1993-10-20 | Unknown | Gravity Fed
VERATEC/KENDALL CO | 335 ATHENA DR | ATHENS | Clarke | 290119 | 1 | [5 empty] | Closed in Ground | Diesel | 20000 | Bare Steel | 1970-04-13 | 1988-11-23 | Galvanized Steel
VERATEC/KENDALL CO | 335 ATHENA DR | ATHENS | Clarke | 290119 | 4 | [5 empty] | Closed in Ground | Diesel | 20000 | Bare Steel | 1970-04-13 | 1980-12-01 | Galvanized Steel
BOY SCOUTS OF AMERICA | 105 OLD EPPS BRIDGE RD | ATHENS | Clarke | 290167 | 1 | [5 empty] | Removed from Ground | Gas (Historical Use) | 1000 | Bare Steel | 1966-05-13 | 1899-12-31 | Galvanized Steel
CHEVRON #40064 | 130 OCONEE ST | ATHENS | Clarke | 290108 | 2 | [5 empty] | Removed from Ground | Gas (Historical Use) | 10000 | Bare Steel | 1969-04-27 | 1987-05-18 | Galvanized Steel
NORTH AVENUE CHEVRON | 470 NORTH AVE | ATHENS | Clarke | 290109 | 5 | [5 empty] | Removed from Ground | Gas (Historical Use) | 10000 | Cathodically Protected Steel | 1990-07-16 | 1899-12-31 | Galvanized Steel | Pressurized
CHEVRON #43106 | 290 ALPS RD | ATHENS | Clarke | 290110 | 2 | [5 empty] | Removed from Ground | Gas (Historical Use) | 10000 | Cathodically Protected Steel | 1963-01-01 | 1988-07-15 | Galvanized Steel
GA DOT 10192 | GA HWY 10/.3 MI E CR 153 ON US 7 | ATHENS | Clarke | 290124 | 2 | [5 empty] | Removed from Ground | Diesel | 500 | Bare Steel | 1986-04-29 | 1990-06-01 | Galvanized Steel
CSX TRANSPORTATION/SEABOARD SYST | 900 COLLEGE AVE | ATHENS | Clarke | 290166 | 2 |  |  | TRUE |  | TRUE | Removed from Ground | Used Oil | 300 | Bare Steel | 1976-05-10 | 1993-02-10 | Bare Steel
CLAUDIA LOPEZ SR | 750 WEST BROAD | ATHENS | Clarke | 290047 | 2 | [5 empty] | Removed from Ground | Empty | 1 | Marked Unknown | 1989-04-01 | 1989-04-01 | Unknown
ATHENS CLARKE COUNTY FUELING SIT | 197 HANCOCK ST @HULL ST | ATHENS | Clarke | 290004 | 2 |  |  | TRUE |  | TRUE | Removed from Ground | Used Oil | 550 | Bare Steel | 1985-05-21 | 1998-11-17 | Galvanized Steel
CITY OF ATHENS ATHENS TRANSIT SY | 325 POUND ST | ATHENS | Clarke | 290005 | 7 | Flapper Valve | 1993-11-11 | FALSE | 1993-11-11 | FALSE | Currently in Use | Diesel | 10000 | Steel-Impressed Current | 1993-11-11 |  | Fiberglass Reinforced Plastic | Pressurized
CITY OF ATHENS ATHENS TRANSIT SY | 325 POUND ST | ATHENS | Clarke | 290005 | 3-UNLEADED | [5 empty] | Removed from Ground | Gas (Historical Use) | 1000 | Cathodically Protected Steel | 1986-01-01 | 1993-10-12 | Galvanized Steel | Pressurized
ANDERSON/ATHENS REBUILDERS | 1095 WEST BROAD ST | ATHENS | Clarke | 9029014 | 1 | [5 empty] | Removed from Ground | Gas (Historical Use) | 1000 | Bare Steel | 1960-01-01 | 1992-05-01 | Unknown
QUICK SERVE #14 | 2030 SOUTH MILLEDGE AVE | ATHENS | Clarke | 9029012 | 3 | Ball Float | 1988-07-01 | FALSE | 1988-07-01 | FALSE | Currently in Use | Premium | 8000 | Galvanic (STIP-3) | 1988-07-01 |  | Fiberglass Reinforced Plastic | Pressurized
SHELL FOOD MART | 1290 OCONEE ST | ATHENS | Clarke | 290067 | 8 | Ball Float | 1999-09-01 | FALSE | 1999-09-01 | FALSE | Currently in Use | Diesel | 10000 | Epoxy | 2000-09-01 |  | Double-Walled Fiberglass | Pressurized
SHELL FOOD MART | 1290 OCONEE ST | ATHENS | Clarke | 290067 | 6 | Ball Float | 1999-09-01 | FALSE | 1999-09-01 | FALSE | Currently in Use | Regular | 10000 | Epoxy | 2000-09-01 |  | Double-Walled Fiberglass | Pressurized
SHELL FOOD MART | 1290 OCONEE ST | ATHENS | Clarke | 290067 | 9 |  | 1999-09-01 |  | 1999-09-01 |  | Closed in Ground | Kerosene | 2000 | Epoxy | 2000-09-01 | 2014-11-04 | Double Walled | Pressurized
5 PTS SHELL | 1563 SOUTH LUMPKIN ST | ATHENS | Clarke | 290087 | 3 | [5 empty] | Removed from Ground | Gas (Historical Use) | 6000 | Bare Steel | 1961-04-28 | 1990-12-01 | Galvanized Steel
ATHENS MUNICIPAL AIRPORT/CLARKE | ATHENS MUNICIPAL AIRPORT | ATHENS | Clarke | 290014 | 1 | [5 empty] | Removed from Ground | Gas (Historical Use) | 900 | Bare Steel | 1985-03-05 | 1987-01-01 | Galvanized Steel
THE STOP FOOD STORE | 768 WEST BROAD ST | ATHENS | Clarke | 290001 | 5 | [5 empty] | Removed from Ground | Gas (Historical Use) | 3000 | Bare Steel | 1983-05-22 | 1994-12-06 | Galvanized Steel
THE STOP FOOD STORE | 768 WEST BROAD ST | ATHENS | Clarke | 290001 | 4 | [5 empty] | Removed from Ground | Gas (Historical Use) | 4000 | Bare Steel | 1983-05-22 | 1994-12-06 | Galvanized Steel
NO FACILITY NAME GIVEN | 315 WHITEHEAD RD | ATHENS | Clarke | 290096 | 1 | [5 empty] | Removed from Ground | Gas (Historical Use) | 4000 | Bare Steel | 1968-04-15 | 1990-01-01 | Galvanized Steel
SOUTHERN BELL MANHOLE NEAR GLOBE | CRNR OF SOUTH MILLEDGE AVE & | ATHENS | Clarke | 9029104 | 1 | [5 empty] | Removed from Ground | Gas (Historical Use) | 0 | Not Marked/Unknown |  | 1899-12-31 | Not Marked
BIRCHMORE INC | 160 ONETA ST | ATHENS | Clarke | 290015 | 1 | [5 empty] | Permanently Out of Use - historical purposes | Gas (Historical Use) | 1000 | Bare Steel | 1986-03-03 | 1899-12-31 | Bare Steel
King Kwik | 3073 DANIELSVILLE RD | ATHENS | Clarke | 290144 | 1 |  | 1997-07-30 | FALSE | 1997-07-30 | FALSE | Currently in Use | Regular | 10000 | Steel-Impressed Current | 1984-05-01 |  | Double-Walled Fiberglass | Pressurized
FINA #134-6765-709 | 1850 BARNETT SHOALS RD | ATHENS | Clarke | 290105 | 2 | [5 empty] | Removed from Ground | Gas (Historical Use) | 5000 | Cathodically Protected Steel | 1968-04-27 | 1993-05-10 | Galvanized Steel | Pressurized
GOLDEN PANTRY #66 | 126 NORTH MILLEDGE AVE | ATHENS | Clarke | 290107 | 6 |  |  | TRUE |  | TRUE | Permanently Out of Use - historical purposes | Used Oil | 1000 | Fiberglass | 1987-01-01 | 1899-12-31 | Fiberglass Reinforced Plastic
NORTH AVENUE CHEVRON | 470 NORTH AVE | ATHENS | Clarke | 290109 | 10 | Flapper Valve | 1999-11-30 | FALSE | 1999-11-30 | FALSE | Currently in Use | Kerosene | 1000 | Galvanic (STIP-3) | 1999-11-15 |  | Fiberglass Reinforced Plastic | Safe Suction (Euro)
CHEVRON #43106 | 290 ALPS RD | ATHENS | Clarke | 290110 | 3 | [5 empty] | Removed from Ground | Gas (Historical Use) | 3000 | Cathodically Protected Steel | 1963-01-01 | 1988-07-15 | Galvanized Steel
VERATEC/KENDALL CO | 335 ATHENA DR | ATHENS | Clarke | 290119 | 3 |  |  | TRUE |  | TRUE | Removed from Ground | Other | 300 | Concrete | 1985-04-09 | 1993-08-06 | Not Marked
GOLD KIST POULTRY PLANT | 170 ONETA ST | ATHENS | Clarke | 290153 | 1 | [5 empty] | Currently in Use | Diesel | 10000 | Bare Steel | 1971-05-09 |  | Bare Steel
DEVORE & JOHNSON | 904 NORTH CHASE ST | ATHENS | Clarke | 290076 | 2 | [5 empty] | Removed from Ground | Diesel | 1000 | Bare Steel | 1960-04-28 | 1899-12-31 | Galvanized Steel | Safe Suction (Euro)
FLOWERS BAKING CO/FLOWERS THRIFT | 1455 CHASE ST | ATHENS | Clarke | 290042 | 2 | [5 empty] | Removed from Ground | Gas (Historical Use) | 10000 | Bare Steel | 1975-01-01 | 1990-06-01 | Galvanized Steel
MAJIK MARKET #21162/81162 | 145 EPPS BRIDGE RD | ATHENS | Clarke | 290219 | 3 | [5 empty] | Removed from Ground | Gas (Historical Use) | 8000 | Bare Steel | 1972-05-16 | 1987-08-01 | Galvanized Steel
NO FACILITY NAME GIVEN | 355 HANCOCK AVE | ATHENS | Clarke | 290134 | 1 | [5 empty] | Removed from Ground | Diesel | 0 | Bare Steel |  | 1899-12-31 | Galvanized Steel
GOLDEN PANTRY #66 | 126 NORTH MILLEDGE AVE | ATHENS | Clarke | 290107 | 2 |  | 1997-07-15 |  | 1997-07-15 |  | Removed from Ground | Gas (Historical Use) | 10000 | Fiberglass | 1982-04-24 | 1987-07-01 | Fiberglass Reinforced Plastic | Pressurized
US POSTAL SERVICE | 180 BRYANT ST | ATHENS | Clarke | 290127 | 1 | [5 empty] | Removed from Ground | Gas (Historical Use) | 7200 | Bare Steel | 1979-04-09 | 1989-12-01 | Unknown
GOLDEN PANTRY #97 | 424 PRINCE AVE | ATHENS | Clarke | 290068 | 4 | Flapper Valve | 1997-05-30 | FALSE | 1997-05-30 | FALSE | Closed in Ground | Diesel | 8000 | Steel-Impressed Current | 1985-04-17 |  | Fiberglass Reinforced Plastic | Pressurized
GOLDEN PANTRY #97 | 424 PRINCE AVE | ATHENS | Clarke | 290068 | 5 | Flapper Valve | 1997-05-30 | FALSE | 1997-05-30 | FALSE | Closed in Ground | Kerosene | 2000 | Steel-Impressed Current | 1985-04-17 |  | Fiberglass Reinforced Plastic | Suction (American)
RYLL EQUIPMENT CO-JOHN DEERE | 1750 TAT MAYGATT RD | ATHENS | Clarke | 9029050 | 1 | [5 empty] | Removed from Ground | Diesel | 550 | Marked Unknown |  | 1899-12-31 | Unknown
BEN MCLEROY AND ASSOCIATES INC | 3993 ATLANTA HWY | BOGART | Clarke | 9029102 | 1 | [5 empty] | Removed from Ground | Gas (Historical Use) | 550 | Marked Unknown | 1996-01-26 | 1996-01-26 | Unknown
Q LUBE INC #1158 | 3745 ATLANTA HWY | BOGART | Clarke | 290151 | 1 | [5 empty] | Removed from Ground | Other | 5000 | Cathodically Protected Steel | 1985-05-05 | 1998-05-01 | Galvanized Steel | Suction (American)
Exxon/Circle K | 4883 ATLANTA HWY | Athens | Clarke | 290100 | 1 |  | 1999-01-25 |  | 1999-01-25 |  | Removed from Ground | Gas (Historical Use) | 6000 | Cathodically Protected Steel | 1964-04-16 | 2004-03-17 | Cathodically Protected | Pressurized
Exxon/Circle K | 4883 ATLANTA HWY | Athens | Clarke | 290100 | 4 |  | 1999-01-25 |  | 1999-01-25 |  | Removed from Ground | Gas (Historical Use) | 10000 | Fiberglass | 1984-04-11 | 2004-03-18 | Cathodically Protected | Pressurized
SOUTHEAST TERMINAL | 3450 JEFFERSON RD | ATHENS | Clarke | 290040 | 5 | [5 empty] | Removed from Ground | Diesel | 1000 | Bare Steel | 1974-03-06 | 1988-11-01 | Galvanized Steel
SOUTHEAST TERMINAL | 3450 JEFFERSON RD | ATHENS | Clarke | 290040 | 4 | [5 empty] | Removed from Ground | Gas (Historical Use) | 1000 | Bare Steel | 1974-03-06 | 1988-11-01 | Galvanized Steel
ESTES EXPRESS | 855 NEWTON BRIDGE RD | ATHENS | Clarke | 290053 | 3 | Flapper Valve | 1994-05-01 | FALSE | 1994-05-01 | FALSE | Currently in Use | Diesel | 10000 | Composite | 1994-05-25 |  | Fiberglass Reinforced Plastic | Suction (American)
FIVE POINTS GROCERY | 302 ATHENS RD | WINTERVILLE | Clarke | 290089 | 1 | [5 empty] | Removed from Ground | Gas (Historical Use) | 1000 | Bare Steel | 1967-04-27 | 1999-01-18 | Galvanized Steel
THOMAS CONCRETE OF GA INC-ATHENS | 1020 WINTERVILLE RD | ATHENS | Clarke | 290118 | 1 | Flapper Valve | 1996-01-22 | FALSE | 1996-01-22 | FALSE | Currently in Use | Diesel | 8000 | Galvanic (STIP-3) | 1986-01-01 |  | Steel (Impressed Current) | Pressurized
NO FACILITY NAME GIVEN | US HWY 78 & ALPS RD | ATHENS | Clarke | 290138 | 5 |  |  | TRUE |  | TRUE | Removed from Ground | Used Oil | 550 | Marked Unknown |  | 1899-12-31 | Unknown
CHEVRON #40064 | 130 OCONEE ST | ATHENS | Clarke | 290108 | 3 | [5 empty] | Removed from Ground | Gas (Historical Use) | 10000 | Bare Steel | 1969-04-27 | 1987-05-18 | Galvanized Steel
NORTH AVENUE CHEVRON | 470 NORTH AVE | ATHENS | Clarke | 290109 | 1 | [5 empty] | Removed from Ground | Gas (Historical Use) | 10000 | Cathodically Protected Steel | 1973-04-27 | 1990-06-27 | Galvanized Steel
GA DOT 10192 | GA HWY 10/.3 MI E CR 153 ON US 7 | ATHENS | Clarke | 290124 | 3 | [5 empty] | Removed from Ground | Gas (Historical Use) | 2000 | Bare Steel | 1986-04-29 | 1990-06-01 | Galvanized Steel
GA POWER/SUBSTATION & TRANSMISSI | 1004 BLVD AVE | ATHENS | Clarke | 290156 | A | [5 empty] | Removed from Ground | Gas (Historical Use) | 4000 | Bare Steel | 1953-01-01 | 1987-12-01 | Bare Steel
RICKEY'S PAINT STOP/WALKER'S AUT | 830 WEST BROAD ST | ATHENS | Clarke | 290170 | 1 | [5 empty] | Removed from Ground | Gas (Historical Use) | 1000 | Bare Steel | 1926-03-23 | 1899-12-31 | Galvanized Steel
CLAUDIA LOPEZ SR | 750 WEST BROAD | ATHENS | Clarke | 290047 | 1 | [5 empty] | Removed from Ground | Empty | 1 | Marked Unknown | 1989-04-01 | 1989-04-01 | Unknown
CLARKE CO SCHOOL DIST-PUPIL TRAN | 175 ALEXANDER ST | ATHENS | Clarke | 290045 | 1 | [5 empty] | Removed from Ground | Gas (Historical Use) | 10060 | Bare Steel | 1970-03-21 | 1999-01-19 | Bare Steel
BI-LO PLAZA/DAVID PETRORE | 120 OLD HULL RD | ATHENS | Clarke | 290187 | 1 | [5 empty] | Removed from Ground | Gas (Historical Use) | 8000 | Bare Steel | 1973-05-10 | 1992-01-01 | Unknown
PERRYS #3 | 385 NORTH AVE | ATHENS | Clarke | 290215 | 2 | [5 empty] | Removed from Ground | Diesel | 6000 | Bare Steel | 1966-01-01 | 1899-12-31 | Unknown
PERRYS #3 | 385 NORTH AVE | ATHENS | Clarke | 290215 | 10 | [5 empty] | Removed from Ground | Gas (Historical Use) | 4000 | Bare Steel | 1971-05-11 | 1899-12-31 | Unknown
MCLANE SOUTHEAST | US HWY 29 NORTH & ATHENA DRI | ATHENS | Clarke | 290120 | 5 |  |  | TRUE |  | TRUE | Removed from Ground | Used Oil | 250 | Bare Steel | 1974-01-01 | 1989-12-07 | Galvanized Steel
GOLD KIST POULTRY PLANT | 170 ONETA ST | ATHENS | Clarke | 290153 | 5 | [5 empty] | Removed from Ground | Diesel | 2000 | Bare Steel | 1978-01-01 | 1899-12-31 | Bare Steel | Suction (American)
GOLDEN PANTRY #97 | 424 PRINCE AVE | ATHENS | Clarke | 290068 | 3 | Flapper Valve | 1997-05-30 | FALSE | 1997-05-30 | FALSE | Closed in Ground | Premium | 10000 | Steel-Impressed Current | 1985-04-17 |  | Fiberglass Reinforced Plastic | Pressurized
ATHENS JANITOR SUPPLY CO INC | 900 OLD HULL RD | ATHENS | Clarke | 290050 | 1 | Flapper Valve | 1999-03-24 | FALSE | 1994-12-05 | FALSE | Currently in Use | Diesel | 10000 | Steel-Impressed Current | 1985-08-01 |  | Steel (Impressed Current) | Safe Suction (Euro)
CLAUDIA LOPEZ SR | 750 WEST BROAD | ATHENS | Clarke | 290047 | 4 | [5 empty] | Removed from Ground | Empty | 1 | Marked Unknown | 1989-04-01 | 1989-04-01 | Unknown
CLAUDIA LOPEZ SR | 750 WEST BROAD | ATHENS | Clarke | 290047 | 5 | [5 empty] | Removed from Ground | Empty | 1 | Marked Unknown | 1989-04-01 | 1989-04-01 | Unknown
PERRYS #3 | 385 NORTH AVE | ATHENS | Clarke | 290215 | 4G |  | 1998-03-18 |  | 1998-03-18 |  | Removed from Ground | Gas (Historical Use) | 4000 | Steel-Impressed Current | 1984-01-01 | 2001-05-01 | Cathodically Protected | Pressurized
GA POWER/SUBSTATION & TRANSMISSI | 1004 BLVD AVE | ATHENS | Clarke | 290156 | B | [5 empty] | Removed from Ground | Other | 4000 | Bare Steel | 1953-01-01 | 1987-12-01 | Bare Steel
GOLDEN PANTRY #97 | 424 PRINCE AVE | ATHENS | Clarke | 290068 | 6A | Flapper Valve | 2024-12-11 | FALSE | 2024-11-05 | FALSE | Currently in Use | Regular | 20000 | Fiberglass Double Walled | 2024-10-21 |  | Double-Walled Flex | Pressurized
GOLDEN PANTRY #97 | 424 PRINCE AVE | ATHENS | Clarke | 290068 | 6B | Flapper Valve | 2024-12-11 | FALSE | 2024-11-05 | FALSE | Currently in Use | Premium | 8000 | Fiberglass Double Walled | 2024-10-21 |  | Double-Walled Flex | Pressurized
MARY BIRCHMORE/CHASE ST TEXACO | 106 ROWE RD | ATHENS | Clarke | 290098 | 1 | [5 empty] | Removed from Ground | Gas (Historical Use) | 4000 | Bare Steel | 1973-04-14 | 1994-02-07 | Galvanized Steel
ALEXANDER WOOD PRODUCTS INC | 780 BARBER ST | ATHENS | Clarke | 290049 | 4 | [5 empty] | Removed from Ground | Diesel | 15000 | Bare Steel | 1966-03-26 | 1995-08-16 | Galvanized Steel
BELLSOUTH ATHENS CO R3101 | 125 REESE ST | ATHENS | Clarke | 290191 | 3 | [5 empty] | Removed from Ground | Diesel | 550 | Bare Steel | 1955-01-01 | 1990-01-10 |  | Suction (American)
N+V INVESTMENTS USA INC. | 1190 COMMERCE RD | ATHENS | Clarke | 290226 | 1 | [5 empty] | Removed from Ground | Gas (Historical Use) | 4000 | Bare Steel | 1972-05-16 | 1993-07-12 | Galvanized Steel | Safe Suction (Euro)
CHEVRON #40064 | 130 OCONEE ST | ATHENS | Clarke | 290108 | 4 |  |  | TRUE |  | TRUE | Removed from Ground | Used Oil | 550 | Bare Steel | 1969-04-27 | 1987-05-18 | Galvanized Steel
NORTH AVENUE CHEVRON | 470 NORTH AVE | ATHENS | Clarke | 290109 | 2 | [5 empty] | Removed from Ground | Gas (Historical Use) | 10000 | Cathodically Protected Steel | 1973-04-27 | 1990-06-01 | Galvanized Steel
NORTH AVENUE CHEVRON | 470 NORTH AVE | ATHENS | Clarke | 290109 | 8 | Flapper Valve | 1999-11-30 | FALSE | 1999-11-30 | FALSE | Currently in Use | Diesel | 8000 | Galvanic (STIP-3) | 1990-07-01 |  | Fiberglass Reinforced Plastic | Pressurized
CHEVRON #43106 | 290 ALPS RD | ATHENS | Clarke | 290110 | 5 |  |  | TRUE |  | TRUE | Removed from Ground | Used Oil | 55 | Bare Steel | 1963-01-01 | 1988-07-15 | Galvanized Steel
CHEVRON #43106 | 290 ALPS RD | ATHENS | Clarke | 290110 | 4 | [5 empty] | Removed from Ground | Gas (Historical Use) | 3000 | Cathodically Protected Steel | 1963-01-01 | 1988-07-15 | Galvanized Steel
VERATEC/KENDALL CO | 335 ATHENA DR | ATHENS | Clarke | 290119 | 6 | [5 empty] | Removed from Ground | Other | 550 | Bare Steel | 1985-01-01 | 1993-10-20 | Unknown | Gravity Fed
GA POWER/SUBSTATION & TRANSMISSI | 1004 BLVD AVE | ATHENS | Clarke | 290156 | 2 | [5 empty] | Closed in Ground | Diesel | 10000 | Bare Steel | 1981-05-08 | 1996-03-19 | Unknown | Pressurized
GOLDEN PANTRY #97 | 424 PRINCE AVE | ATHENS | Clarke | 290068 | 2 | Flapper Valve | 1997-05-30 | FALSE | 1997-05-30 | FALSE | Closed in Ground | Regular | 10000 | Steel-Impressed Current | 1985-04-17 |  | Fiberglass Reinforced Plastic | Pressurized
GOLDEN PANTRY #97 | 424 PRINCE AVE | ATHENS | Clarke | 290068 | 7A | Flapper Valve | 2024-12-11 | FALSE | 2024-11-05 | FALSE | Currently in Use | Diesel | 8000 | Fiberglass Double Walled | 2024-10-21 |  | Double-Walled Flex | Pressurized
MAJIK MARKET #21162/81162 | 145 EPPS BRIDGE RD | ATHENS | Clarke | 290219 | 1 | [5 empty] | Removed from Ground | Gas (Historical Use) | 8000 | Bare Steel | 1972-05-16 | 1987-08-01 | Galvanized Steel
BELLSOUTH ATHENS CO R3101 | 125 REESE ST | ATHENS | Clarke | 290191 | 1 | [5 empty] | Removed from Ground | Kerosene | 6000 | Bare Steel | 1973-01-01 | 1997-08-21 | Not Marked | Suction (American)
BI-LO PLAZA/DAVID PETRORE | 120 OLD HULL RD | ATHENS | Clarke | 290187 | 6 | [5 empty] | Removed from Ground | Diesel | 4000 | Bare Steel | 1971-05-11 | 1992-01-01 | Unknown
N+V INVESTMENTS USA INC. | 1190 COMMERCE RD | ATHENS | Clarke | 290226 | 3 | [5 empty] | Removed from Ground | Gas (Historical Use) | 4000 | Bare Steel | 1972-05-16 | 1993-07-12 | Galvanized Steel | Safe Suction (Euro)
CITY OF ATHENS ATHENS TRANSIT SY | 325 POUND ST | ATHENS | Clarke | 290005 | 2 | [5 empty] | Removed from Ground | Diesel | 10000 | Bare Steel | 1978-05-23 | 1993-10-12 | Bare Steel | Pressurized
CITY OF ATHENS ATHENS TRANSIT SY | 325 POUND ST | ATHENS | Clarke | 290005 | 8 | Flapper Valve | 1993-11-11 | FALSE | 1993-11-11 | FALSE | Currently in Use | Regular | 1000 | Steel-Impressed Current | 1993-11-11 |  | Fiberglass Reinforced Plastic | Pressurized
CITY OF ATHENS ATHENS TRANSIT SY | 325 POUND ST | ATHENS | Clarke | 290005 | 5-WO |  |  | TRUE |  | TRUE | Removed from Ground | Used Oil | 1000 | Bare Steel | 1978-05-23 | 1993-10-12 | Bare Steel | Gravity Fed
SPEEDWAY #24/STARVIN MARVIN | 1980 MILLEDGE AVE | ATHENS | Clarke | 290148 | 2 | [5 empty] | Removed from Ground | Gas (Historical Use) | 8000 | Bare Steel | 1971-03-21 | 1991-06-27 | Galvanized Steel
FINA #134-6765-709 | 1850 BARNETT SHOALS RD | ATHENS | Clarke | 290105 | 1 | [5 empty] | Removed from Ground | Gas (Historical Use) | 5000 | Cathodically Protected Steel | 1968-04-27 | 1993-05-10 | Galvanized Steel | Pressurized
GOLDEN PANTRY #66 | 126 NORTH MILLEDGE AVE | ATHENS | Clarke | 290107 | 3 | Ball Float | 1997-07-15 | FALSE | 1997-07-15 | FALSE | Currently in Use | Regular | 10000 | Fiberglass | 1987-01-01 |  | Fiberglass Reinforced Plastic | Pressurized
CITY OF ATHENS ATHENS TRANSIT SY | 325 POUND ST | ATHENS | Clarke | 290005 | 9A | Flapper Valve | 2010-11-16 | TRUE | 2010-11-16 | TRUE | Currently in Use | Used Oil | 1000 | Steel-Impressed Current | 1993-11-11 |  | Fiberglass Reinforced Plastic | Gravity
NORTH AVENUE CHEVRON | 470 NORTH AVE | ATHENS | Clarke | 290109 | 9 |  | 1990-07-01 |  | 1990-07-01 |  | Removed from Ground | Gas (Historical Use) | 550 | Cathodically Protected Steel | 1990-07-01 | 1999-07-20 | Fiberglass Reinforced Plastic | Pressurized
NORTH AVENUE CHEVRON | 470 NORTH AVE | ATHENS | Clarke | 290109 | 6 | Flapper Valve | 1999-11-30 | FALSE | 1999-11-30 | FALSE | Currently in Use | Premium | 8000 | Galvanic (STIP-3) | 1990-07-01 |  | Fiberglass Reinforced Plastic | Pressurized
MCLANE SOUTHEAST | US HWY 29 NORTH & ATHENA DRI | ATHENS | Clarke | 290120 | 3 | [5 empty] | Removed from Ground | Empty | 8000 | Bare Steel | 1974-01-01 | 1989-12-07 | Galvanized Steel
CSX TRANSPORTATION/SEABOARD SYST | 900 COLLEGE AVE | ATHENS | Clarke | 290166 | 1 | [5 empty] | Removed from Ground | Diesel | 400 | Bare Steel | 1978-05-10 | 1993-02-10 | Bare Steel
ATHENS CONCRETE PRODUCTS | 945 COLLEGE AVENUE | ATHENS | Clarke | 290074 | 2 | [5 empty] | Removed from Ground | Gas (Historical Use) | 1000 | Bare Steel | 1969-04-26 | 1994-12-22 | Bare Steel | Safe Suction (Euro)
BILLS SVC CTR | 334 PRINCE AVE | ATHENS | Clarke | 290088 | 1 |  | 1987-01-01 |  |  |  | Removed from Ground | Gas (Historical Use) | 6000 | Cathodically Protected Steel | 1958-04-29 | 1987-01-01 | Cathodically Protected | Pressurized
WICKES LUMBER CO/A DIVISION OF W | US HWY 29 S/ATLANTA HWY | ATHENS | Clarke | 290093 | 1 | [5 empty] | Removed from Ground | Gas (Historical Use) | 1000 | Bare Steel | 1966-04-26 | 1988-12-13 | Galvanized Steel
BELLSOUTH ATHENS CO R3101 | 125 REESE ST | ATHENS | Clarke | 290191 | 5 | Flapper Valve | 1997-11-01 | FALSE | 1997-11-01 | FALSE | Currently in Use | Diesel | 5000 | Fiberglass Double Walled | 1997-11-01 |  | Double-Walled Fiberglass | Suction (American)
BELLSOUTH ATHENS CO R3101 | 125 REESE ST | ATHENS | Clarke | 290191 | 4 | Flapper Valve | 1997-11-17 | FALSE | 1997-11-17 | FALSE | Currently in Use | Diesel | 5000 | Fiberglass Double Walled | 1997-11-17 |  | Double-Walled Fiberglass | Suction (American)
N+V INVESTMENTS USA INC. | 1190 COMMERCE RD | ATHENS | Clarke | 290226 | 9 |  | 1993-07-25 | FALSE | 1993-07-25 | FALSE | Currently in Use | Diesel | 4000 | Composite | 1993-07-14 |  | Fiberglass Reinforced Plastic | Pressurized
N+V INVESTMENTS USA INC. | 1190 COMMERCE RD | ATHENS | Clarke | 290226 | 2 | [5 empty] | Removed from Ground | Gas (Historical Use) | 4000 | Bare Steel | 1972-05-16 | 1993-07-12 | Galvanized Steel | Safe Suction (Euro)
N+V INVESTMENTS USA INC. | 1190 COMMERCE RD | ATHENS | Clarke | 290226 | 8 |  | 1993-07-25 |  | 1993-07-25 |  | Temporarily out of use | Gas (Historical Use) | 4000 | Composite | 1993-07-14 |  | Fiberglass Reinforced Plastic | Pressurized
QUICK PANTRY #1 | 1285 HWY 29 N | ATHENS | Clarke | 290231 | 2 | Flapper Valve | 1997-06-18 | FALSE | 1997-06-18 | FALSE | Currently in Use | Regular | 10000 | Galvanic (STIP-3) | 1987-01-01 |  | Fiberglass Reinforced Plastic | Pressurized
CITGO FOOD STORE | 1745 HWY 29 NORTH | ATHENS | Clarke | 10000661 | 2 |  | 2004-03-11 | FALSE | 2004-03-11 | FALSE | Currently in Use | Diesel | 4000 | Composite | 2004-03-10 |  | Double-Walled Fiberglass | Pressurized
FINA #134-6765-709 | 1850 BARNETT SHOALS RD | ATHENS | Clarke | 290105 | 5 |  |  | TRUE |  | TRUE | Removed from Ground | Used Oil | 550 | Cathodically Protected Steel | 1968-04-27 | 1993-05-10 | Galvanized Steel | Gravity Fed
BILLS SVC CTR | 334 PRINCE AVE | ATHENS | Clarke | 290088 | 3 |  | 1987-01-01 |  |  |  | Removed from Ground | Gas (Historical Use) | 4000 | Cathodically Protected Steel | 1982-04-23 | 1987-01-01 | Cathodically Protected | Pressurized
CLAUDIA LOPEZ SR | 750 WEST BROAD | ATHENS | Clarke | 290047 | 3 | [5 empty] | Removed from Ground | Empty | 1 | Marked Unknown | 1989-04-01 | 1989-04-01 | Unknown
PERRYS #3 | 385 NORTH AVE | ATHENS | Clarke | 290215 | 7 | [5 empty] | Removed from Ground | Gas (Historical Use) | 5000 | Bare Steel | 1971-05-11 | 1899-12-31 | Unknown
PERRYS #3 | 385 NORTH AVE | ATHENS | Clarke | 290215 | 1 | [5 empty] | Removed from Ground | Diesel | 10000 | Bare Steel | 1966-01-01 | 1899-12-31 | Unknown
BI-LO PLAZA/DAVID PETRORE | 120 OLD HULL RD | ATHENS | Clarke | 290187 | 3 | [5 empty] | Removed from Ground | Gas (Historical Use) | 8000 | Bare Steel | 1973-05-10 | 1899-12-31 | Unknown
P66 FOOD MART | 770 DANIELSVILLE RD | ATHENS | Clarke | 290223 | 6 |  | 1998-12-18 |  | 1998-12-18 |  | Removed from Ground | Kerosene | 10000 | Steel-Impressed Current | 1984-05-28 | 2007-05-23 | Cathodically Protected | Pressurized
CITGO FOOD STORE | 1745 HWY 29 NORTH | ATHENS | Clarke | 10000661 | 1 |  | 2004-03-11 | FALSE | 2004-03-11 | FALSE | Currently in Use | Regular | 12000 | Composite | 2004-03-10 |  | Double-Walled Fiberglass | Pressurized
NORTH AVENUE CHEVRON | 470 NORTH AVE | ATHENS | Clarke | 290109 | 4 |  |  | TRUE |  | TRUE | Removed from Ground | Used Oil | 550 | Cathodically Protected Steel | 1973-04-27 | 1990-06-27 | Galvanized Steel
NORTH AVENUE CHEVRON | 470 NORTH AVE | ATHENS | Clarke | 290109 | 7 | Flapper Valve | 1999-11-30 | FALSE | 1999-11-30 | FALSE | Currently in Use | Regular | 8000 | Galvanic (STIP-3) | 1990-07-01 |  | Fiberglass Reinforced Plastic | Pressurized
VERATEC/KENDALL CO | 335 ATHENA DR | ATHENS | Clarke | 290119 | 5 |  |  | TRUE |  | TRUE | Removed from Ground | Other | 300 | Concrete | 1985-04-09 | 1993-08-06 | Not Marked
GOLD KIST POULTRY PLANT | 170 ONETA ST | ATHENS | Clarke | 290153 | 2 | [5 empty] | Currently in Use | Diesel | 10000 | Bare Steel | 1978-05-07 |  | Bare Steel
RICKEY'S PAINT STOP/WALKER'S AUT | 830 WEST BROAD ST | ATHENS | Clarke | 290170 | 2 | [5 empty] | Removed from Ground | Gas (Historical Use) | 1000 | Bare Steel | 1926-03-23 | 1899-12-31 | Galvanized Steel
CLARKE CO MILLING CO | 110 HICKORY ST | ATHENS | Clarke | 290078 | 1AST | [5 empty] | Permanently Out of Use - historical purposes | Gas (Historical Use) | 500 | Bare Steel | 1966-04-27 | 1899-12-31 | Galvanized Steel
ALEXANDER WOOD PRODUCTS INC | 780 BARBER ST | ATHENS | Clarke | 290049 | 1 | [5 empty] | Removed from Ground | Gas (Historical Use) | 1000 | Bare Steel | 1971-03-25 | 1995-08-16 | Galvanized Steel
SEABOARD FARMS OF ATHENS | 898 BARBER ST | ATHENS | Clarke | 290194 | 1 | [5 empty] | Removed from Ground | Diesel | 10000 | Bare Steel | 1972-05-19 | 1990-11-16 | Unknown
MCLANE SOUTHEAST | US HWY 29 NORTH & ATHENA DRI | ATHENS | Clarke | 290120 | 4 | [5 empty] | Removed from Ground | Gas (Historical Use) | 5000 | Bare Steel | 1974-01-01 | 1989-12-07 | Galvanized Steel
RICKEY'S PAINT STOP/WALKER'S AUT | 830 WEST BROAD ST | ATHENS | Clarke | 290170 | 3 | [5 empty] | Removed from Ground | Gas (Historical Use) | 1000 | Bare Steel | 1926-03-23 | 1899-12-31 | Galvanized Steel
DEVORE & JOHNSON | 904 NORTH CHASE ST | ATHENS | Clarke | 290076 | 4 | Flapper Valve | 1996-05-01 |  | 1996-05-01 |  | Removed from Ground | Diesel | 1000 | Composite | 1996-05-01 | 2016-06-08 | Fiberglass Reinforced Plastic | Safe Suction (Euro)
DEVORE & JOHNSON | 904 NORTH CHASE ST | ATHENS | Clarke | 290076 | 1 | [5 empty] | Removed from Ground | Gas (Historical Use) | 560 | Bare Steel | 1960-04-28 | 1899-12-31 | Galvanized Steel | Safe Suction (Euro)
BILLS SVC CTR | 334 PRINCE AVE | ATHENS | Clarke | 290088 | 2 |  | 1987-01-01 |  |  |  | Removed from Ground | Gas (Historical Use) | 6000 | Cathodically Protected Steel | 1958-04-29 | 1987-01-01 | Galvanized Steel | Pressurized
CLARKE CO SCHOOL DIST-PUPIL TRAN | 175 ALEXANDER ST | ATHENS | Clarke | 290045 | 3 | [5 empty] | Removed from Ground | Other | 500 | Bare Steel | 1979-03-19 | 1994-12-06 | Galvanized Steel | Suction (American)
ARTHUR GEORGE INVESTMENTS CO INC | 2375 DANIELSVILLE RD | ATHENS | Clarke | 290217 | 1 | [5 empty] | Removed from Ground | Diesel | 10000 | Bare Steel | 1975-10-01 | 1996-10-17 | Galvanized Steel | Safe Suction (Euro)
SPEEDWAY #24/STARVIN MARVIN | 1980 MILLEDGE AVE | ATHENS | Clarke | 290148 | 1 | [5 empty] | Removed from Ground | Diesel | 2000 | Bare Steel | 1971-03-21 | 1991-06-27 | Galvanized Steel
BILLS SVC CTR | 334 PRINCE AVE | ATHENS | Clarke | 290088 | 4 |  | 1987-01-01 |  |  |  | Removed from Ground | Diesel | 2000 | Bare Steel | 1982-04-23 | 1987-01-01 | Cathodically Protected | Safe Suction (Euro)
BILLS SVC CTR | 334 PRINCE AVE | ATHENS | Clarke | 290088 | 5 |  |  | TRUE |  | TRUE | Closed in Ground | Used Oil | 550 | Bare Steel | 1958-04-29 | 1985-01-01 | Galvanized Steel
BILLS SVC CTR | 334 PRINCE AVE | ATHENS | Clarke | 290088 | 7 |  | 1987-01-01 |  | 1987-01-01 |  | Removed from Ground | Gas (Historical Use) | 6000 | Composite | 1987-01-01 | 2007-11-01 | Fiberglass Reinforced Plastic | Pressurized
PERRYS #3 | 385 NORTH AVE | ATHENS | Clarke | 290215 | 3 | [5 empty] | Removed from Ground | Diesel | 6000 | Bare Steel | 1966-01-01 | 1899-12-31 | Unknown
PERRYS #3 | 385 NORTH AVE | ATHENS | Clarke | 290215 | 3K |  | 1998-03-18 |  | 1998-03-18 |  | Removed from Ground | Kerosene | 4000 | Steel-Impressed Current | 1984-01-01 | 2001-05-01 | Cathodically Protected | Suction (American)
P66 FOOD MART | 770 DANIELSVILLE RD | ATHENS | Clarke | 290223 | 3 |  | 1998-12-18 |  | 1998-12-18 |  | Removed from Ground | Gas (Historical Use) | 10000 | Steel-Impressed Current | 1984-05-28 | 2007-05-23 | Cathodically Protected | Pressurized
RIGHT-OF-WAY | BROAD STREET | ATHENS | Clarke | 10000563 | 1 |  |  | FALSE |  | FALSE | Removed from Ground | Gas (Historical Use) | 1000 | Bare Steel | 2003-06-26 | 2003-06-26
KROGER #618 | 700 US 29 N | ATHENS | Clarke | 10002352 | 1 | Overfill Alarm | 2014-07-23 | FALSE | 2014-07-23 | FALSE | Currently in Use | Regular | 20000 | Fiberglass Double Walled | 2014-06-11 |  | Double-Walled Fiberglass | Pressurized
805 EAST BROAD STREET | 805 EAST BROAD STREET | ATHENS | Clarke | 10002164 | 1 |  |  | FALSE |  | FALSE | Removed from Ground | Not Marked/Tank Removed | 1000 | Bare Steel | 2012-11-09 | 2012-11-09
Federal Express - ZATH 306 | 1655 OLYMPIC DR | ATHENS | Clarke | 10001615 | 1 | Flapper Valve | 2008-03-01 | FALSE | 2008-03-01 | FALSE | Currently in Use | Diesel | 20000 | Fiberglass Double Walled | 2008-03-01 |  | Double-Walled Fiberglass | Pressurized
BELLSOUTH ATHENS CO R3101 | 125 REESE ST | ATHENS | Clarke | 290191 | 2 | [5 empty] | Removed from Ground | Kerosene | 6000 | Bare Steel | 1973-01-01 | 1997-08-21 | Not Marked | Suction (American)
GOODYEAR ASSOC/J SWANTON IVY INC | 178 WEST HANCOCK AVE | ATHENS | Clarke | 290188 | 1 |  |  | TRUE |  | TRUE | Removed from Ground | Used Oil | 550 | Bare Steel | 1966-03-04 | 1993-06-21 | Galvanized Steel | Gravity Fed
FLOWERS BAKING CO/FLOWERS THRIFT | 1455 CHASE ST | ATHENS | Clarke | 290042 | 1 | [5 empty] | Removed from Ground | Gas (Historical Use) | 10000 | Bare Steel | 1975-01-01 | 1990-06-01 | Galvanized Steel
MAJIK MARKET #21162/81162 | 145 EPPS BRIDGE RD | ATHENS | Clarke | 290219 | 2 | [5 empty] | Removed from Ground | Gas (Historical Use) | 8000 | Bare Steel | 1972-05-16 | 1987-08-01 | Galvanized Steel
PERRYS #3 | 385 NORTH AVE | ATHENS | Clarke | 290215 | 6 | [5 empty] | Removed from Ground | Diesel | 4000 | Bare Steel | 1984-05-07 | 1899-12-31 | Unknown
PERRYS #3 | 385 NORTH AVE | ATHENS | Clarke | 290215 | 8 | [5 empty] | Removed from Ground | Gas (Historical Use) | 5000 | Bare Steel | 1971-05-11 | 1899-12-31 | Unknown
PERRYS #3 | 385 NORTH AVE | ATHENS | Clarke | 290215 | 9 | [5 empty] | Removed from Ground | Gas (Historical Use) | 5000 | Bare Steel | 1971-05-11 | 1899-12-31 | Unknown
BI-LO PLAZA/DAVID PETRORE | 120 OLD HULL RD | ATHENS | Clarke | 290187 | 4 | [5 empty] | Removed from Ground | Gas (Historical Use) | 4000 | Bare Steel | 1984-05-07 | 1899-12-31 | Unknown
BI-LO PLAZA/DAVID PETRORE | 120 OLD HULL RD | ATHENS | Clarke | 290187 | 5 | [5 empty] | Removed from Ground | Kerosene | 4000 | Bare Steel | 1984-05-07 | 1899-12-31 | Unknown
P66 FOOD MART | 770 DANIELSVILLE RD | ATHENS | Clarke | 290223 | 1 |  | 1998-12-18 |  | 1998-12-18 |  | Removed from Ground | Gas (Historical Use) | 10000 | Steel-Impressed Current | 1984-05-28 | 2007-05-23 | Cathodically Protected | Pressurized
QUICK PANTRY #1 | 1285 HWY 29 N | ATHENS | Clarke | 290231 | 3 | Flapper Valve | 1997-06-18 | FALSE | 1997-06-18 | FALSE | Currently in Use | Premium | 10000 | Galvanic (STIP-3) | 1987-01-01 |  | Fiberglass Reinforced Plastic | Pressurized
UNKNOWN | 690 WEST BROAD STREET | ATHENS | Clarke | 10000438 | 2 |  |  | FALSE |  | FALSE | Removed from Ground | Gas (Historical Use) | 1000 | Bare Steel | 1990-06-01 | 1990-06-01 | Bare Steel
CHEVRON #40064 | 130 OCONEE ST | ATHENS | Clarke | 290108 | 1 | [5 empty] | Removed from Ground | Gas (Historical Use) | 5000 | Bare Steel | 1969-04-27 | 1987-05-18 | Galvanized Steel
CHEVRON #43106 | 290 ALPS RD | ATHENS | Clarke | 290110 | 1 | [5 empty] | Removed from Ground | Gas (Historical Use) | 3000 | Cathodically Protected Steel | 1963-01-01 | 1988-07-15 | Galvanized Steel
GOLD KIST POULTRY PLANT | 170 ONETA ST | ATHENS | Clarke | 290153 | 3 | [5 empty] | Removed from Ground | Gas (Historical Use) | 10000 | Bare Steel | 1974-01-01 | 1899-12-31 | Bare Steel | Suction (American)
ATLANTA GAS LIGHT CO/OLD PLANT S | FOUNDRY ST | ATHENS | Clarke | 290172 | 1 | [5 empty] | Permanently Out of Use - historical purposes | Other | 1 | Not Marked/Unknown |  | 1899-12-31 | Not Marked
MEEHAN ELECTRIC CO | 197 PARK AVE | ATHENS | Clarke | 290083 | 1 | [5 empty] | Removed from Ground | Gas (Historical Use) | 1000 | Bare Steel | 1966-04-27 | 1899-12-31 | Galvanized Steel
MARY BIRCHMORE/CHASE ST TEXACO | 106 ROWE RD | ATHENS | Clarke | 290098 | 2 | [5 empty] | Removed from Ground | Gas (Historical Use) | 4000 | Bare Steel | 1973-04-14 | 1994-02-07 | Galvanized Steel
SEABOARD FARMS OF ATHENS | 898 BARBER ST | ATHENS | Clarke | 290194 | 2 | [5 empty] | Removed from Ground | Diesel | 8000 | Bare Steel | 1977-07-06 | 1993-06-12 | Galvanized Steel | Safe Suction (Euro)
ATHENS FIRST BANK & TRUST PARKING LOT | NE CORNER OF INTERSECTION OF E WASHINGTO | ATHENS | Clarke | 10001280 | 5 |  |  | FALSE |  | FALSE | Removed from Ground | Kerosene | 560 | Bare Steel | 2007-02-22 | 2007-02-22
P66 FOOD MART | 770 DANIELSVILLE RD | ATHENS | Clarke | 290223 | 5 |  | 1998-12-18 |  | 1998-12-18 |  | Removed from Ground | Kerosene | 10000 | Steel-Impressed Current | 1984-05-28 | 2007-05-23 | Cathodically Protected | Pressurized
P66 FOOD MART | 770 DANIELSVILLE RD | ATHENS | Clarke | 290223 | 4 |  | 1998-12-18 |  | 1998-12-18 |  | Removed from Ground | Diesel | 10000 | Steel-Impressed Current | 1984-05-28 | 2007-05-23 | Cathodically Protected | Pressurized
ATHENS FIRST BANK & TRUST PARKING LOT | NE CORNER OF INTERSECTION OF E WASHINGTO | ATHENS | Clarke | 10001280 | 4 |  |  | FALSE |  | FALSE | Removed from Ground | Gas (Historical Use) | 5000 | Unknown | 1926-01-01 | 2007-02-22
CITY OF ATHENS ATHENS TRANSIT SY | 325 POUND ST | ATHENS | Clarke | 290005 | 4 | [5 empty] | Removed from Ground | Other | 1000 | Bare Steel | 1978-05-23 | 1993-10-12 | Bare Steel | Pressurized
FORMER BROWN TRANSPORT CORP | COLLINS IND BLVD | ATHENS | Clarke | 290133 | 1 | [5 empty] | Removed from Ground | Diesel | 8000 | Bare Steel | 1986-04-02 | 1991-07-08 | Unknown
US POSTAL SERVICE | 195 MILES ST | ATHENS | Clarke | 290128 | 1 | [5 empty] | Removed from Ground | Gas (Historical Use) | 2000 | Bare Steel | 1972-04-10 | 1991-05-22 | Bare Steel
GOLD KIST POULTRY PLANT | 170 ONETA ST | ATHENS | Clarke | 290153 | 4 | [5 empty] | Removed from Ground | Diesel | 10000 | Bare Steel | 1966-01-01 | 1899-12-31 | Bare Steel | Suction (American)
ALEXANDER WOOD PRODUCTS INC | 780 BARBER ST | ATHENS | Clarke | 290049 | 2 | [5 empty] | Removed from Ground | Gas (Historical Use) | 1000 | Bare Steel | 1971-03-25 | 1995-08-16 | Galvanized Steel
PERRYS #3 | 385 NORTH AVE | ATHENS | Clarke | 290215 | 4 | [5 empty] | Removed from Ground | Diesel | 2000 | Bare Steel | 1976-01-01 | 1899-12-31 | Unknown
PERRYS #3 | 385 NORTH AVE | ATHENS | Clarke | 290215 | 5 | [5 empty] | Removed from Ground | Empty | 10000 | Bare Steel | 1976-01-01 | 1899-12-31 | Unknown
PERRYS #3 | 385 NORTH AVE | ATHENS | Clarke | 290215 | 2G |  | 1998-03-18 |  | 1998-03-18 |  | Removed from Ground | Gas (Historical Use) | 4000 | Steel-Impressed Current | 1984-01-01 | 2001-05-01 | Cathodically Protected | Pressurized
ARTHUR GEORGE INVESTMENTS CO INC | 2375 DANIELSVILLE RD | ATHENS | Clarke | 290217 | 2 |  |  | TRUE |  | TRUE | Removed from Ground | Used Oil | 280 | Bare Steel | 1975-10-01 | 1996-10-17 | Galvanized Steel | Safe Suction (Euro)
T H EVANS ENTERPRISES INC | 1510 US HWY 29 | ATHENS | Clarke | 290227 | 1 |  |  | TRUE |  | TRUE | Removed from Ground | Used Oil | 800 | Bare Steel | 1985-06-05 | 1985-06-05 | Galvanized Steel | Gravity Fed
ATHENS FIRST BANK & TRUST PARKING LOT | NE CORNER OF INTERSECTION OF E WASHINGTO | ATHENS | Clarke | 10001280 | 1 |  |  | FALSE |  | FALSE | Removed from Ground | Gas (Historical Use) | 500 | Unknown | 1926-01-01 | 2007-02-22 | Unknown
N+V INVESTMENTS USA INC. | 1190 COMMERCE RD | ATHENS | Clarke | 290226 | 4 | [5 empty] | Removed from Ground | Gas (Historical Use) | 4000 | Bare Steel | 1972-05-16 | 1993-07-12 | Galvanized Steel | Safe Suction (Euro)
N+V INVESTMENTS USA INC. | 1190 COMMERCE RD | ATHENS | Clarke | 290226 | 7 | Flapper Valve | 1993-07-25 | FALSE | 1993-07-25 | FALSE | Currently in Use | Premium | 4000 | Composite | 1993-07-14 |  | Fiberglass Reinforced Plastic | Pressurized
N+V INVESTMENTS USA INC. | 1190 COMMERCE RD | ATHENS | Clarke | 290226 | 5 | [5 empty] | Removed from Ground | Diesel | 4000 | Bare Steel | 1972-05-16 | 1993-07-12 | Galvanized Steel | Safe Suction (Euro)
945 COLLEGE AVENUE | 945 COLLEGE AVENUE | ATHENS | Clarke | 10001952 | 1 |  |  | FALSE |  | FALSE | Removed from Ground |  | 0 | Not Marked/Unknown |  | 1899-12-31
P66 FOOD MART | 770 DANIELSVILLE RD | ATHENS | Clarke | 290223 | 2 |  | 1998-12-18 |  | 1998-12-18 |  | Removed from Ground | Gas (Historical Use) | 10000 | Steel-Impressed Current | 1984-05-28 | 2007-05-23 | Cathodically Protected | Pressurized
UNKNOWN | 690 WEST BROAD STREET | ATHENS | Clarke | 10000438 | 1 |  |  | FALSE |  | FALSE | Removed from Ground | Gas (Historical Use) | 1000 | Bare Steel | 1990-06-01 | 1990-06-01 | Bare Steel
805 EAST BROAD STREET | 805 EAST BROAD STREET | ATHENS | Clarke | 10002164 | 2 |  |  | FALSE |  | FALSE | Removed from Ground | Empty | 1000 | Bare Steel | 2013-03-19 | 2013-03-19 | Bare Steel
KROGER #618 | 700 US 29 N | ATHENS | Clarke | 10002352 | 3 | Overfill Alarm | 2014-07-23 | FALSE | 2014-07-23 | FALSE | Currently in Use | Premium | 8000 | Fiberglass Double Walled | 2014-06-11 |  | Double-Walled Fiberglass | Pressurized
KROGER #618 | 700 US 29 N | ATHENS | Clarke | 10002352 | 2 | Overfill Alarm | 2014-07-23 | FALSE | 2014-07-23 | FALSE | Currently in Use | Diesel | 10000 | Epoxy Double-Walled | 2014-06-11 |  | Double-Walled Fiberglass | Pressurized
GA POWER/SUBSTATION & TRANSMISSI | 1004 BLVD AVE | ATHENS | Clarke | 290156 | 1 | [5 empty] | Closed in Ground | Gas (Historical Use) | 10000 | Bare Steel | 1981-05-08 | 1996-03-19 | Bare Steel | Pressurized
ATHENS CONCRETE PRODUCTS | 945 COLLEGE AVENUE | ATHENS | Clarke | 290074 | 1 | [5 empty] | Removed from Ground | Diesel | 2000 | Bare Steel | 1982-04-23 | 1994-12-22 | Bare Steel | Safe Suction (Euro)
CITY GLASS & ROOFING | JEFFERSON RD | ATHENS | Clarke | 290085 | 1 | [5 empty] | Removed from Ground | Gas (Historical Use) | 560 | Bare Steel | 1973-04-25 | 1988-11-01 | Galvanized Steel
PERRYS #3 | 385 NORTH AVE | ATHENS | Clarke | 290215 | 5G |  | 1998-03-18 |  | 1998-03-18 |  | Removed from Ground | Gas (Historical Use) | 4000 | Steel-Impressed Current | 1984-01-01 | 2001-05-01 | Cathodically Protected | Pressurized
QUICK PANTRY #1 | 1285 HWY 29 N | ATHENS | Clarke | 290231 | 4 | Flapper Valve | 1997-06-18 | FALSE | 1997-06-18 | FALSE | Currently in Use | Diesel | 2000 | Galvanic (STIP-3) | 1987-01-01 |  | Fiberglass Reinforced Plastic | Pressurized
CITGO FOOD STORE | 1745 HWY 29 NORTH | ATHENS | Clarke | 10000661 | 3 |  | 2004-03-11 | FALSE | 2004-03-11 | FALSE | Currently in Use | Premium | 8000 | Composite | 2004-03-10 |  | Double-Walled Fiberglass | Pressurized
N+V INVESTMENTS USA INC. | 1190 COMMERCE RD | ATHENS | Clarke | 290226 | 6 | Flapper Valve | 1993-07-25 | FALSE | 1993-07-25 | FALSE | Currently in Use | Regular | 8000 | Composite | 1993-07-14 |  | Fiberglass Reinforced Plastic | Pressurized
ATHENS FIRST BANK & TRUST PARKING LOT | NE CORNER OF INTERSECTION OF E WASHINGTO | ATHENS | Clarke | 10001280 | 2 |  |  | FALSE |  | FALSE | Removed from Ground | Gas (Historical Use) | 500 | Unknown | 1926-01-01 | 2007-02-22
ATHENS CLARKE COUNTY FUELING SIT | 197 HANCOCK ST @HULL ST | ATHENS | Clarke | 290004 | 3 | [5 empty] | Removed from Ground | Gas (Historical Use) | 1000 | Bare Steel | 1998-11-17 | 1998-11-17 | Bare Steel | Suction (American)
SPEEDWAY #24/STARVIN MARVIN | 1980 MILLEDGE AVE | ATHENS | Clarke | 290148 | 4 | [5 empty] | Removed from Ground | Gas (Historical Use) | 10000 | Bare Steel | 1971-03-21 | 1991-06-27 | Galvanized Steel
FINA #134-6765-709 | 1850 BARNETT SHOALS RD | ATHENS | Clarke | 290105 | 3 | [5 empty] | Removed from Ground | Gas (Historical Use) | 5000 | Cathodically Protected Steel | 1968-04-27 | 1993-05-10 | Galvanized Steel | Pressurized
GOLDEN PANTRY #66 | 126 NORTH MILLEDGE AVE | ATHENS | Clarke | 290107 | 1 |  | 1997-07-15 |  | 1997-07-15 |  | Removed from Ground | Gas (Historical Use) | 10000 | Fiberglass | 1982-04-24 | 1987-07-01 | Fiberglass Reinforced Plastic
VERATEC/KENDALL CO | 335 ATHENA DR | ATHENS | Clarke | 290119 | 2 | [5 empty] | Closed in Ground | Diesel | 15000 | Bare Steel | 1970-04-13 | 1988-11-23 | Galvanized Steel
GA DOT 10192 | GA HWY 10/.3 MI E CR 153 ON US 7 | ATHENS | Clarke | 290124 | 1 | [5 empty] | Removed from Ground | Gas (Historical Use) | 1000 | Bare Steel | 1986-04-29 | 1990-06-01 | Galvanized Steel
PHILLIPS USED CARS/TRUCK SALES | 1275 NORTH COMMERCE RD | ATHENS | Clarke | 290169 | 1 | [5 empty] | Closed in Ground | Gas (Historical Use) | 1000 | Bare Steel | 1966-05-13 | 1993-01-01 | Galvanized Steel
DEVORE & JOHNSON | 904 NORTH CHASE ST | ATHENS | Clarke | 290076 | 3 | Flapper Valve | 1996-05-01 |  | 1996-05-01 |  | Removed from Ground | Gas (Historical Use) | 1000 | Composite | 1996-05-01 | 2016-06-08 | Fiberglass Reinforced Plastic | Safe Suction (Euro)
MARY BIRCHMORE/CHASE ST TEXACO | 106 ROWE RD | ATHENS | Clarke | 290098 | 3 | [5 empty] | Removed from Ground | Gas (Historical Use) | 4000 | Bare Steel | 1973-04-14 | 1994-02-07 | Galvanized Steel
CLARKE CO SCHOOL DIST-PUPIL TRAN | 175 ALEXANDER ST | ATHENS | Clarke | 290045 | 2 | [5 empty] | Removed from Ground | Diesel | 2000 | Bare Steel | 1980-03-18 | 1999-01-19 | Bare Steel
ALEXANDER WOOD PRODUCTS INC | 780 BARBER ST | ATHENS | Clarke | 290049 | 3 | [5 empty] | Removed from Ground | Diesel | 750 | Bare Steel | 1966-03-26 | 1995-08-16 | Galvanized Steel
FLOWERS BAKING CO/FLOWERS THRIFT | 1455 CHASE ST | ATHENS | Clarke | 290042 | 3 | [5 empty] | Removed from Ground | Gas (Historical Use) | 10000 | Bare Steel | 1975-01-01 | 1990-06-01 | Galvanized Steel
BI-LO PLAZA/DAVID PETRORE | 120 OLD HULL RD | ATHENS | Clarke | 290187 | 2 | [5 empty] | Removed from Ground | Gas (Historical Use) | 8000 | Bare Steel | 1973-05-10 | 1899-12-31 | Unknown
QUICK PANTRY #1 | 1285 HWY 29 N | ATHENS | Clarke | 290231 | 1 | Flapper Valve | 1997-06-18 | FALSE | 1997-06-18 | FALSE | Currently in Use | Plus | 10000 | Galvanic (STIP-3) | 1987-01-01 |  | Fiberglass Reinforced Plastic | Pressurized
ATHENS FIRST BANK & TRUST PARKING LOT | NE CORNER OF INTERSECTION OF E WASHINGTO | ATHENS | Clarke | 10001280 | 3 |  |  | FALSE |  | FALSE | Removed from Ground | Gas (Historical Use) | 5000 | Unknown | 1926-01-01 | 2007-02-22
QUIKTRIP #1728 | 3360 LEXINGTON RD | ATHENS | Clarke | 10003315 | 3 | Overfill Alarm | 2023-02-02 | FALSE | 2022-12-02 | FALSE | Currently in Use | E-10 | 15000 | Fiberglass Double Walled | 2022-09-22 |  | Double-Walled Fiberglass | Pressurized
QUIKTRIP #1728 | 3360 LEXINGTON RD | ATHENS | Clarke | 10003315 | 5 | Overfill Alarm | 2023-02-02 | FALSE | 2022-12-02 | FALSE | Currently in Use | Diesel | 15000 | Fiberglass Double Walled | 2022-09-22 |  | Double-Walled Fiberglass | Pressurized
QUIKTRIP #1726 | 3668 ATLANTA HWY | ATHENS | Clarke | 10003363 | 3 | Flapper Valve | 2023-07-10 | FALSE | 2023-05-10 | FALSE | Currently in Use | E-0 | 15000 | Fiberglass Double Walled | 2023-03-16 |  | Flex | Pressurized
QUIKTRIP #1728 | 3360 LEXINGTON RD | ATHENS | Clarke | 10003315 | 1 | Overfill Alarm | 2023-02-02 | FALSE | 2022-12-02 | FALSE | Currently in Use | E-10 | 15000 | Fiberglass Double Walled | 2022-09-22 |  | Double-Walled Fiberglass | Pressurized
QUIKTRIP #1728 | 3360 LEXINGTON RD | ATHENS | Clarke | 10003315 | 4 | Overfill Alarm | 2023-02-02 | FALSE | 2022-12-02 | FALSE | Currently in Use | E-10 | 15000 | Fiberglass Double Walled | 2022-09-22 |  | Double-Walled Fiberglass | Pressurized
QUIKTRIP #1726 | 3668 ATLANTA HWY | ATHENS | Clarke | 10003363 | 2 | Flapper Valve | 2023-07-10 | FALSE | 2023-05-10 | FALSE | Currently in Use | E-10 | 15000 | Fiberglass Double Walled | 2023-03-16 |  | Flex | Pressurized
QUIKTRIP #1726 | 3668 ATLANTA HWY | ATHENS | Clarke | 10003363 | 5 | Flapper Valve | 2023-07-10 | FALSE | 2023-05-10 | FALSE | Currently in Use | Diesel | 15000 | Fiberglass Double Walled | 2023-03-16 |  | Flex | Pressurized
QUIKTRIP #1726 | 3668 ATLANTA HWY | ATHENS | Clarke | 10003363 | 4 | Flapper Valve | 2023-07-10 | FALSE | 2023-05-10 | FALSE | Currently in Use | Premium | 15000 | Fiberglass Double Walled | 2023-03-16 |  | Flex | Pressurized
QUIKTRIP #1728 | 3360 LEXINGTON RD | ATHENS | Clarke | 10003315 | 2 | Overfill Alarm | 2023-02-02 | FALSE | 2022-12-24 | FALSE | Currently in Use | E-10 | 15000 | Fiberglass Double Walled | 2022-09-22 |  | Double-Walled Fiberglass | Pressurized
QUIKTRIP #1726 | 3668 ATLANTA HWY | ATHENS | Clarke | 10003363 | 1 | Flapper Valve | 2023-07-10 | FALSE | 2023-05-10 | FALSE | Currently in Use | E-10 | 15000 | Fiberglass Double Walled | 2023-03-16 |  | Flex | Pressurized
KAR TOYZ | 1086 W BROAD ST | ATHENS | Clarke | 10003487 | 2 |  |  | FALSE |  | FALSE | Removed from Ground | Gas (Historical Use) | 5000 |  |  | 2020-04-20
KAR TOYZ | 1086 W BROAD ST | ATHENS | Clarke | 10003487 | 1 |  |  | FALSE |  | FALSE | Removed from Ground | Gas (Historical Use) | 5000 |  |  | 2020-04-20
UGA ATHENS | 405 College Station Rd | Athens | Clarke | UST-SLOC-9029068 | 2 | Flapper Valve | 2014-06-12 | FALSE | 2014-06-12 | FALSE | Currently in Use | Diesel | 10000 | Fiberglass Double Walled | 2014-06-11 |  | Double-Walled Fiberglass | Pressurized
UGA ATHENS | 405 College Station Rd | Athens | Clarke | UST-SLOC-290160 | 5 | Flapper Valve | 1996-11-01 | FALSE | 1996-11-01 | FALSE | Temporarily out of use | Regular | 1000 | Fiberglass Double Walled | 1996-11-01 |  | Double-Walled Fiberglass | Safe Suction (Euro)
UGA ATHENS | 405 College Station Rd | Athens | Clarke | UST-SLOC-9029045 | 2 | Flapper Valve | 2008-09-01 | FALSE | 2008-09-01 | FALSE | Removed from Ground | Gas (Historical Use) | 2500 | Fiberglass Double Walled | 2008-09-01 | 2018-09-18 | Double-Walled Fiberglass | Safe Suction (Euro)
UGA ATHENS | 405 College Station Rd | Athens | Clarke | UST-SLOC-290209 | 2 | [5 empty] | Removed from Ground | Gas (Historical Use) | 500 | Marked Unknown | 1996-11-26 | 1996-11-26 | Unknown
UGA ATHENS | 405 College Station Rd | Athens | Clarke | UST-SLOC-290200 | 1 |  |  | FALSE |  | FALSE | Removed from Ground | Diesel | 5000 | Bare Steel | 1970-05-11 | 1899-12-31 | Bare Steel
UGA ATHENS | 405 College Station Rd | Athens | Clarke | UST-SLOC-290203 | 1 | [5 empty] | Removed from Ground | Diesel | 250 | Bare Steel | 1966-05-12 | 1997-01-20 | Bare Steel
UGA ATHENS | 405 College Station Rd | Athens | Clarke | UST-SLOC-29026 | 2 | [5 empty] | Removed from Ground | Diesel | 460 | Bare Steel | 1964-05-12 | 1996-12-17 | Bare Steel | Suction (American)
UGA ATHENS | 405 College Station Rd | Athens | Clarke | UST-SLOC-29026 | 1 | [5 empty] | Removed from Ground | Gas (Historical Use) | 460 | Bare Steel | 1964-05-12 | 1996-12-17 | Bare Steel | Suction (American)
UGA ATHENS | 405 College Station Rd | Athens | Clarke | UST-SLOC-290214 | 2 | [5 empty] | Removed from Ground | Diesel | 3000 | Bare Steel | 1979-06-04 | 1992-01-01 | Galvanized Steel
UGA ATHENS | 405 College Station Rd | Athens | Clarke | UST-SLOC-290198 | 2 |  | 1996-12-01 |  | 1996-12-01 |  | Removed from Ground | Diesel | 600 | Double Walled | 1996-12-01 | 2008-10-04 | Fiberglass Reinforced Plastic | Suction (American)
UGA ATHENS | 405 College Station Rd | Athens | Clarke | UST-SLOC-290209 | 3 | [5 empty] | Removed from Ground | Diesel | 500 | Marked Unknown | 1996-11-26 | 1996-11-26 | Unknown
UGA ATHENS | 405 College Station Rd | Athens | Clarke | UST-SLOC-290211 | 1 | [5 empty] | Removed from Ground | Gas (Historical Use) | 1000 | Bare Steel | 1962-05-13 | 1993-01-01 | Galvanized Steel
UGA ATHENS | 405 College Station Rd | Athens | Clarke | UST-SLOC-9029041 | 3 | [5 empty] | Removed from Ground | Gas (Historical Use) | 5000 | Bare Steel |  | 1899-12-31 | Unknown
UGA ATHENS | 405 College Station Rd | Athens | Clarke | UST-SLOC-290208 | 2 | [5 empty] | Removed from Ground | Diesel | 9789 | Marked Unknown | 1950-01-01 | 1997-02-11 | Unknown
UGA ATHENS | 405 College Station Rd | Athens | Clarke | UST-SLOC-290212 | 6 | Flapper Valve | 1996-10-01 | FALSE | 1996-10-01 | FALSE | Currently in Use | Gas (Historical Use) | 10000 | Fiberglass | 1996-10-01 |  | Double-Walled Fiberglass | Pressurized
UGA ATHENS | 405 College Station Rd | Athens | Clarke | UST-SLOC-290209 | 4 |  |  | FALSE |  | FALSE | Removed from Ground | Diesel | 550 | Fiberglass Double Walled | 2014-06-02 | 2014-06-02 | Unknown
UGA ATHENS | 405 College Station Rd | Athens | Clarke | UST-SLOC-290212 | 1 |  |  | FALSE |  | FALSE | Removed from Ground | Diesel | 10000 | Bare Steel | 1977-05-09 | 1994-11-07 | Galvanized Steel
UGA ATHENS | 405 College Station Rd | Athens | Clarke | UST-SLOC-290204 | 2 |  | 1997-01-01 |  | 1997-01-01 |  | Removed from Ground | Diesel | 600 | Fiberglass Double Walled | 1997-01-01 | 2010-11-23 | Fiberglass Reinforced Plastic | Safe Suction (Euro)
UGA ATHENS | 405 College Station Rd | Athens | Clarke | UST-SLOC-290213 | 1 | [5 empty] | Removed from Ground | Gas (Historical Use) | 500 | Bare Steel | 1971-01-01 | 2006-12-06 | Galvanized Steel
UGA ATHENS | 405 College Station Rd | Athens | Clarke | UST-SLOC-29202 | 2 |  |  | FALSE |  | FALSE | Removed from Ground | Diesel | 550 | Galvanic (STIP-3) | 2014-06-02 | 2014-06-02 | Unknown
UGA ATHENS | 405 College Station Rd | Athens | Clarke | UST-SLOC-9029114 | 2 | [5 empty] | Removed from Ground | Diesel | 1000 | Marked Unknown | 1968-05-11 | 1996-12-02
UGA ATHENS | 405 College Station Rd | Athens | Clarke | UST-SLOC-290213 | 3 |  |  | FALSE |  | FALSE | Removed from Ground | Diesel | 1000 | Unknown | 2006-12-06 | 2006-12-06 | Unknown
UGA ATHENS | 405 College Station Rd | Athens | Clarke | UST-SLOC-290199 | 2 |  | 1996-12-01 |  | 1996-12-01 |  | Removed from Ground | Diesel | 600 | Fiberglass Double Walled | 1996-12-01 | 2008-10-04 | Fiberglass Reinforced Plastic | Safe Suction (Euro)
UGA ATHENS | 405 College Station Rd | Athens | Clarke | UST-SLOC-290207 | 1 | [5 empty] | Removed from Ground | Diesel | 2000 | Bare Steel | 1975-05-10 | 1996-01-26 | Bare Steel
UGA ATHENS | 405 College Station Rd | Athens | Clarke | UST-SLOC-290198 | 1 | [5 empty] | Removed from Ground | Other | 250 | Bare Steel | 1980-05-08 | 1997-01-20 | Unknown
UGA ATHENS | 405 College Station Rd | Athens | Clarke | UST-SLOC-290160 | 1 | [5 empty] | Removed from Ground | Diesel | 400 | Marked Unknown | 1968-05-11 | 1996-12-02 | Unknown
UGA ATHENS | 405 College Station Rd | Athens | Clarke | UST-SLOC-290212 | 5 |  |  | TRUE |  | TRUE | Removed from Ground | Used Oil | 550 |  | 1994-11-07 | 1994-11-07
UGA ATHENS | 405 College Station Rd | Athens | Clarke | UST-SLOC-290212 | 4 |  |  | FALSE |  | FALSE | Removed from Ground | Gas (Historical Use) | 10000 | Bare Steel | 1969-05-11 | 1996-10-23 | Galvanized Steel
UGA ATHENS | 405 College Station Rd | Athens | Clarke | UST-SLOC-290212 | 2 |  |  | FALSE |  | FALSE | Removed from Ground | Diesel | 10000 | Bare Steel | 1969-05-11 | 1996-10-23 | Galvanized Steel
UGA ATHENS | 405 College Station Rd | Athens | Clarke | UST-SLOC-290121 | 1 | [5 empty] | Removed from Ground | Diesel | 1000 | Marked Unknown | 1968-05-11 | 1996-11-21 | Unknown
UGA ATHENS | 405 College Station Rd | Athens | Clarke | UST-SLOC-290160 | 3 | [5 empty] | Removed from Ground | Gas (Historical Use) | 1000 | Marked Unknown | 1968-05-11 | 1996-12-02 | Unknown
UGA ATHENS | 405 College Station Rd | Athens | Clarke | UST-SLOC-290210 | 2 | Flapper Valve | 1996-12-01 | FALSE | 1996-12-01 | FALSE | Currently in Use | Diesel | 600 | Fiberglass Double Walled | 1996-12-01 |  | Double-Walled Fiberglass | Safe Suction (Euro)
UGA ATHENS | 405 College Station Rd | Athens | Clarke | UST-SLOC-290121 | 4 | Flapper Valve | 1996-11-01 | FALSE | 1996-11-01 | FALSE | Currently in Use | Diesel | 1000 | Fiberglass Double Walled | 1996-11-01 |  | Fiberglass Reinforced Plastic | Safe Suction (Euro)
UGA ATHENS | 405 College Station Rd | Athens | Clarke | UST-SLOC-9029068 | 1 | Flapper Valve | 2006-12-20 | FALSE | 2006-12-20 | FALSE | Currently in Use | Diesel | 10000 | Fiberglass Double Walled | 1993-10-01 |  | Double-Walled Fiberglass | Pressurized
UGA ATHENS | 405 College Station Rd | Athens | Clarke | UST-SLOC-290209 | 1 | [5 empty] | Removed from Ground | Gas (Historical Use) | 500 | Marked Unknown | 1996-11-26 | 1996-11-26 | Unknown
UGA ATHENS | 405 College Station Rd | Athens | Clarke | UST-SLOC-290211 | 3 | [5 empty] | Removed from Ground | Gas (Historical Use) | 1000 | Bare Steel | 1962-05-13 | 1997-01-20 | Galvanized Steel
UGA ATHENS | 405 College Station Rd | Athens | Clarke | UST-SLOC-290205 | 1 | [5 empty] | Removed from Ground | Gas (Historical Use) | 150 | Marked Unknown | 1962-05-13 | 1992-01-01 | Unknown
UGA ATHENS | 405 College Station Rd | Athens | Clarke | UST-SLOC-290160 | 2 | [5 empty] | Removed from Ground | Gas (Historical Use) | 500 | Marked Unknown | 1968-05-11 | 1996-12-02 | Unknown
UGA ATHENS | 405 College Station Rd | Athens | Clarke | UST-SLOC-29202 | 1 | [5 empty] | Removed from Ground | Diesel | 1000 | Bare Steel | 1981-01-01 | 1997-01-08 | Unknown
UGA ATHENS | 405 College Station Rd | Athens | Clarke | UST-SLOC-9029114 | 712649 | Flapper Valve | 1996-11-01 | FALSE | 1996-11-01 | FALSE | Currently in Use | Diesel | 1000 | Fiberglass Double Walled | 1996-11-01 |  | Fiberglass Reinforced Plastic | Safe Suction (Euro)
UGA ATHENS | 405 College Station Rd | Athens | Clarke | UST-SLOC-290200 | 2 |  | 1996-12-01 | FALSE | 1996-12-01 | FALSE | Temporarily out of use | Diesel | 4000 | Fiberglass Double Walled | 1996-12-01 |  | Fiberglass Reinforced Plastic | Safe Suction (Euro)
UGA ATHENS | 405 College Station Rd | Athens | Clarke | UST-SLOC-290160 | 4 | [5 empty] | Removed from Ground | Kerosene | 400 | Marked Unknown | 1968-05-11 | 1996-12-02 | Unknown
UGA ATHENS | 405 College Station Rd | Athens | Clarke | UST-SLOC-290121 | 2 | [5 empty] | Removed from Ground | Gas (Historical Use) | 6000 | Bare Steel | 1976-05-09 | 1996-11-21 | Galvanized Steel
UGA ATHENS | 405 College Station Rd | Athens | Clarke | UST-SLOC-290204 | 1 | [5 empty] | Removed from Ground | Diesel | 250 | Bare Steel | 1971-05-11 | 1997-01-15 | Bare Steel
UGA ATHENS | 405 College Station Rd | Athens | Clarke | UST-SLOC-290208 | 1 | [5 empty] | Removed from Ground | Diesel | 10000 | Marked Unknown | 1950-01-01 | 1997-02-11 | Unknown
UGA ATHENS | 405 College Station Rd | Athens | Clarke | UST-SLOC-290197 | 1 | [5 empty] | Removed from Ground | Diesel | 275 | Bare Steel | 1983-05-08 | 1997-02-04 | Bare Steel
UGA ATHENS | 405 College Station Rd | Athens | Clarke | UST-SLOC-9029041 | 1 |  |  | TRUE |  | TRUE | Removed from Ground | Used Oil | 1000 | Bare Steel |  | 1899-12-31 | Unknown
UGA ATHENS | 405 College Station Rd | Athens | Clarke | UST-SLOC-290212 | 7 | Flapper Valve | 1996-10-01 | FALSE | 1996-10-01 | FALSE | Currently in Use | Diesel | 4000 | Fiberglass | 1996-10-01 |  | Double-Walled Fiberglass | Pressurized
UGA ATHENS | 405 College Station Rd | Athens | Clarke | UST-SLOC-9029114 | 1 | [5 empty] | Removed from Ground | Diesel | 560 | Marked Unknown | 1968-05-11 | 1996-12-02
UGA ATHENS | 405 College Station Rd | Athens | Clarke | UST-SLOC-290213 | 2 | [5 empty] | Removed from Ground | Diesel | 0 | Marked Unknown | 2006-12-06 | 2006-12-06 | Not Marked
UGA ATHENS | 405 College Station Rd | Athens | Clarke | UST-SLOC-9029045 | 3 | Flapper Valve | 2009-09-01 | FALSE | 2009-09-01 | FALSE | Removed from Ground | Diesel | 2500 | Fiberglass Double Walled | 2008-09-01 | 2018-09-18 | Double-Walled Fiberglass | Safe Suction (Euro)
UGA ATHENS | 405 College Station Rd | Athens | Clarke | UST-SLOC-290212 | 3 |  |  | FALSE |  | FALSE | Removed from Ground | Gas (Historical Use) | 10000 | Bare Steel | 1969-05-11 | 1996-10-23 | Galvanized Steel
UGA ATHENS | 405 College Station Rd | Athens | Clarke | UST-SLOC-290214 | 1 | [5 empty] | Removed from Ground | Diesel | 2000 | Bare Steel | 1978-05-09 | 1992-01-01 | Galvanized Steel
UGA ATHENS | 405 College Station Rd | Athens | Clarke | UST-SLOC-290160 | 6 |  |  | FALSE |  | FALSE | Removed from Ground | Diesel | 0 | Unknown | 1986-05-07 | 1899-12-31
UGA ATHENS | 405 College Station Rd | Athens | Clarke | UST-SLOC-290199 | 1 | [5 empty] | Removed from Ground | Other | 560 | Marked Unknown | 1971-05-11 | 1997-01-13 | Unknown
AMOCO | 496 NORTH AVE | ATHENS | Clarke | 10003420 | 1B | Flapper Valve | 2021-08-09 | FALSE | 2021-08-09 | FALSE | Currently in Use | Premium | 6000 | Composite Double Walled | 2021-07-21 |  |  | Pressurized
UGA ATHENS | 405 College Station Rd | Athens | Clarke | UST-SLOC-290208 | 3 | [5 empty] | Removed from Ground | Diesel | 20000 | Marked Unknown | 1950-01-01 | 1997-02-11 | Unknown
UGA ATHENS | 405 College Station Rd | Athens | Clarke | UST-SLOC-290121 | 3 | Flapper Valve | 1996-11-01 | FALSE | 1996-11-01 | FALSE | Currently in Use | Regular | 2500 | Fiberglass Double Walled | 1996-11-01 |  | Fiberglass Reinforced Plastic | Safe Suction (Euro)
UGA ATHENS | 405 College Station Rd | Athens | Clarke | UST-SLOC-290210 | 1 | [5 empty] | Removed from Ground | Diesel | 250 | Bare Steel | 1978-05-09 | 1997-02-05 | Bare Steel
UGA ATHENS | 405 College Station Rd | Athens | Clarke | UST-SLOC-9029114 | 712663 | Flapper Valve | 1996-11-01 | FALSE | 1996-11-01 | FALSE | Currently in Use | Regular | 1000 | Fiberglass Double Walled | 1996-11-01 |  | Fiberglass Reinforced Plastic | Safe Suction (Euro)
UGA ATHENS | 405 College Station Rd | Athens | Clarke | UST-SLOC-290197 | 2 |  | 1997-02-01 |  | 1997-02-01 |  | Removed from Ground | Diesel | 600 | Double Walled | 1997-02-20 | 2007-08-29 | Fiberglass Reinforced Plastic | Safe Suction (Euro)
ANDERSON AUTO PARTS | 225 WEST BROAD STREET | ATHENS | Clarke | 9029127 | 2 | [5 empty] | Removed from Ground | Empty | 1000 | Bare Steel | 1970-01-01 | 2000-01-20 | Bare Steel
VEND FOOD SERVICE | 484 HAWTHORNE AVE | ATHENS | Clarke | 9029101 | 1 |  |  | FALSE |  | FALSE | Removed from Ground | Gas (Historical Use) | 10000 | Bare Steel | 1972-01-01 | 1996-06-25 | Bare Steel | Suction (American)
ANDERSON AUTO PARTS | 225 WEST BROAD STREET | ATHENS | Clarke | 9029127 | 1 | [5 empty] | Removed from Ground | Empty | 1000 | Bare Steel | 1970-01-01 | 2000-01-20 | Bare Steel
AMOCO | 496 NORTH AVE | ATHENS | Clarke | 10003420 | 1C | Flapper Valve | 2021-08-09 | FALSE | 2021-08-09 | FALSE | Currently in Use | Diesel | 4000 | Composite Double Walled | 2021-07-21 |  | Double-Walled Fiberglass | Pressurized
AMOCO | 496 NORTH AVE | ATHENS | Clarke | 10003420 | 1A | Flapper Valve | 2021-08-09 | FALSE | 2021-08-09 | FALSE | Currently in Use | Regular | 14000 | Composite Double Walled | 2021-07-21 |  | Double-Walled Fiberglass | Pressurized
SHELL | 805 INDIAN HILLS DR | ATHENS | Clarke | 10003604 | 1 | Flapper Valve | 2025-01-30 | FALSE | 2025-01-30 | FALSE | Currently in Use | Regular | 12000 | Composite Double Walled | 2025-01-30 |  | Double-Walled Flex | Pressurized
SHELL | 805 INDIAN HILLS DR | ATHENS | Clarke | 10003604 | 2B | Flapper Valve | 2025-01-30 | FALSE | 2025-01-30 | FALSE | Currently in Use | Diesel | 6000 | Composite Double Walled | 2025-01-30 |  | Double-Walled Flex | Pressurized
QUIKTRIP #1704 | 947 LOGANVILLE HWY | BETHLEHEM | Clarke | 10003576 | 4 | Overfill Alarm | 2025-01-01 | FALSE | 2024-12-01 | FALSE | Currently in Use | E-10 | 15000 | Fiberglass Double Walled | 2024-10-17 |  |  | Pressurized
QUIKTRIP #1704 | 947 LOGANVILLE HWY | BETHLEHEM | Clarke | 10003576 | 1 | Overfill Alarm | 2025-01-01 | FALSE | 2024-12-01 | FALSE | Currently in Use | E-10 | 15000 | Fiberglass Double Walled | 2024-10-07 |  |  | Pressurized
SHELL | 805 INDIAN HILLS DR | ATHENS | Clarke | 10003604 | 2A | Flapper Valve | 2025-01-30 | FALSE | 2025-01-30 | FALSE | Currently in Use | Premium | 6000 | Composite Double Walled | 2025-01-30 |  | Double-Walled Flex | Pressurized
SHELL | 805 INDIAN HILLS DR | ATHENS | Clarke | 10003604 | 3 | Flapper Valve | 2025-01-30 | FALSE | 2025-01-30 | FALSE | Currently in Use | Diesel | 12000 | Composite Double Walled | 2025-01-30 |  | Double-Walled Flex | Pressurized
QUIKTRIP #1704 | 947 LOGANVILLE HWY | BETHLEHEM | Clarke | 10003576 | 3 | Overfill Alarm | 2025-01-01 | FALSE | 2024-12-01 | FALSE | Currently in Use | E-0 | 15000 | Fiberglass Double Walled | 2024-10-17 |  |  | Pressurized
UGA ATHENS | 405 College Station Rd | Athens | Clarke | UST-SLOC-290211 | 2 | [5 empty] | Removed from Ground | Gas (Historical Use) | 1500 | Bare Steel | 1962-05-13 | 1993-01-01 | Galvanized Steel
UGA ATHENS | 405 College Station Rd | Athens | Clarke | UST-SLOC-9029045 | 1 |  |  | FALSE |  | FALSE | Removed from Ground | Diesel | 0 |  |  | 1899-12-31
UGA ATHENS | 405 College Station Rd | Athens | Clarke | UST-SLOC-9029041 | 2 | [5 empty] | Removed from Ground | Diesel | 5000 | Bare Steel |  | 1899-12-31 | Unknown
KROGER GA #428 | 1065 BAXTER ST | ATHENS | Clarke | 10002761 | 62264137A | Ball Float | 2017-09-14 | FALSE | 2017-09-14 | FALSE | Currently in Use |  | 10000 | Fiberglass Double Walled | 2017-09-14 |  | Double-Walled Flex | Pressurized
KROGER GA #428 | 1065 BAXTER ST | ATHENS | Clarke | 10002761 | 62264137B | Ball Float |  | FALSE |  | FALSE | Currently in Use | Diesel | 8000 | Fiberglass Double Walled | 2017-09-14 |  | Double-Walled Flex | Pressurized
5 POINTS TEXACO | 301 ATHENS RD | WINTERVILLE | Clarke | 10002856 | 3 |  |  | FALSE |  | FALSE | Removed from Ground | Gas (Historical Use) | 3000 | Bare Steel |  | 2018-09-25 | Steel (Impressed Current)
5 POINTS TEXACO | 301 ATHENS RD | WINTERVILLE | Clarke | 10002856 | 1 |  |  | FALSE |  | FALSE | Removed from Ground | Gas (Historical Use) | 4000 | Bare Steel |  | 2018-09-25 | Steel (Impressed Current)
RaceTrac 2564 - Athens Loop | 1321 Oconee St | Athens | Clarke | 10003030 | 2A | Flapper Valve | 2019-12-01 | FALSE | 2019-12-01 | FALSE | Currently in Use | Diesel | 10000 | Fiberglass Double Walled | 2019-09-17 |  | Double-Walled Fiberglass | Pressurized
RaceTrac 2564 - Athens Loop | 1321 Oconee St | Athens | Clarke | 10003030 | 3B | Overfill Alarm | 2019-12-01 | FALSE | 2019-12-01 | FALSE | Currently in Use | Premium | 10000 | Fiberglass Double Walled | 2019-09-17 |  | Double-Walled Fiberglass | Pressurized
RaceTrac 2564 - Athens Loop | 1321 Oconee St | Athens | Clarke | 10003030 | 2B | Overfill Alarm | 2019-12-01 | FALSE | 2019-12-01 | FALSE | Currently in Use | Diesel | 10000 | Fiberglass Double Walled | 2019-09-17 |  | Double-Walled Fiberglass | Pressurized
RaceTrac 2564 - Athens Loop | 1321 Oconee St | Athens | Clarke | 10003030 | 3A | Overfill Alarm | 2019-12-01 | FALSE | 2019-12-01 | FALSE | Currently in Use | E-85 | 10000 | Fiberglass Double Walled | 2019-09-17 |  | Double-Walled Fiberglass | Pressurized
RaceTrac 2564 - Athens Loop | 1321 Oconee St | Athens | Clarke | 10003030 | 1 | Overfill Alarm | 2019-12-01 | FALSE | 2019-12-01 | FALSE | Currently in Use | Regular | 20000 | Fiberglass Double Walled | 2019-09-17 |  | Double-Walled Fiberglass | Pressurized
ABANDONED TANK | 101 OLD WINTERVILLE RD | ATHENS | Clarke | 10003181 | 1 |  |  | FALSE |  | FALSE | Removed from Ground | Empty | 550 | Bare Steel |  | 2021-11-17
RaceTrac #2592 | 461 US HWY 29 N | ATHENS | Clarke | 10003200 | 4B | Overfill Alarm | 2021-07-24 | FALSE | 2021-07-24 | FALSE | Currently in Use | Diesel Off Road | 10000 | Fiberglass Double Walled | 2021-07-08 |  | Double-Walled Fiberglass | Pressurized
RaceTrac #2592 | 461 US HWY 29 N | ATHENS | Clarke | 10003200 | 3A | Overfill Alarm | 2021-07-24 | FALSE | 2021-07-24 | FALSE | Currently in Use | E-0 | 12000 | Fiberglass Double Walled | 2021-07-08 |  | Double-Walled Fiberglass | Pressurized
RaceTrac #2592 | 461 US HWY 29 N | ATHENS | Clarke | 10003200 | 2B | Overfill Alarm | 2021-07-24 | FALSE | 2021-07-24 | FALSE | Currently in Use | Premium | 12000 | Fiberglass Double Walled | 2021-07-08 |  | Double-Walled Fiberglass | Pressurized
RaceTrac #2592 | 461 US HWY 29 N | ATHENS | Clarke | 10003200 | 3B | Overfill Alarm | 2021-07-24 | FALSE | 2021-07-24 | FALSE | Currently in Use | Diesel | 12000 | Fiberglass Double Walled | 2021-07-08 |  | Double-Walled Fiberglass | Pressurized
RaceTrac #2592 | 461 US HWY 29 N | ATHENS | Clarke | 10003200 | 4A | Overfill Alarm | 2021-07-24 | FALSE | 2021-07-24 | FALSE | Currently in Use | Diesel | 14000 | Fiberglass Double Walled | 2021-07-08 |  | Double-Walled Fiberglass | Pressurized
RaceTrac #2592 | 461 US HWY 29 N | ATHENS | Clarke | 10003200 | 2A | Overfill Alarm | 2021-07-24 | FALSE | 2021-07-24 | FALSE | Currently in Use | Diesel | 12000 | Fiberglass Double Walled | 2021-07-08 |  | Double-Walled Fiberglass | Pressurized
QUIKTRIP #1704 | 947 LOGANVILLE HWY | BETHLEHEM | Clarke | 10003576 | 2 | Overfill Alarm | 2025-01-01 | FALSE | 2024-12-01 | FALSE | Currently in Use | E-10 | 15000 | Fiberglass Double Walled | 2024-10-07 |  |  | Pressurized
5 POINTS TEXACO | 301 ATHENS RD | WINTERVILLE | Clarke | 10002856 | 2 |  |  | FALSE |  | FALSE | Removed from Ground | Gas (Historical Use) | 4000 | Bare Steel |  | 2018-09-25 | Steel (Impressed Current)
RaceTrac #2592 | 461 US HWY 29 N | ATHENS | Clarke | 10003200 | 1A | Overfill Alarm | 2021-07-24 | FALSE | 2021-07-24 | FALSE | Currently in Use | Regular | 20000 | Fiberglass Double Walled | 2021-07-08 |  | Double-Walled Fiberglass | Pressurized
ARLINGTON OIL MILLS INC | 100 BROAD STREET | BLUFFTON | Clay | 9030006 | 1 | [5 empty] | Removed from Ground | Gas (Historical Use) | 500 | Not Marked/Unknown | 1994-06-20 | 1994-06-20 | Not Marked
Ponce General Store | 2557 EUFAULA HWY | GEORGETOWN | Clay | 9030009 | 4 | Flapper Valve | 1999-06-28 | FALSE | 1999-06-28 | FALSE | Currently in Use | E-0 | 2000 | Composite | 1998-05-19 |  | Double-Walled Fiberglass | Suction (American)
PATAULA CREEK STORE | 2043 EUFAULA HWY, Paultaula Shores Circle & Eufala Hwy. | FORT GAINES | Clay | 9030010 | 3B | Flapper Valve | 2006-11-20 | FALSE | 2006-11-20 | FALSE | Currently in Use | Premium | 3000 | Composite | 2006-11-20 |  | Fiberglass Reinforced Plastic | Pressurized
GA FC/CLAY CO UNIT | GA HWY 37 | FORT GAINES | Clay | 9030001 | 2 | [5 empty] | Removed from Ground | Gas (Historical Use) | 560 | Bare Steel | 1984-01-01 | 1992-04-28 | Bare Steel
TOMMYS FISH CENTER | GA HWY 39 N | FORT GAINES | Clay | 300015 | 1 | [5 empty] | Removed from Ground | Gas (Historical Use) | 2000 | Bare Steel | 1971-05-12 | 1998-12-01 | Galvanized Steel | Suction (American)
COLEMAN'S | 102 N WASHINGTON ST | FORT GAINES | Clay | 300017 | 2 | Flapper Valve | 1998-12-01 | FALSE | 1998-12-01 | FALSE | Currently in Use | E-0 | 12000 | Steel-Impressed Current | 1998-01-01 |  | Steel (Impressed Current) | Pressurized
PATAULA CREEK STORE | 2043 EUFAULA HWY, Paultaula Shores Circle & Eufala Hwy. | FORT GAINES | Clay | 9030010 | 3A | Flapper Valve | 2006-11-20 | FALSE | 2006-11-20 | FALSE | Currently in Use | E-10 | 9000 | Composite | 2006-11-20 |  | Fiberglass Reinforced Plastic | Pressurized
CLAY CO/PATAULA SHORES PUBLIC US | GA HWY 39 N | FORT GAINES | Clay | 9030005 | 2 | [5 empty] | Removed from Ground | Gas (Historical Use) | 10000 | Bare Steel | 1982-01-01 | 1996-06-05 | Galvanized Steel
WOODS FOOD MART | 203 HARTFORD RD | FORT GAINES | Clay | 300016 | 1 | Flapper Valve | 1996-11-01 | FALSE | 1996-11-01 | FALSE | Currently in Use | E-10 | 10000 | Steel-Impressed Current | 1996-11-21 |  | Steel (Impressed Current) | Pressurized
SUTTONS STOP & SHOP | INT US HWY 27 & GA HWY 37 | COLEMAN | Clay | 9030004 | 2 | [5 empty] | Removed from Ground | Gas (Historical Use) | 8000 | Bare Steel | 1979-01-01 | 2000-01-01 | Galvanized Steel
PATAULA CREEK STORE | 2043 EUFAULA HWY, Paultaula Shores Circle & Eufala Hwy. | FORT GAINES | Clay | 9030010 | 1 | [5 empty] | Removed from Ground | Gas (Historical Use) | 8000 | Marked Unknown | 1972-01-01 | 1998-08-01 | Unknown
Ponce General Store | 2557 EUFAULA HWY | GEORGETOWN | Clay | 9030009 | 2 | [5 empty] | Removed from Ground | Gas (Historical Use) | 500 | Bare Steel | 1998-05-18 | 1998-05-18 | Galvanized Steel | Safe Suction (Euro)
BC BROWN SVC STA INC | 203 NORTH HANCOCK ST | FORT GAINES | Clay | 300001 | 1 | [5 empty] | Removed from Ground | Gas (Historical Use) | 2000 | Bare Steel | 1951-01-01 | 1998-03-20 | Galvanized Steel
CROWN GA-553/ZIPPY MART 522 | JEFFERSON ST & WASHINGTON ST | FORT GAINES | Clay | 300013 | 2 | [5 empty] | Removed from Ground | Gas (Historical Use) | 10000 | Bare Steel | 1975-05-10 | 1991-10-01 | Galvanized Steel
SUTTONS STOP & SHOP | INT US HWY 27 & GA HWY 37 | COLEMAN | Clay | 9030004 | 1 | [5 empty] | Removed from Ground | Gas (Historical Use) | 8000 | Bare Steel | 1979-01-01 | 2000-01-01 | Galvanized Steel
H & K FOODS | 307 EUFAULA RD | FORT GAINES | Clay | 10000638 | 3 | Flapper Valve | 2000-01-10 | FALSE | 2000-01-10 | FALSE | Currently in Use | Plus | 8000 | Steel-Impressed Current |  |  | Steel (Impressed Current) | Safe Suction (Euro)
CLARKS GARAGE | 1456 EAST HARTFORD STREET | FORT GAINES | Clay | 10000675 | 2 |  |  | FALSE |  | FALSE | Removed from Ground | Gas (Historical Use) | 500 | Unknown | 2004-01-21 | 2004-01-21
CROWN GA-553/ZIPPY MART 522 | JEFFERSON ST & WASHINGTON ST | FORT GAINES | Clay | 300013 | 1 | [5 empty] | Removed from Ground | Gas (Historical Use) | 10000 | Bare Steel | 1975-05-10 | 1991-10-01 | Cathodically Protected
CLAY CO/PATAULA SHORES PUBLIC US | GA HWY 39 N | FORT GAINES | Clay | 9030005 | 1 | [5 empty] | Removed from Ground | Gas (Historical Use) | 2000 | Bare Steel | 1982-01-01 | 1996-06-05 | Galvanized Steel
CLAY CO/PATAULA SHORES PUBLIC US | GA HWY 39 N | FORT GAINES | Clay | 9030005 | 4 | [5 empty] | Removed from Ground | Gas (Historical Use) | 10000 | Bare Steel | 1982-01-01 | 1996-06-05 | Galvanized Steel
FORMERLY GRAHAM TIMBER COMPANY | 114 COMMERCE STREET | FORT GAINES | Clay | 9030012 | 2 | [5 empty] | Removed from Ground | Diesel | 1000 | Bare Steel | 1980-01-01 | 1997-02-17 | Bare Steel | Safe Suction (Euro)
GEORGIA GAINT FOODS OF FT GAINES INC | 204 EUFAULA RD | FORT GAINES | Clay | 9030007 | 1RUL | Ball Float | 2006-01-01 | FALSE | 2006-01-01 | FALSE | Currently in Use | E-10 | 8000 | Steel-Impressed Current | 1994-03-01 |  | Fiberglass Reinforced Plastic | Pressurized
CLARKS GARAGE | 1456 EAST HARTFORD STREET | FORT GAINES | Clay | 10000675 | 1 |  |  | FALSE |  | FALSE | Removed from Ground | Gas (Historical Use) | 500 | Unknown | 2004-01-21 | 2004-01-21
CLAYCO & ASSOCIATES | 2744 EDISON HWY | COLEMAN | Clay | 10000550 | 1 | Flapper Valve | 1998-01-01 | FALSE | 1998-01-01 | FALSE | Currently in Use | E-0 | 3000 | Galvanic (STIP-3) | 1986-01-01 |  | Fiberglass Reinforced Plastic | Safe Suction (Euro)
CLAY CO/PATAULA SHORES PUBLIC US | GA HWY 39 N | FORT GAINES | Clay | 9030005 | 3 | [5 empty] | Removed from Ground | Gas (Historical Use) | 4000 | Bare Steel | 1982-01-01 | 1996-06-05 | Galvanized Steel
FORMERLY GRAHAM TIMBER COMPANY | 114 COMMERCE STREET | FORT GAINES | Clay | 9030012 | 1 | [5 empty] | Removed from Ground | Gas (Historical Use) | 500 | Bare Steel | 1980-01-01 | 1997-02-17 | Bare Steel | Safe Suction (Euro)
GEORGIA GAINT FOODS OF FT GAINES INC | 204 EUFAULA RD | FORT GAINES | Clay | 9030007 | 3PLUS | Ball Float | 2006-01-01 | FALSE | 2006-01-01 | FALSE | Currently in Use | E-10 | 4000 | Steel-Impressed Current | 1994-03-01 |  | Fiberglass Reinforced Plastic | Pressurized
COLEMAN'S | 102 N WASHINGTON ST | FORT GAINES | Clay | 300017 | 1 | Flapper Valve | 1998-01-01 | FALSE | 1998-01-01 | FALSE | Currently in Use | Diesel Off Road | 12000 | Steel-Impressed Current | 1986-04-22 |  | Steel (Impressed Current) | Pressurized
GA FC/CLAY CO UNIT | GA HWY 37 | FORT GAINES | Clay | 9030001 | 200198 |  | 1992-04-03 |  | 1992-04-03 |  | Removed from Ground | Gas (Historical Use) | 1000 | Galvanic (STIP-3) | 1992-04-30 | 2003-11-19 | Cathodically Protected | Safe Suction (Euro)
GA FC/CLAY CO UNIT | GA HWY 37 | FORT GAINES | Clay | 9030001 | 1 | [5 empty] | Removed from Ground | Diesel | 560 | Cathodically Protected Steel | 1987-01-01 | 1992-04-28 | Galvanized Steel
GA DOT #10411/CLAY CO MAINT HQ | GA HWY 39 NORTH/ 1/2 MI NORTH CI | FORT GAINES | Clay | 300006 | 411G1 |  | 1990-02-05 |  | 1990-02-05 |  | Removed from Ground | Gas (Historical Use) | 1040 | Cathodically Protected Steel | 1990-02-05 | 2005-03-17 | Cathodically Protected | Suction (American)
Ponce General Store | 2557 EUFAULA HWY | GEORGETOWN | Clay | 9030009 | 3 | Flapper Valve | 1999-06-28 | FALSE | 1999-06-28 | FALSE | Currently in Use | Premium | 1000 | Composite | 1998-05-19 |  | Double-Walled Fiberglass | Suction (American)
BC BROWN SVC STA INC | 203 NORTH HANCOCK ST | FORT GAINES | Clay | 300001 | 2 | [5 empty] | Removed from Ground | Gas (Historical Use) | 2000 | Bare Steel | 1956-01-01 | 1998-03-20 | Galvanized Steel
FT GAINES ICE HOUSE | 205 S HANCOCK ST | FORT GAINES | Clay | 300019 | 2 |  |  | FALSE |  | FALSE | Temporarily out of use |  | 1 | Bare Steel | 1971-05-12 |  | Galvanized Steel
Ponce General Store | 2557 EUFAULA HWY | GEORGETOWN | Clay | 9030009 | 1 | [5 empty] | Removed from Ground | Gas (Historical Use) | 500 | Bare Steel | 1998-05-18 | 1998-05-18 | Galvanized Steel | Safe Suction (Euro)
GEORGE T BAGBY STATE PARKS AND MARINA | 330 BAGBY PKWY HWY 39 | FORT GAINES | Clay | 9030011 | 1 | Flapper Valve | 1999-02-18 | FALSE | 1999-02-18 | FALSE | Currently in Use | E-10 | 6000 | Fiberglass Double Walled | 1999-02-16 |  | Double-Walled Fiberglass | Pressurized
FORMER PATULA POINT STORE | RT 1 | FORT GAINES | Clay | 9030013 | 1 | [5 empty] | Removed from Ground | Gas (Historical Use) | 550 | Bare Steel | 2001-06-04 | 2001-06-04 | Bare Steel
CORPS OF ENG/SHOP COMPOUND/WALTE | GA HWY 39 N | FORT GAINES | Clay | 300007 | 2 | [5 empty] | Removed from Ground | Gas (Historical Use) | 1000 | Bare Steel | 1972-04-25 | 1899-12-31 | Cathodically Protected
GA FC/CLAY CO UNIT | GA HWY 37 | FORT GAINES | Clay | 9030001 | 200195 |  | 1992-04-03 |  | 1992-04-03 |  | Removed from Ground | Diesel | 1000 | Galvanic (STIP-3) | 1992-04-30 | 2003-11-19 | Cathodically Protected | Safe Suction (Euro)
TOMMYS FISH CENTER | GA HWY 39 N | FORT GAINES | Clay | 300015 | 2 | [5 empty] | Removed from Ground | Gas (Historical Use) | 2000 | Bare Steel | 1971-05-12 | 1998-12-01 | Galvanized Steel | Suction (American)
PATAULA CREEK STORE | 2043 EUFAULA HWY, Paultaula Shores Circle & Eufala Hwy. | FORT GAINES | Clay | 9030010 | 2 | [5 empty] | Removed from Ground | Gas (Historical Use) | 8000 | Marked Unknown | 1972-01-01 | 1998-08-01 | Unknown
GA FC/CLAY CO UNIT | GA HWY 37 | FORT GAINES | Clay | 9030001 | 3 | [5 empty] | Removed from Ground | Gas (Historical Use) | 560 | Bare Steel | 1955-01-01 | 1992-04-28 | Galvanized Steel
GEORGIA GAINT FOODS OF FT GAINES INC | 204 EUFAULA RD | FORT GAINES | Clay | 9030007 | 2SUL | Ball Float | 2006-01-01 | FALSE | 2006-01-01 | FALSE | Currently in Use | Premium | 4000 | Steel-Impressed Current | 1994-03-01 |  | Fiberglass Reinforced Plastic | Pressurized
H & K FOODS | 307 EUFAULA RD | FORT GAINES | Clay | 10000638 | 4 | Flapper Valve | 2000-01-10 | FALSE | 2000-01-10 | FALSE | Currently in Use | E-10 | 6000 | Steel-Impressed Current |  |  | Steel (Impressed Current) | Safe Suction (Euro)
H & K FOODS | 307 EUFAULA RD | FORT GAINES | Clay | 10000638 | 1 | Flapper Valve | 2000-01-10 | FALSE | 2000-01-10 | FALSE | Currently in Use | Regular | 8000 | Steel-Impressed Current |  |  | Steel (Impressed Current) | Safe Suction (Euro)
FT GAINES ICE HOUSE | 205 S HANCOCK ST | FORT GAINES | Clay | 300019 | 1 |  |  | FALSE |  | FALSE | Temporarily out of use |  | 6000 | Bare Steel | 1982-05-09 |  | Galvanized Steel
FT GAINES ICE HOUSE | 205 S HANCOCK ST | FORT GAINES | Clay | 300019 | 3 |  |  | FALSE |  | FALSE | Temporarily out of use |  | 1 | Bare Steel | 1971-05-12 |  | Galvanized Steel
WOODS FOOD MART | 203 HARTFORD RD | FORT GAINES | Clay | 300016 | 3 | Flapper Valve | 1996-11-01 | FALSE | 1996-11-01 | FALSE | Currently in Use | Diesel | 5000 | Steel-Impressed Current | 1996-11-21 |  | Steel (Impressed Current) | Pressurized
GEORGIA GIANT FOOD #334 | 204 EUFAULA ROAD | FORT GAINES | Clay | 10001417 | 4B | Ball Float | 2006-01-01 | FALSE | 2006-01-01 | FALSE | Currently in Use | Diesel Off Road | 4000 | Composite | 2006-01-01 |  | Fiberglass Reinforced Plastic | Pressurized
WOODS FOOD MART | 203 HARTFORD RD | FORT GAINES | Clay | 300016 | 2 | Flapper Valve | 1996-11-01 | FALSE | 1996-11-01 | FALSE | Currently in Use | Premium | 10000 | Steel-Impressed Current | 1996-11-21 |  | Steel (Impressed Current) | Pressurized
COLEMAN'S | 102 N WASHINGTON ST | FORT GAINES | Clay | 300017 | 4 | Flapper Valve | 1998-01-01 | FALSE | 1998-01-01 | FALSE | Currently in Use | Diesel | 12000 | Steel-Impressed Current | 1986-04-22 |  | Steel (Impressed Current) | Pressurized
BC BROWN SVC STA INC | 203 NORTH HANCOCK ST | FORT GAINES | Clay | 300001 | 3 | [5 empty] | Removed from Ground | Gas (Historical Use) | 4000 | Bare Steel | 1975-01-01 | 1998-03-20 | Galvanized Steel
GA DOT #10411/CLAY CO MAINT HQ | GA HWY 39 NORTH/ 1/2 MI NORTH CI | FORT GAINES | Clay | 300006 | 10411-1 | [5 empty] | Removed from Ground | Gas (Historical Use) | 550 | Bare Steel | 1971-05-03 | 1989-10-01 | Galvanized Steel
H & K FOODS | 307 EUFAULA RD | FORT GAINES | Clay | 10000638 | 2 | Flapper Valve | 2000-01-10 | FALSE | 2000-01-10 | FALSE | Currently in Use | Premium | 8000 | Steel-Impressed Current |  |  | Steel (Impressed Current) | Safe Suction (Euro)
CORPS OF ENG/SHOP COMPOUND/WALTE | GA HWY 39 N | FORT GAINES | Clay | 300007 | 1 | [5 empty] | Removed from Ground | Diesel | 2000 | Bare Steel | 1972-04-25 | 1899-12-31 | Cathodically Protected
WOODS FOOD MART | 203 HARTFORD RD | FORT GAINES | Clay | 300016 | 4 | [5 empty] | Removed from Ground | Diesel | 700 | Bare Steel | 1986-04-23 | 1996-05-10 | Steel (Impressed Current) | Pressurized
GEORGIA GIANT FOOD #334 | 204 EUFAULA ROAD | FORT GAINES | Clay | 10001417 | 4A | Ball Float | 2006-01-01 | FALSE | 2006-01-01 | FALSE | Currently in Use | Diesel | 8000 | Composite | 2006-01-01 |  | Fiberglass Reinforced Plastic | Pressurized
COLEMAN'S | 102 N WASHINGTON ST | FORT GAINES | Clay | 300017 | 3 | Flapper Valve | 1998-01-01 | FALSE | 1998-01-01 | FALSE | Currently in Use | E-0 | 12000 | Steel-Impressed Current | 1998-01-01 |  | Steel (Impressed Current) | Pressurized
H & K FOODS | 307 EUFAULA RD | FORT GAINES | Clay | 10000638 | 5 | Flapper Valve | 2000-01-10 | FALSE | 2000-01-10 | FALSE | Currently in Use | Diesel | 2000 | Steel-Impressed Current |  |  | Steel (Impressed Current) | Safe Suction (Euro)
CHEVRON 201830 | 2350 LAKE HARBIN RD | MORROW | Clayton | 310143 | 1 | [5 empty] | Removed from Ground | Gas (Historical Use) | 6000 | Bare Steel | 1970-01-03 | 1995-06-19 | Galvanized Steel | Pressurized
SOUTHLAKE CHEVRON | 1152 MT ZION RD | MORROW | Clayton | 310121 | 6 | Ball Float | 1994-08-24 | FALSE | 1994-08-24 | FALSE | Currently in Use | Plus | 10000 |  | 1989-09-20 |  | Fiberglass Reinforced Plastic | Pressurized
FINA STATION #6836 | 1636 LAKE HARBIN RD | MORROW | Clayton | 310189 | 2 | [5 empty] | Permanently Out of Use - historical purposes | Gas (Historical Use) | 5000 | Bare Steel | 1969-04-27 | 1899-12-31 | Galvanized Steel
SOHO GAS AT 3002 LLC | 6309 Jonesboro Rd | MORROW | Clayton | 310205 | 3 |  | 1988-01-01 |  | 1988-01-01 |  | Currently in Use | Diesel | 10000 | Composite Double Walled | 1975-05-05 |  | Double-Walled Fiberglass | Pressurized
QUIKTRIP #814 | 7390 JONESBORO RD | MORROW | Clayton | 10002068 | 2 | Ball Float | 2011-12-01 | FALSE | 2011-12-01 | FALSE | Currently in Use | Premium | 20000 | Fiberglass Double Walled | 2011-10-30 |  | Double-Walled Fiberglass | Pressurized
MORROW AMOCO | 1204 MORROW RD | MORROW | Clayton | 310216 | 5 |  |  | FALSE |  | FALSE | Removed from Ground | Used Oil | 550 | Unknown | 2005-05-06 | 2005-05-06
MORROW AMOCO | 1204 MORROW RD | MORROW | Clayton | 310216 | 4 |  | 1993-09-01 |  | 1993-09-01 |  | Removed from Ground | Gas (Historical Use) | 4000 | Steel-Impressed Current | 1966-05-10 | 2005-05-06 | Cathodically Protected | Pressurized
BUDDY'S INC #22/GATE #215 | 6800 SOUTH MAIN ST | MORROW | Clayton | 310249 | 5 | [5 empty] | Removed from Ground | Diesel | 7000 | Bare Steel | 1968-05-11 | 1993-03-22 | Galvanized Steel
BUDDY'S INC #22/GATE #215 | 6800 SOUTH MAIN ST | MORROW | Clayton | 310249 | 4 | [5 empty] | Removed from Ground | Kerosene | 7000 | Bare Steel | 1968-05-11 | 1993-03-22 | Galvanized Steel
MATLACK INC | 1025 COMMERCE RD | MORROW | Clayton | 310256 | 4 |  |  | TRUE |  | TRUE | Removed from Ground | Used Oil | 2000 | Marked Unknown | 1983-05-04 | 1998-12-18 | Unknown
MATLACK INC | 1025 COMMERCE RD | MORROW | Clayton | 310256 | 5 |  |  | TRUE |  | TRUE | Removed from Ground | Empty | 10000 | Marked Unknown | 1983-05-04 | 1999-03-24 | Unknown
BST/MORROW SOC/F1451 | 1003 FRED DR | MORROW | Clayton | 310261 | 3 |  |  | TRUE |  | TRUE | Removed from Ground | Used Oil | 500 | Bare Steel | 1974-01-01 | 1989-10-15 | Unknown | Gravity Fed
SPARTAN LINCOLN MERCURY INC | 1425 SOUTHLAKE PKWY | MORROW | Clayton | 310065 | 1 |  |  | TRUE |  | TRUE | Removed from Ground | Used Oil | 1000 | Bare Steel | 1984-12-12 | 1999-02-02 | Galvanized Steel
KEEBLER CO | 1135 COMMERCE RD | MORROW | Clayton | 310017 | 1 | [5 empty] | Removed from Ground | Diesel | 10000 | Bare Steel | 1977-05-10 | 1994-02-14 | Galvanized Steel | Suction (American)
RICH'S LICENSED GOODYEAR AUTO SE | 1500 SOUTHLAKE DR | MORROW | Clayton | 310011 | 1 |  |  | TRUE |  | TRUE | Removed from Ground | Used Oil | 550 | Bare Steel | 1971-05-09 | 1997-12-01 | Bare Steel | Gravity Fed
RYDER TRUCK RENTAL INC #0805A | 7180 JONESBORO RD | MORROW | Clayton | 310158 | 6 |  |  | TRUE |  | TRUE | Removed from Ground | Used Oil | 1000 | Composite | 1981-01-01 | 1995-08-23 | Bare Steel | Gravity Fed
ARJANPURA ENTERPRISES INC | 6331 S MAIN ST | MORROW | Clayton | 310113 | 4 | Flapper Valve | 1988-04-01 | FALSE | 1988-04-01 | FALSE | Currently in Use | Diesel | 10000 | Fiberglass Double Walled | 1980-04-12 |  | Double-Walled Fiberglass | Pressurized
ARJANPURA ENTERPRISES INC | 6331 S MAIN ST | MORROW | Clayton | 310113 | 1 | Flapper Valve | 1988-04-01 | FALSE | 1988-04-01 | FALSE | Currently in Use | Regular | 10000 | Fiberglass Double Walled | 1976-01-01 |  | Double-Walled Fiberglass | Pressurized
BUD'S TIRE & SVC/EXXON #4-6438 | 2383 LAKE HARBIN DR | MORROW | Clayton | 310149 | 4 |  |  | TRUE |  | TRUE | Removed from Ground | Used Oil | 500 | Bare Steel | 1968-05-10 | 1997-06-01 | Galvanized Steel | Gravity Fed
BUD'S TIRE & SVC/EXXON #4-6438 | 2383 LAKE HARBIN DR | MORROW | Clayton | 310149 | 5 |  |  | TRUE |  | TRUE | Removed from Ground | Used Oil | 500 | Bare Steel | 1968-05-10 | 1997-06-01 | Galvanized Steel | Gravity Fed
CHEVRON FOOD MART | 6459 S MAIN ST @ I-75 | MORROW | Clayton | 310139 | 2 |  | 1993-09-26 |  | 1993-09-26 |  | Removed from Ground | Gas (Historical Use) | 10000 | Fiberglass | 1980-05-01 | 2012-08-08 | Fiberglass Reinforced Plastic | Pressurized
OLD CLAYTON CO WATER AUTH HQ | 1611 LAKE HARBIN RD | MORROW | Clayton | 310046 | 1 | [5 empty] | Removed from Ground | Gas (Historical Use) | 10000 | Bare Steel | 1964-02-12 | 1994-12-15 | Galvanized Steel | Pressurized
BUD'S TIRE & SVC/EXXON #4-6438 | 2383 LAKE HARBIN DR | MORROW | Clayton | 310149 | 1 | [5 empty] | Removed from Ground | Gas (Historical Use) | 6000 | Bare Steel | 1968-05-10 | 1993-06-15 | Bare Steel | Suction (American)
OLD CLAYTON CO WATER AUTH HQ | 1611 LAKE HARBIN RD | MORROW | Clayton | 310046 | 4 |  |  | TRUE |  | TRUE | Removed from Ground | Used Oil | 500 | Bare Steel | 1964-02-12 | 1994-12-15 | Galvanized Steel | Pressurized
LEWIS WELCH OLDS | 1420 SOUTHLAKE PKWY | MORROW | Clayton | 310181 | 2 | [5 empty] | Removed from Ground | Diesel | 1000 | Bare Steel | 1980-04-30 | 1899-12-31 | Unknown
RICH'S LICENSED GOODYEAR AUTO SE | 1500 SOUTHLAKE DR | MORROW | Clayton | 310011 | 2 | [5 empty] | Removed from Ground | Gas (Historical Use) | 10000 | Bare Steel | 1974-05-10 | 1987-12-01 | Bare Steel
RYDER TRUCK RENTAL INC #0805A | 7180 JONESBORO RD | MORROW | Clayton | 310158 | 5 | [5 empty] | Removed from Ground | Other | 4000 | Composite | 1981-05-07 | 1995-08-23 | Bare Steel | Suction (American)
RYDER TRUCK RENTAL INC #0805A | 7180 JONESBORO RD | MORROW | Clayton | 310158 | 4 | [5 empty] | Removed from Ground | Gas (Historical Use) | 10000 | Composite | 1981-04-01 | 1995-08-23 | Bare Steel | Pressurized
HIGHWAY TRANSPORT INC | 6930 SOUTHLAKE PKWY | MORROW | Clayton | 310199 | 3 | [5 empty] | Removed from Ground | Diesel | 10000 | Not Marked/Unknown | 1992-12-30 | 1992-12-30 | Not Marked
SOUTHLAKE CHEVRON | 1152 MT ZION RD | MORROW | Clayton | 310121 | 8 | Ball Float | 2008-01-01 | FALSE | 2008-01-01 | FALSE | Currently in Use | Diesel | 6000 | Tank Jacket | 2008-01-01 |  | Double-Walled Fiberglass | Pressurized
SOUTHLAKE CHEVRON | 1152 MT ZION RD | MORROW | Clayton | 310121 | 2 | [5 empty] | Removed from Ground | Gas (Historical Use) | 12000 | Bare Steel | 1977-04-25 | 1989-09-20 | Galvanized Steel
FINA STATION #6836 | 1636 LAKE HARBIN RD | MORROW | Clayton | 310189 | 6 |  |  | TRUE |  | TRUE | Permanently Out of Use - historical purposes | Used Oil | 600 |  | 1969-04-27 |  | Galvanized Steel
MATLACK INC | 1025 COMMERCE RD | MORROW | Clayton | 310256 | 1 | [5 empty] | Removed from Ground | Diesel | 20000 | Marked Unknown | 1983-05-04 | 1998-12-18 | Unknown
EXXON STATION #40408 | 6475 SOUTH MAIN ST | MORROW | Clayton | 9000552 | 8 | [5 empty] | Removed from Ground | Gas (Historical Use) | 12000 | Fiberglass | 1990-10-01 | 1993-05-05 | Fiberglass Reinforced Plastic | Pressurized
BUD'S TIRE & SVC/EXXON #4-6438 | 2383 LAKE HARBIN DR | MORROW | Clayton | 310149 | 3 | [5 empty] | Removed from Ground | Gas (Historical Use) | 4000 | Bare Steel | 1968-05-10 | 1993-06-15 | Bare Steel | Suction (American)
BUNYON ENT | 6500 MT ZION BLVD | MORROW | Clayton | 310160 | 1 | [5 empty] | Removed from Ground | Gas (Historical Use) | 550 | Bare Steel |  | 1899-12-31 | Unknown
FIRESTONE STORE #07HN | 1031 MORROW IND BLVD | MORROW | Clayton | 310321 | 1 |  |  | TRUE |  | TRUE | Removed from Ground | Used Oil | 550 | Marked Unknown | 1985-01-01 | 1995-05-04 | Unknown
SHELL FOOD MART | 1585 MT ZION RD | MORROW | Clayton | 9000294 | 1 | Ball Float | 1993-09-28 | FALSE | 1993-09-28 | FALSE | Currently in Use | Premium | 10000 | Fiberglass | 1987-08-01 |  | Fiberglass Reinforced Plastic | Pressurized
BUD'S TIRE & SVC/EXXON #4-6438 | 2383 LAKE HARBIN DR | MORROW | Clayton | 310149 | 2 | [5 empty] | Removed from Ground | Gas (Historical Use) | 6000 | Bare Steel | 1968-05-10 | 1993-06-15 | Bare Steel | Suction (American)
CHEVRON FOOD MART | 6459 S MAIN ST @ I-75 | MORROW | Clayton | 310139 | 4 |  |  | TRUE |  | TRUE | Removed from Ground | Used Oil | 1000 | Fiberglass | 1985-04-30 | 2000-10-10 | Not Marked | Gravity Fed
SOUTHERN BONDED WHSE | 1491 MT ZION RD | MORROW | Clayton | 310185 | 1 | [5 empty] | Removed from Ground | Gas (Historical Use) | 2500 | Bare Steel | 1971-05-04 | 1992-08-19 | Unknown
FINA STATION #6836 | 1636 LAKE HARBIN RD | MORROW | Clayton | 310189 | 5 |  |  | TRUE |  | TRUE | Permanently Out of Use - historical purposes | Used Oil | 600 |  | 1969-04-27 |  | Galvanized Steel
HIGHWAY TRANSPORT INC | 6930 SOUTHLAKE PKWY | MORROW | Clayton | 310199 | 2 |  |  | TRUE |  | TRUE | Removed from Ground | Used Oil | 500 | Bare Steel | 1979-05-07 | 1992-09-20 | Bare Steel
MATLACK INC | 1025 COMMERCE RD | MORROW | Clayton | 310256 | 2 | [5 empty] | Removed from Ground | Diesel | 20000 | Marked Unknown | 1983-05-04 | 1998-12-18 | Unknown
Q LUBE INC #1166 | 7004 GA HWY 54 | MORROW | Clayton | 310308 | 3 |  |  | TRUE |  | TRUE | Removed from Ground | Used Oil | 2000 | Cathodically Protected Steel | 1987-01-01 | 1998-10-01 | Galvanized Steel
TINDALL CONCRETE GA INC | 7370 OTIS CAMP ROAD | MORROW | Clayton | 310318 | 2 | [5 empty] | Permanently Out of Use - historical purposes | Diesel | 1000 | Bare Steel | 1962-05-14 | 1899-12-31 | Galvanized Steel
RICH'S LICENSED GOODYEAR AUTO SE | 1500 SOUTHLAKE DR | MORROW | Clayton | 310011 | 3 | [5 empty] | Removed from Ground | Gas (Historical Use) | 10000 | Bare Steel | 1974-05-10 | 1987-12-01 | Bare Steel
RYDER TRUCK RENTAL INC #0805A | 7180 JONESBORO RD | MORROW | Clayton | 310158 | 3 | [5 empty] | Removed from Ground | Diesel | 15000 | Composite | 1981-04-01 | 1995-08-23 | Not Marked
SOHO GAS AT 3002 LLC | 6309 Jonesboro Rd | MORROW | Clayton | 310205 | 1 |  | 1988-01-01 |  | 1988-01-01 |  | Currently in Use | Gas (Historical Use) | 12000 | Composite Double Walled | 1975-05-05 |  | Double-Walled Fiberglass | Pressurized
CHEVRON 201830 | 2350 LAKE HARBIN RD | MORROW | Clayton | 310143 | 2 | [5 empty] | Removed from Ground | Gas (Historical Use) | 8000 | Bare Steel | 1968-01-03 | 1995-06-19 | Galvanized Steel | Pressurized
SOUTHLAKE CHEVRON | 1152 MT ZION RD | MORROW | Clayton | 310121 | 3 | [5 empty] | Removed from Ground | Gas (Historical Use) | 12000 | Bare Steel | 1977-04-25 | 1989-09-20 | Galvanized Steel
FINA STATION #6836 | 1636 LAKE HARBIN RD | MORROW | Clayton | 310189 | 1 | [5 empty] | Permanently Out of Use - historical purposes | Gas (Historical Use) | 5000 | Bare Steel | 1969-04-27 | 1899-12-31 | Galvanized Steel
FINA STATION #6836 | 1636 LAKE HARBIN RD | MORROW | Clayton | 310189 | 7 |  |  | TRUE |  | TRUE | Permanently Out of Use - historical purposes | Used Oil | 550 | Bare Steel |  | 1899-12-31 | Galvanized Steel
FINA STATION #6836 | 1636 LAKE HARBIN RD | MORROW | Clayton | 310189 | 4 | [5 empty] | Permanently Out of Use - historical purposes | Gas (Historical Use) | 5000 | Bare Steel | 1969-04-27 | 1899-12-31 | Galvanized Steel
MORROW AMOCO | 1204 MORROW RD | MORROW | Clayton | 310216 | 3 |  | 1993-09-01 |  | 1993-09-01 |  | Removed from Ground | Gas (Historical Use) | 4000 | Steel-Impressed Current | 1966-05-10 | 2005-05-06 | Cathodically Protected | Pressurized
TERRY CULLEN CHEVROLET-GEO | 1384 SOUTHLAKE PKWY | MORROW | Clayton | 310024 | 2 |  |  | TRUE |  | TRUE | Removed from Ground | Used Oil | 500 | Bare Steel | 1982-05-06 | 1998-12-15 | Galvanized Steel
OLD CLAYTON CO WATER AUTH HQ | 1611 LAKE HARBIN RD | MORROW | Clayton | 310046 | 3 | [5 empty] | Removed from Ground | Diesel | 2000 | Bare Steel | 1964-02-12 | 1994-12-15 | Galvanized Steel | Pressurized
ARJANPURA ENTERPRISES INC | 6331 S MAIN ST | MORROW | Clayton | 310113 | 2 | Flapper Valve | 1988-04-01 | FALSE | 1988-04-01 | FALSE | Currently in Use | Regular | 10000 | Fiberglass Double Walled | 1980-04-12 |  | Double-Walled Fiberglass | Pressurized
SOUTHERN BONDED WHSE | 1491 MT ZION RD | MORROW | Clayton | 310185 | 4 |  |  | FALSE |  | FALSE | Removed from Ground | Gas (Historical Use) | 2500 | Unknown | 1992-08-19 | 1992-08-19 | Unknown
EXXON STATION #40408 | 6475 SOUTH MAIN ST | MORROW | Clayton | 9000552 | 4 | [5 empty] | Removed from Ground | Gas (Historical Use) | 6000 | Bare Steel | 1970-05-12 | 1990-10-01 | Galvanized Steel
EXXON STATION #40408 | 6475 SOUTH MAIN ST | MORROW | Clayton | 9000552 | 5 | [5 empty] | Removed from Ground | Gas (Historical Use) | 1000 | Bare Steel | 1970-05-12 | 1990-10-01 | Cathodically Protected
EXXON STATION #40408 | 6475 SOUTH MAIN ST | MORROW | Clayton | 9000552 | 7 | [5 empty] | Removed from Ground | Gas (Historical Use) | 12000 | Fiberglass | 1990-10-01 | 1993-05-05 | Fiberglass Reinforced Plastic | Pressurized
MURPHY USA #6960 | 6025 JONESBORO RD | MORROW | Clayton | 10000411 | 1 | Flapper Valve | 2003-07-31 | FALSE | 2003-07-31 | FALSE | Currently in Use | Regular | 20000 | Fiberglass Double Walled | 2003-07-09 |  | Double-Walled Flex | Pressurized
Gas Express #119 | 2058 MT ZION RD | MORROW | Clayton | 9031036 | 1 | Flapper Valve | 1998-03-01 | FALSE | 1998-03-01 | FALSE | Currently in Use | Regular | 12000 | Fiberglass | 1989-01-01 |  | Fiberglass Reinforced Plastic | Pressurized
Mountain Express #278 | 6720 MT ZION BLVD | MORROW | Clayton | 9031058 | 2 | [5 empty] | Removed from Ground | Gas (Historical Use) | 0 | Bare Steel | 1990-07-01 | 1990-07-01 | Bare Steel | Pressurized
OLD CLAYTON CO WATER AUTH HQ | 1611 LAKE HARBIN RD | MORROW | Clayton | 310046 | 2 | [5 empty] | Removed from Ground | Gas (Historical Use) | 10000 | Bare Steel | 1980-02-08 | 1994-12-15 | Galvanized Steel | Pressurized
CHEVRON 201830 | 2350 LAKE HARBIN RD | MORROW | Clayton | 310143 | 5 |  |  | TRUE |  | TRUE | Currently in Use | Used Oil | 500 | Not Marked/Unknown |  |  | Not Marked
EXXON STATION #40408 | 6475 SOUTH MAIN ST | MORROW | Clayton | 9000552 | 2 | [5 empty] | Removed from Ground | Gas (Historical Use) | 6000 | Bare Steel | 1970-05-12 | 1990-10-01 | Cathodically Protected
LANIER EXPRESS INC | 6838 NOLAN RD | MORROW | Clayton | 310253 | 1 | [5 empty] | Removed from Ground | Diesel | 10000 | Marked Unknown | 1976-05-09 | 1988-08-01 | Galvanized Steel
BARANCO ACURA | 7060 JONESBORO RD | MORROW | Clayton | 310300 | 2 |  |  | TRUE |  | TRUE | Removed from Ground | Used Oil | 550 | Composite | 1985-06-02 | 1993-07-01 | Galvanized Steel | Gravity Fed
BP | 6937 JONESBORO RD | MORROW | Clayton | 9031084 | 1 | Flapper Valve | 1992-01-01 | FALSE | 1992-01-01 | FALSE | Currently in Use | Regular | 12000 | Composite Double Walled | 1992-01-01 |  | Fiberglass Reinforced Plastic | Pressurized
WINN EXPRESS CO INC | 1780 NOLAN CT | MORROW | Clayton | 310083 | 2 | [5 empty] | Removed from Ground | Diesel | 10000 | Bare Steel | 1979-03-23 | 1993-05-05 | Galvanized Steel
ARJANPURA ENTERPRISES INC | 6331 S MAIN ST | MORROW | Clayton | 310113 | 3 | Flapper Valve | 1988-04-01 | FALSE | 1988-04-01 | FALSE | Currently in Use | Premium | 10000 | Fiberglass Double Walled | 1980-04-12 |  | Double-Walled Fiberglass | Pressurized
CHEVRON FOOD MART | 6459 S MAIN ST @ I-75 | MORROW | Clayton | 310139 | 1 |  | 1993-09-26 |  | 1993-09-26 |  | Removed from Ground | Gas (Historical Use) | 10000 | Fiberglass | 1980-05-01 | 2012-08-08 | Fiberglass Reinforced Plastic | Pressurized
LEWIS WELCH OLDS | 1420 SOUTHLAKE PKWY | MORROW | Clayton | 310181 | 1 | [5 empty] | Removed from Ground | Diesel | 1000 | Bare Steel | 1980-04-30 | 1899-12-31 | Unknown
SHELL FOOD MART | 1585 MT ZION RD | MORROW | Clayton | 9000294 | 2 | Ball Float | 1993-09-28 | FALSE | 1993-09-28 | FALSE | Currently in Use | Regular | 10000 | Fiberglass | 1987-08-01 |  | Fiberglass Reinforced Plastic | Pressurized
JASPER ENGINES AND TRANSMISSIONS | 1854 MOUNT ZION RD | MORROW | Clayton | 10000752 | 1 |  |  | FALSE |  | FALSE | Removed from Ground | Used Oil | 1000 | Bare Steel | 2004-05-18 | 2004-05-18
Mountain Express #278 | 6720 MT ZION BLVD | MORROW | Clayton | 9031058 | 8 | Ball Float | 1990-08-01 | FALSE | 1990-08-01 | FALSE | Currently in Use | Diesel | 10000 | Fiberglass Double Walled | 1990-08-01 |  | Fiberglass Reinforced Plastic | Pressurized
Mountain Express #278 | 6720 MT ZION BLVD | MORROW | Clayton | 9031058 | 6 | Ball Float | 1990-08-01 | FALSE | 1990-08-01 | FALSE | Currently in Use | Regular | 10000 | Fiberglass Double Walled | 1990-08-01 |  | Fiberglass Reinforced Plastic | Pressurized
FORMER CIRCLE K #8801 | 6053 NORTH MAIN ST/JONESBORO RD | MORROW | Clayton | 9031096 | 2 | [5 empty] | Removed from Ground | Gas (Historical Use) | 10000 | Fiberglass | 1987-03-01 | 1994-08-29 | Fiberglass Reinforced Plastic | Pressurized
SOUTHERN BONDED WHSE | 1491 MT ZION RD | MORROW | Clayton | 310185 | 5 |  |  | FALSE |  | FALSE | Removed from Ground | Gas (Historical Use) | 5000 | Unknown | 1992-08-19 | 1992-08-19 | Unknown
CLAYTON JUNIOR COLLEGE | 5900 NORTH LEE ST | MORROW | Clayton | 310203 | 1 | [5 empty] | Removed from Ground | Gas (Historical Use) | 1000 | Bare Steel | 1982-05-03 | 2008-08-07 | Unknown
MORROW AMOCO | 1204 MORROW RD | MORROW | Clayton | 310216 | 2 |  | 1993-09-01 |  | 1993-09-01 |  | Removed from Ground | Gas (Historical Use) | 4000 | Steel-Impressed Current | 1966-05-10 | 2005-05-06 | Cathodically Protected | Pressurized
BUDDY'S INC #22/GATE #215 | 6800 SOUTH MAIN ST | MORROW | Clayton | 310249 | 2 | [5 empty] | Removed from Ground | Gas (Historical Use) | 8000 | Bare Steel | 1968-05-11 | 1993-03-22 | Galvanized Steel
IOS - Citizens Parkway - KLLM INC | 1010 and 1025 CITIZENS PARKWAY | MORROW | Clayton | 9000574 | 2 | Flapper Valve | 1998-12-22 | FALSE | 1998-12-22 | FALSE | Removed from Ground | Diesel | 12000 | Steel-Impressed Current | 1989-02-16 |  | Double-Walled Fiberglass | Pressurized
Lake Food Mart | 2240 FOREST PKWY | MORROW | Clayton | 10001160 | 1 | Ball Float | 2004-12-01 | FALSE | 2004-12-01 | FALSE | Currently in Use | Regular | 12000 | Epoxy | 2015-09-18 |  | Fiberglass Reinforced Plastic | Pressurized
WILLETT HONDA/COURTESY HONDA | 1500 MT ZION RD | MORROW | Clayton | 9031032 | 2 |  |  | TRUE |  | TRUE | Removed from Ground | Used Oil | 1000 | Bare Steel | 1982-01-01 | 1994-10-20 | Galvanized Steel
CITY OF MORROW | 1500 MORROW RD | MORROW | Clayton | 9031154 | 1 | Flapper Valve | 1990-03-10 | FALSE | 1990-03-10 | FALSE | Currently in Use | Diesel | 4000 | Galvanic (STIP-3) | 1990-03-10 |  | Fiberglass Reinforced Plastic | Pressurized
RYDER TRUCK RENTAL INC #0805A | 7180 JONESBORO RD | MORROW | Clayton | 310158 | 1 | [5 empty] | Removed from Ground | Diesel | 15000 | Composite | 1981-04-01 | 1995-08-23 | Bare Steel | Pressurized
RYDER TRUCK RENTAL INC #0805A | 7180 JONESBORO RD | MORROW | Clayton | 310158 | 7 |  | 1995-09-01 |  | 1995-09-01 |  | Currently in Use | Diesel | 20000 | Double Walled | 1995-01-01 |  | Fiberglass Reinforced Plastic | Pressurized
SOUTHERN BONDED WHSE | 1491 MT ZION RD | MORROW | Clayton | 310185 | 2 | [5 empty] | Removed from Ground | Gas (Historical Use) | 5000 | Cathodically Protected Steel | 1971-05-04 | 1992-08-19 | Galvanized Steel
TINDALL CONCRETE GA INC | 7370 OTIS CAMP ROAD | MORROW | Clayton | 310318 | 4 |  | 1991-01-04 |  | 1991-01-04 |  | Removed from Ground | Diesel | 8000 | Composite | 1991-01-01 | 2009-02-01 | Fiberglass Reinforced Plastic
SHELL FOOD MART | 1585 MT ZION RD | MORROW | Clayton | 9000294 | 3 | Ball Float | 1993-09-28 | FALSE | 1993-09-28 | FALSE | Currently in Use | Plus | 10000 | Fiberglass | 1987-08-01 |  | Fiberglass Reinforced Plastic | Pressurized
W T THOMPSON/SOUTHLAKE CARWASH | 6163 JONESBORO RD | MORROW | Clayton | 9031055 | 3 | [5 empty] | Removed from Ground | Gas (Historical Use) | 2000 | Bare Steel | 1970-01-01 | 1987-01-01 | Galvanized Steel
Mountain Express #278 | 6720 MT ZION BLVD | MORROW | Clayton | 9031058 | 1 | [5 empty] | Removed from Ground | Gas (Historical Use) | 0 | Bare Steel | 1990-07-01 | 1990-07-01 | Bare Steel | Pressurized
SOUTHLAKE BRAKE & TIRE | 5946 JONESBORO RD | MORROW | Clayton | 9031199 | 1 | [5 empty] | Removed from Ground | Gas (Historical Use) | 10000 | Not Marked/Unknown | 1997-12-18 | 1997-12-18 | Not Marked
CHEVRON 201830 | 2350 LAKE HARBIN RD | MORROW | Clayton | 310143 | 4 |  |  | TRUE |  | TRUE | Currently in Use | Used Oil | 500 | Not Marked/Unknown |  |  | Not Marked
SOUTHLAKE CHEVRON | 1152 MT ZION RD | MORROW | Clayton | 310121 | 1 | [5 empty] | Removed from Ground | Gas (Historical Use) | 12000 | Bare Steel | 1977-04-25 | 1989-09-20 | Galvanized Steel
SOUTHERN BONDED WHSE | 1491 MT ZION RD | MORROW | Clayton | 310185 | 3 |  |  | FALSE |  | FALSE | Removed from Ground | Diesel | 10000 | Unknown | 1988-08-02 | 1988-08-02
MORROW AMOCO | 1204 MORROW RD | MORROW | Clayton | 310216 | 1 |  | 1993-09-01 |  | 1993-09-01 |  | Removed from Ground | Gas (Historical Use) | 8000 | Steel-Impressed Current | 1975-05-08 | 2005-05-06 | Cathodically Protected | Pressurized
BUDDY'S INC #22/GATE #215 | 6800 SOUTH MAIN ST | MORROW | Clayton | 310249 | 1 | [5 empty] | Removed from Ground | Gas (Historical Use) | 8000 | Bare Steel | 1968-05-11 | 1993-03-22 | Galvanized Steel
IOS - Citizens Parkway - KLLM INC | 1010 and 1025 CITIZENS PARKWAY | MORROW | Clayton | 9000574 | 3 | Flapper Valve | 1998-12-22 | FALSE | 1998-12-22 | FALSE | Removed from Ground | Diesel | 12000 | Steel-Impressed Current | 1989-02-16 |  | Steel (Impressed Current) | Pressurized
BUDDY'S INC #22/GATE #215 | 6800 SOUTH MAIN ST | MORROW | Clayton | 310249 | 3 | [5 empty] | Removed from Ground | Gas (Historical Use) | 8000 | Bare Steel | 1968-05-11 | 1993-03-22 | Galvanized Steel
BST/MORROW SOC/F1451 | 1003 FRED DR | MORROW | Clayton | 310261 | 1 | [5 empty] | Removed from Ground | Gas (Historical Use) | 12000 | Cathodically Protected Steel | 1981-08-05 | 1993-08-10 | Fiberglass Reinforced Plastic | Pressurized
EXXON STATION #40408 | 6475 SOUTH MAIN ST | MORROW | Clayton | 9000552 | 3 | [5 empty] | Removed from Ground | Gas (Historical Use) | 6000 | Bare Steel | 1970-05-12 | 1990-10-01 | Galvanized Steel
MARATHON FOOD MART | 2390 LAKE HARBIN RD | MORROW | Clayton | 9031037 | 2 | Flapper Valve | 1998-10-15 | FALSE | 1998-10-15 | FALSE | Currently in Use | Regular | 10000 | Galvanic (STIP-3) | 1988-01-01 |  | Fiberglass Reinforced Plastic | Pressurized
TEXACO/JIFFY MART #100430 | 6655 JONESBORO RD | MORROW | Clayton | 9031099 | 1 |  | 1994-01-01 |  | 1991-01-01 |  | Removed from Ground | Gas (Historical Use) | 10000 | Fiberglass | 1983-04-30 | 2007-05-01 | Fiberglass Reinforced Plastic | Pressurized
COSTCO FUEL FACILITY (LOC.579) | 1700 MOUNT ZION RD | MORROW | Clayton | 9031221 | 2 | Flapper Valve | 1999-06-01 | FALSE | 1999-06-01 | FALSE | Currently in Use | Gas (Historical Use) | 20000 | Fiberglass Double Walled | 1999-06-01 |  | Fiberglass Reinforced Plastic | Pressurized
HENNESSY MAZDA BUICK GMC | 7261 JONESBORO RD | MORROW | Clayton | 10002144 | 2 | Ball Float | 2012-09-01 | FALSE | 2012-09-01 | FALSE | Currently in Use | Diesel | 5000 | Tank Jacket | 2012-09-01 |  | Double-Walled Fiberglass | Pressurized
TERRY CULLEN CHEVROLET-GEO | 1384 SOUTHLAKE PKWY | MORROW | Clayton | 310024 | 1 |  |  | TRUE |  | TRUE | Removed from Ground | Used Oil | 500 | Bare Steel | 1982-05-06 | 1998-12-15 | Galvanized Steel
BARANCO ACURA | 7060 JONESBORO RD | MORROW | Clayton | 310300 | 1 | [5 empty] | Removed from Ground | Other | 550 | Composite | 1985-06-02 | 1993-07-01 | Galvanized Steel | Suction (American)
TINDALL CONCRETE GA INC | 7370 OTIS CAMP ROAD | MORROW | Clayton | 310318 | 3 |  | 1991-01-04 |  | 1991-01-04 |  | Removed from Ground | Gas (Historical Use) | 1000 | Composite | 1991-01-01 | 2009-02-01 | Fiberglass Reinforced Plastic
Gas Express #100 | 6629 S MAIN ST | MORROW | Clayton | 9031003 | 1 | Ball Float | 1988-01-01 | FALSE | 1988-01-01 | FALSE | Currently in Use | Regular | 12000 | Fiberglass | 1988-01-01 |  | Fiberglass Reinforced Plastic | Pressurized
J C PENNEY CO INC #1600 | 1150 OR 1160 MORROW IND BLVD | MORROW | Clayton | 9031028 | 2 | [5 empty] | Removed from Ground | Diesel | 125 | Unknown | 1992-11-09 | 2010-07-12 | Bare Steel
W T THOMPSON/SOUTHLAKE CARWASH | 6163 JONESBORO RD | MORROW | Clayton | 9031055 | 1 | [5 empty] | Removed from Ground | Gas (Historical Use) | 6000 | Bare Steel | 1970-01-01 | 1987-01-01 | Galvanized Steel
CHEVRON FOOD MART | 6629 MT ZION BLVD | MORROW | Clayton | 9031187 | 3 | Overfill Alarm | 1996-06-01 | FALSE | 1996-06-01 | FALSE | Temporarily out of use | Diesel | 4000 | Fiberglass | 1996-06-01 |  | Double-Walled Fiberglass | Pressurized
Gas Express #100 | 6629 S MAIN ST | MORROW | Clayton | 9031003 | 2 | Ball Float | 1988-01-01 | FALSE | 1988-01-01 | FALSE | Currently in Use | Premium | 10000 | Fiberglass | 1988-01-01 |  | Fiberglass Reinforced Plastic | Pressurized
J C PENNEY CO INC #1600 | 1150 OR 1160 MORROW IND BLVD | MORROW | Clayton | 9031028 | 1 | [5 empty] | Removed from Ground | Diesel | 550 | Bare Steel | 1976-01-01 | 2010-07-12 | Unknown
ECCO INC | 6985 JONESBORO RD | MORROW | Clayton | 31088 | 1 | [5 empty] | Removed from Ground | Gas (Historical Use) | 2000 | Bare Steel | 1971-04-18 | 1991-07-01 | Galvanized Steel
IOS - Citizens Parkway - KLLM INC | 1010 and 1025 CITIZENS PARKWAY | MORROW | Clayton | 9000574 | 1 | Flapper Valve | 1998-12-22 | FALSE | 1998-12-22 | FALSE | Removed from Ground | New Oil | 12000 | Steel-Impressed Current | 1989-02-16 |  | Steel (Impressed Current) | Safe Suction (Euro)
IOS - Citizens Parkway - KLLM INC | 1010 and 1025 CITIZENS PARKWAY | MORROW | Clayton | 9000574 | 4 | Flapper Valve | 1998-12-22 | FALSE | 1998-12-22 | FALSE | Removed from Ground | Used Oil | 2000 | Steel-Impressed Current | 1989-02-16 |  | Steel (Impressed Current) | Gravity
SEARS #1565 | 1300 SOUTHLAKE MALL | MORROW | Clayton | 9031030 | 1 |  |  | TRUE |  | TRUE | Removed from Ground | Used Oil | 560 | Bare Steel | 1976-01-01 | 1993-11-22 | Galvanized Steel
Gas Express #119 | 2058 MT ZION RD | MORROW | Clayton | 9031036 | 3 | Flapper Valve | 1998-03-01 | FALSE | 1998-03-01 | FALSE | Currently in Use | Diesel | 10000 | Fiberglass | 1989-01-01 |  | Fiberglass Reinforced Plastic | Pressurized
Mountain Express #278 | 6720 MT ZION BLVD | MORROW | Clayton | 9031058 | 4 | [5 empty] | Removed from Ground | Diesel | 0 | Bare Steel | 1990-07-01 | 1990-07-01 | Bare Steel | Pressurized
Mountain Express #278 | 6720 MT ZION BLVD | MORROW | Clayton | 9031058 | 5 | Ball Float | 1990-08-01 | FALSE | 1990-08-01 | FALSE | Currently in Use | Premium | 10000 | Fiberglass Double Walled | 1990-08-01 |  | Fiberglass Reinforced Plastic | Pressurized
W T THOMPSON/SOUTHLAKE CARWASH | 6163 JONESBORO RD | MORROW | Clayton | 9031055 | 2 | [5 empty] | Removed from Ground | Gas (Historical Use) | 6000 | Bare Steel | 1970-01-01 | 1987-01-01 | Galvanized Steel
CCWA ADMIN COMPLEX | 7340 SOUTHLAKE PKWY | MORROW | Clayton | 9031142 | 2 | Flapper Valve | 1994-09-06 | FALSE | 1994-09-06 | FALSE | Currently in Use | Diesel | 10152 | Composite | 1994-09-06 |  | Fiberglass Reinforced Plastic | Pressurized
COSTCO FUEL FACILITY (LOC.579) | 1700 MOUNT ZION RD | MORROW | Clayton | 9031221 | 4 | Flapper Valve | 2011-10-04 | FALSE | 2011-10-04 | FALSE | Currently in Use | Ultrazol(Fuel Additive) | 1500 | Fiberglass Double Walled | 2011-09-21 |  | Fiberglass Reinforced Plastic | Pressurized
Mountain Express #278 | 6720 MT ZION BLVD | MORROW | Clayton | 9031058 | 7 | Ball Float | 1990-08-01 | FALSE | 1990-08-01 | FALSE | Currently in Use | Regular | 10000 | Fiberglass Double Walled | 1990-08-01 |  | Fiberglass Reinforced Plastic | Pressurized
CHEVRON FOOD MART | 6629 MT ZION BLVD | MORROW | Clayton | 9031187 | 2 | Ball Float | 1996-06-01 | FALSE | 1996-06-01 | FALSE | Currently in Use | Regular | 10000 | Fiberglass | 1996-06-01 |  | Double-Walled Fiberglass | Pressurized
MACYS AT SOUTHLAKE MALL | 1500 SOUTHLAKE PKWY | MORROW | Clayton | 10001980 | 1 |  | 1976-01-01 | FALSE | 1976-01-01 | FALSE | Removed from Ground | Gas (Historical Use) | 150 | Bare Steel | 1976-01-01 | 2011-10-13 | Bare Steel
QUIKTRIP #814 | 7390 JONESBORO RD | MORROW | Clayton | 10002068 | 4 |  | 2011-12-01 | FALSE | 2011-12-01 | FALSE | Currently in Use | Diesel | 12000 | Fiberglass Double Walled | 2011-10-30 |  | Fiberglass Reinforced Plastic | Pressurized
TERRY CULLEN CHEVROLET-GEO | 1384 SOUTHLAKE PKWY | MORROW | Clayton | 310024 | 3 | [5 empty] | Removed from Ground | Gas (Historical Use) | 500 | Bare Steel | 1982-05-06 | 1998-12-15 | Galvanized Steel
WINN EXPRESS CO INC | 1780 NOLAN CT | MORROW | Clayton | 310083 | 1 | [5 empty] | Removed from Ground | Diesel | 10000 | Bare Steel | 1979-03-23 | 1993-05-05 | Galvanized Steel
SOUTHLAKE CHEVRON | 1152 MT ZION RD | MORROW | Clayton | 310121 | 4 | [5 empty] | Removed from Ground | Gas (Historical Use) | 12000 | Bare Steel | 1977-04-25 | 1989-09-20 | Galvanized Steel
SOUTHLAKE CHEVRON | 1152 MT ZION RD | MORROW | Clayton | 310121 | 5 | Ball Float | 1994-08-24 | FALSE | 1994-08-24 | FALSE | Currently in Use | Premium | 10000 |  | 1989-09-20 |  | Fiberglass Reinforced Plastic | Pressurized
SOUTHLAKE CHEVRON | 1152 MT ZION RD | MORROW | Clayton | 310121 | 7 | Ball Float | 1994-08-24 | FALSE | 1994-08-24 | FALSE | Currently in Use | Regular | 10000 |  | 1989-09-20 |  | Fiberglass Reinforced Plastic | Pressurized
CHEVRON FOOD MART | 6459 S MAIN ST @ I-75 | MORROW | Clayton | 310139 | 3 |  | 1993-09-26 |  | 1993-09-26 |  | Removed from Ground | Gas (Historical Use) | 10000 | Fiberglass | 1980-05-01 | 2012-08-08 | Fiberglass Reinforced Plastic | Pressurized
FINA STATION #6836 | 1636 LAKE HARBIN RD | MORROW | Clayton | 310189 | 3 | [5 empty] | Permanently Out of Use - historical purposes | Gas (Historical Use) | 5000 | Bare Steel | 1969-04-27 | 1899-12-31 | Galvanized Steel
HIGHWAY TRANSPORT INC | 6930 SOUTHLAKE PKWY | MORROW | Clayton | 310199 | 1 | [5 empty] | Removed from Ground | Diesel | 1000 | Bare Steel | 1979-05-07 | 1992-12-20 | Bare Steel
MATLACK INC | 1025 COMMERCE RD | MORROW | Clayton | 310256 | 3 | [5 empty] | Removed from Ground | Other | 6000 | Marked Unknown | 1983-05-04 | 1998-12-18 | Unknown
RICH'S LICENSED GOODYEAR AUTO SE | 1500 SOUTHLAKE DR | MORROW | Clayton | 310011 | 5 | [5 empty] | Removed from Ground | Gas (Historical Use) | 10000 | Bare Steel | 1974-05-10 | 1987-12-01 | Galvanized Steel
RICH'S LICENSED GOODYEAR AUTO SE | 1500 SOUTHLAKE DR | MORROW | Clayton | 310011 | 4 | [5 empty] | Currently in Use | Gas (Historical Use) | 110 | Bare Steel | 1974-05-10 |  | Bare Steel
RYDER TRUCK RENTAL INC #0805A | 7180 JONESBORO RD | MORROW | Clayton | 310158 | 2 | [5 empty] | Removed from Ground | Diesel | 15000 | Composite | 1981-04-01 | 1995-08-23 | Not Marked
LEWIS WELCH OLDS | 1420 SOUTHLAKE PKWY | MORROW | Clayton | 310181 | 3 |  |  | TRUE |  | TRUE | Removed from Ground | Used Oil | 1000 | Bare Steel | 1980-04-30 | 1899-12-31 | Unknown
SOHO GAS AT 3002 LLC | 6309 Jonesboro Rd | MORROW | Clayton | 310205 | 2 |  | 1988-01-01 |  | 1988-01-01 |  | Currently in Use | Gas (Historical Use) | 10000 | Composite Double Walled | 1975-05-05 |  | Double-Walled Fiberglass | Pressurized
BST/MORROW SOC/F1451 | 1003 FRED DR | MORROW | Clayton | 310261 | 2 | [5 empty] | Removed from Ground | Gas (Historical Use) | 3000 | Bare Steel | 1974-01-01 | 1989-10-15 | Unknown | Pressurized
Gas Express #100 | 6629 S MAIN ST | MORROW | Clayton | 9031003 | 3 | Ball Float | 1988-01-01 | FALSE | 1988-01-01 | FALSE | Currently in Use | Diesel | 10000 | Fiberglass | 1988-01-01 |  | Fiberglass Reinforced Plastic | Pressurized
BP | 6937 JONESBORO RD | MORROW | Clayton | 9031084 | 2 | Flapper Valve | 1992-01-01 | FALSE | 1992-01-01 | FALSE | Currently in Use | Premium | 12000 | Composite Double Walled | 1992-01-01 |  | Fiberglass Reinforced Plastic | Pressurized
BellSouth - Jonesboro Rd - F1420 | 6203 JONESBORO RD | MORROW | Clayton | 310262 | 2 | Overfill Alarm | 1997-12-09 | FALSE | 1997-12-09 | FALSE | Currently in Use | Diesel | 6000 | Fiberglass Double Walled | 1997-12-09 |  | Copper | Suction (American)
Q LUBE INC #1166 | 7004 GA HWY 54 | MORROW | Clayton | 310308 | 1 | [5 empty] | Removed from Ground | Other | 5000 | Cathodically Protected Steel | 1987-01-01 | 1998-10-01 | Galvanized Steel | Suction (American)
Lake Food Mart | 2240 FOREST PKWY | MORROW | Clayton | 10001160 | 2 | Ball Float | 2004-12-01 | FALSE | 2004-12-01 | FALSE | Currently in Use | Premium | 8000 | Epoxy | 2015-09-18 |  | Fiberglass Reinforced Plastic | Pressurized
MURPHY USA #6960 | 6025 JONESBORO RD | MORROW | Clayton | 10000411 | 3 | Flapper Valve | 2003-07-31 | FALSE | 2003-07-31 | FALSE | Currently in Use | Premium | 8000 | Fiberglass Double Walled | 2003-07-09 |  | Double-Walled Flex | Pressurized
WILLETT HONDA/COURTESY HONDA | 1500 MT ZION RD | MORROW | Clayton | 9031032 | 1 | [5 empty] | Removed from Ground | Other | 1000 | Bare Steel | 1982-01-01 | 1994-10-20 | Unknown
MARATHON FOOD MART | 2390 LAKE HARBIN RD | MORROW | Clayton | 9031037 | 1 | Flapper Valve | 1998-10-15 | FALSE | 1998-10-15 | FALSE | Currently in Use | Regular | 10000 | Galvanic (STIP-3) | 1988-01-01 |  | Fiberglass Reinforced Plastic | Pressurized
BP | 6937 JONESBORO RD | MORROW | Clayton | 9031084 | 3 | Ball Float | 1992-01-01 | FALSE | 1992-01-01 | FALSE | Currently in Use | Diesel | 12000 | Composite Double Walled | 1992-01-01 |  | Double-Walled Fiberglass | Pressurized
CCWA ADMIN COMPLEX | 7340 SOUTHLAKE PKWY | MORROW | Clayton | 9031142 | 1 | Flapper Valve | 1994-09-06 | FALSE | 1994-09-06 | FALSE | Currently in Use | Gas (Historical Use) | 10152 | Composite | 1994-09-06 |  | Fiberglass Reinforced Plastic | Pressurized
QUIKTRIP #791 | 6801 MT ZION BLVD | MORROW | Clayton | 9031234 | 3 | Flapper Valve | 2000-01-01 | FALSE | 2000-01-01 | FALSE | Currently in Use | Premium | 12000 | Fiberglass | 1999-11-07 |  | Double-Walled Flex | Pressurized
RYDER TRUCK RENTAL INC #0805A | 7180 JONESBORO RD | MORROW | Clayton | 310158 | 8 |  | 1995-09-01 |  | 1995-09-01 |  | Currently in Use | Diesel | 12000 | Double Walled | 1995-01-01 |  | Fiberglass Reinforced Plastic | Pressurized
EXXON STATION #40408 | 6475 SOUTH MAIN ST | MORROW | Clayton | 9000552 | 1 | [5 empty] | Removed from Ground | Gas (Historical Use) | 6000 | Bare Steel | 1968-05-12 | 1990-10-01 | Cathodically Protected
Gas Express #119 | 2058 MT ZION RD | MORROW | Clayton | 9031036 | 2 | Flapper Valve | 1998-03-01 | FALSE | 1998-03-01 | FALSE | Currently in Use | Premium | 10000 | Fiberglass | 1989-01-01 |  | Fiberglass Reinforced Plastic | Pressurized
SAMS CLUB #8287 | 7327 JONESBORO ROAD | MORROW | Clayton | 9031231 | 2B | Flapper Valve | 1999-11-01 | FALSE | 1999-11-01 | FALSE | Currently in Use | Regular | 8000 | Fiberglass Double Walled | 1999-11-01 |  | Double-Walled Flex | Pressurized
FORMER AMOCO | 2339 LAKE HARBIN ROAD | MORROW | Clayton | 10000779 | 1 |  |  | FALSE |  | FALSE | Removed from Ground | Not Marked/Tank Removed | 0 | Unknown | 1977-01-01 | 1977-01-01
MARATHON FOOD MART | 2390 LAKE HARBIN RD | MORROW | Clayton | 9031037 | 4 |  | 1998-10-15 | FALSE | 1998-10-15 | FALSE | Temporarily out of use | Kerosene | 1060 | Galvanic (STIP-3) | 1988-01-01 |  | Fiberglass Reinforced Plastic | Pressurized
MARATHON FOOD MART | 2390 LAKE HARBIN RD | MORROW | Clayton | 9031037 | 5 | Flapper Valve | 1998-10-15 | FALSE | 1998-10-15 | FALSE | Currently in Use | Diesel | 5000 | Galvanic (STIP-3) | 1988-01-01 |  | Fiberglass Reinforced Plastic | Pressurized
TEXACO/JIFFY MART #100430 | 6655 JONESBORO RD | MORROW | Clayton | 9031099 | 3 |  | 1994-01-01 |  | 1991-01-01 |  | Removed from Ground | Gas (Historical Use) | 10000 | Fiberglass | 1983-04-30 | 2007-05-01 | Fiberglass Reinforced Plastic | Pressurized
ECCO INC | 6985 JONESBORO RD | MORROW | Clayton | 31088 | 2 | [5 empty] | Removed from Ground | Diesel | 2000 | Bare Steel | 1971-04-18 | 1991-07-01 | Galvanized Steel
MARATHON FOOD MART | 2390 LAKE HARBIN RD | MORROW | Clayton | 9031037 | 3 | Flapper Valve | 1998-10-15 | FALSE | 1998-10-15 | FALSE | Currently in Use | Premium | 10000 | Galvanic (STIP-3) | 1988-01-01 |  | Fiberglass Reinforced Plastic | Pressurized
Q LUBE INC #1166 | 7004 GA HWY 54 | MORROW | Clayton | 310308 | 2 | [5 empty] | Removed from Ground | Other | 3000 | Cathodically Protected Steel | 1987-01-01 | 1998-10-01 | Galvanized Steel | Suction (American)
STOVALL NISSAN | 6889 JONESBORO RD | MORROW | Clayton | 7031002 | 1 |  |  | TRUE |  | TRUE | Removed from Ground | Used Oil | 550 | Cathodically Protected Steel | 1988-01-01 | 1993-05-05 | Bare Steel
MURPHY USA #6960 | 6025 JONESBORO RD | MORROW | Clayton | 10000411 | 2 | Flapper Valve | 2003-07-31 | FALSE | 2003-07-31 | FALSE | Currently in Use | Diesel | 12000 | Fiberglass Double Walled | 2003-07-09 |  | Double-Walled Flex | Pressurized
FORMER CIRCLE K #8801 | 6053 NORTH MAIN ST/JONESBORO RD | MORROW | Clayton | 9031096 | 3 | [5 empty] | Removed from Ground | Gas (Historical Use) | 10000 | Fiberglass | 1987-03-01 | 1994-08-29 | Fiberglass Reinforced Plastic | Pressurized
TEXACO/JIFFY MART #100430 | 6655 JONESBORO RD | MORROW | Clayton | 9031099 | 4 |  | 1994-01-01 |  | 1991-01-01 |  | Removed from Ground | Diesel | 10000 | Fiberglass | 1983-04-30 | 2007-05-01 | Fiberglass Reinforced Plastic | Pressurized
SOUTHLAKE BRAKE & TIRE | 5946 JONESBORO RD | MORROW | Clayton | 9031199 | 4 |  |  | TRUE |  | TRUE | Removed from Ground | Used Oil | 550 | Not Marked/Unknown | 1997-12-18 | 1997-12-18 | Not Marked
QUIKTRIP #791 | 6801 MT ZION BLVD | MORROW | Clayton | 9031234 | 2 | Flapper Valve | 2000-01-01 | FALSE | 2000-01-01 | FALSE | Currently in Use | Regular | 12000 | Fiberglass | 1999-11-07 |  | Double-Walled Flex | Pressurized
Mountain Express #278 | 6720 MT ZION BLVD | MORROW | Clayton | 9031058 | 3 | [5 empty] | Removed from Ground | Gas (Historical Use) | 0 | Bare Steel | 1990-07-01 | 1990-07-01 | Bare Steel | Pressurized
QUIKTRIP #791 | 6801 MT ZION BLVD | MORROW | Clayton | 9031234 | 1 | Flapper Valve | 2000-01-01 | FALSE | 2000-01-01 | FALSE | Currently in Use | Regular | 12000 | Fiberglass | 1999-11-07 |  | Double-Walled Flex | Pressurized
HENNESSY MAZDA BUICK GMC | 7261 JONESBORO RD | MORROW | Clayton | 10002144 | 1 | Ball Float | 2012-09-01 | FALSE | 2012-09-01 | FALSE | Currently in Use | E-10 | 10000 | Tank Jacket | 2012-09-01 |  | Double-Walled Fiberglass | Pressurized
SOUTHLAKE BRAKE & TIRE | 5946 JONESBORO RD | MORROW | Clayton | 9031199 | 3 | [5 empty] | Removed from Ground | Gas (Historical Use) | 10000 | Not Marked/Unknown | 1997-12-18 | 1997-12-18 | Not Marked
CHEVRON FOOD MART | 6629 MT ZION BLVD | MORROW | Clayton | 9031187 | 1 | Ball Float | 1996-06-01 | FALSE | 1996-06-01 | FALSE | Currently in Use | Premium | 10000 | Fiberglass | 1996-06-01 |  | Double-Walled Fiberglass | Pressurized
COSTCO FUEL FACILITY (LOC.579) | 1700 MOUNT ZION RD | MORROW | Clayton | 9031221 | 3 | Flapper Valve | 1999-06-01 | FALSE | 1999-06-01 | FALSE | Currently in Use | Gas (Historical Use) | 20000 | Fiberglass Double Walled | 1999-06-01 |  | Fiberglass Reinforced Plastic | Pressurized
STOVALL VOLVO | 1345 SOUTHLAKE PKWY | MORROW | Clayton | 9031129 | 1 |  |  | TRUE |  | TRUE | Removed from Ground | Used Oil | 550 | Bare Steel | 1984-01-01 | 1992-12-05 | Not Marked
SOUTHLAKE BRAKE & TIRE | 5946 JONESBORO RD | MORROW | Clayton | 9031199 | 2 | [5 empty] | Removed from Ground | Gas (Historical Use) | 10000 | Not Marked/Unknown | 1997-12-18 | 1997-12-18 | Not Marked
BLALOCK OIL CO | 9949 MAIN ST | JONESBORO | Clayton | 310001 | 2 | Ball Float | 1998-06-30 |  | 1998-06-30 |  | Removed from Ground | Diesel | 10000 | Composite | 1998-06-30 | 2017-01-11 | Fiberglass Reinforced Plastic | Pressurized
BellSouth - Jonesboro Rd - F1420 | 6203 JONESBORO RD | MORROW | Clayton | 310262 | 1 | [5 empty] | Removed from Ground | Other | 10000 | Bare Steel | 1975-01-04 | 1997-10-29 | Copper | Suction (American)
TINDALL CONCRETE GA INC | 7370 OTIS CAMP ROAD | MORROW | Clayton | 310318 | 1 | [5 empty] | Permanently Out of Use - historical purposes | Gas (Historical Use) | 800 | Bare Steel | 1962-05-14 | 1899-12-31 | Galvanized Steel
EXXON STATION #40408 | 6475 SOUTH MAIN ST | MORROW | Clayton | 9000552 | 6 | [5 empty] | Removed from Ground | Gas (Historical Use) | 12000 | Fiberglass | 1990-10-01 | 1993-05-05 | Fiberglass Reinforced Plastic | Pressurized
Lake Food Mart | 2240 FOREST PKWY | MORROW | Clayton | 10001160 | 3 | Ball Float | 2004-12-01 | FALSE | 2004-12-01 | FALSE | Currently in Use | Diesel | 4000 | Epoxy | 2004-11-01 |  | Fiberglass Reinforced Plastic | Pressurized
FORMER CIRCLE K #8801 | 6053 NORTH MAIN ST/JONESBORO RD | MORROW | Clayton | 9031096 | 1 | [5 empty] | Removed from Ground | Gas (Historical Use) | 10000 | Fiberglass | 1987-03-01 | 1994-08-29 | Fiberglass Reinforced Plastic | Pressurized
TEXACO/JIFFY MART #100430 | 6655 JONESBORO RD | MORROW | Clayton | 9031099 | 2 |  | 1994-01-01 |  | 1991-01-01 |  | Removed from Ground | Gas (Historical Use) | 10000 | Fiberglass | 1983-04-30 | 2007-05-01 | Fiberglass Reinforced Plastic | Pressurized
CITY OF MORROW | 1500 MORROW RD | MORROW | Clayton | 9031154 | 2 | Flapper Valve | 1990-03-10 | FALSE | 1990-03-10 | FALSE | Currently in Use | Regular | 10000 | Galvanic (STIP-3) | 1990-03-10 |  | Fiberglass Reinforced Plastic | Pressurized
COSTCO FUEL FACILITY (LOC.579) | 1700 MOUNT ZION RD | MORROW | Clayton | 9031221 | 1 | Flapper Valve | 1999-06-01 | FALSE | 1999-06-01 | FALSE | Currently in Use | Gas (Historical Use) | 20000 | Fiberglass Double Walled | 1999-06-01 |  | Fiberglass Reinforced Plastic | Pressurized
JOHN SEXTON & CO | 150 FOREST PKWY | FOREST PARK | Clayton | 310089 | 1 | [5 empty] | Removed from Ground | Diesel | 7000 | Marked Unknown | 1962-04-22 | 1997-06-01 | Unknown | Suction (American)
PHILLIPS 66 FOOD MART C/O AMIN C | 6125 OLD DIXIE HWY | FOREST PARK | Clayton | 310002 | 2 |  | 1998-09-01 |  | 1998-09-01 |  | Removed from Ground | Gas (Historical Use) | 10000 | Steel-Impressed Current | 1981-05-14 | 2003-11-27 | Fiberglass Reinforced Plastic | Pressurized
VACANT BLDG/D&S TIRE CO (GOODYEA | 899 SOUTHWAY DR/138 SPUR | JONESBORO | Clayton | 310085 | 1 |  |  | TRUE |  | TRUE | Removed from Ground | Used Oil | 550 | Bare Steel | 1975-04-18 | 1995-06-02 | Galvanized Steel
NEIGHBORHOOD FOOD MART | 7297 TARA BLVD | JONESBORO | Clayton | 310217 | 8 | Ball Float | 1995-11-20 | FALSE | 1995-11-20 | FALSE | Currently in Use | Diesel | 8000 | Composite | 1995-11-20 |  | Double-Walled Fiberglass | Pressurized
NEIGHBORHOOD FOOD MART | 7297 TARA BLVD | JONESBORO | Clayton | 310217 | 2 | [5 empty] | Removed from Ground | Gas (Historical Use) | 5000 | Bare Steel | 1975-05-08 | 1995-11-15 | Galvanized Steel
8545 CHEVRON LLC | 8545 TARA BLVD | JONESBORO | Clayton | 310003 | 6 | Ball Float | 1990-11-05 | FALSE | 1990-11-05 | FALSE | Currently in Use | Regular | 10000 | Composite | 1990-11-05 |  | Fiberglass Reinforced Plastic | Pressurized
PHILLIPS 66 FOOD MART C/O AMIN C | 6125 OLD DIXIE HWY | FOREST PARK | Clayton | 310002 | 6A | Ball Float | 2004-06-15 | FALSE | 2004-06-15 | FALSE | Currently in Use | Gas (Historical Use) | 6000 | Fiberglass | 2004-06-15 |  | Fiberglass Reinforced Plastic | Pressurized
PHILLIPS 66 FOOD MART C/O AMIN C | 6125 OLD DIXIE HWY | FOREST PARK | Clayton | 310002 | 6B | Ball Float | 2004-06-15 | FALSE | 2004-06-15 | FALSE | Currently in Use | Diesel | 4000 | Fiberglass | 2004-06-15 |  | Fiberglass Reinforced Plastic | Pressurized
8545 CHEVRON LLC | 8545 TARA BLVD | JONESBORO | Clayton | 310003 | 9 |  | 1990-11-05 | FALSE | 1990-11-05 | FALSE | Temporarily out of use | Kerosene | 4000 | Composite | 1991-01-01 |  | Fiberglass Reinforced Plastic | Pressurized
8545 CHEVRON LLC | 8545 TARA BLVD | JONESBORO | Clayton | 310003 | 8 | Ball Float | 1990-11-05 |  | 1990-11-05 |  | Currently in Use | Diesel | 6000 | Composite | 1991-01-01 |  | Fiberglass Reinforced Plastic | Pressurized
8545 CHEVRON LLC | 8545 TARA BLVD | JONESBORO | Clayton | 310003 | 2 | [5 empty] | Removed from Ground | Gas (Historical Use) | 10000 | Bare Steel | 1981-05-14 | 1991-01-01 | Galvanized Steel
FIRESTONE STORE #07 | 896 SOUTHWAY DR | JONESBORO | Clayton | 310084 | 1 |  |  | TRUE |  | TRUE | Removed from Ground | Used Oil | 275 | Bare Steel | 1974-03-24 | 1990-04-01 | Bare Steel
PETROLEUM REALTY II LLC | 6692 TARA BLVD | JONESBORO | Clayton | 310096 | 1 |  | 1988-04-01 | FALSE | 1988-04-01 | FALSE | Temporarily out of use | Gas (Historical Use) | 10000 | Fiberglass | 1983-04-18 |  |  | Pressurized
PETROLEUM REALTY II LLC | 6692 TARA BLVD | JONESBORO | Clayton | 310096 | 4 |  | 1988-04-01 | FALSE | 1988-04-01 | FALSE | Temporarily out of use | Diesel | 10000 | Fiberglass | 1983-04-18 |  | Double Walled | Pressurized
BATTLECREEK PROPERTIES CORP | 525 BATTLE CREEK RD | JONESBORO | Clayton | 310063 | 1 | Ball Float | 1999-02-05 | FALSE | 1999-02-05 | FALSE | Closed in Ground | Gas (Historical Use) | 10000 | Steel-Impressed Current | 1976-05-01 | 2017-06-29 | Fiberglass Reinforced Plastic | Pressurized
GA POWER/JONESBORO OPER HQ | 1704 NOAHS ARK RD | JONESBORO | Clayton | 310208 | 618312 | Ball Float | 1991-07-11 | FALSE | 1991-07-11 | FALSE | Removed from Ground | Diesel | 6000 | Fiberglass | 1991-07-11 | 2020-09-14 | Fiberglass Reinforced Plastic | Pressurized
LOW TEMP INDUSTRIES INC | 9192 TARA BLVD | JONESBORO | Clayton | 310269 | 1 | [5 empty] | Removed from Ground | Gas (Historical Use) | 500 | Bare Steel | 1980-01-03 | 1986-09-01 | Unknown
TEXACO OIL | 7618 SOUTH EXPRESSWAY | JONESBORO | Clayton | 310192 | 1 | [5 empty] | Permanently Out of Use - historical purposes | Other | 0 | Not Marked/Unknown |  | 1899-12-31 | Not Marked
Tara BP | 6980/6990 TARA BLVD | JONESBORO | Clayton | 310190 | 4 |  | 1998-11-01 | FALSE | 1998-11-01 | FALSE | Currently in Use | Regular | 4000 | Steel-Impressed Current | 1978-07-01 |  | Fiberglass Reinforced Plastic | Pressurized
Tara BP | 6980/6990 TARA BLVD | JONESBORO | Clayton | 310190 | 5 |  |  | TRUE |  | TRUE | Removed from Ground | Used Oil | 550 | Bare Steel | 1978-07-01 | 1998-11-09 | Not Marked
FINA STATION #6835/CLOSED | 6278 TARA BLVD | JONESBORO | Clayton | 310188 | 8 |  |  | TRUE |  | TRUE | Removed from Ground | Used Oil | 1000 | Cathodically Protected Steel | 1968-01-01 | 1991-07-16 | Galvanized Steel
FINA STATION #6835/CLOSED | 6278 TARA BLVD | JONESBORO | Clayton | 310188 | 2 | [5 empty] | Removed from Ground | Gas (Historical Use) | 5000 | Cathodically Protected Steel | 1968-01-01 | 1991-07-16 | Galvanized Steel
FINA STATION #6835/CLOSED | 6278 TARA BLVD | JONESBORO | Clayton | 310188 | 9 |  |  | TRUE |  | TRUE | Removed from Ground | Used Oil | 1000 | Cathodically Protected Steel | 1968-01-01 | 1991-07-16 | Galvanized Steel
JIFFY LUBE #137 | 6581 TARA BLVD | JONESBORO | Clayton | 310127 | 4 |  |  | TRUE |  | TRUE | Removed from Ground | Used Oil | 4000 | Bare Steel | 1979-01-01 | 1899-12-31 | Galvanized Steel
JIFFY LUBE #137 | 6581 TARA BLVD | JONESBORO | Clayton | 310127 | 5 |  |  | TRUE |  | TRUE | Removed from Ground | Used Oil | 4000 | Bare Steel | 1979-01-01 | 1999-11-01 | Galvanized Steel
CROWN STATION GA #17 | 8128 TARA BLVD | JONESBORO | Clayton | 310136 | 2 | [5 empty] | Removed from Ground | Gas (Historical Use) | 10000 | Bare Steel | 1971-04-08 | 1994-03-10 | Bare Steel | Pressurized
HARVEY'S CLEANERS | 272 NORTH MAIN ST | JONESBORO | Clayton | 310198 | 3 | [5 empty] | Removed from Ground | Empty | 250 | Bare Steel | 1966-05-10 | 1899-12-31 | Galvanized Steel
FINA STATION #6835/CLOSED | 6278 TARA BLVD | JONESBORO | Clayton | 310188 | 6 | [5 empty] | Removed from Ground | Gas (Historical Use) | 3000 | Cathodically Protected Steel | 1978-01-01 | 1991-07-16 | Galvanized Steel
JIFFY MART #21-480-999 | 8139 TARA BLVD | JONESBORO | Clayton | 310152 | 4 |  | 1994-01-01 |  | 1991-01-01 |  | Removed from Ground | Diesel | 10000 | Fiberglass | 1985-04-29 | 2003-12-12 | Fiberglass Reinforced Plastic | Pressurized
JIFFY MART #21-480-999 | 8139 TARA BLVD | JONESBORO | Clayton | 310152 | 5 |  |  | FALSE |  | FALSE | Removed from Ground | New Oil | 0 | Bare Steel | 2016-06-02 | 2016-06-02
NEXT LEVEL FOOD MART | 226 N MAIN ST | JONESBORO | Clayton | 310120 | 2 | [5 empty] | Removed from Ground | Gas (Historical Use) | 10000 | Bare Steel | 1970-04-27 | 1986-03-01 | Galvanized Steel
CHEVRON FOOD MART | 222 UPPER RIVERDALE RD | JONESBORO | Clayton | 310244 | 2 | [5 empty] | Removed from Ground | Gas (Historical Use) | 5074 | Bare Steel | 1968-05-09 | 1998-05-07 | Unknown
PENSKE TRUCK LEASING CO LP | 7475 JONESBORO RD | JONESBORO | Clayton | 310033 | 4 |  |  | TRUE |  | TRUE | Removed from Ground | Used Oil | 1000 | Bare Steel | 1978-01-01 | 1992-08-04 | Unknown
PENSKE TRUCK LEASING CO LP | 7475 JONESBORO RD | JONESBORO | Clayton | 310033 | 5 | Flapper Valve | 2015-08-20 | FALSE | 2015-08-20 | FALSE | Currently in Use | Gas (Historical Use) | 8000 | Galvanic (STIP-3) | 2015-08-20 |  | Double-Walled Flex | Pressurized
BATTLECREEK PROPERTIES CORP | 525 BATTLE CREEK RD | JONESBORO | Clayton | 310063 | 2 | Ball Float | 1999-02-05 | FALSE | 1999-02-05 | FALSE | Closed in Ground | Gas (Historical Use) | 10000 | Steel-Impressed Current | 1976-05-01 | 2017-06-29 | Fiberglass Reinforced Plastic | Pressurized
NINE ELEVEN GROCERIES | 271 NORTH MAIN ST | JONESBORO | Clayton | 310179 | 2 | [5 empty] | Removed from Ground | Gas (Historical Use) | 8000 | Bare Steel | 1980-05-02 | 1899-12-31 | Galvanized Steel
COTTER & CO | 7600 JONESBORO RD | JONESBORO | Clayton | 310014 | 3 |  |  | TRUE |  | TRUE | Removed from Ground | Used Oil | 1000 | Bare Steel | 1986-05-08 | 1992-10-26 | Bare Steel | Gravity Fed
W B CASEY WASTEWATER TREAT PLANT | 8890 ROBERTS RD | JONESBORO | Clayton | 310050 | 9 | [5 empty] | Removed from Ground | Diesel | 4000 | Fiberglass | 1980-01-01 | 1994-05-13 | Bare Steel | Safe Suction (Euro)
NEIGHBORHOOD FOOD MART | 7297 TARA BLVD | JONESBORO | Clayton | 310217 | 4 | [5 empty] | Removed from Ground | Gas (Historical Use) | 8000 | Bare Steel | 1970-05-09 | 1995-11-15 | Galvanized Steel
NEIGHBORHOOD FOOD MART | 7297 TARA BLVD | JONESBORO | Clayton | 310217 | 7 | Ball Float | 1995-11-20 | FALSE | 1995-11-20 | FALSE | Currently in Use | Premium | 8000 | Epoxy | 1995-11-20 |  | Double-Walled Fiberglass | Pressurized
NEIGHBORHOOD FOOD MART | 7297 TARA BLVD | JONESBORO | Clayton | 310217 | 1 | [5 empty] | Removed from Ground | Gas (Historical Use) | 5000 | Bare Steel | 1975-05-08 | 1995-11-15 | Galvanized Steel
BP #24068/GULF #271304 | 5996 SOUTH EXPESSWAY | JONESBORO | Clayton | 310206 | 3 | [5 empty] | Removed from Ground | Gas (Historical Use) | 10000 | Bare Steel | 1968-05-06 | 1899-12-31 | Galvanized Steel
CROWN STATION GA #17 | 8128 TARA BLVD | JONESBORO | Clayton | 310136 | 1 | [5 empty] | Removed from Ground | Gas (Historical Use) | 10000 | Bare Steel | 1971-04-08 | 1994-03-10 | Bare Steel | Pressurized
CROWN STATION GA #17 | 8128 TARA BLVD | JONESBORO | Clayton | 310136 | 4 | [5 empty] | Removed from Ground | Gas (Historical Use) | 10000 | Bare Steel | 1971-04-08 | 1994-03-10 | Bare Steel | Pressurized
JIFFY MART #21-480-999 | 8139 TARA BLVD | JONESBORO | Clayton | 310152 | 3 |  | 1994-01-01 |  | 1991-01-01 |  | Removed from Ground | Gas (Historical Use) | 10000 | Fiberglass | 1985-04-29 | 2003-12-12 | Fiberglass Reinforced Plastic | Pressurized
CHEVRON | 7264 TARA BLVD | JONESBORO | Clayton | 310142 | 1 | Ball Float | 1994-08-17 | FALSE | 1994-08-17 | FALSE | Currently in Use | E-10 | 10000 | Fiberglass | 1985-04-30 |  | Fiberglass Reinforced Plastic | Pressurized
PHILLIPS 66 FOOD MART C/O AMIN C | 6125 OLD DIXIE HWY | FOREST PARK | Clayton | 310002 | 1 |  | 1998-09-01 |  | 1998-09-01 |  | Removed from Ground | Gas (Historical Use) | 10000 | Steel-Impressed Current | 1981-05-14 | 2003-11-27 | Fiberglass Reinforced Plastic | Pressurized
COTTER & CO | 7600 JONESBORO RD | JONESBORO | Clayton | 310014 | 4 | [5 empty] | Removed from Ground | Other | 500 | Bare Steel | 1986-05-08 | 1992-10-26 | Bare Steel | Pressurized
NEIGHBORHOOD FOOD MART | 7297 TARA BLVD | JONESBORO | Clayton | 310217 | 3 | [5 empty] | Removed from Ground | Gas (Historical Use) | 8000 | Bare Steel | 1970-05-09 | 1995-11-15 | Galvanized Steel
BP #24068/GULF #271304 | 5996 SOUTH EXPESSWAY | JONESBORO | Clayton | 310206 | 5 | [5 empty] | Removed from Ground | Diesel | 10000 | Bare Steel | 1980-05-03 | 1899-12-31 | Galvanized Steel
BP #24068/GULF #271304 | 5996 SOUTH EXPESSWAY | JONESBORO | Clayton | 310206 | 4 | [5 empty] | Removed from Ground | Gas (Historical Use) | 10000 | Bare Steel | 1968-05-06 | 1899-12-31 | Galvanized Steel
GA POWER/JONESBORO OPER HQ | 1704 NOAHS ARK RD | JONESBORO | Clayton | 310208 | 2 | [5 empty] | Closed in Ground | Diesel | 6000 | Bare Steel | 1971-05-11 | 1991-06-25 | Galvanized Steel | Pressurized
JIFFY MART #21-480-999 | 8139 TARA BLVD | JONESBORO | Clayton | 310152 | 1 |  | 1994-01-01 |  | 1991-01-01 |  | Removed from Ground | Gas (Historical Use) | 12000 | Fiberglass | 1985-04-29 | 2003-12-12 | Fiberglass Reinforced Plastic | Pressurized
CHEVRON | 7264 TARA BLVD | JONESBORO | Clayton | 310142 | 2 |  | 1994-08-17 | FALSE | 1994-08-17 | FALSE | Currently in Use | Gas (Historical Use) | 10000 | Fiberglass | 1985-04-30 |  | Fiberglass Reinforced Plastic | Pressurized
LANDMARK DODGE INC | 6446 TARA BLVD | JONESBORO | Clayton | 310312 | 2 | [5 empty] | Removed from Ground | Other | 550 | Bare Steel | 1975-01-04 | 1988-01-01 | Galvanized Steel
EXPRESS OIL CHANGE | 6541 TARA BLVD | JONESBORO | Clayton | 310303 | J-507130 |  |  |  | 1993-10-13 |  | Closed in Ground | Other | 1000 | Cathodically Protected Steel | 1987-05-15 | 2001-01-01 | Galvanized Steel | Suction (American)
CHEVRON FOOD MART | 222 UPPER RIVERDALE RD | JONESBORO | Clayton | 310244 | 6 | Flapper Valve | 2000-07-01 | FALSE | 2000-07-01 | FALSE | Currently in Use | Regular | 10000 | Fiberglass | 2000-03-31 |  | Fiberglass Reinforced Plastic | Pressurized
NEXT LEVEL FOOD MART | 226 N MAIN ST | JONESBORO | Clayton | 310120 | 9 | Flapper Valve | 1998-09-25 | FALSE | 1998-09-25 | FALSE | Temporarily out of use | Kerosene | 550 | Steel-Impressed Current | 1989-01-01 |  | Fiberglass Reinforced Plastic | Pressurized
BLALOCK OIL CO | 9949 MAIN ST | JONESBORO | Clayton | 310001 | 4 | Ball Float | 1998-06-30 |  | 1998-06-30 |  | Removed from Ground | Diesel | 12000 | Composite | 1998-06-30 | 2017-01-11 | Fiberglass Reinforced Plastic | Pressurized
CHEMICAL LEAMAN TANK LINES INC | 1251 BATTLE CREEK RD | JONESBORO | Clayton | 310027 | 3 | [5 empty] | Removed from Ground | Other | 10000 | Not Marked/Unknown | 1995-03-02 | 1995-03-02 | Unknown
BHW SHEET METAL CO | 113 JOHNSON ST | JONESBORO | Clayton | 310074 | 2 |  | 1998-09-30 |  | 1998-09-30 |  | Removed from Ground | Gas (Historical Use) | 8000 | Steel-Impressed Current | 1981-03-14 | 2010-07-03 | Cathodically Protected | Suction (American)
NEIGHBORHOOD FOOD MART | 7297 TARA BLVD | JONESBORO | Clayton | 310217 | 6 | Ball Float | 1995-11-20 | FALSE | 1995-11-20 | FALSE | Currently in Use | Regular | 8000 | Epoxy | 1995-11-20 |  | Double-Walled Fiberglass | Pressurized
GA POWER/JONESBORO OPER HQ | 1704 NOAHS ARK RD | JONESBORO | Clayton | 310208 | JB1 | [5 empty] | Closed in Ground | Gas (Historical Use) | 10000 | Bare Steel | 1977-01-01 | 1992-04-28 | Galvanized Steel | Pressurized
JIFFY MART #21-480-999 | 8139 TARA BLVD | JONESBORO | Clayton | 310152 | 2 |  | 1994-01-01 |  | 1991-01-01 |  | Removed from Ground | Gas (Historical Use) | 10000 | Fiberglass | 1985-04-29 | 2003-12-12 | Fiberglass Reinforced Plastic | Pressurized
QUIKTRIP #799 | 8140 TARA BLVD | JONESBORO | Clayton | 310243 | 4 | [5 empty] | Removed from Ground | Gas (Historical Use) | 4000 | Bare Steel | 1970-05-09 | 1992-09-29 | Galvanized Steel | Pressurized
PETROLEUM REALTY II LLC | 6692 TARA BLVD | JONESBORO | Clayton | 310096 | 2 |  | 1988-04-01 | FALSE | 1988-04-01 | FALSE | Temporarily out of use | Gas (Historical Use) | 10000 | Fiberglass | 1983-04-18 |  | Double Walled | Pressurized
BHW SHEET METAL CO | 113 JOHNSON ST | JONESBORO | Clayton | 310074 | 3 | [5 empty] | Removed from Ground | Diesel | 700 | Bare Steel | 1976-03-15 | 1997-08-22 | Galvanized Steel | Suction (American)
PENSKE TRUCK LEASING CO LP | 7475 JONESBORO RD | JONESBORO | Clayton | 310033 | 1 | Flapper Valve | 1992-08-13 |  | 1992-08-13 |  | Closed in Ground | Gas (Historical Use) | 10000 | Steel-Impressed Current | 1984-05-01 | 2015-09-01 | Flex | Pressurized
Tara BP | 6980/6990 TARA BLVD | JONESBORO | Clayton | 310190 | 2 |  | 1998-11-01 | FALSE | 1998-11-01 | FALSE | Currently in Use | Premium | 4000 | Steel-Impressed Current | 1978-07-01 |  | Fiberglass Reinforced Plastic | Pressurized
JIFFY LUBE #137 | 6581 TARA BLVD | JONESBORO | Clayton | 310127 | 2 | [5 empty] | Removed from Ground | Other | 4000 | Bare Steel | 1979-01-01 | 1999-11-01 | Galvanized Steel
OK CONVENIENCE STORE | 780 SOUTH EAST GA HWY 138 | JONESBORO | Clayton | 310154 | 2 | [5 empty] | Removed from Ground | Gas (Historical Use) | 10000 | Bare Steel | 1976-05-02 | 1991-08-01 | Galvanized Steel
JONESBORO QUICK PICK | 211 N MAIN ST | JONESBORO | Clayton | 310144 | 3 | Ball Float | 1994-08-09 | FALSE | 1994-08-09 | FALSE | Currently in Use | E-0 | 10000 | Fiberglass | 1985-04-30 |  | Fiberglass Reinforced Plastic | Pressurized
FAST TRIP | 7415 JONESBORO RD | JONESBORO | Clayton | 310315 | 1 | Flapper Valve | 1998-08-12 |  | 1987-02-01 |  | Removed from Ground | Gas (Historical Use) | 9816 | Fiberglass | 1987-02-01 | 2009-05-06 | Fiberglass Reinforced Plastic | Pressurized
SHELL | 8550 GA HWY 85 | JONESBORO | Clayton | 310302 | 1 | Flapper Valve | 1994-09-20 |  | 1994-09-20 |  | Removed from Ground | Gas (Historical Use) | 10000 | Fiberglass | 1986-06-01 | 2008-05-09 | Fiberglass Reinforced Plastic | Pressurized
BLALOCK OIL CO | 9949 MAIN ST | JONESBORO | Clayton | 310001 | 1 | [5 empty] | Removed from Ground | Other | 6048 | Bare Steel | 1988-05-01 | 1988-05-01 | Galvanized Steel
SUN FOOD MART | 10010 TARA BLVD | JONESBORO | Clayton | 310004 | 4 | [5 empty] | Removed from Ground | Diesel | 6000 | Cathodically Protected Steel | 1981-05-14 | 1899-12-31 | Fiberglass Reinforced Plastic
SUN FOOD MART | 10010 TARA BLVD | JONESBORO | Clayton | 310004 | 1 | Flapper Valve | 1995-04-05 | FALSE | 1995-04-05 | FALSE | Currently in Use | Regular | 10000 | Steel-Impressed Current | 1981-05-14 |  | Fiberglass Reinforced Plastic | Pressurized
ATLANTA FELT CO | 1157 BATTLE CREEK RD | JONESBORO | Clayton | 310039 | 1 | [5 empty] | Removed from Ground | Other | 1200 | Concrete | 1979-02-28 | 1899-12-31 | Galvanized Steel
COTTER & CO | 7600 JONESBORO RD | JONESBORO | Clayton | 310014 | 2 | [5 empty] | Removed from Ground | Diesel | 10000 | Fiberglass | 1986-05-08 | 1992-10-26 | Bare Steel | Suction (American)
PENSKE TRUCK LEASING CO LP | 7475 JONESBORO RD | JONESBORO | Clayton | 310033 | 2 | Flapper Valve | 1992-08-13 |  | 1992-08-13 |  | Closed in Ground | Diesel | 20000 | Steel-Impressed Current | 1984-05-01 | 2015-09-01 | Flex | Pressurized
BP #24068/GULF #271304 | 5996 SOUTH EXPESSWAY | JONESBORO | Clayton | 310206 | 2 | [5 empty] | Removed from Ground | Gas (Historical Use) | 10000 | Bare Steel | 1968-05-06 | 1899-12-31 | Galvanized Steel
FINA STATION #6835/CLOSED | 6278 TARA BLVD | JONESBORO | Clayton | 310188 | 1 | [5 empty] | Removed from Ground | Diesel | 10000 | Cathodically Protected Steel | 1982-01-01 | 1991-07-16 | Galvanized Steel
OK CONVENIENCE STORE | 780 SOUTH EAST GA HWY 138 | JONESBORO | Clayton | 310154 | 1 | [5 empty] | Removed from Ground | Gas (Historical Use) | 10000 | Bare Steel | 1976-05-02 | 1991-08-01 | Galvanized Steel
JONESBORO QUICK PICK | 211 N MAIN ST | JONESBORO | Clayton | 310144 | 2 | Ball Float | 1994-08-09 | FALSE | 1994-08-09 | FALSE | Currently in Use | Premium | 10000 | Fiberglass | 1980-01-01 |  | Fiberglass Reinforced Plastic | Pressurized
CHEMICAL LEAMAN TANK LINES INC | 1251 BATTLE CREEK RD | JONESBORO | Clayton | 310027 | 1 | [5 empty] | Removed from Ground | Diesel | 10000 | Bare Steel | 1976-05-10 | 1995-02-28 | Galvanized Steel
BHW SHEET METAL CO | 113 JOHNSON ST | JONESBORO | Clayton | 310074 | 1 |  | 1998-09-13 |  | 1998-09-13 |  | Removed from Ground | Gas (Historical Use) | 5000 | Steel-Impressed Current | 1981-03-14 | 2010-07-03 | Cathodically Protected | Suction (American)
PENSKE TRUCK LEASING CO LP | 7475 JONESBORO RD | JONESBORO | Clayton | 310033 | 3 | [5 empty] | Removed from Ground | Other | 5000 | Bare Steel | 1978-05-10 | 1992-08-04 | Unknown
SAMS CLUB #8287 | 7327 JONESBORO ROAD | MORROW | Clayton | 9031231 | 1 | Flapper Valve | 1999-11-01 | FALSE | 1999-11-01 | FALSE | Currently in Use | Regular | 20000 | Fiberglass Double Walled | 1999-10-01 |  | Double-Walled Flex | Pressurized
SAMS CLUB #8287 | 7327 JONESBORO ROAD | MORROW | Clayton | 9031231 | 2A | Flapper Valve | 1999-11-01 | FALSE | 1999-11-01 | FALSE | Currently in Use | Premium | 12000 | Fiberglass Double Walled | 1999-10-01 |  | Double-Walled Flex | Pressurized
QUIKTRIP #799 | 8140 TARA BLVD | JONESBORO | Clayton | 310243 | 6 | [5 empty] | Removed from Ground | Gas (Historical Use) | 4000 | Bare Steel | 1970-05-08 | 1992-09-29 | Galvanized Steel | Pressurized
QUIKTRIP #799 | 8140 TARA BLVD | JONESBORO | Clayton | 310243 | 11 | Ball Float | 1992-09-01 |  | 1992-09-01 |  | Removed from Ground | Gas (Historical Use) | 10000 | Composite | 1992-10-21 | 2015-05-27 | Fiberglass Reinforced Plastic | Pressurized
CHEVRON FOOD MART | 222 UPPER RIVERDALE RD | JONESBORO | Clayton | 310244 | 1 | [5 empty] | Removed from Ground | Gas (Historical Use) | 5074 | Bare Steel | 1968-05-09 | 1998-05-07 | Unknown
CHEVRON FOOD MART | 222 UPPER RIVERDALE RD | JONESBORO | Clayton | 310244 | 4 | [5 empty] | Removed from Ground | Gas (Historical Use) | 5074 | Bare Steel | 1968-05-09 | 1998-05-07 | Unknown
CHEVRON FOOD MART | 222 UPPER RIVERDALE RD | JONESBORO | Clayton | 310244 | 7 | Flapper Valve | 2000-07-01 | FALSE | 2000-07-01 | FALSE | Currently in Use | Premium | 8000 | Fiberglass | 2000-03-31 |  | Fiberglass Reinforced Plastic | Pressurized
QUIKTRIP #799 | 8140 TARA BLVD | JONESBORO | Clayton | 310243 | 16A | Flapper Valve | 2016-01-25 | FALSE | 2015-12-21 | FALSE | Currently in Use | Gas (Historical Use) | 9500 | Fiberglass Double Walled | 2015-10-14 |  | Double-Walled Fiberglass | Pressurized
NEXT LEVEL FOOD MART | 226 N MAIN ST | JONESBORO | Clayton | 310120 | 5 | Ball Float | 1998-09-25 | FALSE | 1998-09-25 | FALSE | Currently in Use | Regular | 10000 | Steel-Impressed Current | 1989-01-01 |  | Steel (Impressed Current) | Pressurized
NEXT LEVEL FOOD MART | 226 N MAIN ST | JONESBORO | Clayton | 310120 | 7 | Flapper Valve | 1998-09-25 | FALSE | 1998-09-25 | FALSE | Currently in Use | Diesel | 10000 | Steel-Impressed Current | 1989-01-01 |  | Steel (Impressed Current) | Pressurized
NEXT LEVEL FOOD MART | 226 N MAIN ST | JONESBORO | Clayton | 310120 | 4 |  |  | TRUE |  | TRUE | Removed from Ground | Used Oil | 550 | Bare Steel | 1970-04-27 | 1986-03-01 | Galvanized Steel
WAYNE ALMAND/WAYNE'S SUPER STOP | 233 NORTH MAIN ST | JONESBORO | Clayton | 310291 | 2 | [5 empty] | Removed from Ground | Diesel | 4000 | Bare Steel | 1984-05-14 | 1899-12-31 | Galvanized Steel
NEIGHBORHOOD FOOD MART | 7297 TARA BLVD | JONESBORO | Clayton | 310217 | 5 | [5 empty] | Removed from Ground | Gas (Historical Use) | 550 | Bare Steel | 1970-05-09 | 1995-11-15 | Galvanized Steel
U-HAUL #77663 | 7308 TARA BLVD | JONESBORO | Clayton | 310221 | 1 | [5 empty] | Removed from Ground | Gas (Historical Use) | 10000 | Bare Steel | 1979-05-10 | 1998-08-18 | Galvanized Steel | Suction (American)
NINE ELEVEN GROCERIES | 271 NORTH MAIN ST | JONESBORO | Clayton | 310179 | 1 | [5 empty] | Removed from Ground | Gas (Historical Use) | 10000 | Bare Steel | 1980-05-02 | 1899-12-31 | Galvanized Steel
JONESBORO QUICK PICK | 211 N MAIN ST | JONESBORO | Clayton | 310144 | 1 | Ball Float | 1994-08-09 | FALSE | 1994-08-09 | FALSE | Currently in Use | Regular | 10000 | Fiberglass | 1980-01-01 |  | Fiberglass Reinforced Plastic | Pressurized
WAYNE ALMAND/WAYNE'S SUPER STOP | 233 NORTH MAIN ST | JONESBORO | Clayton | 310291 | 1 | [5 empty] | Removed from Ground | Kerosene | 3000 | Bare Steel | 1984-05-14 | 1899-12-31 | Galvanized Steel
QUIKTRIP #799 | 8140 TARA BLVD | JONESBORO | Clayton | 310243 | 7 | [5 empty] | Removed from Ground | Gas (Historical Use) | 4000 | Bare Steel | 1970-01-01 | 1992-09-29 | Galvanized Steel | Pressurized
SOUTHEASTERN FREIGHT LINES | 4061 MORELAND AVE | CONLEY | Clayton | 310028 | 3 | [5 empty] | Removed from Ground | Gas (Historical Use) | 12000 | Bare Steel | 1971-05-12 | 1992-07-06 | Galvanized Steel | Pressurized
FORMER GULF STATION | 4491 MORELAND AVENUE | CONLEY | Clayton | 10001233 | 4 |  |  | FALSE |  | FALSE | Removed from Ground | Gas (Historical Use) | 4000 | Bare Steel | 2006-11-03 | 2006-11-03 | Bare Steel
TINDALL CORP | 3361 GRANT RD | CONLEY | Clayton | 176 | 1 | [5 empty] | Removed from Ground | Gas (Historical Use) | 2000 | Bare Steel | 1998-07-01 | 1998-07-01 | Unknown | Suction (American)
FORMER GULF STATION | 4491 MORELAND AVENUE | CONLEY | Clayton | 10001233 | 3 |  |  | FALSE |  | FALSE | Removed from Ground | Gas (Historical Use) | 4000 | Bare Steel | 2006-11-03 | 2006-11-03 | Bare Steel
SOUTHEASTERN FREIGHT LINES | 4061 MORELAND AVE | CONLEY | Clayton | 310028 | 1 | [5 empty] | Removed from Ground | Diesel | 12000 | Bare Steel | 1971-05-12 | 1992-07-06 | Galvanized Steel | Pressurized
SOUTHEASTERN FREIGHT LINES | 4061 MORELAND AVE | CONLEY | Clayton | 310028 | 2 | [5 empty] | Removed from Ground | Diesel | 12000 | Bare Steel | 1971-05-12 | 1992-07-06 | Galvanized Steel | Pressurized
SOUTHEASTERN FREIGHT LINES | 4061 MORELAND AVE | CONLEY | Clayton | 310028 | 5 | Flapper Valve | 1992-06-23 |  | 1992-06-23 |  | Currently in Use | Diesel | 15000 | Fiberglass Double Walled | 1992-06-23 |  | Fiberglass Reinforced Plastic | Pressurized
SOUTHEASTERN FREIGHT LINES | 4061 MORELAND AVE | CONLEY | Clayton | 310028 | 7 |  | 1992-06-23 |  | 1992-06-23 |  | Removed from Ground | Gas (Historical Use) | 4000 | Galvanic (STIP-3) | 1992-06-23 | 1998-11-01 | Steel/FG Secondary containment | Safe Suction (Euro)
SOUTHEASTERN FREIGHT LINES | 4061 MORELAND AVE | CONLEY | Clayton | 310028 | 4 |  |  | TRUE |  | TRUE | Removed from Ground | Used Oil | 500 | Bare Steel | 1971-05-12 | 1992-07-06 | Galvanized Steel | Gravity Fed
FORMER GULF STATION | 4491 MORELAND AVENUE | CONLEY | Clayton | 10001233 | 2 |  |  | FALSE |  | FALSE | Removed from Ground | Gas (Historical Use) | 4000 | Bare Steel | 2006-11-03 | 2006-11-03 | Bare Steel
SOUTHEASTERN FREIGHT LINES | 4061 MORELAND AVE | CONLEY | Clayton | 310028 | 9 |  |  | TRUE |  | TRUE | Closed in Ground | Used Oil | 550 | Not Marked/Unknown | 1999-07-28 | 1999-07-28 | Not Marked
SOUTHEASTERN FREIGHT LINES | 4061 MORELAND AVE | CONLEY | Clayton | 310028 | 6 | Flapper Valve | 1992-06-23 |  | 1992-06-23 |  | Currently in Use | Diesel | 15000 | Fiberglass Double Walled | 1992-06-23 |  | Secondary Containment | Pressurized
SOUTHEASTERN FREIGHT LINES | 4061 MORELAND AVE | CONLEY | Clayton | 310028 | 8 |  | 1992-06-22 | TRUE | 1992-06-23 | TRUE | Currently in Use | Used Oil | 1000 | Composite Double Walled | 1992-06-23 |  | Secondary Containment | Gravity Fed
FORMER GULF STATION | 4491 MORELAND AVENUE | CONLEY | Clayton | 10001233 | 1 |  |  | FALSE |  | FALSE | Removed from Ground | Gas (Historical Use) | 4000 | Bare Steel | 2006-11-03 | 2006-11-03 | Bare Steel
QUIKTRIP #814 | 7390 JONESBORO RD | MORROW | Clayton | 10002068 | 1 | Ball Float | 2011-12-01 | FALSE | 2011-12-01 | FALSE | Currently in Use | Regular | 20000 | Fiberglass Double Walled | 2011-12-01 |  | Double-Walled Fiberglass | Pressurized
QUIKTRIP #814 | 7390 JONESBORO RD | MORROW | Clayton | 10002068 | 3 | Ball Float | 2011-12-01 | FALSE | 2011-12-01 | FALSE | Currently in Use | Plus | 12000 | Fiberglass Double Walled | 2011-10-30 |  | Double-Walled Fiberglass | Pressurized
CHEVRON 201830 | 2350 LAKE HARBIN RD | MORROW | Clayton | 310143 | 3 | [5 empty] | Removed from Ground | Gas (Historical Use) | 10000 | Bare Steel | 1968-01-03 | 1995-06-19 | Galvanized Steel
QUIKTRIP #799 | 8140 TARA BLVD | JONESBORO | Clayton | 310243 | 1 | [5 empty] | Removed from Ground | Gas (Historical Use) | 4000 | Bare Steel | 1975-01-01 | 1992-09-29 | Galvanized Steel | Pressurized
MAJIK MARKET #89189/FORMER | 351 UPPER RIVERDALE RD | JONESBORO | Clayton | 310277 | 1 | [5 empty] | Removed from Ground | Gas (Historical Use) | 8000 | Bare Steel | 1976-05-15 | 1991-09-06 | Galvanized Steel
SUN FOOD MART | 10010 TARA BLVD | JONESBORO | Clayton | 310004 | 3 | Flapper Valve | 1995-04-05 | FALSE | 1995-04-05 | FALSE | Currently in Use | Diesel | 6000 | Steel-Impressed Current | 1981-05-14 |  | Fiberglass Reinforced Plastic | Pressurized
GA POWER/JONESBORO OPER HQ | 1704 NOAHS ARK RD | JONESBORO | Clayton | 310208 | 619055 | Flapper Valve | 1992-04-30 | FALSE | 1992-04-30 | FALSE | Removed from Ground | Regular | 10000 | Fiberglass Double Walled | 1992-04-30 | 2020-09-11 | Fiberglass Reinforced Plastic | Pressurized
LANDMARK DODGE INC | 6446 TARA BLVD | JONESBORO | Clayton | 310312 | 1 |  |  | TRUE |  | TRUE | Removed from Ground | Used Oil | 550 | Bare Steel | 1975-01-04 | 1988-01-01 | Galvanized Steel
EXPRESS OIL CHANGE | 6541 TARA BLVD | JONESBORO | Clayton | 310303 | J-507123 |  |  |  | 1993-10-13 |  | Closed in Ground | Other | 560 | Cathodically Protected Steel | 1987-05-15 | 2001-01-01 | Galvanized Steel | Suction (American)
EXPRESS OIL CHANGE | 6541 TARA BLVD | JONESBORO | Clayton | 310303 | J-492325 |  |  | TRUE | 1993-10-13 | TRUE | Closed in Ground | Used Oil | 560 | Cathodically Protected Steel | 1987-05-15 | 2001-01-01 | Galvanized Steel | Gravity Fed
8545 CHEVRON LLC | 8545 TARA BLVD | JONESBORO | Clayton | 310003 | 7 | Ball Float | 1990-11-05 | FALSE | 1990-11-05 | FALSE | Currently in Use | Premium | 10000 | Composite | 1990-11-05 |  | Fiberglass Reinforced Plastic | Pressurized
8545 CHEVRON LLC | 8545 TARA BLVD | JONESBORO | Clayton | 310003 | 4 | [5 empty] | Removed from Ground | Gas (Historical Use) | 10000 | Bare Steel | 1981-05-14 | 1991-01-01 | Galvanized Steel
SHELL | 8550 GA HWY 85 | JONESBORO | Clayton | 310302 | 4A | Ball Float | 2010-04-14 | FALSE | 2010-04-14 | FALSE | Currently in Use | Gas (Historical Use) | 10000 | Fiberglass Double Walled | 2010-04-07 |  | Double-Walled Flex | Pressurized
SHELL | 8550 GA HWY 85 | JONESBORO | Clayton | 310302 | 2 | Flapper Valve | 1994-09-20 |  | 1994-09-20 |  | Removed from Ground | Gas (Historical Use) | 10000 | Fiberglass | 1986-06-01 | 2008-05-09 | Fiberglass Reinforced Plastic | Pressurized
WAYNE ALMAND/WAYNE'S SUPER STOP | 233 NORTH MAIN ST | JONESBORO | Clayton | 310291 | 4 | [5 empty] | Removed from Ground | Kerosene | 10000 | Bare Steel | 1976-05-16 | 1899-12-31 | Galvanized Steel
WAYNE ALMAND/WAYNE'S SUPER STOP | 233 NORTH MAIN ST | JONESBORO | Clayton | 310291 | 5 | [5 empty] | Removed from Ground | Kerosene | 10000 | Bare Steel | 1976-05-16 | 1899-12-31 | Galvanized Steel
QUIKTRIP #799 | 8140 TARA BLVD | JONESBORO | Clayton | 310243 | 10 | Ball Float | 1992-09-01 |  | 1992-09-01 |  | Removed from Ground | Gas (Historical Use) | 10000 | Composite | 1992-10-21 | 2015-05-27 | Fiberglass Reinforced Plastic | Pressurized
CLAYTON CO SCHOOL BUS SHOP | 7860 NORTH MCDONOUGH ST | JONESBORO | Clayton | 9000597 | 6 | Flapper Valve | 1991-08-01 | FALSE | 1991-08-01 | FALSE | Currently in Use | Diesel | 12000 | Fiberglass Double Walled | 1991-08-15 |  | Fiberglass Reinforced Plastic | Pressurized
8545 CHEVRON LLC | 8545 TARA BLVD | JONESBORO | Clayton | 310003 | 3 | [5 empty] | Removed from Ground | Gas (Historical Use) | 10000 | Bare Steel | 1981-05-14 | 1991-01-01 | Galvanized Steel
PENSKE TRUCK LEASING CO LP | 7475 JONESBORO RD | JONESBORO | Clayton | 310033 | 6 | Flapper Valve | 2015-09-20 | FALSE | 2015-09-20 | FALSE | Currently in Use | Diesel | 22000 | Galvanic (STIP-3) | 2015-09-20 |  | Double-Walled Flex | Pressurized
BATTLECREEK PROPERTIES CORP | 525 BATTLE CREEK RD | JONESBORO | Clayton | 310063 | 3 | Ball Float | 1999-02-05 | FALSE | 1999-02-05 | FALSE | Closed in Ground | Gas (Historical Use) | 6000 | Steel-Impressed Current | 1976-05-01 | 2017-06-29 | Fiberglass Reinforced Plastic
GA POWER/JONESBORO OPER HQ | 1704 NOAHS ARK RD | JONESBORO | Clayton | 310208 | 1 | [5 empty] | Closed in Ground | Diesel | 10000 | Fiberglass | 1981-05-08 | 1992-04-01 | Fiberglass Reinforced Plastic | Pressurized
Tara BP | 6980/6990 TARA BLVD | JONESBORO | Clayton | 310190 | 1 |  | 1998-11-01 | FALSE | 1998-11-01 | FALSE | Currently in Use | Diesel | 5000 | Fiberglass | 1978-07-01 |  | Fiberglass Reinforced Plastic | Pressurized
FINA STATION #6835/CLOSED | 6278 TARA BLVD | JONESBORO | Clayton | 310188 | 5 | [5 empty] | Removed from Ground | Gas (Historical Use) | 5000 | Cathodically Protected Steel | 1968-01-01 | 1991-07-16 | Galvanized Steel
FINA STATION #6835/CLOSED | 6278 TARA BLVD | JONESBORO | Clayton | 310188 | 4 | [5 empty] | Removed from Ground | Gas (Historical Use) | 5000 | Cathodically Protected Steel | 1968-01-01 | 1991-07-16 | Galvanized Steel
FINA STATION #6835/CLOSED | 6278 TARA BLVD | JONESBORO | Clayton | 310188 | 7 | [5 empty] | Removed from Ground | Gas (Historical Use) | 3000 | Cathodically Protected Steel | 1978-01-01 | 1991-07-16 | Galvanized Steel
BLALOCK OIL CO | 9949 MAIN ST | JONESBORO | Clayton | 310001 | 3 | Ball Float | 1998-06-30 |  | 1998-06-30 |  | Removed from Ground | Gas (Historical Use) | 12000 | Composite | 1998-06-30 | 2017-01-11 | Fiberglass Reinforced Plastic | Pressurized
8545 CHEVRON LLC | 8545 TARA BLVD | JONESBORO | Clayton | 310003 | 1 | [5 empty] | Removed from Ground | Gas (Historical Use) | 10000 | Bare Steel | 1981-05-14 | 1991-01-01 | Galvanized Steel
HARVEY'S CLEANERS | 272 NORTH MAIN ST | JONESBORO | Clayton | 310198 | 2 | [5 empty] | Removed from Ground | Other | 500 | Bare Steel | 1966-05-10 | 1899-12-31 | Galvanized Steel
Tara BP | 6980/6990 TARA BLVD | JONESBORO | Clayton | 310190 | 3 |  | 1998-11-01 | FALSE | 1998-11-01 | FALSE | Currently in Use | Plus | 4000 | Steel-Impressed Current | 1978-07-01 |  | Fiberglass Reinforced Plastic | Pressurized
JIFFY LUBE #137 | 6581 TARA BLVD | JONESBORO | Clayton | 310127 | 3 | [5 empty] | Removed from Ground | Other | 3000 | Bare Steel | 1979-01-01 | 1995-10-25 | Galvanized Steel
RAZEE LLC | 6656 TARA BLVD | JONESBORO | Clayton | 310313 | 1 | Ball Float | 1992-01-01 | FALSE | 1992-01-01 | FALSE | Currently in Use | Regular | 8000 | STIP-3/Impressed Current | 1992-01-01 |  | Steel (Impressed Current) | Pressurized
CLAYTON CO FIRE STATION #6 | 10399 PANHANDLE RD | JONESBORO | Clayton | 310285 | 1 | [5 empty] | Removed from Ground | Diesel | 285 | Bare Steel | 1976-05-02 | 1995-09-01 | Galvanized Steel | Suction (American)
CLAYTON CO SVC STA | 1347 GOVERNMENT CIRCLE | JONESBORO | Clayton | 310283 | 3 | Flapper Valve | 1998-02-01 | FALSE | 1998-02-01 | FALSE | Currently in Use | Diesel | 10000 | Steel-Impressed Current | 1981-01-01 |  | Steel (Impressed Current) | Pressurized
CLAYTON CO SCHOOL BUS SHOP | 7860 NORTH MCDONOUGH ST | JONESBORO | Clayton | 9000597 | 2 | [5 empty] | Removed from Ground | Gas (Historical Use) | 8000 | Bare Steel | 1984-01-09 | 1991-06-15 | Galvanized Steel
KUMAR PATEL/FINA #6684 (131-6684 | 7267 TARA BLVD | JONESBORO | Clayton | 9000587 | 3 | [5 empty] | Removed from Ground | Gas (Historical Use) | 4000 | Cathodically Protected Steel | 1966-04-28 | 1996-10-08 | Galvanized Steel
QUIKTRIP #799 | 8140 TARA BLVD | JONESBORO | Clayton | 310243 | 5 | [5 empty] | Removed from Ground | Gas (Historical Use) | 4000 | Bare Steel | 1970-05-08 | 1992-09-29 | Galvanized Steel | Pressurized
BELLSOUTH TELECOMM/F1489 - WORK | 107 SMITH ST | JONESBORO | Clayton | 310265 | 1 | [5 empty] | Removed from Ground | Gas (Historical Use) | 12000 | Bare Steel | 1982-01-02 | 1989-05-01 | Bare Steel | Pressurized
STOP N GO MARKET #985 | GA HWY 138 @ MOORE | JONESBORO | Clayton | 9000298 | 1 | [5 empty] | Removed from Ground | Gas (Historical Use) | 10000 | Bare Steel | 1976-05-10 | 1988-12-22 | Galvanized Steel
TEXACO FOOD MART | 6331 TARA BLVD | JONESBORO | Clayton | 9000025 | 1 | [5 empty] | Removed from Ground | Empty | 10000 | Bare Steel | 1982-04-18 | 1899-12-31 | Galvanized Steel
TEXACO FOOD MART | 6331 TARA BLVD | JONESBORO | Clayton | 9000025 | 7 | Ball Float | 1991-03-01 | FALSE | 1991-03-01 | FALSE | Currently in Use | Diesel | 10000 | Fiberglass | 1991-03-01 |  | Fiberglass Reinforced Plastic | Pressurized
CHEVRON FOOD MART | 6714 TARA BLVD | JONESBORO | Clayton | 9031246 | 2 | Ball Float | 2001-07-20 |  | 2001-07-20 |  | Currently in Use | Gas (Historical Use) | 10000 | Fiberglass | 2001-06-17 |  | Fiberglass Reinforced Plastic | Pressurized
B P FOOD MART | 199 UPPER RIVERDALE RD | JONESBORO | Clayton | 9000532 | 2 | Flapper Valve | 1998-05-12 | FALSE | 1998-05-12 | FALSE | Currently in Use | Premium | 10000 | Steel-Impressed Current | 1986-08-21 |  | Fiberglass Reinforced Plastic | Pressurized
DR BRYANTS PROPERTY/MINDIS RECYC | 7598 TARA BLVD | JONESBORO | Clayton | 9000615 | 6 |  |  | TRUE |  | TRUE | Removed from Ground | Used Oil | 500 | Bare Steel | 1990-05-30 | 1990-05-30 | Bare Steel
CLAYTON CO SCHOOL BUS SHOP | 7860 NORTH MCDONOUGH ST | JONESBORO | Clayton | 9000597 | 4 | Flapper Valve | 1991-08-01 | TRUE | 1991-08-01 | TRUE | Currently in Use | Diesel | 8000 | Fiberglass Double Walled | 1991-08-15 |  | Fiberglass Reinforced Plastic | Pressurized
CLAYTON CO SCHOOL BUS SHOP | 7860 NORTH MCDONOUGH ST | JONESBORO | Clayton | 9000597 | 7 | Flapper Valve | 2006-05-04 | FALSE | 2006-04-04 | FALSE | Currently in Use | Diesel | 30000 | Fiberglass Double Walled | 2006-05-23 |  | Fiberglass Reinforced Plastic | Pressurized
CLAYTON CO SCHOOL BUS SHOP | 7860 NORTH MCDONOUGH ST | JONESBORO | Clayton | 9000597 | 5 |  | 2007-12-07 | TRUE | 2009-08-11 | TRUE | Currently in Use | Used Oil | 550 | Fiberglass Double Walled | 1991-08-15 |  | Fiberglass Reinforced Plastic | Gravity
KUMAR PATEL/FINA #6684 (131-6684 | 7267 TARA BLVD | JONESBORO | Clayton | 9000587 | 1 | [5 empty] | Removed from Ground | Gas (Historical Use) | 4000 | Cathodically Protected Steel | 1966-04-28 | 1996-10-08 | Galvanized Steel
CIRCLE K #8471 | 1633 GA HWY 138 | JONESBORO | Clayton | 9000268 | 3 | Ball Float | 1993-09-28 |  | 1993-09-28 |  | Removed from Ground | Gas (Historical Use) | 10000 | Fiberglass | 1987-10-01 | 1899-12-31 | Fiberglass Reinforced Plastic | Pressurized
PIT STOP #14 | 8664 TARA BLVD | JONESBORO | Clayton | 9056042 | 2 | Flapper Valve | 1998-04-01 | FALSE | 1998-04-01 | FALSE | Currently in Use | E-85 | 10000 | Steel-Impressed Current | 1984-01-01 |  | Steel (Impressed Current) | Pressurized
TEXACO FOOD MART | 7119 MT ZION BLVD | JONESBORO | Clayton | 9031248 | 2 | Ball Float | 2001-06-28 | FALSE | 2001-06-28 | FALSE | Currently in Use | Premium | 10000 | Epoxy Double-Walled | 2001-06-25 |  | Fiberglass Reinforced Plastic | Pressurized
TEXACO 190 | 190 JONESBORO RD | JONESBORO | Clayton | 9031215 | 1 | Flapper Valve | 1999-01-18 | FALSE | 1999-01-18 | FALSE | Currently in Use | Gas (Historical Use) | 8000 | Steel-Impressed Current | 1999-01-18 |  | Steel (Impressed Current) | Pressurized
WHITLEYS SERVICE STATION | 9759 S MAIN STREET | JONESBORO | Clayton | 9031203 | 3 | [5 empty] | Removed from Ground | Gas (Historical Use) | 500 | Not Marked/Unknown | 1998-09-01 | 1998-09-01 | Not Marked
8545 CHEVRON LLC | 8545 TARA BLVD | JONESBORO | Clayton | 310003 | 5 | Ball Float | 1990-11-05 | FALSE | 1990-11-05 | FALSE | Currently in Use | Plus | 10000 | Fiberglass | 1990-11-05 |  | Fiberglass Reinforced Plastic | Pressurized
PETROLEUM REALTY II LLC | 6692 TARA BLVD | JONESBORO | Clayton | 310096 | 3 |  | 1988-04-01 | FALSE | 1988-04-01 | FALSE | Temporarily out of use | Gas (Historical Use) | 10000 | Fiberglass | 1983-04-18 |  | Double Walled | Pressurized
FINA STATION #6835/CLOSED | 6278 TARA BLVD | JONESBORO | Clayton | 310188 | 3 | [5 empty] | Removed from Ground | Gas (Historical Use) | 5000 | Cathodically Protected Steel | 1968-01-01 | 1991-07-16 | Galvanized Steel
CROWN STATION GA #17 | 8128 TARA BLVD | JONESBORO | Clayton | 310136 | 3 | [5 empty] | Removed from Ground | Gas (Historical Use) | 10000 | Bare Steel | 1971-04-08 | 1994-03-10 | Bare Steel | Pressurized
NEXT LEVEL FOOD MART | 226 N MAIN ST | JONESBORO | Clayton | 310120 | 3 | [5 empty] | Removed from Ground | Gas (Historical Use) | 5000 | Bare Steel | 1970-04-27 | 1986-03-01 | Galvanized Steel
RAZEE LLC | 6656 TARA BLVD | JONESBORO | Clayton | 310313 | 4 | Ball Float | 2006-02-17 | FALSE | 1998-02-17 | FALSE | Currently in Use | Diesel | 4000 | STIP-3/Impressed Current | 1969-01-05 |  | Steel (Impressed Current) | Pressurized
RAZEE LLC | 6656 TARA BLVD | JONESBORO | Clayton | 310313 | 5 | [5 empty] | Removed from Ground | Kerosene | 1000 | Not Marked/Unknown | 2000-10-10 | 2000-10-10 | Bare Steel | Pressurized
FAST TRIP | 7415 JONESBORO RD | JONESBORO | Clayton | 310315 | 2 | Flapper Valve | 1998-08-12 |  | 1987-02-01 |  | Removed from Ground | Gas (Historical Use) | 9816 | Fiberglass | 1987-02-01 | 2009-05-06 | Fiberglass Reinforced Plastic | Pressurized
BST/JONESBORO CO/F1406 | 109 SMITH ST | JONESBORO | Clayton | 310263 | 1 | [5 empty] | Closed in Ground | Diesel | 1000 | Bare Steel | 1971-01-05 | 1989-05-01 | Copper | Suction (American)
SOUTHERN PRESTRESSED INC | 1655 NOAH'S ARK RD | JONESBORO | Clayton | 9000750 | 2 | [5 empty] | Removed from Ground | Gas (Historical Use) | 2000 | Bare Steel | 1972-08-26 | 1990-06-29 | Unknown
CIRCLE K #8471 | 1633 GA HWY 138 | JONESBORO | Clayton | 9000268 | 1 | Ball Float | 1993-09-28 |  | 1993-09-28 |  | Removed from Ground | Gas (Historical Use) | 10000 | Fiberglass | 1987-10-01 | 1899-12-31 | Fiberglass Reinforced Plastic | Pressurized
CHEVRON | 7264 TARA BLVD | JONESBORO | Clayton | 310142 | 3 | Ball Float | 1994-08-17 | FALSE | 1994-08-17 | FALSE | Currently in Use | E-10 | 10000 | Fiberglass | 1985-04-30 |  | Fiberglass Reinforced Plastic | Pressurized
SHELL | 8550 GA HWY 85 | JONESBORO | Clayton | 310302 | 4B | Ball Float | 2010-04-14 | FALSE | 2010-04-14 | FALSE | Currently in Use | Gas (Historical Use) | 4000 | Fiberglass Double Walled | 2010-04-07 |  | Double-Walled Flex | Pressurized
MAJIK MARKET #89189/FORMER | 351 UPPER RIVERDALE RD | JONESBORO | Clayton | 310277 | 3 | [5 empty] | Removed from Ground | Gas (Historical Use) | 10000 | Bare Steel | 1976-05-15 | 1991-09-06 | Galvanized Steel
DR BRYANTS PROPERTY/MINDIS RECYC | 7598 TARA BLVD | JONESBORO | Clayton | 9000615 | 3 | [5 empty] | Removed from Ground | Diesel | 1000 | Bare Steel | 1990-05-30 | 1990-05-30 | Bare Steel
CLAYTON CO SCHOOL BUS SHOP | 7860 NORTH MCDONOUGH ST | JONESBORO | Clayton | 9000597 | 3 | Flapper Valve | 1991-08-01 | TRUE | 1991-08-01 | TRUE | Currently in Use | Regular | 8000 | Fiberglass Double Walled | 1991-08-15 |  | Fiberglass Reinforced Plastic | Pressurized
TEXACO 190 | 190 JONESBORO RD | JONESBORO | Clayton | 9031215 | 2 | Flapper Valve | 1999-01-18 | FALSE | 1999-01-18 | FALSE | Currently in Use | Gas (Historical Use) | 8000 | Steel-Impressed Current | 1999-01-18 |  | Steel (Impressed Current) | Pressurized
FOREST PARK SHELL | 4926 OLD DIXIE HWY | FOREST PARK | Clayton | 310186 | 4 | Ball Float | 2001-03-01 | FALSE | 2001-03-01 | FALSE | Currently in Use | Diesel | 8000 | Epoxy | 2001-03-01 |  | Double-Walled Flex | Pressurized
LANDMARK DODGE INC | 6446 TARA BLVD | JONESBORO | Clayton | 310312 | 3 | [5 empty] | Removed from Ground | Other | 550 | Bare Steel | 1975-01-04 | 1988-01-01 | Galvanized Steel
CHEVRON FOOD MART | 222 UPPER RIVERDALE RD | JONESBORO | Clayton | 310244 | 5 |  |  | TRUE |  | TRUE | Removed from Ground | Used Oil | 550 | Bare Steel | 1968-05-09 | 1998-05-07 | Unknown
QUIKTRIP #799 | 8140 TARA BLVD | JONESBORO | Clayton | 310243 | 12 | Ball Float | 1992-09-01 |  | 1992-09-01 |  | Removed from Ground | Gas (Historical Use) | 10000 | Composite | 1992-10-21 | 2015-05-27 | Fiberglass Reinforced Plastic | Pressurized
QUIKTRIP #799 | 8140 TARA BLVD | JONESBORO | Clayton | 310243 | 17 | Flapper Valve | 2016-01-25 | FALSE | 2015-12-21 | FALSE | Currently in Use | Diesel | 12000 | Fiberglass Double Walled | 2015-10-04 |  | Double-Walled Fiberglass | Pressurized
QUIKTRIP #799 | 8140 TARA BLVD | JONESBORO | Clayton | 310243 | 15 | Flapper Valve | 2016-01-25 | FALSE | 2015-12-21 | FALSE | Currently in Use | Gas (Historical Use) | 20000 | Fiberglass Double Walled | 2015-10-14 |  | Double-Walled Fiberglass | Pressurized
THE NAYBERHOOD STORE | 6765 TARA BLVD | JONESBORO | Clayton | 310273 | 1 | Ball Float | 2004-01-23 | FALSE | 2004-01-23 | TRUE | Currently in Use | Regular | 8000 | Steel-Impressed Current | 1984-05-13 |  | Fiberglass Reinforced Plastic | Pressurized
DR BRYANTS PROPERTY/MINDIS RECYC | 7598 TARA BLVD | JONESBORO | Clayton | 9000615 | 2 | [5 empty] | Removed from Ground | Gas (Historical Use) | 3000 | Bare Steel | 1990-05-30 | 1990-05-30 | Bare Steel
RYDER TRUCK RENTAL | 54 BATTLE CREEK RD | JONESBORO | Clayton | 9000264 | 1 | [5 empty] | Removed from Ground | Diesel | 15000 | Not Marked/Unknown | 1989-07-11 | 1899-12-31 | Unknown
LIBERTY PARTNERS GROUP LLC | 335 FLINT RIVER RD | JONESBORO | Clayton | 9000248 | 1 | Flapper Valve | 1987-01-01 | FALSE | 1987-01-01 | FALSE | Currently in Use | Regular | 10000 | Galvanic (STIP-3) | 1987-05-30 |  | Fiberglass Reinforced Plastic | Pressurized
JIFFY LUBE #137 | 6581 TARA BLVD | JONESBORO | Clayton | 310127 | 1 | [5 empty] | Removed from Ground | Other | 4000 | Bare Steel | 1979-01-01 | 1999-11-08 | Galvanized Steel
SHELL | 8550 GA HWY 85 | JONESBORO | Clayton | 310302 | 3 | Flapper Valve | 1994-09-20 |  | 1994-09-20 |  | Removed from Ground | Gas (Historical Use) | 10000 | Fiberglass | 1986-06-01 | 2008-05-09 | Fiberglass Reinforced Plastic | Pressurized
BST/JONESBORO CO/F1406 | 109 SMITH ST | JONESBORO | Clayton | 310263 | 2 |  | 1994-02-18 |  | 1994-02-18 |  | Removed from Ground | Other | 3000 | Double Walled | 1989-07-14 | 1997-01-20 | Copper | Suction (American)
CHEVRON FOOD MART | 222 UPPER RIVERDALE RD | JONESBORO | Clayton | 310244 | 3 | [5 empty] | Removed from Ground | Gas (Historical Use) | 5074 | Bare Steel | 1968-05-09 | 1998-05-07 | Unknown
SOUTHERN PRESTRESSED INC | 1655 NOAH'S ARK RD | JONESBORO | Clayton | 9000750 | 1 | [5 empty] | Removed from Ground | Diesel | 2000 | Bare Steel | 1972-08-26 | 1990-06-29 | Unknown
LIBERTY PARTNERS GROUP LLC | 335 FLINT RIVER RD | JONESBORO | Clayton | 9000248 | 2 | Flapper Valve | 1987-01-01 | FALSE | 1987-01-01 | FALSE | Currently in Use | Premium | 10000 | Galvanic (STIP-3) | 1987-05-30 |  | Fiberglass Reinforced Plastic | Pressurized
OLD DIXIE FOOD MART | 5991 OLD DIXIE HWY | FOREST PARK | Clayton | 310114 | 2 | Ball Float | 1999-01-25 | FALSE | 1999-01-25 | FALSE | Currently in Use | Regular | 10000 | Steel-Impressed Current | 1980-01-01 |  | Double-Walled Fiberglass | Pressurized
MOBIL FOOD MART | 655 MAIN ST | FOREST PARK | Clayton | 310115 | 7 | Ball Float | 1987-01-01 | FALSE | 1987-01-01 | FALSE | Currently in Use | Premium | 10000 | Steel-Impressed Current | 1987-01-01 |  | Steel (Impressed Current) | Pressurized
MOBIL FOOD MART | 655 MAIN ST | FOREST PARK | Clayton | 310115 | 4 | [5 empty] | Removed from Ground | Gas (Historical Use) | 500 | Bare Steel | 1951-05-02 | 1987-01-01 | Galvanized Steel
MOBIL FOOD MART | 655 MAIN ST | FOREST PARK | Clayton | 310115 | 5 | Ball Float | 1987-01-01 | FALSE | 1987-01-01 | FALSE | Currently in Use | Regular | 10000 | Steel-Impressed Current | 1987-01-01 |  | Steel (Impressed Current) | Pressurized
Circle K #113 | 6142 OLD DIXIE HWY | FOREST PARK | Clayton | 601070 | 8 | Ball Float | 2001-06-21 | FALSE | 2001-06-21 | FALSE | Currently in Use | Premium | 10000 | Fiberglass | 2001-05-31 |  | Fiberglass Reinforced Plastic | Pressurized
Circle K #113 | 6142 OLD DIXIE HWY | FOREST PARK | Clayton | 601070 | 2 | [5 empty] | Removed from Ground | Gas (Historical Use) | 6000 | Bare Steel | 1968-04-27 | 1990-11-30 | Galvanized Steel
OLD DIXIE C STORE INC | 5111 OLD DIXIE HWY | FOREST PARK | Clayton | 9031233 | 1 | Ball Float | 2000-08-02 | FALSE | 2000-08-02 | FALSE | Currently in Use | Regular | 10000 | Composite | 2000-08-02 |  | Double-Walled Flex | Pressurized
CLAYTON CO SVC STA | 1347 GOVERNMENT CIRCLE | JONESBORO | Clayton | 310283 | 2 | Flapper Valve | 1998-02-01 | FALSE | 1998-02-01 | FALSE | Currently in Use | Regular | 10000 | Steel-Impressed Current | 1981-01-01 |  | Steel (Impressed Current) | Pressurized
NEXT LEVEL FOOD MART | 226 N MAIN ST | JONESBORO | Clayton | 310120 | 8 | Flapper Valve | 1998-09-25 | FALSE | 1998-09-25 | FALSE | Currently in Use | Diesel | 6000 | Steel-Impressed Current | 1989-01-01 |  | Fiberglass Reinforced Plastic | Pressurized
NEXT LEVEL FOOD MART | 226 N MAIN ST | JONESBORO | Clayton | 310120 | 6 | Flapper Valve | 1998-09-25 | FALSE | 1998-09-25 | FALSE | Currently in Use | Premium | 10000 | Steel-Impressed Current | 1989-01-01 |  | Steel (Impressed Current) | Pressurized
RAZEE LLC | 6656 TARA BLVD | JONESBORO | Clayton | 310313 | 3 |  | 1998-01-01 | FALSE | 1998-01-01 | FALSE | Currently in Use | Premium | 8000 | STIP-3/Impressed Current | 1969-01-05 |  | Steel (Impressed Current) | Pressurized
FAST TRIP | 7415 JONESBORO RD | JONESBORO | Clayton | 310315 | 3 | Flapper Valve | 1998-08-12 |  | 1987-02-01 |  | Removed from Ground | Gas (Historical Use) | 9816 | Fiberglass | 1987-02-01 | 2009-05-06 | Fiberglass Reinforced Plastic | Pressurized
QUIKTRIP #799 | 8140 TARA BLVD | JONESBORO | Clayton | 310243 | 14 | Flapper Valve | 2016-01-25 | FALSE | 2015-12-21 | FALSE | Currently in Use | Gas (Historical Use) | 20000 | Fiberglass Double Walled | 2015-10-04 |  | Double-Walled Fiberglass | Pressurized
BELLSOUTH TELECOMM/F1489 - WORK | 107 SMITH ST | JONESBORO | Clayton | 310265 | 2 | [5 empty] | Removed from Ground | Gas (Historical Use) | 1000 | Bare Steel | 1964-01-07 | 1989-10-15 | Copper | Pressurized
DR BRYANTS PROPERTY/MINDIS RECYC | 7598 TARA BLVD | JONESBORO | Clayton | 9000615 | 1 | [5 empty] | Removed from Ground | Gas (Historical Use) | 3000 | Bare Steel | 1990-05-30 | 1990-05-30 | Bare Steel
CLAYTON CO SCHOOL BUS SHOP | 7860 NORTH MCDONOUGH ST | JONESBORO | Clayton | 9000597 | 1 | [5 empty] | Removed from Ground | Gas (Historical Use) | 12000 | Bare Steel | 1967-01-13 | 1991-04-15 | Galvanized Steel
RYDER TRUCK RENTAL | 54 BATTLE CREEK RD | JONESBORO | Clayton | 9000264 | 2 |  |  | TRUE |  | TRUE | Removed from Ground | Used Oil | 5000 | Not Marked/Unknown | 1989-07-11 | 1899-12-31 | Not Marked
CITGO QUIK SERVICES | 200 SE UPPER RIVERDALE RD | JONESBORO | Clayton | 9000026 | 1 | Ball Float | 1999-01-01 | FALSE | 1999-01-01 | FALSE | Currently in Use | Regular | 5000 | Steel-Impressed Current | 1970-02-07 |  |  | Pressurized
Takeoff Jonesboro | 599 Hwy 138 | Jonesboro | Clayton | 9031227 | 4 | Flapper Valve | 2020-11-15 | FALSE | 2020-11-15 | FALSE | Currently in Use | Regular | 12000 | Composite Double Walled | 2020-09-17 |  | Double-Walled Fiberglass | Pressurized
Takeoff Jonesboro | 599 Hwy 138 | Jonesboro | Clayton | 9031227 | 1 |  | 1999-08-01 |  | 1999-08-01 |  | Removed from Ground | Gas (Historical Use) | 12000 | Double Walled | 1999-08-01 | 2016-03-02 | Double Walled | Pressurized
RaceWay #6967/0635 - Tara Blvd | 7721 TARA BLVD | JONESBORO | Clayton | 9031212 | 2 |  | 1998-05-20 | FALSE | 1998-05-20 | FALSE | Currently in Use | Diesel | 12000 | Composite Double Walled | 1998-05-20 |  | Double-Walled Fiberglass | Pressurized
SUTHERLANDS FOODSERVICE INC | 16 FOREST PKWY | FOREST PARK | Clayton | 310052 | 1 | [5 empty] | Removed from Ground | Diesel | 10000 | Marked Unknown | 1981-02-08 | 1998-12-30 | Galvanized Steel
NEXT LEVEL FOOD MART | 226 N MAIN ST | JONESBORO | Clayton | 310120 | 1 | [5 empty] | Removed from Ground | Gas (Historical Use) | 10000 | Bare Steel | 1970-04-27 | 1986-03-01 | Galvanized Steel
EXPRESS OIL CHANGE | 6541 TARA BLVD | JONESBORO | Clayton | 310303 | J-502533 |  |  |  | 1993-10-13 |  | Closed in Ground | Other | 560 | Cathodically Protected Steel | 1987-05-15 | 2001-01-01 | Galvanized Steel | Suction (American)
QUIKTRIP #799 | 8140 TARA BLVD | JONESBORO | Clayton | 310243 | 13 | Ball Float | 2000-01-01 | TRUE | 1992-09-01 | TRUE | Removed from Ground | Used Oil | 550 | Composite | 1992-10-21 | 2015-05-27 | Fiberglass Reinforced Plastic | Gravity Fed
CLAYTON CO/CIVIL DEFENSE BLDG | 7946 NORTH MCDONOUGH | JONESBORO | Clayton | 310282 | 1 | Flapper Valve | 1998-02-01 | FALSE | 1998-02-01 | TRUE | Currently in Use | Diesel | 5000 | Fiberglass | 1977-05-02 |  | Fiberglass Reinforced Plastic | Safe Suction (Euro)
B P FOOD MART | 199 UPPER RIVERDALE RD | JONESBORO | Clayton | 9000532 | 3 | Flapper Valve | 1998-05-12 | FALSE | 1998-05-12 | FALSE | Currently in Use | Regular | 10000 | Steel-Impressed Current | 1986-08-21 |  | Fiberglass Reinforced Plastic | Pressurized
HAPPY MART | 7694 TARA BLVD | JONESBORO | Clayton | 9000674 | 5 |  | 1998-09-22 | FALSE | 1998-09-22 | FALSE | Temporarily out of use | Kerosene | 4000 | Composite | 1985-11-05 |  | Fiberglass Reinforced Plastic | Safe Suction (Euro)
TEXACO FOOD MART | 6331 TARA BLVD | JONESBORO | Clayton | 9000025 | 2 | [5 empty] | Removed from Ground | Empty | 10000 | Bare Steel | 1982-04-18 | 1899-12-31 | Galvanized Steel
BP FOOD MART | 2775 MT ZION PKWY | JONESBORO | Clayton | 9031247 | 2 | Ball Float | 2001-07-18 | FALSE | 2001-07-18 | FALSE | Currently in Use | Premium | 10000 | Fiberglass | 2001-07-12 |  | Fiberglass Reinforced Plastic | Pressurized
Takeoff Jonesboro | 599 Hwy 138 | Jonesboro | Clayton | 9031227 | 3 |  | 1999-08-01 |  | 1999-08-01 |  | Removed from Ground | Gas (Historical Use) | 12000 | Double Walled | 1999-08-01 | 2016-03-02 | Double Walled | Pressurized
Takeoff Jonesboro | 599 Hwy 138 | Jonesboro | Clayton | 9031227 | 5A | Flapper Valve | 2020-11-15 | FALSE | 2020-11-15 | FALSE | Currently in Use | Premium | 6000 | Composite Double Walled | 2020-09-17 |  | Double-Walled Fiberglass | Pressurized
AMOCO FOOD MART | 1975 HWY 138 E | JONESBORO | Clayton | 9031244 | 1 | Ball Float | 2001-04-01 | FALSE | 2001-04-01 | FALSE | Currently in Use | Regular | 12000 | Composite | 2001-04-01 |  | Fiberglass Reinforced Plastic | Pressurized
BP FOOD SHOP | 7411 SOUTHLAKE PKWY | JONESBORO | Clayton | 9031236 | 2 | Ball Float | 2000-09-11 | FALSE | 2000-09-11 | FALSE | Currently in Use | Gas (Historical Use) | 12000 | Fiberglass Double Walled | 2000-09-11 |  | Double-Walled Fiberglass | Pressurized
THE NAYBERHOOD STORE | 6765 TARA BLVD | JONESBORO | Clayton | 310273 | 3 | Ball Float | 2004-01-23 | FALSE | 2004-01-23 | TRUE | Currently in Use | Premium | 8000 | Steel-Impressed Current | 1984-05-13 |  | Fiberglass Reinforced Plastic | Pressurized
DR BRYANTS PROPERTY/MINDIS RECYC | 7598 TARA BLVD | JONESBORO | Clayton | 9000615 | 4 | [5 empty] | Removed from Ground | Diesel | 1000 | Bare Steel | 1990-05-30 | 1990-05-30 | Bare Steel
DR BRYANTS PROPERTY/MINDIS RECYC | 7598 TARA BLVD | JONESBORO | Clayton | 9000615 | 5 | [5 empty] | Removed from Ground | Kerosene | 500 | Bare Steel | 1990-05-30 | 1990-05-30 | Bare Steel
STOP N GO MARKET #985 | GA HWY 138 @ MOORE | JONESBORO | Clayton | 9000298 | 2 | [5 empty] | Removed from Ground | Gas (Historical Use) | 10000 | Bare Steel | 1976-05-10 | 1988-12-22 | Galvanized Steel
TEXACO FOOD MART | 6331 TARA BLVD | JONESBORO | Clayton | 9000025 | 6 | Ball Float | 1991-03-01 | FALSE | 1991-03-01 | FALSE | Currently in Use | Premium | 10000 | Fiberglass | 1991-03-01 |  | Fiberglass Reinforced Plastic | Pressurized
TEXACO FOOD MART | 6331 TARA BLVD | JONESBORO | Clayton | 9000025 | 8 | Ball Float | 1991-03-01 | FALSE | 1991-03-01 | FALSE | Currently in Use | Plus | 20000 | Fiberglass | 1991-03-01 |  | Fiberglass Reinforced Plastic | Pressurized
PIT STOP #14 | 8664 TARA BLVD | JONESBORO | Clayton | 9056042 | 1 | Flapper Valve | 1998-04-01 | FALSE | 1998-04-01 | FALSE | Currently in Use | Regular | 10000 | Steel-Impressed Current | 1984-01-01 |  | Steel (Impressed Current) | Pressurized
CHEVRON STATION | 5621 RIVERDALE RD | JONESBORO | Clayton | 9031204 | 1 | [5 empty] | Removed from Ground | Gas (Historical Use) | 2000 | Not Marked/Unknown | 1988-05-01 | 1988-05-01 | Not Marked
MOBIL FOOD MART | 655 MAIN ST | FOREST PARK | Clayton | 310115 | 3 | [5 empty] | Removed from Ground | Gas (Historical Use) | 8000 | Bare Steel | 1982-04-24 | 1987-01-01 | Galvanized Steel
OLD DIXIE EXXON | 5428 OLD DIXIE HWY | FOREST PARK | Clayton | 601404 | 2 | Flapper Valve | 1998-09-01 | FALSE | 1998-09-01 | FALSE | Currently in Use | Plus | 10000 | Galvanic (STIP-3) | 1987-11-04 |  | Double-Walled Fiberglass | Pressurized
CHEVRON FOOD MART | 4441 JONESBORO ROAD | FOREST PARK | Clayton | 9031226 | 11 | Ball Float | 2003-05-01 | FALSE | 2003-05-01 | FALSE | Currently in Use | Diesel | 4000 | Composite | 2003-04-01 |  | Double-Walled Fiberglass | Pressurized
SHELL FOOD MART | 4183 THURMAN ROAD | FOREST PARK | Clayton | 10001407 | P770200 |  | 2007-05-25 | FALSE | 2007-05-25 | FALSE | Currently in Use | Gas (Historical Use) | 1500 | Fiberglass | 2007-05-07 |  | Fiberglass Reinforced Plastic | Pressurized
PIT STOP #14 | 8664 TARA BLVD | JONESBORO | Clayton | 9056042 | 4 | Flapper Valve | 1998-04-01 | FALSE | 1998-04-01 | FALSE | Currently in Use | Diesel | 6000 | Steel-Impressed Current | 1984-01-01 |  | Steel (Impressed Current) | Pressurized
BP FOOD MART | 2775 MT ZION PKWY | JONESBORO | Clayton | 9031247 | 3 | Ball Float | 2001-07-18 | FALSE | 2001-07-18 | FALSE | Currently in Use | Diesel | 8000 | Fiberglass | 2001-07-12 |  | Fiberglass Reinforced Plastic | Pressurized
TEXACO FOOD MART | 7119 MT ZION BLVD | JONESBORO | Clayton | 9031248 | 1 | Ball Float | 2001-06-28 | FALSE | 2001-06-28 | FALSE | Currently in Use | Regular | 12000 | Epoxy Double-Walled | 2001-06-25 |  | Fiberglass Reinforced Plastic | Pressurized
CHEVRON FOOD MART | 6714 TARA BLVD | JONESBORO | Clayton | 9031246 | 1 | Ball Float | 2001-07-20 |  | 2001-07-20 |  | Currently in Use | Gas (Historical Use) | 12000 | Fiberglass | 2001-06-17 |  | Fiberglass Reinforced Plastic | Pressurized
BP FOOD SHOP | 7411 SOUTHLAKE PKWY | JONESBORO | Clayton | 9031236 | 1 | Ball Float | 2000-09-11 | FALSE | 2000-09-11 | FALSE | Currently in Use | Gas (Historical Use) | 12000 | Fiberglass Double Walled | 2000-09-11 |  | Double-Walled Fiberglass | Pressurized
RaceWay #6967/0635 - Tara Blvd | 7721 TARA BLVD | JONESBORO | Clayton | 9031212 | 1 |  | 1998-05-20 | FALSE | 1998-05-20 | FALSE | Currently in Use | Regular | 15000 | Composite Double Walled | 1998-05-20 |  | Double-Walled Fiberglass | Pressurized
WHITLEYS SERVICE STATION | 9759 S MAIN STREET | JONESBORO | Clayton | 9031203 | 2 | [5 empty] | Removed from Ground | Gas (Historical Use) | 500 | Not Marked/Unknown | 1998-09-01 | 1998-09-01 | Not Marked
INTERNATIONAL PAPER CO | 5115 PINETREE ST | FOREST PARK | Clayton | 310305 | 2 |  |  | FALSE |  | FALSE | Removed from Ground | Diesel | 15000 | Bare Steel | 1962-05-14 | 1989-07-01 | Bare Steel | Pressurized
KING'S OIL #328 | 4700 JONESBORO RD | FOREST PARK | Clayton | 310251 | 3 | Flapper Valve | 1990-07-10 | FALSE | 1990-07-10 | FALSE | Temporarily out of use | Gas (Historical Use) | 10000 | Steel-Impressed Current | 1978-05-10 |  |  | Pressurized
SHELL FOOD MART | 4183 THURMAN ROAD | FOREST PARK | Clayton | 10001407 | P770199B |  | 2007-05-25 | FALSE | 2007-05-25 | FALSE | Currently in Use | Diesel | 4000 | Fiberglass | 2007-05-07 |  | Fiberglass Reinforced Plastic | Pressurized
FOREST PARK SHELL | 4926 OLD DIXIE HWY | FOREST PARK | Clayton | 310186 | 1 | [5 empty] | Removed from Ground | Gas (Historical Use) | 8000 | Bare Steel | 1986-04-30 | 1989-07-01
CHEVRON FOOD MART | 210 FOREST PKWY | FOREST PARK | Clayton | 310138 | 7 |  |  | TRUE |  | TRUE | Removed from Ground | Used Oil | 1000 | Double Walled | 1992-09-08 | 2005-12-02 | Not Marked
CHEVRON FOOD MART | 210 FOREST PKWY | FOREST PARK | Clayton | 310138 | 4 |  |  | TRUE |  | TRUE | Removed from Ground | Used Oil | 1000 | Bare Steel | 1970-05-04 | 1992-07-19 | Galvanized Steel | Gravity Fed
CHEVRON FOOD MART | 210 FOREST PKWY | FOREST PARK | Clayton | 310138 | 5 |  |  | TRUE |  | TRUE | Removed from Ground | Used Oil | 1000 | Double Walled | 1992-09-08 | 2001-06-20 | Not Marked | Gravity Fed
OLD DIXIE FOOD MART | 5991 OLD DIXIE HWY | FOREST PARK | Clayton | 310114 | 1 | Ball Float | 1999-01-25 | FALSE | 1999-01-25 | FALSE | Currently in Use | Diesel | 10000 | Steel-Impressed Current | 1980-01-01 |  | Double-Walled Fiberglass | Pressurized
INTERNATIONAL PAPER CO | 5115 PINETREE ST | FOREST PARK | Clayton | 310305 | 1 |  | 1989-08-03 | FALSE | 1989-08-03 | FALSE | Removed from Ground | Diesel | 30000 | Steel-Impressed Current | 1984-05-08 | 2018-02-06 | Steel (Impressed Current) | Suction (American)
SHELL FOOD MART | 4806 JONESBORO RD | FOREST PARK | Clayton | 310259 | 1 |  |  | FALSE |  | FALSE | Removed from Ground | Gas (Historical Use) | 10000 | Bare Steel | 1972-05-08 | 1899-12-31 | Bare Steel
SHELL FOOD MART | 4806 JONESBORO RD | FOREST PARK | Clayton | 310259 | 7 |  |  | FALSE |  | FALSE | Removed from Ground | Kerosene | 0 | Lined Interior | 1999-11-01 | 1999-11-01 | Galvanized Steel
OLD DIXIE EXXON | 5428 OLD DIXIE HWY | FOREST PARK | Clayton | 601404 | 3 | Flapper Valve | 1998-09-01 | FALSE | 1998-09-01 | FALSE | Currently in Use | Premium | 10000 | Galvanic (STIP-3) | 1987-11-04 |  | Double-Walled Fiberglass | Pressurized
CHEVRON FOOD MART | 4441 JONESBORO ROAD | FOREST PARK | Clayton | 9031226 | 4 | [5 empty] | Removed from Ground | Gas (Historical Use) | 2000 | Bare Steel | 2000-02-01 | 2000-02-01 | Galvanized Steel | Safe Suction (Euro)
CHEVRON FOOD MART | 4441 JONESBORO ROAD | FOREST PARK | Clayton | 9031226 | 5 | [5 empty] | Removed from Ground | Gas (Historical Use) | 2000 | Bare Steel | 2000-02-01 | 2000-02-01 | Galvanized Steel | Safe Suction (Euro)
CHEVRON FOOD MART | 4441 JONESBORO ROAD | FOREST PARK | Clayton | 9031226 | 7 |  |  | TRUE |  | TRUE | Removed from Ground | Used Oil | 550 | Bare Steel | 2000-02-01 | 2000-02-01 | Galvanized Steel | Gravity Fed
PHILLIPS 66 FOOD MART C/O AMIN C | 6125 OLD DIXIE HWY | FOREST PARK | Clayton | 310002 | 3 |  | 1998-09-01 |  | 1998-09-01 |  | Removed from Ground | Gas (Historical Use) | 10000 | Steel-Impressed Current | 1981-05-14 | 2003-11-27 | Fiberglass Reinforced Plastic | Pressurized
HARVEY'S CLEANERS | 272 NORTH MAIN ST | JONESBORO | Clayton | 310198 | 1 | [5 empty] | Removed from Ground | Other | 500 | Bare Steel | 1966-05-10 | 1899-12-31 | Galvanized Steel
CHEVRON | 7264 TARA BLVD | JONESBORO | Clayton | 310142 | 4 |  |  | TRUE |  | TRUE | Removed from Ground | Used Oil | 1000 | Fiberglass | 1985-04-30 | 1986-01-01 | Fiberglass Reinforced Plastic | Gravity Fed
RAZEE LLC | 6656 TARA BLVD | JONESBORO | Clayton | 310313 | 2 | Ball Float | 1998-01-01 | FALSE | 1998-01-01 | FALSE | Temporarily out of use | Plus | 8000 | STIP-3/Impressed Current | 1969-01-05 |  | Steel (Impressed Current) | Pressurized
QUIKTRIP #799 | 8140 TARA BLVD | JONESBORO | Clayton | 310243 | 3 | [5 empty] | Removed from Ground | Gas (Historical Use) | 4000 | Bare Steel | 1975-01-01 | 1992-09-29 | Galvanized Steel | Pressurized
HAPPY MART | 7694 TARA BLVD | JONESBORO | Clayton | 9000674 | 1 | [5 empty] | Closed in Ground | Gas (Historical Use) | 7300 | Cathodically Protected Steel | 1983-05-06 | 1990-08-15 | Galvanized Steel
HAPPY MART | 7694 TARA BLVD | JONESBORO | Clayton | 9000674 | 7 | Ball Float | 1990-10-01 | FALSE | 1990-10-01 | FALSE | Currently in Use | Regular | 10000 | Composite | 1990-09-07 |  | Fiberglass Reinforced Plastic | Pressurized
HAPPY MART | 7694 TARA BLVD | JONESBORO | Clayton | 9000674 | 4 | [5 empty] | Removed from Ground | Diesel | 10000 | Cathodically Protected Steel | 1983-05-06 | 1990-08-15 | Galvanized Steel
CIRCLE K #8471 | 1633 GA HWY 138 | JONESBORO | Clayton | 9000268 | 2 | Ball Float | 1993-09-28 |  | 1993-09-28 |  | Removed from Ground | Gas (Historical Use) | 10000 | Fiberglass | 1987-10-01 | 1899-12-31 | Fiberglass Reinforced Plastic | Pressurized
PIT STOP #14 | 8664 TARA BLVD | JONESBORO | Clayton | 9056042 | 3 | Flapper Valve | 1998-04-01 | FALSE | 1998-04-01 | FALSE | Currently in Use | Premium | 10000 | Steel-Impressed Current | 1984-01-01 |  | Steel (Impressed Current) | Pressurized
QUIKTRIP #799 | 8140 TARA BLVD | JONESBORO | Clayton | 310243 | 9 | [5 empty] | Removed from Ground | Empty | 4000 | Bare Steel | 1985-01-01 | 1992-09-29 | Galvanized Steel
QUIKTRIP #799 | 8140 TARA BLVD | JONESBORO | Clayton | 310243 | 8 |  |  | TRUE |  | TRUE | Removed from Ground | Used Oil | 550 | Bare Steel | 1970-05-09 | 1992-09-29 | Galvanized Steel | Gravity Fed
QUIKTRIP #799 | 8140 TARA BLVD | JONESBORO | Clayton | 310243 | 16B | Flapper Valve | 2016-01-28 | FALSE | 2015-12-21 | FALSE | Currently in Use | Gas (Historical Use) | 10000 | Fiberglass Double Walled | 2015-10-14 |  | Double-Walled Fiberglass | Pressurized
MAJIK MARKET #89189/FORMER | 351 UPPER RIVERDALE RD | JONESBORO | Clayton | 310277 | 2 | [5 empty] | Removed from Ground | Gas (Historical Use) | 8000 | Bare Steel | 1976-05-15 | 1991-09-06 | Galvanized Steel
B P FOOD MART | 199 UPPER RIVERDALE RD | JONESBORO | Clayton | 9000532 | 1 | Flapper Valve | 1998-05-12 | FALSE | 1998-05-12 | FALSE | Currently in Use | Diesel | 5000 | Steel-Impressed Current | 1986-08-21 |  | Fiberglass Reinforced Plastic | Pressurized
KUMAR PATEL/FINA #6684 (131-6684 | 7267 TARA BLVD | JONESBORO | Clayton | 9000587 | 2 | [5 empty] | Removed from Ground | Gas (Historical Use) | 4000 | Cathodically Protected Steel | 1966-04-28 | 1996-10-08 | Galvanized Steel
HAPPY MART | 7694 TARA BLVD | JONESBORO | Clayton | 9000674 | 8 | Ball Float | 1990-10-01 | FALSE | 1990-10-01 | FALSE | Currently in Use | Gas (Historical Use) | 10000 | Composite | 1990-09-07 |  | Fiberglass Reinforced Plastic | Pressurized
HAPPY MART | 7694 TARA BLVD | JONESBORO | Clayton | 9000674 | 2 | [5 empty] | Closed in Ground | Gas (Historical Use) | 7300 | Cathodically Protected Steel | 1983-05-06 | 1990-08-15 | Galvanized Steel
CITGO QUIK SERVICES | 200 SE UPPER RIVERDALE RD | JONESBORO | Clayton | 9000026 | 2 | Ball Float | 1999-01-01 | FALSE | 1999-01-01 | FALSE | Currently in Use | Regular | 5000 | Steel-Impressed Current | 1970-02-07 |  |  | Pressurized
SUTHERLANDS FOODSERVICE INC | 16 FOREST PKWY | FOREST PARK | Clayton | 310052 | 2 | [5 empty] | Removed from Ground | Gas (Historical Use) | 10000 | Cathodically Protected Steel | 1981-02-08 | 1998-12-30 | Galvanized Steel
OLD DIXIE C STORE INC | 5111 OLD DIXIE HWY | FOREST PARK | Clayton | 9031233 | 2A | Ball Float | 2000-08-02 | FALSE | 2000-08-02 | FALSE | Currently in Use | Premium | 8000 | Composite | 2000-08-02 |  | Double-Walled Flex | Pressurized
MARTEN TRANSPORT LTD | 317 CASH MEMORIAL DRIVE | FOREST PARK | Clayton | 9031119 | 2 | Flapper Valve | 1995-07-01 | FALSE | 1995-07-01 | FALSE | Removed from Ground | Diesel | 10000 | Steel-Impressed Current | 1988-06-01 |  | Fiberglass Reinforced Plastic | Pressurized
TEXACO FOOD MART | 7119 MT ZION BLVD | JONESBORO | Clayton | 9031248 | 3 | Ball Float | 2001-06-28 | FALSE | 2001-06-28 | FALSE | Currently in Use | Diesel | 8000 | Epoxy Double-Walled | 2001-06-25 |  | Fiberglass Reinforced Plastic | Pressurized
CHEVRON | 2355 MT ZION PKWY | JONESBORO | Clayton | 9031207 | 2 | Flapper Valve | 2024-03-01 | FALSE | 2009-11-06 | FALSE | Currently in Use | Premium | 10000 | Epoxy | 1999-06-01 |  | Fiberglass Reinforced Plastic | Pressurized
MOBIL FOOD MART | 655 MAIN ST | FOREST PARK | Clayton | 310115 | 1 | [5 empty] | Removed from Ground | Gas (Historical Use) | 8000 | Bare Steel | 1982-04-24 | 1987-01-01 | Galvanized Steel
Circle K #113 | 6142 OLD DIXIE HWY | FOREST PARK | Clayton | 601070 | 6 | [5 empty] | Removed from Ground | Diesel | 550 | Bare Steel | 1968-04-27 | 1990-11-30 | Galvanized Steel
Circle K #113 | 6142 OLD DIXIE HWY | FOREST PARK | Clayton | 601070 | 9 | Ball Float | 2001-06-21 | FALSE | 2001-06-21 | FALSE | Currently in Use | Diesel | 10000 | Fiberglass | 2001-05-31 |  | Fiberglass Reinforced Plastic | Pressurized
CHEVRON FOOD MART | 4441 JONESBORO ROAD | FOREST PARK | Clayton | 9031226 | 6 | [5 empty] | Removed from Ground | Other | 550 | Bare Steel | 2000-02-01 | 2000-02-01 | Galvanized Steel | Safe Suction (Euro)
TOYOTA SOUTH BODY SHOP | 257 FOREST PARKWAY | FOREST PARK | Clayton | 10001192 | 2 |  |  | FALSE |  | FALSE | Removed from Ground | Gas (Historical Use) | 2000 | Bare Steel | 1990-09-01 | 1990-09-01 | Bare Steel
OLD DIXIE CITGO | 6065 OLD DIXIE RD | FOREST PARK | Clayton | 10001519 | 2 |  | 2007-08-01 | FALSE | 2007-08-01 | FALSE | Temporarily out of use | Gas (Historical Use) | 8000 | Composite Double Walled | 2007-08-03 |  | Fiberglass Reinforced Plastic | Pressurized
OLD DIXIE CITGO | 6065 OLD DIXIE RD | FOREST PARK | Clayton | 10001519 | 2 |  | 2007-08-01 | FALSE | 2007-08-01 | FALSE | Temporarily out of use | Gas (Historical Use) | 8000 | Composite Double Walled | 2007-08-03 |  | Fiberglass Reinforced Plastic | Pressurized
CLAYTON CO SVC STA | 1347 GOVERNMENT CIRCLE | JONESBORO | Clayton | 310283 | 1 | Flapper Valve | 1998-02-01 | FALSE | 1998-02-01 | FALSE | Currently in Use | Regular | 10000 | Steel-Impressed Current | 1981-01-01 |  | Steel (Impressed Current) | Pressurized
B P FOOD MART | 199 UPPER RIVERDALE RD | JONESBORO | Clayton | 9000532 | 6 | [5 empty] | Permanently Out Of Use | Gas (Historical Use) | 5000 | Cathodically Protected Steel | 1972-01-05 | 1993-11-01 | Galvanized Steel
TEXACO FOOD MART | 6331 TARA BLVD | JONESBORO | Clayton | 9000025 | 3 | [5 empty] | Removed from Ground | Empty | 10000 | Bare Steel | 1982-04-18 | 1899-12-31 | Galvanized Steel
BP FOOD MART | 2775 MT ZION PKWY | JONESBORO | Clayton | 9031247 | 1 | Ball Float | 2001-07-18 | FALSE | 2001-07-18 | FALSE | Currently in Use | Regular | 12000 | Fiberglass | 2001-07-12 |  | Fiberglass Reinforced Plastic | Pressurized
CHEVRON FOOD MART | 6714 TARA BLVD | JONESBORO | Clayton | 9031246 | 3 | Ball Float | 2001-07-20 |  | 2001-07-20 |  | Currently in Use | Diesel | 8000 | Fiberglass | 2001-06-17 |  | Fiberglass Reinforced Plastic | Pressurized
BST/JONESBORO CO/F1406 | 109 SMITH ST | JONESBORO | Clayton | 310263 | 3 | Flapper Valve | 1997-01-24 | FALSE | 1997-01-24 | FALSE | Currently in Use | Diesel | 6000 | Fiberglass Double Walled | 1997-01-24 |  | Copper/Secondry Containment | Suction (American)
KUMAR PATEL/FINA #6684 (131-6684 | 7267 TARA BLVD | JONESBORO | Clayton | 9000587 | 4 | [5 empty] | Removed from Ground | Gas (Historical Use) | 4000 | Cathodically Protected Steel | 1966-04-28 | 1996-10-08 | Galvanized Steel
KUMAR PATEL/FINA #6684 (131-6684 | 7267 TARA BLVD | JONESBORO | Clayton | 9000587 | 5 |  |  | TRUE |  | TRUE | Removed from Ground | Used Oil | 600 | Bare Steel | 1965-04-28 | 1996-10-08 | Galvanized Steel
CITGO QUIK SERVICES | 200 SE UPPER RIVERDALE RD | JONESBORO | Clayton | 9000026 | 4 | Ball Float | 1999-01-01 | FALSE | 1999-01-01 | FALSE | Currently in Use | Premium | 5000 | Steel-Impressed Current | 1970-02-07 |  |  | Pressurized
AMOCO FOOD MART | 1975 HWY 138 E | JONESBORO | Clayton | 9031244 | 2 | Ball Float | 2001-04-01 | FALSE | 2001-04-01 | FALSE | Currently in Use | Premium | 8000 | Composite | 2001-04-01 |  | Fiberglass Reinforced Plastic | Pressurized
SUTHERLANDS FOODSERVICE INC | 16 FOREST PKWY | FOREST PARK | Clayton | 310052 | 5 | Flapper Valve | 1999-05-01 | FALSE | 1999-05-01 | FALSE | Currently in Use | Diesel | 10000 | Composite | 1999-05-01 |  | Fiberglass Reinforced Plastic | Safe Suction (Euro)
SUTHERLANDS FOODSERVICE INC | 16 FOREST PKWY | FOREST PARK | Clayton | 310052 | 4 | Flapper Valve | 1999-05-01 | FALSE | 1999-05-01 | FALSE | Currently in Use | Regular | 10000 | Composite | 1999-05-01 |  | Fiberglass Reinforced Plastic | Safe Suction (Euro)
CHEVRON FOOD MART | 210 FOREST PKWY | FOREST PARK | Clayton | 310138 | 3 | Ball Float | 1993-10-07 | FALSE | 1993-10-07 | FALSE | Currently in Use | Premium | 10000 | Fiberglass | 1983-01-03 |  | Galvanized Steel | Pressurized
CIRCLE M FOOD SHOP #57 | 4950 OLD DIXIE HWY | FOREST PARK | Clayton | 9031001 | 6 | Ball Float | 2001-05-22 | FALSE | 2001-05-22 | FALSE | Currently in Use | Premium | 10000 | Fiberglass Double Walled | 2001-05-10 |  | Double-Walled Flex | Pressurized
FORMER COLONIAL BAKERY STORE | 6007 OLD DIXIE HIGHWAY | FOREST PARK | Clayton | 10002251 | 6 |  |  | FALSE |  | FALSE | Removed from Ground | Used Oil | 0 | Unknown |  | 1899-12-31 | Unknown
BP FOOD SHOP | 7411 SOUTHLAKE PKWY | JONESBORO | Clayton | 9031236 | 3 | Ball Float | 2000-09-11 | FALSE | 2000-09-11 | FALSE | Currently in Use | Diesel | 4000 | Fiberglass Double Walled | 2000-09-11 |  | Double-Walled Fiberglass | Pressurized
ROYAL FOOD MART | 5604 OLD DIXIE HWY | FOREST PARK | Clayton | 310320 | 4 | Ball Float | 1998-10-01 | FALSE | 1998-10-01 | FALSE | Currently in Use | Diesel | 6000 | Composite | 1986-01-01 |  | Double-Walled Fiberglass | Pressurized
ROYAL FOOD MART | 5604 OLD DIXIE HWY | FOREST PARK | Clayton | 310320 | 5 | Ball Float | 1998-10-01 | FALSE | 1998-10-01 | FALSE | Temporarily out of use | Kerosene | 2000 | Composite | 1986-01-01 |  | Double-Walled Fiberglass | Pressurized
KING'S OIL #328 | 4700 JONESBORO RD | FOREST PARK | Clayton | 310251 | 2 | Flapper Valve | 1990-07-10 | FALSE | 1990-07-10 | FALSE | Temporarily out of use | Gas (Historical Use) | 10000 | Steel-Impressed Current | 1978-05-10 |  |  | Pressurized
OLD DIXIE EXXON | 5428 OLD DIXIE HWY | FOREST PARK | Clayton | 601404 | 4 | Flapper Valve | 1998-09-01 | FALSE | 1998-09-01 | FALSE | Temporarily out of use | Diesel | 5000 | Galvanic (STIP-3) | 1987-11-04 |  | Double-Walled Fiberglass | Pressurized
OLD DIXIE EXXON | 5428 OLD DIXIE HWY | FOREST PARK | Clayton | 601404 | 1 | Flapper Valve | 1998-09-01 | FALSE | 1998-09-01 | FALSE | Currently in Use | Regular | 10000 | Galvanic (STIP-3) | 1987-11-04 |  | Double-Walled Fiberglass | Pressurized
HEATON ERECTING INC | 5237 JONES RD | FOREST PARK | Clayton | 9031136 | 3 | Overfill Alarm | 1994-09-26 | FALSE | 1994-09-26 | FALSE | Currently in Use | Diesel | 10000 | Fiberglass Double Walled | 1994-09-30 |  | Double-Walled Fiberglass | Pressurized
R & R DIESEL | 274 AGNEW DR | FOREST PARK | Clayton | 9031039 | 1 |  | 1998-09-17 |  | 1998-09-17 |  | Closed in Ground | Diesel | 12000 | Steel-Impressed Current | 1998-09-17 | 2016-03-25 | Cathodically Protected | Pressurized
TOYOTA SOUTH BODY SHOP | 257 FOREST PARKWAY | FOREST PARK | Clayton | 10001192 | 3 |  |  | FALSE |  | FALSE | Removed from Ground | Used Oil | 500 | Bare Steel | 2006-09-01 | 2006-09-01 | Bare Steel
FOREST PARK SHELL | 4926 OLD DIXIE HWY | FOREST PARK | Clayton | 310186 | 3 | Ball Float | 2001-03-01 | FALSE | 2001-03-01 | FALSE | Currently in Use | Premium | 8000 | Epoxy | 2001-03-01 |  | Double-Walled Flex | Pressurized
OLD DIXIE FOOD MART | 5991 OLD DIXIE HWY | FOREST PARK | Clayton | 310114 | 3 |  | 1999-01-25 | FALSE | 1999-01-25 | FALSE | Closed in Ground | Gas (Historical Use) | 10000 |  | 1980-01-01 | 2012-03-13 | Cathodically Protected | Pressurized
MOBIL FOOD MART | 655 MAIN ST | FOREST PARK | Clayton | 310115 | 8 | Ball Float | 1987-01-01 | FALSE | 1987-01-01 | FALSE | Currently in Use | Diesel | 10000 | Steel-Impressed Current | 1987-01-01 |  | Steel (Impressed Current) | Pressurized
MOBIL FOOD MART | 655 MAIN ST | FOREST PARK | Clayton | 310115 | 6 | Ball Float | 1987-01-01 | FALSE | 1987-01-01 | FALSE | Currently in Use | Regular | 10000 | Steel-Impressed Current | 1987-01-01 |  | Steel (Impressed Current) | Pressurized
TEXACO FOOD MART | 6331 TARA BLVD | JONESBORO | Clayton | 9000025 | 4 | [5 empty] | Removed from Ground | Empty | 15000 | Composite | 1986-01-01 | 1899-12-31 | Galvanized Steel
TEXACO FOOD MART | 6331 TARA BLVD | JONESBORO | Clayton | 9000025 | 5 | Ball Float | 1991-03-01 | FALSE | 1991-03-01 | FALSE | Currently in Use | Regular | 10000 | Fiberglass | 1991-03-01 |  | Fiberglass Reinforced Plastic | Pressurized
TEXACO 190 | 190 JONESBORO RD | JONESBORO | Clayton | 9031215 | 3 | Flapper Valve | 1999-01-18 | FALSE | 1999-01-18 | FALSE | Currently in Use | Gas (Historical Use) | 8000 | Steel-Impressed Current | 1999-01-18 |  | Steel (Impressed Current) | Pressurized
CHEVRON | 2355 MT ZION PKWY | JONESBORO | Clayton | 9031207 | 1 | Flapper Valve | 2024-03-01 | FALSE | 2009-11-06 | FALSE | Currently in Use | Regular | 12000 | Epoxy | 1999-06-01 |  | Fiberglass Reinforced Plastic | Pressurized
A P CRANE | 2323 WALT STEPHENS RD | JONESBORO | Clayton | 9031182 | 1 | Ball Float | 1996-03-14 | FALSE | 1996-03-14 | FALSE | Abandoned-No Known Release | Gas (Historical Use) | 10000 | Galvanic (STIP-3) | 1996-03-11 |  | Fiberglass Reinforced Plastic | Pressurized
CHEVRON FOOD MART | 210 FOREST PKWY | FOREST PARK | Clayton | 310138 | 1 | Ball Float | 1993-10-07 | FALSE | 1993-10-07 | FALSE | Currently in Use | Regular | 10000 | Fiberglass | 1983-01-03 |  | Fiberglass Reinforced Plastic | Pressurized
SHELL FOOD MART | 4806 JONESBORO RD | FOREST PARK | Clayton | 310259 | 4 | Flapper Valve | 1998-02-19 | FALSE | 1998-02-19 | FALSE | Currently in Use | Regular | 10000 | Fiberglass | 1986-10-30 |  | Fiberglass Reinforced Plastic | Pressurized
SHELL FOOD MART | 4806 JONESBORO RD | FOREST PARK | Clayton | 310259 | 5 | Flapper Valve | 1998-02-19 | FALSE | 1998-02-19 | FALSE | Currently in Use | Plus | 10000 | Fiberglass | 1986-10-30 |  | Fiberglass Reinforced Plastic | Pressurized
Circle K #113 | 6142 OLD DIXIE HWY | FOREST PARK | Clayton | 601070 | 3 | [5 empty] | Removed from Ground | Gas (Historical Use) | 6000 | Bare Steel | 1968-04-27 | 1990-11-30 | Galvanized Steel
CHEVRON FOOD MART | 4441 JONESBORO ROAD | FOREST PARK | Clayton | 9031226 | 10 | Ball Float | 2003-05-01 | FALSE | 2003-05-01 | FALSE | Currently in Use | Premium | 8000 | Composite | 2003-04-01 |  | Double-Walled Fiberglass | Pressurized
CHEVRON FOOD MART | 4441 JONESBORO ROAD | FOREST PARK | Clayton | 9031226 | 1 | [5 empty] | Removed from Ground | Gas (Historical Use) | 3000 | Bare Steel | 2000-02-01 | 2000-02-01 | Galvanized Steel | Safe Suction (Euro)
AUTOMOTIVE TECHNICIAN INC | 571 FOREST PKWY | FOREST PARK | Clayton | 310043 | 1 |  |  | TRUE |  | TRUE | Closed in Ground | Used Oil | 300 | Bare Steel | 1974-03-01 | 1999-11-17 | Galvanized Steel | Gravity Fed
ROYAL FOOD MART | 5604 OLD DIXIE HWY | FOREST PARK | Clayton | 310320 | 1 | Ball Float | 1998-10-01 | FALSE | 1998-10-01 | FALSE | Currently in Use | Premium | 8000 | Composite | 1986-01-01 |  | Double-Walled Fiberglass | Pressurized
SHELL FOOD MART | 4806 JONESBORO RD | FOREST PARK | Clayton | 310259 | 6 | Flapper Valve | 1998-02-19 | FALSE | 1998-02-19 | FALSE | Currently in Use | Premium | 7000 | Fiberglass | 1986-10-30 |  | Fiberglass Reinforced Plastic | Pressurized
OLD DIXIE EXXON | 5428 OLD DIXIE HWY | FOREST PARK | Clayton | 601404 | 5 | Ball Float | 1998-09-01 | FALSE | 1998-09-01 | FALSE | Temporarily out of use | Kerosene | 1000 | Galvanic (STIP-3) | 1987-11-04 |  | Double-Walled Fiberglass | Pressurized
RAINBOW MUFFLER | 4832 JONESBORO ROAD | FOREST PARK | Clayton | 9031230 | 1 | [5 empty] | Removed from Ground | Used Oil | 0 | Not Marked/Unknown |  | 1899-12-31 | Not Marked
CIRCLE M FOOD SHOP #57 | 4950 OLD DIXIE HWY | FOREST PARK | Clayton | 9031001 | 3 |  | 1988-06-01 |  | 1988-06-01 |  | Removed from Ground | Gas (Historical Use) | 10000 | Fiberglass | 1988-11-15 | 2000-02-03 | Fiberglass Reinforced Plastic | Pressurized
FORMER CRUMBLEY TIRE | 775 MAIN ST | FOREST PARK | Clayton | 10001700 | 1 |  |  | FALSE |  | FALSE | Removed from Ground |  | 3000 | Unknown | 2009-04-10 | 2009-05-07
JUDSON TRANSMISSION | 861 MAIN ST | FOREST PARK | Clayton | 10001701 | 2 |  |  | FALSE |  | FALSE | Removed from Ground |  | 0 | Unknown | 2009-04-10 | 2009-05-18
FORMER COLONIAL BAKERY STORE | 6007 OLD DIXIE HIGHWAY | FOREST PARK | Clayton | 10002251 | 1 |  |  | FALSE |  | FALSE | Removed from Ground | Gas (Historical Use) | 0 | Unknown |  | 1899-12-31 | Bare Steel
CONTINENTAL CAN CO USA INC | 13 OVERMYER WAY | FOREST PARK | Clayton | 310013 | 1 | [5 empty] | Removed from Ground | Hazardous Substance | 12000 | Bare Steel | 1966-05-13 | 1899-12-31 | Bare Steel
GOLDEN GALLON #59 | 1151 MAIN ST | FOREST PARK | Clayton | 310071 | 2 | [5 empty] | Removed from Ground | Gas (Historical Use) | 8000 | Bare Steel | 1975-03-27 | 1990-10-01 | Galvanized Steel
SHELL FOOD MART | 4806 JONESBORO RD | FOREST PARK | Clayton | 310259 | 8 | Flapper Valve | 1998-02-19 | FALSE | 1998-02-19 | FALSE | Currently in Use | Diesel | 7000 | Composite | 2000-01-01 |  | Fiberglass Reinforced Plastic | Pressurized
SHELL FOOD MART | 4806 JONESBORO RD | FOREST PARK | Clayton | 310259 | 2 |  |  | FALSE |  | FALSE | Removed from Ground | Gas (Historical Use) | 10000 | Bare Steel | 1972-05-08 | 1899-12-31 | Bare Steel
CHEVRON FOOD MART | 4441 JONESBORO ROAD | FOREST PARK | Clayton | 9031226 | 3 | [5 empty] | Removed from Ground | Gas (Historical Use) | 2000 | Bare Steel | 2000-02-01 | 2000-02-01 | Galvanized Steel | Safe Suction (Euro)
MAIN STREET GROCERY | 528 MAIN STREET | FOREST PARK | Clayton | 10001250 | 1 |  |  | FALSE |  | FALSE | Removed from Ground | Gas (Historical Use) | 0 | Bare Steel | 1987-12-31 | 1987-12-31
KROGER | 2000 ANVIL BLOCK RD | FOREST PARK | Clayton | 10002484 | 2 | Overfill Alarm |  | FALSE |  | FALSE | Currently in Use | Diesel | 20000 | Fiberglass Double Walled | 2015-04-27 |  | Double-Walled Fiberglass | Pressurized
GA POWER/FOREST PARK GEN HQ | 62 LAKE MIRROR RD | FOREST PARK | Clayton | 310209 | 3 |  |  | FALSE |  | FALSE | Closed in Ground | Gas (Historical Use) | 6000 |  | 1986-05-07 | 1991-03-12
STATE OF GA AGRICULTURE | STATE FARMERS MARKET | FOREST PARK | Clayton | 310091 | 3 | [5 empty] | Removed from Ground | Gas (Historical Use) | 10000 | Bare Steel | 1958-04-24 | 1998-04-02 | Bare Steel | Pressurized
HEATON ERECTING INC | 5237 JONES RD | FOREST PARK | Clayton | 9031136 | 2 | [5 empty] | Removed from Ground | Gas (Historical Use) | 10000 | Bare Steel | 1982-03-03 | 1994-09-20 | Bare Steel | Suction (American)
MARTEN TRANSPORT LTD | 317 CASH MEMORIAL DRIVE | FOREST PARK | Clayton | 9031119 | 4 | Flapper Valve | 1995-07-01 | FALSE | 1995-07-01 | FALSE | Removed from Ground | Used Oil | 10000 | Steel-Impressed Current | 1988-06-01 |  | Fiberglass Reinforced Plastic
MARTEN TRANSPORT LTD | 317 CASH MEMORIAL DRIVE | FOREST PARK | Clayton | 9031119 | 5 | Flapper Valve | 2007-05-09 | TRUE | 1995-07-01 | TRUE | Removed from Ground | Diesel | 10000 | Steel-Impressed Current | 1988-06-01 |  | Fiberglass Reinforced Plastic | Pressurized
HILL TIRE COMPANY | CENTRAL AVE & OLD DIXIE HWY | FOREST PARK | Clayton | 10001445 | 2 |  |  | FALSE |  | FALSE | Removed from Ground | Gas (Historical Use) | 500 | Unknown | 2007-05-24 | 2007-05-24
Circle K #113 | 6142 OLD DIXIE HWY | FOREST PARK | Clayton | 601070 | 7 | Ball Float | 2001-06-21 | FALSE | 2001-06-21 | FALSE | Currently in Use | Regular | 12000 | Fiberglass | 2001-05-31 |  | Fiberglass Reinforced Plastic | Pressurized
Circle K #113 | 6142 OLD DIXIE HWY | FOREST PARK | Clayton | 601070 | 1 | [5 empty] | Removed from Ground | Gas (Historical Use) | 6000 | Bare Steel | 1968-04-27 | 1990-11-30 | Galvanized Steel
Circle K #113 | 6142 OLD DIXIE HWY | FOREST PARK | Clayton | 601070 | 4 | [5 empty] | Removed from Ground | Gas (Historical Use) | 6000 | Bare Steel | 1968-04-27 | 1990-11-30 | Galvanized Steel
OLD DIXIE C STORE INC | 5111 OLD DIXIE HWY | FOREST PARK | Clayton | 9031233 | 2B | Ball Float | 2000-08-02 | FALSE | 2000-08-02 | FALSE | Currently in Use | Diesel | 4000 | Composite | 2000-08-02 |  | Double-Walled Flex | Pressurized
GA DEPT OF AGRICULTURE/BLDG #30 | STATE FARMERS MKT | FOREST PARK | Clayton | 310051 | 1 | [5 empty] | Closed in Ground | Other | 1000 | Bare Steel | 1976-02-10 | 1899-12-31 | Galvanized Steel
RUDY FARMS INC | 5866 RUDY LANE | FOREST PARK | Clayton | 310061 | 1 | [5 empty] | Removed from Ground | Diesel | 4000 | Bare Steel | 1963-01-12 | 1990-04-17 | Galvanized Steel
GA POWER/FOREST PARK GEN HQ | 62 LAKE MIRROR RD | FOREST PARK | Clayton | 310209 | 5 |  |  | FALSE |  | FALSE | Closed in Ground | Diesel | 10000 |  | 1986-05-07 | 1991-03-12
GA POWER/FOREST PARK GEN HQ | 62 LAKE MIRROR RD | FOREST PARK | Clayton | 310209 | 4 |  |  | FALSE |  | FALSE | Closed in Ground | Gas (Historical Use) | 10000 |  | 1986-05-07 | 1991-03-12
GA POWER/FOREST PARK GEN HQ | 62 LAKE MIRROR RD | FOREST PARK | Clayton | 310209 | 7 |  |  | TRUE |  | TRUE | Closed in Ground | Used Oil | 1000 | Bare Steel | 1986-05-07 | 1991-03-12
KMART #3145 | 6200 I-75 FRONTAGE RD | FOREST PARK | Clayton | 310130 | 1 |  |  | TRUE |  | TRUE | Removed from Ground | Used Oil | 1000 | Bare Steel | 1976-01-01 | 1993-07-27 | Galvanized Steel
Takeoff Jonesboro | 599 Hwy 138 | Jonesboro | Clayton | 9031227 | 2 |  | 1999-08-01 |  | 1999-08-01 |  | Removed from Ground | Gas (Historical Use) | 12000 | Double Walled | 1999-08-01 | 2016-03-02 | Double Walled | Pressurized
TEXACO 190 | 190 JONESBORO RD | JONESBORO | Clayton | 9031215 | 4 | Flapper Valve | 1999-01-18 | FALSE | 1999-01-18 | FALSE | Currently in Use | Diesel | 8000 | Steel-Impressed Current | 1999-01-18 |  | Steel (Impressed Current) | Pressurized
BAKER EQUIPMENT ENGINEERING CO | 154 FALCON DR | FOREST PARK | Clayton | 310201 | 2 | [5 empty] | Removed from Ground | Other | 550 | Not Marked/Unknown | 1993-11-29 | 1993-11-29 | Not Marked
STATE OF GA AGRICULTURE | STATE FARMERS MARKET | FOREST PARK | Clayton | 310091 | 6 |  |  | TRUE |  | TRUE | Removed from Ground | Used Oil | 5000 | Bare Steel | 1998-04-02 | 1998-04-02 | Unknown
FOREST PARK QUARRY | 225 LEES MILL RD | FOREST PARK | Clayton | 310148 | 3 | [5 empty] | Removed from Ground | Diesel | 10000 | Bare Steel | 1985-06-09 | 1999-01-06 | Galvanized Steel | Pressurized
GEORGIA DEPARTMENT OF TRANSPORTA | 25 KENNEDY RD | FOREST PARK | Clayton | 310133 | 1 |  |  | TRUE |  | TRUE | Removed from Ground | Used Oil | 500 | Bare Steel | 1999-07-12 | 1999-07-12 | Bare Steel | Gravity Fed
BST/FOREST PARK/F1410 | 4342 THURMOND RD | FOREST PARK | Clayton | 310264 | 2 | [5 empty] | Removed from Ground | Diesel | 2000 | Cathodically Protected Steel | 1976-01-04 | 1992-10-10 | Copper | Suction (American)
CHEVRON FOOD MART | 4441 JONESBORO ROAD | FOREST PARK | Clayton | 9031226 | 9 | Ball Float | 2003-05-01 | FALSE | 2003-05-01 | FALSE | Currently in Use | Regular | 12000 | Composite | 2003-04-01 |  | Double-Walled Fiberglass | Pressurized
CHEVRON FOOD MART | 4441 JONESBORO ROAD | FOREST PARK | Clayton | 9031226 | 8 | [5 empty] | Removed from Ground | Kerosene | 550 | Bare Steel | 2000-02-01 | 2000-02-01 | Galvanized Steel | Safe Suction (Euro)
CHEVRON FOOD MART | 4441 JONESBORO ROAD | FOREST PARK | Clayton | 9031226 | 2 | [5 empty] | Removed from Ground | Gas (Historical Use) | 2000 | Bare Steel | 2000-02-01 | 2000-02-01 | Galvanized Steel | Safe Suction (Euro)
CIRCLE M FOOD SHOP #57 | 4950 OLD DIXIE HWY | FOREST PARK | Clayton | 9031001 | 2 |  | 1988-06-01 |  | 1988-06-01 |  | Removed from Ground | Gas (Historical Use) | 10000 | Fiberglass | 1988-11-15 | 2000-02-03 | Fiberglass Reinforced Plastic | Pressurized
KROGER | 2000 ANVIL BLOCK RD | FOREST PARK | Clayton | 10002484 | 1 | Overfill Alarm |  | FALSE |  | FALSE | Currently in Use | Diesel | 20000 | Fiberglass Double Walled | 2015-11-02 |  | Double-Walled Fiberglass | Pressurized
FORMER REFRIGERATED TRANSPORT CO | 3901 JONESBORO RD | FOREST PARK | Clayton | 310215 | 1 |  |  | TRUE |  | TRUE | Removed from Ground | Used Oil | 2000 | Bare Steel | 1978-05-07 | 1996-03-01 | Unknown
CHEVRON FOOD MART | 210 FOREST PKWY | FOREST PARK | Clayton | 310138 | 2 | Ball Float | 1993-10-07 | FALSE | 1993-10-07 | FALSE | Currently in Use | Plus | 10000 | Fiberglass | 1983-01-03 |  | Fiberglass Reinforced Plastic | Pressurized
MARTEN TRANSPORT LTD | 317 CASH MEMORIAL DRIVE | FOREST PARK | Clayton | 9031119 | 1 | Flapper Valve | 1995-07-01 | FALSE | 1995-07-01 | FALSE | Removed from Ground | Diesel | 10000 | Steel-Impressed Current | 1988-06-01 |  | Fiberglass Reinforced Plastic | Pressurized
JUDSON TRANSMISSION | 861 MAIN ST | FOREST PARK | Clayton | 10001701 | 1 |  |  | FALSE |  | FALSE | Removed from Ground |  | 0 | Unknown | 2009-04-10 | 2009-05-18
KIM LONG PLAZA (GOOD TIME AUTO SERVICE, TENANT) | 4140 JONESBORO ROAD | FOREST PARK | Clayton | 10001989 | 1 |  |  | FALSE |  | FALSE | Removed from Ground | Used Oil | 550 | Bare Steel | 2010-10-19 | 2010-10-19 | Bare Steel
PENSKE TRUCKING LEASING | 291 THIRD ST | FOREST PARK | Clayton | 310194 | 7 | Ball Float | 1994-07-13 | FALSE | 1994-07-13 | FALSE | Removed from Ground | Diesel | 20000 | Fiberglass | 1994-07-13 |  | Fiberglass Reinforced Plastic | Pressurized
PENSKE TRUCKING LEASING | 291 THIRD ST | FOREST PARK | Clayton | 310194 | 5 |  |  | TRUE |  | TRUE | Removed from Ground | Used Oil | 1000 | Bare Steel | 1977-01-03 | 1994-06-22 | Bare Steel | Gravity Fed
PENSKE TRUCKING LEASING | 291 THIRD ST | FOREST PARK | Clayton | 310194 | 4 | [5 empty] | Removed from Ground | Other | 4000 | Bare Steel | 1977-01-03 | 1994-06-22 | Bare Steel | Suction (American)
BAGCRAFT CORP OF AMERICA | 18 ROYAL DR | FOREST PARK | Clayton | 310182 | 2 | [5 empty] | Removed from Ground | Other | 3000 | Bare Steel | 1974-05-02 | 1986-06-01 | Unknown
STATE OF GA AGRICULTURE | STATE FARMERS MARKET | FOREST PARK | Clayton | 310091 | 4 | [5 empty] | Removed from Ground | Gas (Historical Use) | 10000 | Bare Steel | 1958-04-24 | 1998-04-02 | Bare Steel | Pressurized
STATE OF GA AGRICULTURE | STATE FARMERS MARKET | FOREST PARK | Clayton | 310091 | 7 | [5 empty] | Removed from Ground | Gas (Historical Use) | 5000 | Bare Steel | 1998-04-02 | 1998-04-02 | Unknown
FOREST PARK SHELL | 4926 OLD DIXIE HWY | FOREST PARK | Clayton | 310186 | 2 | Ball Float | 2001-03-01 | FALSE | 2001-03-01 | FALSE | Currently in Use | Regular | 12000 | Epoxy | 2001-03-01 |  | Double-Walled Flex | Pressurized
CHEVRON FOOD MART | 210 FOREST PKWY | FOREST PARK | Clayton | 310138 | 8 |  |  | TRUE |  | TRUE | Removed from Ground | Used Oil | 1000 | Double Walled | 1992-09-08 | 2005-12-02 | Not Marked
CHEVRON FOOD MART | 210 FOREST PKWY | FOREST PARK | Clayton | 310138 | 6 |  |  | TRUE |  | TRUE | Removed from Ground | Used Oil | 1000 |  | 1992-09-08 | 2001-06-20 | Not Marked
SHELL FOOD MART | 4806 JONESBORO RD | FOREST PARK | Clayton | 310259 | 3 |  |  | FALSE |  | FALSE | Removed from Ground | Gas (Historical Use) | 7000 | Bare Steel | 1978-05-07 | 1899-12-31 | Bare Steel
Circle K #113 | 6142 OLD DIXIE HWY | FOREST PARK | Clayton | 601070 | 5 |  |  | TRUE |  | TRUE | Removed from Ground | Used Oil | 550 | Bare Steel | 1968-04-27 | 1990-11-30 | Galvanized Steel
HEATON ERECTING INC | 5237 JONES RD | FOREST PARK | Clayton | 9031136 | 1 | [5 empty] | Removed from Ground | Diesel | 10000 | Bare Steel | 1982-03-03 | 1994-09-20 | Bare Steel | Suction (American)
MARTEN TRANSPORT LTD | 317 CASH MEMORIAL DRIVE | FOREST PARK | Clayton | 9031119 | 6 | Overfill Alarm | 1995-07-01 | FALSE | 1995-07-01 | FALSE | Removed from Ground | New Oil | 5000 | Steel-Impressed Current | 1988-06-01 |  | Fiberglass Reinforced Plastic | Gravity
TOYOTA SOUTH BODY SHOP | 257 FOREST PARKWAY | FOREST PARK | Clayton | 10001192 | 1 |  |  | FALSE |  | FALSE | Removed from Ground | Used Oil | 1000 | Bare Steel | 1990-09-01 | 1990-09-01 | Bare Steel
1054 MAIN STREET | 1054 MAIN STREET | FOREST PARK | Clayton | 10001835 | 1 |  |  | FALSE |  | FALSE | Removed from Ground | Not Marked/Tank Removed | 0 | Unknown | 2010-03-29 | 2010-03-29 | Unknown
KROGER | 2000 ANVIL BLOCK RD | FOREST PARK | Clayton | 10002484 | 3 | Overfill Alarm |  | FALSE |  | FALSE | Currently in Use | Diesel Off Road | 20000 | Fiberglass Double Walled | 2015-04-27 |  | Double-Walled Fiberglass | Pressurized
GA POWER/FOREST PARK GEN HQ | 62 LAKE MIRROR RD | FOREST PARK | Clayton | 310209 | 9 |  |  | TRUE |  | TRUE | Removed from Ground | Used Oil | 1000 | Bare Steel | 1965-05-12 | 1988-04-01
GA POWER/FOREST PARK GEN HQ | 62 LAKE MIRROR RD | FOREST PARK | Clayton | 310209 | 8 |  |  | FALSE |  | FALSE | Closed in Ground |  | 1000 | Bare Steel | 1986-05-07 | 1991-03-12
THE NAYBERHOOD STORE | 6765 TARA BLVD | JONESBORO | Clayton | 310273 | 2 | Ball Float | 2004-01-23 | FALSE | 2004-01-23 | FALSE | Currently in Use | Diesel | 8000 | Steel-Impressed Current | 1984-05-13 |  | Fiberglass Reinforced Plastic | Pressurized
HAPPY MART | 7694 TARA BLVD | JONESBORO | Clayton | 9000674 | 3 | [5 empty] | Closed in Ground | Gas (Historical Use) | 7300 | Cathodically Protected Steel | 1983-05-06 | 1990-08-15 | Galvanized Steel
SUTHERLANDS FOODSERVICE INC | 16 FOREST PKWY | FOREST PARK | Clayton | 310052 | 3 | [5 empty] | Removed from Ground | Gas (Historical Use) | 10000 | Cathodically Protected Steel | 1981-02-08 | 1998-12-30 | Galvanized Steel
OLD DIXIE FOOD MART | 5991 OLD DIXIE HWY | FOREST PARK | Clayton | 310114 | 4 | Ball Float | 1999-01-25 | FALSE | 1999-01-25 | FALSE | Currently in Use | Gas (Historical Use) | 10000 | Steel-Impressed Current | 1980-01-01 |  | Double-Walled Fiberglass | Pressurized
MOBIL FOOD MART | 655 MAIN ST | FOREST PARK | Clayton | 310115 | 2 | [5 empty] | Removed from Ground | Gas (Historical Use) | 8000 | Bare Steel | 1982-04-24 | 1987-01-01 | Galvanized Steel
PENSKE TRUCKING LEASING | 291 THIRD ST | FOREST PARK | Clayton | 310194 | 3 | [5 empty] | Removed from Ground | Diesel | 10000 | Bare Steel | 1977-01-03 | 1994-06-22 | Bare Steel | Pressurized
BAGCRAFT CORP OF AMERICA | 18 ROYAL DR | FOREST PARK | Clayton | 310182 | 1 | [5 empty] | Removed from Ground | Other | 5000 | Bare Steel | 1974-05-02 | 1986-06-01 | Unknown
CITY OF FOREST PARK PUBLIC SAF | 785 LINDA WAY | FOREST PARK | Clayton | 310166 | 2 |  |  | TRUE |  | TRUE | Removed from Ground | Used Oil | 500 | Bare Steel | 1981-03-27 | 1997-12-31 | Galvanized Steel
CHEVRON #40028 | 561 FOREST PKWY | FOREST PARK | Clayton | 310116 | 1 | [5 empty] | Removed from Ground | Gas (Historical Use) | 10000 | Bare Steel | 1970-04-27 | 1990-10-03 | Galvanized Steel
BST/FOREST PARK/F1410 | 4342 THURMOND RD | FOREST PARK | Clayton | 310264 | 3 | [5 empty] | Removed from Ground | Diesel | 550 | Bare Steel | 1969-01-05 | 1975-01-01 | Bare Steel | Suction (American)
TEXACO FOOD MART | 503 FOREST PKWY | FOREST PARK | Clayton | 310280 | 1 | [5 empty] | Removed from Ground | Gas (Historical Use) | 10000 | Bare Steel | 1966-05-12 | 1994-11-01 | Not Marked
SOUTHFIELD LOGISTICS CENTER | 5300 KENNEDY DR | FOREST PARK | Clayton | 310298 | 1 | [5 empty] | Removed from Ground | Diesel | 20000 | Marked Unknown | 1982-06-14 | 1899-12-31 | Fiberglass Reinforced Plastic | Suction (American)
Interstate NationaLease, lnc. | 175 MAIN ST | FOREST PARK | Clayton | 600506 | 2 | Flapper Valve | 2023-04-25 | FALSE | 2023-04-25 | FALSE | Currently in Use | Diesel | 15000 | Composite | 2023-04-25 |  | Double-Walled Flex | Pressurized
PHILLIPS 66 | 4629 JONESBORO RD | FOREST PARK | Clayton | 9031044 | 4 | [5 empty] | Removed from Ground | Empty | 550 | Bare Steel | 1976-01-01 | 1991-06-01 | Unknown
HONDA DEALERSHIP (FORMER) | 4780 FRONTAGE RD | FOREST PARK | Clayton | 9031012 | 1 | [5 empty] | Removed from Ground | Gas (Historical Use) | 4000 | Not Marked/Unknown | 1991-10-01 | 1991-10-01 | Not Marked
EXXON FOOD MART | 4531 OLD DIXIE HWY | FOREST PARK | Clayton | 9031104 | 1 | Flapper Valve | 2024-03-13 | FALSE | 1989-01-01 | FALSE | Currently in Use | Regular | 10000 | Fiberglass | 1989-01-01 |  |  | Pressurized
EXXON FOOD MART | 4531 OLD DIXIE HWY | FOREST PARK | Clayton | 9031104 | 4 | Flapper Valve | 2024-03-13 | FALSE | 1989-01-01 | FALSE | Currently in Use | Diesel | 5000 | Fiberglass | 1989-01-01 |  |  | Pressurized
BAKER EQUIPMENT ENGINEERING CO | 154 FALCON DR | FOREST PARK | Clayton | 310201 | 3 | [5 empty] | Removed from Ground | Other | 550 | Not Marked/Unknown | 1993-11-29 | 1993-11-29 | Not Marked
TEXACO FOOD MART | 503 FOREST PKWY | FOREST PARK | Clayton | 310280 | 2 | [5 empty] | Removed from Ground | Gas (Historical Use) | 10000 | Bare Steel | 1966-05-12 | 1994-11-01 | Not Marked
J C PENNEY CATALOG DIST CTR | 5500 OLD DIXIE HWY | FOREST PARK | Clayton | 310319 | 2 | [5 empty] | Removed from Ground | Gas (Historical Use) | 10000 | Bare Steel | 1970-05-12 | 1991-02-04 | Galvanized Steel
ZEWDI ENTERPRISES INC | 4192 JONESBORO RD | FOREST PARK | Clayton | 4440023 | 6 | Flapper Valve | 1991-10-01 | FALSE | 1991-10-01 | FALSE | Currently in Use | Regular | 10000 | Fiberglass Double Walled | 1991-10-01 |  | Double-Walled Fiberglass | Pressurized
ZEWDI ENTERPRISES INC | 4192 JONESBORO RD | FOREST PARK | Clayton | 4440023 | 8 | Flapper Valve | 1991-10-01 | FALSE | 1991-10-01 | FALSE | Currently in Use | Diesel | 10000 | Fiberglass Double Walled | 1991-10-01 |  | Double-Walled Fiberglass | Pressurized
FOREST PARK TEXACO/BP #23086/GUL | 893 MAIN ST | FOREST PARK | Clayton | 600817 | 11 | [5 empty] | Removed from Ground | Gas (Historical Use) | 2000 | Bare Steel | 1952-01-01 | 1899-12-31 | Bare Steel | Safe Suction (Euro)
MITCHELL AUTOBAHN MOTORS | 4816 OLD DIXIE RD | FOREST PARK | Clayton | 9031124 | 2 |  |  | TRUE |  | TRUE | Removed from Ground | Used Oil | 500 | Not Marked/Unknown |  | 1899-12-31 | Not Marked
FINAMART | 228 MAIN ST | FOREST PARK | Clayton | 9031135 | 1 | Ball Float | 1995-01-15 | FALSE | 1995-01-15 | FALSE | Temporarily out of use | Gas (Historical Use) | 10000 | Steel-Impressed Current | 1995-01-15 |  | Fiberglass Reinforced Plastic | Pressurized
GOLDEN GALLON #59 | 1151 MAIN ST | FOREST PARK | Clayton | 310071 | 1 | [5 empty] | Removed from Ground | Gas (Historical Use) | 8000 | Bare Steel | 1975-03-27 | 1990-10-01 | Galvanized Steel
PENSKE TRUCKING LEASING | 291 THIRD ST | FOREST PARK | Clayton | 310194 | 1 | [5 empty] | Removed from Ground | Diesel | 10000 | Bare Steel | 1977-01-03 | 1994-06-22 | Bare Steel | Pressurized
CHEVRON #40028 | 561 FOREST PKWY | FOREST PARK | Clayton | 310116 | 3 | [5 empty] | Removed from Ground | Gas (Historical Use) | 5000 | Bare Steel | 1970-04-27 | 1990-10-03 | Galvanized Steel
STATE OF GA AGRICULTURE | STATE FARMERS MARKET | FOREST PARK | Clayton | 310091 | 1 | [5 empty] | Removed from Ground | Gas (Historical Use) | 10000 | Bare Steel | 1958-04-24 | 1998-04-02 | Bare Steel | Pressurized
BST/FOREST PARK/F1410 | 4342 THURMOND RD | FOREST PARK | Clayton | 310264 | 1 | [5 empty] | Permanently Out of Use - historical purposes | Diesel | 2000 | Cathodically Protected Steel | 1976-01-04 | 1899-12-31 | Copper | Suction (American)
FOREST PARK TEXACO/BP #23086/GUL | 893 MAIN ST | FOREST PARK | Clayton | 600817 | 7 | [5 empty] | Removed from Ground | Gas (Historical Use) | 4000 | Bare Steel | 1963-05-08 | 1995-04-12 | Bare Steel | Suction (American)
FOREST PARK TEXACO/BP #23086/GUL | 893 MAIN ST | FOREST PARK | Clayton | 600817 | 4 | [5 empty] | Removed from Ground | Diesel | 4000 | Bare Steel | 1956-05-09 | 1995-04-12 | Bare Steel | Suction (American)
FOREST PARK TEXACO/BP #23086/GUL | 893 MAIN ST | FOREST PARK | Clayton | 600817 | 16 | [5 empty] | Removed from Ground | Empty | 0 | Bare Steel |  | 1899-12-31 | Bare Steel
NORTH AMERICAN VAN LINES/FLEET S | 4916 CLARK HOWELL HWY | FOREST PARK | Clayton | 9000418 | 3 | [5 empty] | Removed from Ground | Other | 10000 | Marked Unknown | 1976-05-09 | 1990-03-09 | Unknown
DUVEL INVESTMENT CORP | 1003 FOREST PKWY | FOREST PARK | Clayton | 9031024 | 2 | Ball Float | 1989-07-08 | FALSE | 1989-07-08 | FALSE | Currently in Use | Premium | 10000 | Galvanic (STIP-3) | 1989-07-08 |  | Fiberglass Reinforced Plastic | Pressurized
STATE OF GA AGRICULTURE | STATE FARMERS MARKET | FOREST PARK | Clayton | 310091 | 5 | [5 empty] | Removed from Ground | Gas (Historical Use) | 10000 | Bare Steel | 1958-04-24 | 1998-04-02 | Bare Steel | Pressurized
FOREST PARK QUARRY | 225 LEES MILL RD | FOREST PARK | Clayton | 310148 | 2 | [5 empty] | Removed from Ground | Gas (Historical Use) | 1000 | Bare Steel | 1998-12-14 | 1998-12-14 | Bare Steel | Suction (American)
GEORGIA DEPARTMENT OF TRANSPORTA | 15 KENNEDY DR | FOREST PARK | Clayton | 310132 | 3 | [5 empty] | Removed from Ground | Other | 500 | Bare Steel | 1965-01-01 | 1993-03-01 | Galvanized Steel
J C PENNEY CATALOG DIST CTR | 5500 OLD DIXIE HWY | FOREST PARK | Clayton | 310319 | 6 | [5 empty] | Removed from Ground | Diesel | 500 | Not Marked/Unknown | 1997-12-01 | 1997-12-01 | Not Marked
MAJIK MARKET #89195 | 8063 GA HWY 85 S @ WARREN RD | RIVERDALE | Clayton | 310272 | 1 | [5 empty] | Removed from Ground | Gas (Historical Use) | 8000 | Bare Steel | 1976-05-15 | 1989-08-15 | Galvanized Steel
GOODYEAR AUTO SERVICE CTR #6014 | 4778 JONESBORO RD | FOREST PARK | Clayton | 310012 | 1 |  |  | TRUE |  | TRUE | Removed from Ground | Used Oil | 550 | Bare Steel | 1970-05-09 | 1992-03-27 | Bare Steel
GA POWER/FOREST PARK GEN HQ | 62 LAKE MIRROR RD | FOREST PARK | Clayton | 310209 | 1 |  |  | FALSE |  | FALSE | Closed in Ground | Gas (Historical Use) | 10000 |  | 1986-05-07 | 1991-03-12
U-HAUL #77654 | 4374 THURMOND RD | FOREST PARK | Clayton | 310222 | 3 |  |  | TRUE |  | TRUE | Removed from Ground | Used Oil | 550 | Not Marked/Unknown | 1993-06-23 | 1993-06-23 | Not Marked
BAGCRAFT CORP OF AMERICA | 18 ROYAL DR | FOREST PARK | Clayton | 310182 | 3 | [5 empty] | Removed from Ground | Other | 1500 | Bare Steel | 1974-05-02 | 1986-06-01 | Unknown
TEXACO FOOD MART | 503 FOREST PKWY | FOREST PARK | Clayton | 310280 | 3 | [5 empty] | Removed from Ground | Gas (Historical Use) | 10000 | Bare Steel | 1981-05-08 | 1994-10-01 | Galvanized Steel
TEXACO FOOD MART | 503 FOREST PKWY | FOREST PARK | Clayton | 310280 | A | [5 empty] | Removed from Ground | Gas (Historical Use) | 10000 | Bare Steel | 1966-05-12 | 1994-11-14 | Galvanized Steel | Pressurized
TEXACO FOOD MART | 503 FOREST PKWY | FOREST PARK | Clayton | 310280 | G | Flapper Valve | 1994-11-03 | FALSE | 1994-11-03 | FALSE | Currently in Use | Premium | 10000 | Galvanic (STIP-3) | 1994-11-03 |  | Double-Walled Fiberglass | Pressurized
ZEWDI ENTERPRISES INC | 4192 JONESBORO RD | FOREST PARK | Clayton | 4440023 | 3 | [5 empty] | Removed from Ground | Empty | 8000 | Bare Steel | 1972-04-21 | 1991-09-01 | Galvanized Steel
KING'S OIL #328 | 4700 JONESBORO RD | FOREST PARK | Clayton | 310251 | 5 |  | 1990-07-10 | FALSE | 1990-07-10 | FALSE | Temporarily out of use | Kerosene | 1000 | Steel-Impressed Current | 1990-07-11 |  |  | Suction (American)
CIRCLE M FOOD SHOP #57 | 4950 OLD DIXIE HWY | FOREST PARK | Clayton | 9031001 | 7 | Ball Float | 2001-05-22 | FALSE | 2001-05-22 | FALSE | Currently in Use | Diesel | 10000 | Fiberglass Double Walled | 2001-05-10 |  | Double-Walled Flex | Pressurized
CIRCLE M FOOD SHOP #57 | 4950 OLD DIXIE HWY | FOREST PARK | Clayton | 9031001 | 4 | Ball Float | 2001-05-22 | FALSE | 2001-05-22 | FALSE | Currently in Use | Regular | 10000 | Fiberglass Double Walled | 2001-05-10 |  | Double-Walled Flex | Pressurized
CIRCLE M FOOD SHOP #57 | 4950 OLD DIXIE HWY | FOREST PARK | Clayton | 9031001 | 5 | Ball Float | 2001-05-22 | FALSE | 2001-05-22 | FALSE | Currently in Use | Regular | 10000 | Fiberglass Double Walled | 2001-05-10 |  | Double-Walled Flex | Pressurized
OLD DIXIE CITGO | 6065 OLD DIXIE RD | FOREST PARK | Clayton | 10001519 | 1 |  | 2007-08-01 | FALSE | 2007-08-01 | FALSE | Temporarily out of use | Gas (Historical Use) | 12000 | Composite Double Walled | 2007-08-03 |  | Fiberglass Reinforced Plastic | Pressurized
OLD DIXIE CITGO | 6065 OLD DIXIE RD | FOREST PARK | Clayton | 10001519 | 1 |  | 2007-08-01 | FALSE | 2007-08-01 | FALSE | Temporarily out of use | Gas (Historical Use) | 12000 | Composite Double Walled | 2007-08-03 |  | Fiberglass Reinforced Plastic | Pressurized
FORMER CRUMBLEY TIRE | 775 MAIN ST | FOREST PARK | Clayton | 10001700 | 2 |  |  | FALSE |  | FALSE | Removed from Ground |  | 1800 | Unknown | 2009-04-10 | 2009-05-07
G-K TIRE & AUTOMOTIVE OF RIVERDA | GA HWY 138 | RIVERDALE | Clayton | 310010 | 1 |  |  | TRUE |  | TRUE | Removed from Ground | Used Oil | 550 | Fiberglass | 1985-05-05 | 1995-07-28 | Bare Steel
STOP N GO MARKET #302 | 5418 OLD DIXIE HWY | FOREST PARK | Clayton | 310022 | 2 | [5 empty] | Removed from Ground | Gas (Historical Use) | 10000 | Bare Steel | 1965-05-13 | 1988-08-08 | Galvanized Steel
FORMER REFRIGERATED TRANSPORT CO | 3901 JONESBORO RD | FOREST PARK | Clayton | 310215 | 3 | [5 empty] | Removed from Ground | Diesel | 10000 | Bare Steel | 1977-01-03 | 1988-07-01 | Bare Steel
MITCHELL AUTOBAHN MOTORS | 4816 OLD DIXIE RD | FOREST PARK | Clayton | 9031124 | 1 | [5 empty] | Removed from Ground | Other | 1000 | Not Marked/Unknown |  | 1899-12-31 | Not Marked
LIBERTY PARTNERS GROUP LLC | 335 FLINT RIVER RD | JONESBORO | Clayton | 9000248 | 3 | Flapper Valve | 1987-01-01 | FALSE | 1987-01-01 | FALSE | Currently in Use | Diesel | 10000 | Galvanic (STIP-3) | 1987-05-30 |  | Fiberglass Reinforced Plastic | Pressurized
CITGO QUIK SERVICES | 200 SE UPPER RIVERDALE RD | JONESBORO | Clayton | 9000026 | 3 | Ball Float | 1999-01-01 | FALSE | 1999-01-01 | FALSE | Currently in Use | Diesel | 5000 | Steel-Impressed Current | 1970-02-07 |  |  | Pressurized
ROYAL FOOD MART | 5604 OLD DIXIE HWY | FOREST PARK | Clayton | 310320 | 3 | Ball Float | 1998-10-01 | FALSE | 1998-10-01 | FALSE | Currently in Use | Regular | 8000 | Composite | 1986-01-01 |  | Double-Walled Fiberglass | Pressurized
KING'S OIL #328 | 4700 JONESBORO RD | FOREST PARK | Clayton | 310251 | 4 | Flapper Valve | 1990-07-10 | FALSE | 1990-07-10 | FALSE | Temporarily out of use | Diesel | 8000 | Steel-Impressed Current | 1990-07-10 |  |  | Pressurized
KING'S OIL #328 | 4700 JONESBORO RD | FOREST PARK | Clayton | 310251 | 1 | Flapper Valve | 1990-07-10 | FALSE | 1990-07-10 | FALSE | Temporarily out of use | Gas (Historical Use) | 10000 | Steel-Impressed Current | 1978-05-10 |  |  | Pressurized
CIRCLE M FOOD SHOP #57 | 4950 OLD DIXIE HWY | FOREST PARK | Clayton | 9031001 | 1 |  | 1988-06-01 |  | 1988-06-01 |  | Removed from Ground | Gas (Historical Use) | 12000 | Fiberglass | 1988-11-15 | 2000-02-03 | Fiberglass Reinforced Plastic | Pressurized
FORMER COLONIAL BAKERY STORE | 6007 OLD DIXIE HIGHWAY | FOREST PARK | Clayton | 10002251 | 3 |  |  | FALSE |  | FALSE | Removed from Ground | Gas (Historical Use) | 0 | Unknown |  | 1899-12-31 | Bare Steel
CITY OF FOREST PARK PUBLIC SAF | 785 LINDA WAY | FOREST PARK | Clayton | 310166 | 1 | [5 empty] | Removed from Ground | Gas (Historical Use) | 6200 | Bare Steel | 1971-03-30 | 1997-12-31 | Galvanized Steel
BST/FOREST PARK/F1410 | 4342 THURMOND RD | FOREST PARK | Clayton | 310264 | 4 | Overfill Alarm | 1992-10-15 |  | 1992-10-15 |  | Currently in Use | Diesel | 4000 | Fiberglass Double Walled | 1992-10-15 |  | Copper | Suction (American)
AIR TREADS OF ATLANTA | 5075 PINETREE ST | FOREST PARK | Clayton | 310296 | 3 | [5 empty] | Removed from Ground | Other | 1000 | Not Marked/Unknown | 1995-06-02 | 1995-06-02 | Unknown
SOUTHFIELD LOGISTICS CENTER | 5300 KENNEDY DR | FOREST PARK | Clayton | 310298 | 2 |  | 1992-12-01 |  | 1992-12-01 |  | Removed from Ground | Diesel | 20000 | Fiberglass | 1992-12-16 | 2002-02-04 | Fiberglass Reinforced Plastic | Safe Suction (Euro)
MARTEN TRANSPORT LTD | 317 CASH MEMORIAL DRIVE | FOREST PARK | Clayton | 9031119 | 3 | Flapper Valve | 1995-07-01 | FALSE | 1995-07-01 | FALSE | Removed from Ground | Diesel | 10000 | Steel-Impressed Current | 1988-06-01 |  | Fiberglass Reinforced Plastic | Pressurized
MAIN STREET GROCERY | 528 MAIN STREET | FOREST PARK | Clayton | 10001250 | 2 |  |  | FALSE |  | FALSE | Removed from Ground | Gas (Historical Use) | 0 | Bare Steel | 1987-12-31 | 1987-12-31 | Bare Steel
CONTINENTAL CAN CO USA INC | 13 OVERMYER WAY | FOREST PARK | Clayton | 310013 | 2 | [5 empty] | Removed from Ground | Hazardous Substance | 12000 | Bare Steel | 1966-05-13 | 1995-07-20 | Bare Steel
PENSKE TRUCKING LEASING | 291 THIRD ST | FOREST PARK | Clayton | 310194 | 2 | [5 empty] | Removed from Ground | Diesel | 10000 | Bare Steel | 1977-01-03 | 1994-06-22 | Bare Steel | Pressurized
TEXACO FOOD MART | 503 FOREST PKWY | FOREST PARK | Clayton | 310280 | F | Flapper Valve | 1994-11-03 | FALSE | 1994-11-03 | FALSE | Currently in Use | Regular | 15000 | Galvanic (STIP-3) | 1994-11-03 |  | Double-Walled Fiberglass | Pressurized
TEXACO FOOD MART | 503 FOREST PKWY | FOREST PARK | Clayton | 310280 | C | [5 empty] | Removed from Ground | Gas (Historical Use) | 10000 | Bare Steel | 1981-05-08 | 1994-10-31 | Galvanized Steel | Pressurized
TEXACO FOOD MART | 503 FOREST PKWY | FOREST PARK | Clayton | 310280 | D | [5 empty] | Removed from Ground | Diesel | 10000 | Bare Steel | 1981-05-08 | 1994-11-14 | Galvanized Steel | Pressurized
ZEWDI ENTERPRISES INC | 4192 JONESBORO RD | FOREST PARK | Clayton | 4440023 | 4 | [5 empty] | Removed from Ground | Empty | 8000 | Bare Steel | 1972-04-21 | 1991-09-01 | Galvanized Steel
ZEWDI ENTERPRISES INC | 4192 JONESBORO RD | FOREST PARK | Clayton | 4440023 | 5 | Flapper Valve | 1991-10-01 | FALSE | 1991-10-01 | FALSE | Currently in Use | Premium | 10000 | Fiberglass Double Walled | 1991-10-01 |  | Double-Walled Fiberglass | Pressurized
ZEWDI ENTERPRISES INC | 4192 JONESBORO RD | FOREST PARK | Clayton | 4440023 | 7 | Flapper Valve | 1991-10-01 | FALSE | 1991-10-01 | FALSE | Currently in Use | Regular | 10000 | Fiberglass Double Walled | 1991-10-01 |  | Double-Walled Fiberglass | Pressurized
FORMER COLONIAL BAKERY STORE | 6007 OLD DIXIE HIGHWAY | FOREST PARK | Clayton | 10002251 | 4 |  |  | FALSE |  | FALSE | Removed from Ground | Diesel | 0 | Unknown |  | 1899-12-31 | Bare Steel
FORMER COLONIAL BAKERY STORE | 6007 OLD DIXIE HIGHWAY | FOREST PARK | Clayton | 10002251 | 5 |  |  | FALSE |  | FALSE | Removed from Ground | Used Oil | 0 | Unknown |  | 1899-12-31 | Unknown
SHELL FOOD MART | 4183 THURMAN ROAD | FOREST PARK | Clayton | 10001407 | P770199A |  | 2007-05-25 | FALSE | 2007-05-25 | FALSE | Currently in Use | Gas (Historical Use) | 8000 | Fiberglass | 2007-05-05 |  | Fiberglass Reinforced Plastic | Pressurized
FORMER CRUMBLEY TIRE | 775 MAIN ST | FOREST PARK | Clayton | 10001700 | 3 |  |  | FALSE |  | FALSE | Removed from Ground |  | 3000 | Unknown | 2009-05-07 | 2009-05-07
GA POWER/FOREST PARK GEN HQ | 62 LAKE MIRROR RD | FOREST PARK | Clayton | 310209 | 6 |  |  | FALSE |  | FALSE | Closed in Ground |  | 1000 | Bare Steel | 1986-05-07 | 1991-03-12
FORMER REFRIGERATED TRANSPORT CO | 3901 JONESBORO RD | FOREST PARK | Clayton | 310215 | 2 | [5 empty] | Removed from Ground | Diesel | 12000 | Bare Steel | 1977-01-03 | 1988-07-01 | Bare Steel
TEXACO FOOD MART | 503 FOREST PKWY | FOREST PARK | Clayton | 310280 | 4 | [5 empty] | Removed from Ground | Diesel | 10000 | Bare Steel | 1981-05-08 | 1994-10-01 | Galvanized Steel
J C PENNEY CATALOG DIST CTR | 5500 OLD DIXIE HWY | FOREST PARK | Clayton | 310319 | 1 | [5 empty] | Removed from Ground | Gas (Historical Use) | 10000 | Bare Steel | 1970-05-12 | 1991-02-04 | Galvanized Steel
RYDER TRANSPORTATION SVC #0066 | 70 ALSTON CT | FOREST PARK | Clayton | 312005 | 1 | [5 empty] | Removed from Ground | Diesel | 10000 | Bare Steel | 1987-04-01 | 1999-01-13 | Bare Steel | Pressurized
NORTH AMERICAN VAN LINES/FLEET S | 4916 CLARK HOWELL HWY | FOREST PARK | Clayton | 9000418 | 4 | [5 empty] | Removed from Ground | Other | 1000 | Marked Unknown | 1976-01-01 | 1990-03-09 | Unknown
NORTH AMERICAN VAN LINES/FLEET S | 4916 CLARK HOWELL HWY | FOREST PARK | Clayton | 9000418 | 5 |  |  | TRUE |  | TRUE | Removed from Ground | Used Oil | 500 | Marked Unknown | 1976-01-01 | 1990-03-09 | Unknown
GA POWER/FOREST PARK GEN HQ | 62 LAKE MIRROR RD | FOREST PARK | Clayton | 310209 | 618241 | Ball Float | 1991-03-11 | FALSE | 1991-03-11 | FALSE | Currently in Use | Diesel | 12000 | Fiberglass Double Walled | 1991-03-11 |  | Fiberglass Reinforced Plastic | Pressurized
FOREST PARK QUARRY | 225 LEES MILL RD | FOREST PARK | Clayton | 310148 | 1 |  |  | TRUE |  | TRUE | Removed from Ground | Used Oil | 750 | Bare Steel | 1985-02-04 | 1986-01-01 | Bare Steel
GEORGIA DEPARTMENT OF TRANSPORTA | 15 KENNEDY DR | FOREST PARK | Clayton | 310132 | 4 | [5 empty] | Removed from Ground | Empty | 5000 | Bare Steel | 1965-01-01 | 1993-03-01 | Galvanized Steel
TEXACO FOOD MART | 503 FOREST PKWY | FOREST PARK | Clayton | 310280 | B | [5 empty] | Removed from Ground | Gas (Historical Use) | 10000 | Bare Steel | 1966-05-12 | 1994-11-14 | Galvanized Steel | Pressurized
AIR TREADS OF ATLANTA | 5075 PINETREE ST | FOREST PARK | Clayton | 310296 | 2 | [5 empty] | Removed from Ground | Gas (Historical Use) | 15000 | Bare Steel | 1977-06-12 | 1992-12-17 | Unknown
J C PENNEY CATALOG DIST CTR | 5500 OLD DIXIE HWY | FOREST PARK | Clayton | 310319 | 5 | [5 empty] | Removed from Ground | Diesel | 150 | Bare Steel | 1994-01-20 | 1994-01-20 | Not Marked
J C PENNEY CATALOG DIST CTR | 5500 OLD DIXIE HWY | FOREST PARK | Clayton | 310319 | 4 | [5 empty] | Removed from Ground | Gas (Historical Use) | 1000 | Bare Steel | 1982-03-29 | 1997-12-01 | Not Marked
FOREST PARK TEXACO/BP #23086/GUL | 893 MAIN ST | FOREST PARK | Clayton | 600817 | 13 | [5 empty] | Removed from Ground | Gas (Historical Use) | 4000 | Bare Steel | 1963-01-01 | 1899-12-31 | Bare Steel | Safe Suction (Euro)
FOREST PARK TEXACO/BP #23086/GUL | 893 MAIN ST | FOREST PARK | Clayton | 600817 | 5 | [5 empty] | Removed from Ground | Gas (Historical Use) | 4000 | Bare Steel | 1961-05-08 | 1995-04-12 | Bare Steel | Suction (American)
GELCO/PENSKE TRUCK LEASE ID #118 | 4780 OLD DIXIE HWY | FOREST PARK | Clayton | 9000413 | 2 | [5 empty] | Removed from Ground | Diesel | 10000 | Fiberglass | 1975-01-01 | 1989-01-01 | Fiberglass Reinforced Plastic
HONDA DEALERSHIP (FORMER) | 4780 FRONTAGE RD | FOREST PARK | Clayton | 9031012 | 4 | [5 empty] | Removed from Ground | Gas (Historical Use) | 4000 | Not Marked/Unknown | 1991-10-01 | 1991-10-01 | Not Marked
AMERICAN NATIONAL CAN CO | 48 ROYAL DR | FOREST PARK | Clayton | 9031082 | 1 | [5 empty] | Removed from Ground | Other | 5600 | Bare Steel | 1991-10-03 | 1991-10-03 | Bare Steel | Suction (American)
ASH MORROW MEDICAL CENTER | 769 MORROW ROAD | FOREST PARK | Clayton | 9031120 | 2 | [5 empty] | Removed from Ground | Other | 0 | Not Marked/Unknown | 1982-01-01 | 1982-01-01 | Not Marked
CITY OF FOREST PARK | 5230 JONES RD | FOREST PARK | Clayton | 9031196 | 3 | [5 empty] | Removed from Ground | Diesel | 10000 | Bare Steel | 1980-01-01 | 1998-01-26 | Bare Steel | Safe Suction (Euro)
LEACH SAND & GRAVEL INC | 379 LEES MILL RD | FOREST PARK | Clayton | 9031169 | 1 | [5 empty] | Removed from Ground | Diesel | 7000 | Bare Steel | 2000-12-01 | 2000-12-01 | Galvanized Steel | Suction (American)
HEATING & COOLING INC | 3916 GILBERT RD | HAPEVILLE | Clayton | 310055 | 1 | [5 empty] | Removed from Ground | Gas (Historical Use) | 3000 | Bare Steel | 1982-03-04 | 1990-03-01 | Galvanized Steel
FIRESTONE STORE #73 | 4916 JONESBORO RD | FOREST PARK | Clayton | 310077 | 1 | [5 empty] | Removed from Ground | Gas (Historical Use) | 300 | Bare Steel | 1968-03-18 | 1996-06-01 | Galvanized Steel
PENSKE TRUCKING LEASING | 291 THIRD ST | FOREST PARK | Clayton | 310194 | 6 |  |  | TRUE |  | TRUE | Removed from Ground | Used Oil | 500 | Bare Steel | 1983-03-23 | 1994-06-22 | Bare Steel | Suction (American)
STATE OF GA AGRICULTURE | STATE FARMERS MARKET | FOREST PARK | Clayton | 310091 | 8 | [5 empty] | Removed from Ground | Gas (Historical Use) | 5000 | Bare Steel | 1998-04-02 | 1998-04-02 | Unknown
STATE OF GA AGRICULTURE | STATE FARMERS MARKET | FOREST PARK | Clayton | 310091 | 2 | [5 empty] | Removed from Ground | Gas (Historical Use) | 10000 | Bare Steel | 1958-04-24 | 1998-04-02 | Bare Steel | Pressurized
GEORGIA DEPARTMENT OF TRANSPORTA | 15 KENNEDY DR | FOREST PARK | Clayton | 310132 | 2 |  |  | TRUE |  | TRUE | Removed from Ground | Used Oil | 500 | Bare Steel | 1965-01-01 | 1998-08-05 | Galvanized Steel
RYDER TRANSPORTATION SVC #0066 | 70 ALSTON CT | FOREST PARK | Clayton | 312005 | 2 | [5 empty] | Removed from Ground | Diesel | 10000 | Cathodically Protected Steel | 1987-04-01 | 1999-01-13 | Bare Steel | Pressurized
FOREST PARK TEXACO/BP #23086/GUL | 893 MAIN ST | FOREST PARK | Clayton | 600817 | 9 |  |  | TRUE |  | TRUE | Removed from Ground | Used Oil | 550 | Bare Steel | 1952-01-01 | 1995-04-12 | Bare Steel | Pressurized
FOREST PARK TEXACO/BP #23086/GUL | 893 MAIN ST | FOREST PARK | Clayton | 600817 | 6 | [5 empty] | Removed from Ground | Gas (Historical Use) | 4000 | Bare Steel | 1961-05-08 | 1995-04-12 | Bare Steel | Suction (American)
GELCO/PENSKE TRUCK LEASE ID #118 | 4780 OLD DIXIE HWY | FOREST PARK | Clayton | 9000413 | 1 | [5 empty] | Removed from Ground | Diesel | 10000 | Bare Steel | 1975-01-01 | 1989-01-01 | Galvanized Steel
NORTH AMERICAN VAN LINES/FLEET S | 4916 CLARK HOWELL HWY | FOREST PARK | Clayton | 9000418 | 2 | [5 empty] | Removed from Ground | Diesel | 12000 | Marked Unknown | 1976-05-09 | 1990-03-09 | Galvanized Steel
LEACH SAND & GRAVEL INC | 379 LEES MILL RD | FOREST PARK | Clayton | 9031169 | 2 | [5 empty] | Removed from Ground | Gas (Historical Use) | 7000 | Bare Steel | 2000-12-01 | 2000-12-01 | Galvanized Steel | Suction (American)
YANCEY BROS CO | 211 AVIATION BLVD | HAPEVILLE | Clayton | 310292 | 1 | [5 empty] | Removed from Ground | Gas (Historical Use) | 2000 | Bare Steel | 1976-05-18 | 1991-11-11 | Unknown
GA POWER-AIRPORT DIST OPERATING | 112 LAKE MIRROR RD | FOREST PARK | Clayton | 9000514 | 1 |  |  | FALSE |  | FALSE | Removed from Ground | Diesel | 6000 | Bare Steel | 1961-05-13 | 1990-04-26
FOREST PARK TEXACO/BP #23086/GUL | 893 MAIN ST | FOREST PARK | Clayton | 600817 | 12 | [5 empty] | Removed from Ground | Gas (Historical Use) | 2000 | Bare Steel |  | 1899-12-31 | Bare Steel
FOREST PARK TEXACO/BP #23086/GUL | 893 MAIN ST | FOREST PARK | Clayton | 600817 | 3 | [5 empty] | Removed from Ground | Kerosene | 2000 | Bare Steel | 1954-05-10 | 1995-04-11 | Bare Steel | Suction (American)
ASH MORROW MEDICAL CENTER | 769 MORROW ROAD | FOREST PARK | Clayton | 9031120 | 3 | [5 empty] | Removed from Ground | Other | 0 | Not Marked/Unknown | 1982-01-01 | 1982-01-01 | Not Marked
DUVEL INVESTMENT CORP | 1003 FOREST PKWY | FOREST PARK | Clayton | 9031024 | 3 | Ball Float | 1989-07-08 | FALSE | 1989-07-08 | FALSE | Currently in Use | Diesel | 10000 | Galvanic (STIP-3) | 1989-07-08 |  | Fiberglass Reinforced Plastic | Pressurized
KERR-MCGEE #2135 | 752 MAIN ST | FOREST PARK | Clayton | 9031071 | 2 | [5 empty] | Removed from Ground | Gas (Historical Use) | 10000 | Bare Steel | 1966-01-01 | 1987-02-16 | Galvanized Steel
DOT CLAYTON CTY MAINT FOREST PARK | 25 KENNEDY DR | FOREST PARK | Clayton | 9031137 | 10025-2 |  |  | TRUE |  | TRUE | Removed from Ground | Used Oil | 500 | Bare Steel | 1970-01-01 | 1993-03-02 | Galvanized Steel | Suction (American)
DOT CLAYTON CTY MAINT FOREST PARK | 25 KENNEDY DR | FOREST PARK | Clayton | 9031137 | 025D1 |  | 1994-12-01 |  | 1994-12-01 |  | Removed from Ground | Diesel | 10000 | Bare Steel | 1986-01-01 | 1997-10-15 | Galvanized Steel | Suction (American)
NINE-NINE MUFFLER | 4472 OLD DIXIE RD | FOREST PARK | Clayton | 9031229 | 2 | [5 empty] | Currently in Use | Used Oil | 0 | Not Marked/Unknown |  |  | Not Marked
CHEMICAL LEAMAN TANK LINES INC | 1251 BATTLE CREEK RD | JONESBORO | Clayton | 310027 | 2 |  |  | TRUE |  | TRUE | Removed from Ground | Used Oil | 1000 | Bare Steel | 1974-05-11 | 1995-02-28 | Galvanized Steel
PHILLIPS 66 FOOD MART C/O AMIN C | 6125 OLD DIXIE HWY | FOREST PARK | Clayton | 310002 | 4 |  | 1998-09-01 |  | 1998-09-01 |  | Removed from Ground | Diesel | 10000 | Steel-Impressed Current | 1981-05-14 | 2003-11-27 | Fiberglass Reinforced Plastic | Pressurized
PHILLIPS 66 FOOD MART C/O AMIN C | 6125 OLD DIXIE HWY | FOREST PARK | Clayton | 310002 | 5 | Ball Float | 2004-06-15 | FALSE | 2004-06-15 | FALSE | Currently in Use | Gas (Historical Use) | 12000 | Fiberglass | 2004-06-15 |  | Fiberglass Reinforced Plastic | Pressurized
SUN FOOD MART | 10010 TARA BLVD | JONESBORO | Clayton | 310004 | 2 | Ball Float | 1995-04-05 | FALSE | 1995-04-05 | FALSE | Currently in Use | Premium | 6000 | Steel-Impressed Current | 1981-05-14 |  | Fiberglass Reinforced Plastic | Pressurized
COTTER & CO | 7600 JONESBORO RD | JONESBORO | Clayton | 310014 | 1 | [5 empty] | Removed from Ground | Diesel | 10000 | Fiberglass | 1986-05-08 | 1992-10-26 | Bare Steel | Suction (American)
U-HAUL #77663 | 7308 TARA BLVD | JONESBORO | Clayton | 310221 | 2 | [5 empty] | Removed from Ground | Diesel | 4000 | Bare Steel | 1982-05-09 | 1998-08-18 | Galvanized Steel | Suction (American)
BP #24068/GULF #271304 | 5996 SOUTH EXPESSWAY | JONESBORO | Clayton | 310206 | 1 | [5 empty] | Removed from Ground | Gas (Historical Use) | 10000 | Bare Steel | 1977-05-04 | 1899-12-31 | Galvanized Steel
NINE ELEVEN GROCERIES | 271 NORTH MAIN ST | JONESBORO | Clayton | 310179 | 3 | [5 empty] | Removed from Ground | Gas (Historical Use) | 8000 | Bare Steel | 1980-05-02 | 1899-12-31 | Galvanized Steel
WAYNE ALMAND/WAYNE'S SUPER STOP | 233 NORTH MAIN ST | JONESBORO | Clayton | 310291 | 3 | [5 empty] | Removed from Ground | Kerosene | 6000 | Bare Steel | 1976-05-16 | 1899-12-31 | Galvanized Steel
AT&T COMMUNICATION | 100 LEE ST | JONESBORO | Clayton | 310234 | 1 | [5 empty] | Removed from Ground | Diesel | 1000 | Bare Steel | 1966-05-13 | 1988-01-01 | Galvanized Steel
QUIKTRIP #799 | 8140 TARA BLVD | JONESBORO | Clayton | 310243 | 2 | [5 empty] | Removed from Ground | Gas (Historical Use) | 4000 | Bare Steel | 1975-01-01 | 1992-09-29 | Galvanized Steel | Pressurized
B P FOOD MART | 199 UPPER RIVERDALE RD | JONESBORO | Clayton | 9000532 | 5 | [5 empty] | Permanently Out Of Use | Gas (Historical Use) | 10000 | Cathodically Protected Steel | 1972-01-05 | 1993-11-01 | Galvanized Steel
TEXACO FOOD MART | 503 FOREST PKWY | FOREST PARK | Clayton | 310280 | E | Flapper Valve | 1994-11-03 | FALSE | 1994-11-03 | FALSE | Currently in Use | Diesel | 4000 | Galvanic (STIP-3) | 1994-11-03 |  | Double-Walled Fiberglass | Pressurized
J C PENNEY CATALOG DIST CTR | 5500 OLD DIXIE HWY | FOREST PARK | Clayton | 310319 | 3 |  |  | TRUE |  | TRUE | Removed from Ground | Used Oil | 550 | Bare Steel | 1970-05-12 | 1991-02-04 | Galvanized Steel
GA POWER-AIRPORT DIST OPERATING | 112 LAKE MIRROR RD | FOREST PARK | Clayton | 9000514 | 2 |  |  | FALSE |  | FALSE | Removed from Ground | Diesel | 10000 | Bare Steel | 1976-05-09 | 1992-07-07
GA POWER-AIRPORT DIST OPERATING | 112 LAKE MIRROR RD | FOREST PARK | Clayton | 9000514 | 618486 | Ball Float | 1992-07-02 | FALSE | 1992-07-02 | FALSE | Currently in Use | Diesel | 6000 | Fiberglass | 1992-07-02 |  | Fiberglass Reinforced Plastic | Pressurized
W E PRUETT CO INC | 155 LEES MILLS RD | FOREST PARK | Clayton | 310035 | 1 | [5 empty] | Removed from Ground | Gas (Historical Use) | 2000 | Bare Steel | 1972-03-13 | 1989-01-01 | Galvanized Steel
RUDY FARMS INC | 5866 RUDY LANE | FOREST PARK | Clayton | 310061 | 2 | [5 empty] | Removed from Ground | Diesel | 4000 | Bare Steel | 1963-01-12 | 1990-04-17 | Galvanized Steel
FORMER REFRIGERATED TRANSPORT CO | 3901 JONESBORO RD | FOREST PARK | Clayton | 310215 | 5 |  |  | TRUE |  | TRUE | Removed from Ground | Used Oil | 1000 | Bare Steel | 1978-05-07 | 1996-03-01 | Unknown
FORMER REFRIGERATED TRANSPORT CO | 3901 JONESBORO RD | FOREST PARK | Clayton | 310215 | 4 |  | 1998-09-01 |  | 1998-09-01 |  | Removed from Ground | Diesel | 20000 | Steel-Impressed Current | 1987-01-01 | 2016-01-18 | Cathodically Protected | Pressurized
GEORGIA DEPARTMENT OF TRANSPORTA | 25 KENNEDY RD | FOREST PARK | Clayton | 310133 | 711G1 | [5 empty] | Removed from Ground | Gas (Historical Use) | 3000 | Bare Steel | 1984-01-01 | 1998-06-12 | Galvanized Steel | Safe Suction (Euro)
RYDER TRANSPORTATION SVC #0066 | 70 ALSTON CT | FOREST PARK | Clayton | 312005 | 3 | [5 empty] | Removed from Ground | Other | 1000 | Cathodically Protected Steel | 1987-04-01 | 1996-10-30 | Bare Steel | Safe Suction (Euro)
FOREST PARK TEXACO/BP #23086/GUL | 893 MAIN ST | FOREST PARK | Clayton | 600817 | 14 | [5 empty] | Removed from Ground | Empty | 4000 | Bare Steel | 1961-01-01 | 1899-12-31 | Bare Steel | Safe Suction (Euro)
KERR-MCGEE #2135 | 752 MAIN ST | FOREST PARK | Clayton | 9031071 | 1 | [5 empty] | Removed from Ground | Gas (Historical Use) | 10000 | Bare Steel | 1966-01-01 | 1987-02-16 | Galvanized Steel
DOT CLAYTON CTY MAINT FOREST PARK | 25 KENNEDY DR | FOREST PARK | Clayton | 9031137 | 2 | Flapper Valve | 1998-05-11 | FALSE | 1998-05-11 | FALSE | Currently in Use | Diesel | 10000 | Fiberglass Double Walled | 1998-05-11 |  | Double-Walled Fiberglass | Pressurized
DOT CLAYTON CTY MAINT FOREST PARK | 25 KENNEDY DR | FOREST PARK | Clayton | 9031137 | 025G2 |  | 1994-12-01 |  | 1994-12-01 |  | Removed from Ground | Gas (Historical Use) | 10000 | Bare Steel | 1986-01-01 | 1997-10-15 | Galvanized Steel | Suction (American)
UPS FOREST PARK (UST) | 255 SOUTHFIELD PKWY | FOREST PARK | Clayton | 9031156 | D-1 | Flapper Valve | 1991-11-01 | FALSE | 1991-11-01 | FALSE | Currently in Use | Diesel | 12000 | Fiberglass Double Walled | 1991-11-01 |  | Fiberglass Reinforced Plastic | Pressurized
U-HAUL #77654 | 4374 THURMOND RD | FOREST PARK | Clayton | 310222 | 2 | [5 empty] | Removed from Ground | Gas (Historical Use) | 6000 | Bare Steel | 1978-05-10 | 1993-06-23 | Unknown
BAKER EQUIPMENT ENGINEERING CO | 154 FALCON DR | FOREST PARK | Clayton | 310201 | 1 |  |  | TRUE |  | TRUE | Removed from Ground | Used Oil | 1000 | Fiberglass | 1982-05-03 | 1993-11-29 | Bare Steel
CHEVRON #40028 | 561 FOREST PKWY | FOREST PARK | Clayton | 310116 | 2 | [5 empty] | Removed from Ground | Gas (Historical Use) | 10000 | Bare Steel | 1970-04-27 | 1990-10-03 | Galvanized Steel
RYDER TRANSPORTATION SVC #0066 | 70 ALSTON CT | FOREST PARK | Clayton | 312005 | 5 | Ball Float | 1999-12-23 | FALSE | 1999-12-23 | FALSE | Removed from Ground | Diesel | 12000 |  | 1999-12-23 | 2017-09-05 | Double-Walled Fiberglass | Pressurized
RYDER TRANSPORTATION SVC #0066 | 70 ALSTON CT | FOREST PARK | Clayton | 312005 | 7 | Flapper Valve | 2017-05-04 | FALSE | 2021-10-19 | FALSE | Currently in Use | Diesel | 15000 | Fiberglass Double Walled | 2017-05-04 |  |  | Pressurized
B & B OIL CO INC | 4210 JONESBORO ROAD | FOREST PARK | Clayton | 9031161 | 3 | [5 empty] | Removed from Ground | Gas (Historical Use) | 4000 | Cathodically Protected Steel | 1977-01-01 | 1996-05-06 | Bare Steel | Pressurized
CITY OF FOREST PARK | 5230 JONES RD | FOREST PARK | Clayton | 9031196 | 2 | [5 empty] | Removed from Ground | Diesel | 10000 | Bare Steel | 1980-01-01 | 1998-01-26 | Bare Steel | Safe Suction (Euro)
FOREST PARK TEXACO/BP #23086/GUL | 893 MAIN ST | FOREST PARK | Clayton | 600817 | 2 |  |  | TRUE |  | TRUE | Removed from Ground | Used Oil | 2000 | Bare Steel | 1952-05-10 | 1995-04-11 | Bare Steel | Gravity Fed
FOREST PARK TEXACO/BP #23086/GUL | 893 MAIN ST | FOREST PARK | Clayton | 600817 | 8 | [5 empty] | Removed from Ground | Diesel | 3000 | Bare Steel | 1956-01-01 | 1995-04-12 | Bare Steel | Suction (American)
PHILLIPS 66 | 4629 JONESBORO RD | FOREST PARK | Clayton | 9031044 | 2 | [5 empty] | Removed from Ground | Empty | 8000 | Bare Steel | 1976-01-01 | 1991-06-01 | Galvanized Steel
DUVEL INVESTMENT CORP | 1003 FOREST PKWY | FOREST PARK | Clayton | 9031024 | 1 | Ball Float | 1989-07-08 | FALSE | 1989-07-08 | FALSE | Currently in Use | Regular | 10000 | Galvanic (STIP-3) | 1989-07-08 |  | Fiberglass Reinforced Plastic | Pressurized
HONDA DEALERSHIP (FORMER) | 4780 FRONTAGE RD | FOREST PARK | Clayton | 9031012 | 2 | [5 empty] | Removed from Ground | Gas (Historical Use) | 4000 | Not Marked/Unknown | 1991-10-01 | 1991-10-01 | Not Marked
EXXON FOOD MART | 4531 OLD DIXIE HWY | FOREST PARK | Clayton | 9031104 | 5 |  | 1989-01-01 | FALSE | 1989-01-01 | FALSE | Removed from Ground | Diesel | 1000 | Galvanic (STIP-3) | 1989-01-01 | 1899-12-31 |  | Pressurized
DOT CLAYTON CTY MAINT FOREST PARK | 25 KENNEDY DR | FOREST PARK | Clayton | 9031137 | 10025-1 | [5 empty] | Removed from Ground | Gas (Historical Use) | 5000 | Bare Steel | 1970-01-01 | 1993-03-02 | Galvanized Steel | Suction (American)
CITY OF FOREST PARK | 5230 JONES RD | FOREST PARK | Clayton | 9031196 | 1 | [5 empty] | Removed from Ground | Gas (Historical Use) | 10000 | Bare Steel | 1980-01-01 | 1998-01-26 | Bare Steel | Safe Suction (Euro)
RYDER TRANSPORTATION SVC #0066 | 70 ALSTON CT | FOREST PARK | Clayton | 312005 | 4 |  |  | TRUE |  | TRUE | Removed from Ground | Used Oil | 1000 | Cathodically Protected Steel | 1987-04-01 | 1996-10-30 | Bare Steel | Gravity Fed
GELCO/PENSKE TRUCK LEASE ID #118 | 4780 OLD DIXIE HWY | FOREST PARK | Clayton | 9000413 | 3 |  |  | TRUE |  | TRUE | Removed from Ground | Used Oil | 600 | Bare Steel | 1975-01-01 | 1989-01-01 | Galvanized Steel
Interstate NationaLease, lnc. | 175 MAIN ST | FOREST PARK | Clayton | 600506 | 1 | [5 empty] | Closed in Ground | Diesel | 1500 | Bare Steel | 1976-04-23 | 1988-12-14 | Bare Steel
FINAMART | 228 MAIN ST | FOREST PARK | Clayton | 9031135 | 3 | Ball Float | 1995-01-15 | FALSE | 1995-01-15 | FALSE | Temporarily out of use | Diesel | 15000 | Steel-Impressed Current | 1995-01-15 |  | Fiberglass Reinforced Plastic | Suction (American)
PEP BOYS/MANNY MOE & JACK | 4853 JONESBORO RD | FOREST PARK | Clayton | 9031157 | 2 |  |  | TRUE |  | TRUE | Removed from Ground | Used Oil | 550 | Double Walled | 1987-10-01 | 1996-12-17 | Bare Steel | Gravity Fed
HOPE SHELTER INC/STATE PATROL BL | 4231 OLD DIXIE HWY | HAPEVILLE | Clayton | 310053 | 1 | [5 empty] | Removed from Ground | Gas (Historical Use) | 1000 | Cathodically Protected Steel | 1976-03-08 | 1899-12-31 | Galvanized Steel
ZEWDI ENTERPRISES INC | 4192 JONESBORO RD | FOREST PARK | Clayton | 4440023 | 2 | [5 empty] | Removed from Ground | Empty | 8000 | Bare Steel | 1972-04-21 | 1991-09-01 | Galvanized Steel
GA POWER-AIRPORT DIST OPERATING | 112 LAKE MIRROR RD | FOREST PARK | Clayton | 9000514 | 3 |  |  | TRUE |  | TRUE | Removed from Ground | Used Oil | 560 | Bare Steel | 1981-05-08 | 1992-08-03
FOREST PARK TEXACO/BP #23086/GUL | 893 MAIN ST | FOREST PARK | Clayton | 600817 | 1 |  |  | TRUE |  | TRUE | Removed from Ground | Used Oil | 550 | Bare Steel | 1952-05-10 | 1995-04-14 | Bare Steel | Suction (American)
RYDER TRANSPORTATION SVC #0066 | 70 ALSTON CT | FOREST PARK | Clayton | 312005 | 6 | Flapper Valve | 2017-05-04 | FALSE | 2021-10-19 | FALSE | Currently in Use | Diesel | 15000 | Fiberglass Double Walled | 2017-05-04 |  |  | Pressurized
DOT CLAYTON CTY MAINT FOREST PARK | 25 KENNEDY DR | FOREST PARK | Clayton | 9031137 | 025G1 |  | 1994-12-01 |  | 1994-12-01 |  | Removed from Ground | Gas (Historical Use) | 8000 | Bare Steel | 1986-01-01 | 1997-10-15 | Galvanized Steel | Suction (American)
VACANT BUILDING | 4726 JONESBORO RD | FOREST PARK | Clayton | 9031147 | 2 | [5 empty] | Removed from Ground | Gas (Historical Use) | 0 | Marked Unknown | 1995-06-06 | 1899-12-31 | Unknown
ZEWDI ENTERPRISES INC | 4192 JONESBORO RD | FOREST PARK | Clayton | 4440023 | 1 | [5 empty] | Removed from Ground | Empty | 10000 | Fiberglass | 1984-04-21 | 1991-09-01 | Galvanized Steel
FOREST PARK TEXACO/BP #23086/GUL | 893 MAIN ST | FOREST PARK | Clayton | 600817 | 15 | [5 empty] | Removed from Ground | Gas (Historical Use) | 4000 | Bare Steel | 1961-01-01 | 1899-12-31 | Bare Steel | Safe Suction (Euro)
NORTH AMERICAN VAN LINES/FLEET S | 4916 CLARK HOWELL HWY | FOREST PARK | Clayton | 9000418 | 1 | [5 empty] | Removed from Ground | Diesel | 12000 | Marked Unknown | 1976-05-09 | 1990-03-09 | Unknown
BELLSOUTH TELECOMMUNICATIONS FOR | 4328 THURMOND RD | FOREST PARK | Clayton | 9031097 | 1 | [5 empty] | Removed from Ground | Other | 1000 | Cathodically Protected Steel | 1975-01-01 | 1994-11-18 | Copper | Suction (American)
DOT CLAYTON CTY MAINT FOREST PARK | 25 KENNEDY DR | FOREST PARK | Clayton | 9031137 | 1 | Flapper Valve | 1998-05-11 | FALSE | 1998-05-11 | FALSE | Currently in Use | Regular | 10000 | Fiberglass Double Walled | 1998-05-11 |  | Double-Walled Fiberglass | Pressurized
HOPE SHELTER INC/STATE PATROL BL | 4231 OLD DIXIE HWY | HAPEVILLE | Clayton | 310053 | 5 | [5 empty] | Removed from Ground | Gas (Historical Use) | 500 | Bare Steel | 1983-05-01 | 1995-03-13 | Galvanized Steel
EXXON FOOD MART | 4531 OLD DIXIE HWY | FOREST PARK | Clayton | 9031104 | 2 | Flapper Valve | 2024-03-13 | FALSE | 1989-01-01 | FALSE | Currently in Use | Plus | 10000 | Fiberglass | 1989-01-01 |  |  | Pressurized
UPS FOREST PARK (UST) | 255 SOUTHFIELD PKWY | FOREST PARK | Clayton | 9031156 | RU-1 | Flapper Valve | 1991-11-01 | FALSE | 1991-11-01 | FALSE | Currently in Use | Regular | 12000 | Fiberglass Double Walled | 1991-11-01 |  | Fiberglass Reinforced Plastic | Pressurized
UPS FOREST PARK (UST) | 255 SOUTHFIELD PKWY | FOREST PARK | Clayton | 9031156 | RU-1 | Flapper Valve | 1991-11-01 | FALSE | 1991-11-01 | FALSE | Currently in Use | Regular | 12000 | Fiberglass Double Walled | 1991-11-01 |  | Fiberglass Reinforced Plastic | Pressurized
UPS FOREST PARK (UST) | 255 SOUTHFIELD PKWY | FOREST PARK | Clayton | 9031156 | RU-1 | Flapper Valve | 1991-11-01 | FALSE | 1991-11-01 | FALSE | Currently in Use | Regular | 12000 | Fiberglass Double Walled | 1991-11-01 |  | Fiberglass Reinforced Plastic | Pressurized
HONDA DEALERSHIP (FORMER) | 4780 FRONTAGE RD | FOREST PARK | Clayton | 9031012 | 3 | [5 empty] | Removed from Ground | Gas (Historical Use) | 4000 | Not Marked/Unknown | 1991-10-01 | 1991-10-01 | Not Marked
ASH MORROW MEDICAL CENTER | 769 MORROW ROAD | FOREST PARK | Clayton | 9031120 | 4 | [5 empty] | Removed from Ground | Other | 0 | Not Marked/Unknown | 1982-01-01 | 1982-01-01 | Not Marked
B & B OIL CO INC | 4210 JONESBORO ROAD | FOREST PARK | Clayton | 9031161 | 4 | [5 empty] | Removed from Ground | Diesel | 4000 | Cathodically Protected Steel | 1977-01-01 | 1996-05-06 | Bare Steel | Suction (American)
B & B OIL CO INC | 4210 JONESBORO ROAD | FOREST PARK | Clayton | 9031161 | 5 | [5 empty] | Removed from Ground | Other | 550 | Not Marked/Unknown | 1996-05-06 | 1996-05-06 | Not Marked
HOPE SHELTER INC/STATE PATROL BL | 4231 OLD DIXIE HWY | HAPEVILLE | Clayton | 310053 | 2 | [5 empty] | Removed from Ground | Gas (Historical Use) | 1000 | Cathodically Protected Steel | 1976-03-08 | 1899-12-31 | Galvanized Steel
HOPE SHELTER INC/STATE PATROL BL | 4231 OLD DIXIE HWY | HAPEVILLE | Clayton | 310053 | 4 | [5 empty] | Removed from Ground | Gas (Historical Use) | 500 | Bare Steel | 1983-05-01 | 1995-03-13 | Galvanized Steel
UPS FOREST PARK (UST) | 255 SOUTHFIELD PKWY | FOREST PARK | Clayton | 9031156 | D-1 | Flapper Valve | 1991-11-01 | FALSE | 1991-11-01 | FALSE | Currently in Use | Diesel | 12000 | Fiberglass Double Walled | 1991-11-01 |  | Fiberglass Reinforced Plastic | Pressurized
UPS FOREST PARK (UST) | 255 SOUTHFIELD PKWY | FOREST PARK | Clayton | 9031156 | D-1 | Flapper Valve | 1991-11-01 | FALSE | 1991-11-01 | FALSE | Currently in Use | Diesel | 12000 | Fiberglass Double Walled | 1991-11-01 |  | Fiberglass Reinforced Plastic | Pressurized
LEACH SAND & GRAVEL INC | 379 LEES MILL RD | FOREST PARK | Clayton | 9031169 | 3 |  | 2000-12-01 |  | 2000-12-01 |  | Removed from Ground | Diesel | 10000 | Composite | 2000-12-20 | 2003-09-10 | Not Marked | Safe Suction (Euro)
NINE-NINE MUFFLER | 4472 OLD DIXIE RD | FOREST PARK | Clayton | 9031229 | 1 | [5 empty] | Currently in Use | Diesel | 0 | Not Marked/Unknown |  |  | Not Marked
PHILLIPS 66 | 4629 JONESBORO RD | FOREST PARK | Clayton | 9031044 | 3 | [5 empty] | Removed from Ground | Empty | 8000 | Bare Steel | 1976-01-01 | 1991-06-01 | Galvanized Steel
EXXON FOOD MART | 4531 OLD DIXIE HWY | FOREST PARK | Clayton | 9031104 | 3 | Flapper Valve | 2024-03-13 | FALSE | 1989-01-01 | FALSE | Currently in Use | Premium | 10000 | Fiberglass | 1989-01-01 |  |  | Pressurized
ASH MORROW MEDICAL CENTER | 769 MORROW ROAD | FOREST PARK | Clayton | 9031120 | 1 | [5 empty] | Closed in Ground | Gas (Historical Use) | 1000 | Not Marked/Unknown | 1994-06-28 | 1994-06-28 | Not Marked
B & B OIL CO INC | 4210 JONESBORO ROAD | FOREST PARK | Clayton | 9031161 | 1 | [5 empty] | Removed from Ground | Gas (Historical Use) | 4000 | Cathodically Protected Steel | 1977-01-01 | 1996-05-06 | Bare Steel | Pressurized
FOREST PARK & MAIN ST WRECKER IN | 4999 COURTNEY DR | FOREST PARK | Clayton | 9031218 | 2 | [5 empty] | Removed from Ground | Gas (Historical Use) | 6000 | Bare Steel | 1991-01-01 | 1999-01-01 | Bare Steel
AYERS TRUCKING CO | 2030 JOHNSON RD | FOREST PARK | Clayton | 9031173 | 1 | [5 empty] | Removed from Ground | Diesel | 10000 | Marked Unknown | 1995-11-14 | 1995-11-14 | Unknown
M&M MAINTENANCE SHOP INC | 4262 OLD DIXIE HWY | HAPEVILLE | Clayton | 310078 | 1 | [5 empty] | Permanently Out of Use - historical purposes | Empty | 1000 | Bare Steel | 1974-03-21 | 1899-12-31 | Galvanized Steel
B & B OIL CO INC | 4210 JONESBORO ROAD | FOREST PARK | Clayton | 9031161 | 2 | [5 empty] | Removed from Ground | Gas (Historical Use) | 4000 | Cathodically Protected Steel | 1977-01-01 | 1996-05-06 | Bare Steel | Pressurized
PEP BOYS/MANNY MOE & JACK | 4853 JONESBORO RD | FOREST PARK | Clayton | 9031157 | 1 |  |  | TRUE |  | TRUE | Removed from Ground | Used Oil | 550 | Double Walled | 1987-10-01 | 1996-12-17 | Bare Steel | Gravity Fed
CLAYTON CO WATER AUTH/FOREST PK | 1101 FOREST AVE | FOREST PARK | Clayton | 9031141 | 1 | [5 empty] | Removed from Ground | Diesel | 4000 | Bare Steel | 1995-12-16 | 1995-12-16 | Bare Steel | Pressurized
HOPE SHELTER INC/STATE PATROL BL | 4231 OLD DIXIE HWY | HAPEVILLE | Clayton | 310053 | 3 | [5 empty] | Removed from Ground | Gas (Historical Use) | 1000 | Bare Steel | 1976-03-08 | 1899-12-31 | Galvanized Steel
FOREST PARK TEXACO/BP #23086/GUL | 893 MAIN ST | FOREST PARK | Clayton | 600817 | 10 | [5 empty] | Removed from Ground | Empty | 0 | Bare Steel | 1952-01-01 | 1995-04-11 | Bare Steel | Suction (American)
GA STATE PATROL/POST #47 | 5036 GA HWY 85 | FOREST PARK | Clayton | 9031088 | 1 | [5 empty] | Removed from Ground | Gas (Historical Use) | 10000 | Cathodically Protected Steel | 1992-07-20 | 2002-05-22 | Fiberglass Reinforced Plastic | Safe Suction (Euro)
CITY OF FOREST PARK | 5230 JONES RD | FOREST PARK | Clayton | 9031196 | 5 | Flapper Valve | 1998-05-01 | FALSE | 1998-05-01 | FALSE | Currently in Use | Diesel | 10000 | Composite | 1998-05-01 |  | Double-Walled Fiberglass | Safe Suction (Euro)
CITY OF FOREST PARK | 5230 JONES RD | FOREST PARK | Clayton | 9031196 | 4 | Flapper Valve | 1998-05-01 | FALSE | 1998-05-01 | FALSE | Currently in Use | Regular | 12000 | Composite | 1998-05-01 |  | Double-Walled Fiberglass | Safe Suction (Euro)
B P FOOD MART | 199 UPPER RIVERDALE RD | JONESBORO | Clayton | 9000532 | 4 | [5 empty] | Permanently Out Of Use | Gas (Historical Use) | 10000 | Cathodically Protected Steel | 1972-01-05 | 1993-11-01 | Galvanized Steel
B P FOOD MART | 199 UPPER RIVERDALE RD | JONESBORO | Clayton | 9000532 | 7 |  |  | TRUE |  | TRUE | Permanently Out Of Use | Used Oil | 550 | Cathodically Protected Steel | 1972-01-05 | 1995-11-01 | Galvanized Steel
HAPPY MART | 7694 TARA BLVD | JONESBORO | Clayton | 9000674 | 9 |  | 1990-10-01 | FALSE | 1990-10-01 | FALSE | Currently in Use | Diesel | 6000 | Composite | 1990-09-07 |  | Fiberglass Reinforced Plastic | Pressurized
HAPPY MART | 7694 TARA BLVD | JONESBORO | Clayton | 9000674 | 6 | Ball Float | 1990-10-01 | FALSE | 1990-10-01 | FALSE | Currently in Use | Premium | 10000 | Composite | 1990-09-07 |  | Fiberglass Reinforced Plastic | Pressurized
PIT STOP #14 | 8664 TARA BLVD | JONESBORO | Clayton | 9056042 | 5 | Flapper Valve | 1998-04-01 | FALSE | 1998-04-01 | FALSE | Currently in Use | Kerosene | 2000 | Steel-Impressed Current | 1984-01-01 |  | Steel (Impressed Current) | Pressurized
Takeoff Jonesboro | 599 Hwy 138 | Jonesboro | Clayton | 9031227 | 5B | Flapper Valve | 2020-11-15 | FALSE | 2020-11-15 | FALSE | Currently in Use | Diesel | 6000 | Composite Double Walled | 2020-09-17 |  | Double-Walled Fiberglass | Pressurized
RaceWay #6967/0635 - Tara Blvd | 7721 TARA BLVD | JONESBORO | Clayton | 9031212 | 3 |  | 1998-05-20 | FALSE | 1998-05-20 | FALSE | Currently in Use | Premium | 12000 | Composite Double Walled | 1998-05-20 |  | Double-Walled Fiberglass | Pressurized
WHITLEYS SERVICE STATION | 9759 S MAIN STREET | JONESBORO | Clayton | 9031203 | 1 | [5 empty] | Removed from Ground | Gas (Historical Use) | 500 | Not Marked/Unknown | 1998-09-01 | 1998-09-01 | Not Marked
MARATHON FOOD MART | 7915 JONESBORO RD | JONESBORO | Clayton | 9031185 | 3 | Ball Float | 1996-02-01 | FALSE | 1996-02-01 | FALSE | Currently in Use | Diesel | 4000 | Fiberglass | 1996-01-29 |  | Double-Walled Fiberglass | Pressurized
ROYAL FOOD MART | 5604 OLD DIXIE HWY | FOREST PARK | Clayton | 310320 | 2 | Ball Float | 1998-10-01 | FALSE | 1998-10-01 | FALSE | Currently in Use | Plus | 8000 | Composite | 1986-01-01 |  | Double-Walled Fiberglass | Pressurized
CITY OF FOREST PARK | 745 FOREST PARKWAY | FOREST PARK | Clayton | 9031195 | 1 | [5 empty] | Removed from Ground | Gas (Historical Use) | 10000 | Bare Steel | 1998-05-01 | 1998-05-01 | Bare Steel | Safe Suction (Euro)
HILL TIRE COMPANY | CENTRAL AVE & OLD DIXIE HWY | FOREST PARK | Clayton | 10001445 | 1 |  |  | FALSE |  | FALSE | Removed from Ground | Gas (Historical Use) | 500 | Unknown | 2007-05-24 | 2007-05-24
OLD DIXIE CITGO | 6065 OLD DIXIE RD | FOREST PARK | Clayton | 10001519 | 3 |  | 2007-08-01 | FALSE | 2007-08-01 | FALSE | Temporarily out of use | Diesel | 4000 | Composite Double Walled | 2007-08-03 |  | Fiberglass Reinforced Plastic | Pressurized
OLD DIXIE CITGO | 6065 OLD DIXIE RD | FOREST PARK | Clayton | 10001519 | 3 |  | 2007-08-01 | FALSE | 2007-08-01 | FALSE | Temporarily out of use | Diesel | 4000 | Composite Double Walled | 2007-08-03 |  | Fiberglass Reinforced Plastic | Pressurized
JUDSON TRANSMISSION | 861 MAIN ST | FOREST PARK | Clayton | 10001701 | 3 |  |  | FALSE |  | FALSE | Removed from Ground | Used Oil | 250 | Unknown | 2009-05-18 | 2009-05-18
AMYSAM INC | 155 S MCDONOUGH ST | JONESBORO | Clayton | 9031116 | 112103 |  | 1988-10-17 |  | 1988-10-17 |  | Removed from Ground | Gas (Historical Use) | 10000 | Galvanic (STIP-3) | 1988-10-17 | 1999-10-21 | Fiberglass Reinforced Plastic | Pressurized
MARATHON FOOD MART | 7915 JONESBORO RD | JONESBORO | Clayton | 9031185 | 1 | Ball Float | 1996-02-01 | FALSE | 1996-02-01 | FALSE | Currently in Use | Regular | 15000 | Fiberglass | 1996-01-29 |  | Double-Walled Fiberglass | Pressurized
QUIKTRIP #756 | 8805 TARA BLVD | JONESBORO | Clayton | 9031153 | 3 | Flapper Valve | 1994-12-10 | FALSE | 1994-12-10 | FALSE | Currently in Use | Premium | 12000 | Fiberglass | 1994-12-10 |  | Flex | Pressurized
BOSSE CONCRETE PRODUCTS CO | 7414 JONESBORO RD | JONESBORO | Clayton | 9031140 | 1 | [5 empty] | Removed from Ground | Gas (Historical Use) | 2000 | Bare Steel | 1994-10-20 | 1994-10-20 | Galvanized Steel | Suction (American)
TARA FORD INC/SOUTHLAKE FORD | 6667 TARA BLVD | JONESBORO | Clayton | 9031098 | 1 | [5 empty] | Removed from Ground | Other | 500 | Bare Steel | 1972-01-01 | 1990-01-01 | Bare Steel | Safe Suction (Euro)
KOPPAR CORP | 9594 TARA BLVD | JONESBORO | Clayton | 9031070 | 1 | [5 empty] | Removed from Ground | Gas (Historical Use) | 4000 | Bare Steel | 1984-01-01 | 2001-06-19 | Galvanized Steel
GEORGIA DEPARTMENT OF TRANSPORTA | 7898 GA HWY 138 | JONESBORO | Clayton | 9031064 | 712D1 | [5 empty] | Removed from Ground | Diesel | 1000 | Cathodically Protected Steel | 1985-09-01 | 2004-02-18 | Galvanized Steel | Pressurized
TARGET STORE T-381 | 6625 TARA BLVD | JONESBORO | Clayton | 9031057 | 2 | [5 empty] | Removed from Ground | Gas (Historical Use) | 10000 | Marked Unknown | 1974-01-01 | 1988-08-01 | Unknown
CCWA/CLAYTON CO SEWER MAINT | 10110 DIXON BLVD | JONESBORO | Clayton | 9031025 | 2 | [5 empty] | Removed from Ground | Other | 10152 | Bare Steel | 1982-09-24 | 1998-06-17 | Galvanized Steel | Pressurized
BLUE BELL CREAMERIES L P ATLANTA SOUTH | 7480 SOUTHLAKE PKWY | JONESBORO | Clayton | 10000240 | 1 | Overfill Alarm | 1999-11-24 | FALSE | 1999-11-24 | FALSE | Currently in Use | Diesel | 10000 | Epoxy | 1999-11-24 |  | Double-Walled Fiberglass | Pressurized
KROGER GA-413 | 10375 TARA BLVD | JONESBORO | Clayton | 10000265 | 2A | Ball Float | 2002-09-25 | FALSE | 2002-09-25 | FALSE | Currently in Use | Premium | 8000 | Fiberglass Double Walled | 2002-09-12 |  | Double-Walled Fiberglass | Pressurized
EXXON | 1861 HWY 138 SE | JONESBORO | Clayton | 10000787 | 1 | Ball Float | 2003-03-31 | FALSE | 2003-03-31 | FALSE | Currently in Use | Regular | 12000 | Fiberglass | 2003-03-31 |  | Fiberglass Reinforced Plastic | Pressurized
EXXON | 1861 HWY 138 SE | JONESBORO | Clayton | 10000787 | 2B | Ball Float | 2003-03-31 | FALSE | 2003-03-31 | FALSE | Currently in Use | Diesel | 4000 | Fiberglass | 2003-03-31 |  | Fiberglass Reinforced Plastic | Pressurized
AMYSAM INC | 155 S MCDONOUGH ST | JONESBORO | Clayton | 9031116 | 112096 |  | 1988-10-17 |  | 1988-10-17 |  | Removed from Ground | Gas (Historical Use) | 10000 | Galvanic (STIP-3) | 1988-10-17 | 1999-10-21 | Fiberglass Reinforced Plastic | Pressurized
MOBIL FOOD MART #302 | 7903 JONESBORO RD | JONESBORO | Clayton | 9031106 | 3 | Ball Float | 1988-02-08 | FALSE | 1988-02-08 | FALSE | Currently in Use | E-0 | 10000 | Fiberglass | 1988-02-08 |  | Fiberglass Reinforced Plastic | Pressurized
SUNOCO FOODMART | 2783 MT ZION RD | JONESBORO | Clayton | 9031038 | 13 | Ball Float | 1998-05-25 | FALSE | 1998-05-25 | FALSE | Currently in Use | Regular | 4000 | Galvanic (STIP-3) | 1987-01-01 |  | Fiberglass Reinforced Plastic | Pressurized
BLUE BELL CREAMERIES L P ATLANTA SOUTH | 7480 SOUTHLAKE PKWY | JONESBORO | Clayton | 10000240 | 2 | Overfill Alarm | 1999-11-24 | FALSE | 1999-11-24 | FALSE | Currently in Use | Regular | 4000 | Epoxy | 1999-11-24 |  | Double-Walled Fiberglass | Pressurized
CITGO TARA BLVD LLC | 7434 TARA BOULEVARD | JONESBORO | Clayton | 10000611 | 2 | Ball Float | 2004-04-23 | FALSE | 2004-04-23 | FALSE | Currently in Use | Premium | 8000 | Epoxy | 2004-04-23 |  | Fiberglass Reinforced Plastic | Pressurized
RIVERDALE LNG ATLANTA GAS LIGHT | 7790 GA HWY 85 | RIVERDALE | Clayton | 9031013 | 3 | Exempted | 1992-01-10 | TRUE | 1992-01-01 | TRUE | Currently in Use | Used Oil | 550 | Fiberglass | 1992-01-01 |  | Fiberglass Reinforced Plastic | Gravity
AMYSAM INC | 155 S MCDONOUGH ST | JONESBORO | Clayton | 9031116 | 1 |  | 2001-10-15 | FALSE | 2001-10-15 | FALSE | Currently in Use | Gas (Historical Use) | 10000 | Fiberglass | 2000-10-15 |  | Fiberglass Reinforced Plastic | Pressurized
HERBERT'S FOOD MART LLC | 249 N MAIN ST STE B | JONESBORO | Clayton | 9031160 | ULP6000 |  | 1992-02-06 | FALSE | 1998-12-12 | FALSE | Currently in Use | Gas (Historical Use) | 6000 | Fiberglass | 1998-12-12 |  | Fiberglass Reinforced Plastic | Pressurized
MOBIL FOOD MART #302 | 7903 JONESBORO RD | JONESBORO | Clayton | 9031106 | 2 | Ball Float | 1988-02-08 | FALSE | 1988-02-08 | FALSE | Currently in Use | Premium | 10000 | Fiberglass | 1988-02-08 |  | Fiberglass Reinforced Plastic | Pressurized
ALL TUNE & LUBE | 6799 TARA BLVD | JONESBORO | Clayton | 9031059 | 1 |  |  | TRUE |  | TRUE | Removed from Ground | Used Oil | 2000 | Cathodically Protected Steel | 1995-01-24 | 1995-01-24 | Galvanized Steel
CCWA/CLAYTON CO SEWER MAINT | 10110 DIXON BLVD | JONESBORO | Clayton | 9031025 | 1 | [5 empty] | Removed from Ground | Gas (Historical Use) | 10152 | Bare Steel | 1982-09-24 | 1998-06-17 | Galvanized Steel | Pressurized
DOT ROW/BP OIL-GULF STATION FORM | TARA BLVD & I-75 | JONESBORO | Clayton | 9031008 | 2 | [5 empty] | Permanently Out of Use - historical purposes | Gas (Historical Use) | 8000 | Bare Steel | 1976-01-01 | 1899-12-31 | Galvanized Steel
KROGER GA-413 | 10375 TARA BLVD | JONESBORO | Clayton | 10000265 | 1 | Ball Float | 2002-09-25 | FALSE | 2002-09-25 | FALSE | Currently in Use | Regular | 20000 | Fiberglass Double Walled | 2002-09-12 |  | Double-Walled Fiberglass | Pressurized
VALLEY HILL TEXACO | 626 VALLEY HILL RD | RIVERDALE | Clayton | 9031022 | 1 | Ball Float | 1988-04-01 | FALSE | 1988-04-01 | FALSE | Currently in Use | Regular | 10000 | Fiberglass | 1988-04-01 |  | Fiberglass Reinforced Plastic | Pressurized
JIFFY LUBE #546 | 7633 GA HWY 85 | RIVERDALE | Clayton | 9031062 | 1 | [5 empty] | Removed from Ground | Other | 4000 | Composite | 1986-01-01 | 1999-01-01 | Galvanized Steel | Gravity Fed
GREENWAY #653/EXPRESS SHOP | 8426 GA HWY 85 | RIVERDALE | Clayton | 9031067 | 2 | Flapper Valve | 1989-11-01 | FALSE | 1989-11-01 | FALSE | Currently in Use | Regular | 8000 | Fiberglass | 1989-01-01 |  | Fiberglass Reinforced Plastic | Pressurized
QUIKTRIP #726 | 94 UPPER RIVERDALE RD | RIVERDALE | Clayton | 9031069 | 2 | Ball Float | 1993-08-01 | FALSE | 1993-08-01 | FALSE | Currently in Use | Gas (Historical Use) | 12000 | Fiberglass | 1989-01-01 |  | Copper | Pressurized
SHELL FOOD MART #303\GOLDEN GALL | 139 HWY 138 SW | RIVERDALE | Clayton | 9031107 | 5 | Ball Float | 1987-12-01 | FALSE | 1987-12-01 | FALSE | Temporarily out of use | Kerosene | 2000 | Fiberglass | 1987-12-01 |  | Fiberglass Reinforced Plastic | Pressurized
QUIKTRIP #756 | 8805 TARA BLVD | JONESBORO | Clayton | 9031153 | 1 | Flapper Valve | 1994-12-10 | FALSE | 1994-12-10 | FALSE | Currently in Use | Regular | 12000 | Fiberglass | 1994-12-10 |  | Flex | Pressurized
SHELL FOOD MART#308 | 9853 TARA BLVD | JONESBORO | Clayton | 9031105 | 4 | Flapper Valve | 1994-03-31 | FALSE | 1994-03-31 | FALSE | Currently in Use | Diesel | 4000 | Fiberglass | 1987-12-01 |  | Fiberglass Reinforced Plastic | Pressurized
SHELL FOOD MART#308 | 9853 TARA BLVD | JONESBORO | Clayton | 9031105 | 5 | Flapper Valve | 1994-03-31 | FALSE | 1994-03-31 | FALSE | Currently in Use | Kerosene | 2000 | Fiberglass | 1987-12-01 |  | Fiberglass Reinforced Plastic | Pressurized
HERBERT'S FOOD MART LLC | 249 N MAIN ST STE B | JONESBORO | Clayton | 9031160 | ULPRM6000 |  | 1992-02-06 | FALSE | 1998-12-12 | FALSE | Currently in Use | Gas (Historical Use) | 6000 | Fiberglass | 1998-12-12 |  | Fiberglass Reinforced Plastic | Pressurized
HERBERT'S FOOD MART LLC | 249 N MAIN ST STE B | JONESBORO | Clayton | 9031160 | UL8000 |  | 1992-02-06 | FALSE | 1998-12-12 | FALSE | Currently in Use | Gas (Historical Use) | 8000 | Fiberglass | 1998-12-12 |  | Fiberglass Reinforced Plastic | Pressurized
SHELL FOOD MART#308 | 9853 TARA BLVD | JONESBORO | Clayton | 9031105 | 1 | Ball Float | 1994-03-31 | FALSE | 1994-03-31 | FALSE | Currently in Use | Regular | 10000 | Fiberglass | 1987-12-01 |  | Fiberglass Reinforced Plastic | Pressurized
MARATHON FOOD MART | 7915 JONESBORO RD | JONESBORO | Clayton | 9031185 | 4 | Ball Float | 1996-02-01 | FALSE | 1996-02-01 | FALSE | Currently in Use | E-85 | 4000 | Fiberglass | 1996-01-29 |  | Double-Walled Fiberglass | Safe Suction (Euro)
ELLI GROUP INC | 7278 FIELDER ROAD | JONESBORO | Clayton | 9031194 | 145096 | Ball Float | 1997-01-07 | FALSE | 1997-01-07 | FALSE | Currently in Use | Regular | 12000 |  | 1997-01-06 |  | Fiberglass Reinforced Plastic | Pressurized
EXXON FOOD MART | 9875 TARA BLVD | JONESBORO | Clayton | 9031191 | 1 | Flapper Valve | 1996-11-18 | FALSE | 1996-11-18 | FALSE | Currently in Use | Regular | 15000 | Composite | 1996-11-18 |  | Fiberglass Reinforced Plastic | Pressurized
TARA FORD INC/SOUTHLAKE FORD | 6667 TARA BLVD | JONESBORO | Clayton | 9031098 | 2 |  |  | TRUE |  | TRUE | Removed from Ground | Used Oil | 500 | Bare Steel | 1972-01-01 | 1990-01-01 | Bare Steel
EXPRESS LUB & TUNE INC | 8016 TARA BLVD | JONESBORO | Clayton | 9031066 | 1 | [5 empty] | Removed from Ground | Other | 0 | Not Marked/Unknown |  | 1899-12-31 | Not Marked
CITGO FOOD MART | 7930 TARA BLVD | JONESBORO | Clayton | 9031065 | 2 | [5 empty] | Removed from Ground | Other | 0 | Not Marked/Unknown | 1987-01-01 | 1987-01-01 | Not Marked
MAY & CARTER OIL CO | 7933 TARA BLVD | JONESBORO | Clayton | 9031021 | 3 |  | 1989-01-01 |  | 1989-01-01 |  | Removed from Ground | Gas (Historical Use) | 10000 | Fiberglass | 1989-01-01 | 2005-01-13 | Fiberglass Reinforced Plastic
CITGO TARA BLVD LLC | 7434 TARA BOULEVARD | JONESBORO | Clayton | 10000611 | 1 | Ball Float | 2004-04-23 | FALSE | 2004-04-23 | FALSE | Currently in Use | Regular | 12000 | Epoxy | 2004-04-23 |  | Fiberglass Reinforced Plastic | Pressurized
KING'S OIL #379 | 336 SW HWY 138 | RIVERDALE | Clayton | 10000034 | 3C | Flapper Valve | 2015-08-18 | FALSE | 2015-08-18 | FALSE | Currently in Use | Biodiesel | 4386 | Fiberglass Double Walled | 2015-08-18 |  | Double-Walled Flex | Pressurized
KING'S OIL #379 | 336 SW HWY 138 | RIVERDALE | Clayton | 10000034 | 3A | Flapper Valve | 2015-08-18 | FALSE | 2015-08-18 | FALSE | Currently in Use | E-85 | 8146 | Fiberglass Double Walled | 2015-08-18 |  | Double-Walled Flex | Pressurized
LUBE-O-MATIC INC | 7357 GA HWY 85 | RIVERDALE | Clayton | 9031009 | 1 |  |  | TRUE |  | TRUE | Permanently Out of Use - historical purposes | Used Oil | 1000 | Marked Unknown |  | 1899-12-31 | Not Marked
HAPPY STORE | 6141 GA HWY 85 | RIVERDALE | Clayton | 9031054 | 3 | Ball Float | 1995-01-15 | FALSE | 1995-01-15 | FALSE | Currently in Use | Diesel | 10000 | Galvanic (STIP-3) | 1987-07-23 |  | Fiberglass Reinforced Plastic | Pressurized
RIVERDALE EXPRESS #550 | 6365 GA HWY 85 | RIVERDALE | Clayton | 9031056 | 2 |  | 1988-08-08 |  | 1988-08-08 |  | Removed from Ground | Gas (Historical Use) | 12000 | Fiberglass | 1988-08-08 | 2009-06-17 | Copper | Pressurized
CLAYTON CO FIRE STATION #11 | 7810 GA HWY 85 | RIVERDALE | Clayton | 9031063 | 2 | Flapper Valve | 1990-01-01 | FALSE | 1990-01-01 | FALSE | Currently in Use | Premium | 550 | Galvanic (STIP-3) | 1990-01-01 |  | Fiberglass Reinforced Plastic | Safe Suction (Euro)
KEAL DRIVEAWAY CO | 9783 S MAIN ST | JONESBORO | Clayton | 9031101 | 2 | [5 empty] | Removed from Ground | Gas (Historical Use) | 1000 | Bare Steel | 1993-08-26 | 1993-08-26 | Unknown
CITGO FOOD MART | 7930 TARA BLVD | JONESBORO | Clayton | 9031065 | 6 |  | 1998-05-24 |  | 1998-05-24 |  | Removed from Ground | Gas (Historical Use) | 10000 | Composite | 1987-01-01 | 2007-08-08 | Fiberglass Reinforced Plastic | Pressurized
KING'S OIL #342 | 10335 TARA BLVD | JONESBORO | Clayton | 9031026 | 2 | Flapper Valve | 1989-10-01 | FALSE | 1989-10-01 | FALSE | Currently in Use | Premium | 15000 | Galvanic (STIP-3) | 1989-11-01 |  | Fiberglass Reinforced Plastic | Pressurized
CHEVRON | 365 FLINT RIVER ROAD | JONESBORO | Clayton | 9031023 | 2 | Flapper Valve | 1998-05-01 | FALSE | 1992-01-01 | FALSE | Currently in Use | Premium | 10000 |  | 1986-01-01 |  |  | Pressurized
DOT ROW/BP OIL-GULF STATION FORM | TARA BLVD & I-75 | JONESBORO | Clayton | 9031008 | 1 | [5 empty] | Permanently Out of Use - historical purposes | Diesel | 8000 | Bare Steel | 1976-01-01 | 1899-12-31 | Galvanized Steel
KROGER GA-413 | 10375 TARA BLVD | JONESBORO | Clayton | 10000265 | 2B | Ball Float | 2002-09-25 | FALSE | 2002-09-25 | FALSE | Currently in Use | Diesel | 8000 | Fiberglass Double Walled | 2002-09-12 |  | Double-Walled Fiberglass | Pressurized
GREENWAY #653/EXPRESS SHOP | 8426 GA HWY 85 | RIVERDALE | Clayton | 9031067 | 3 | Flapper Valve | 1989-11-01 | FALSE | 1989-11-01 | FALSE | Currently in Use | Premium | 8000 | Fiberglass | 1989-01-01 |  | Fiberglass Reinforced Plastic | Pressurized
MOBIL FOOD MART #302 | 7903 JONESBORO RD | JONESBORO | Clayton | 9031106 | 4 | Ball Float | 1988-02-08 | FALSE | 1988-02-08 | FALSE | Currently in Use | Diesel | 4000 | Fiberglass | 1988-02-08 |  | Fiberglass Reinforced Plastic | Pressurized
MOBIL FOOD MART #302 | 7903 JONESBORO RD | JONESBORO | Clayton | 9031106 | 5 | Flapper Valve | 1988-02-08 | FALSE | 1988-02-08 | FALSE | Currently in Use | Kerosene | 2000 | Fiberglass | 1988-02-08 |  | Fiberglass Reinforced Plastic | Pressurized
GEORGIA DEPARTMENT OF TRANSPORTA | 7898 GA HWY 138 | JONESBORO | Clayton | 9031064 | 712G2 | [5 empty] | Removed from Ground | Gas (Historical Use) | 1000 | Cathodically Protected Steel | 1985-09-01 | 2004-02-18 | Galvanized Steel | Pressurized
EXXON FOOD MART | 9875 TARA BLVD | JONESBORO | Clayton | 9031191 | 2 | Flapper Valve | 1996-11-18 | FALSE | 1996-11-18 | FALSE | Currently in Use | Premium | 12000 | Composite | 1996-11-18 |  | Fiberglass Reinforced Plastic | Pressurized
CITGO FOOD MART | 7930 TARA BLVD | JONESBORO | Clayton | 9031065 | 3 | [5 empty] | Removed from Ground | Other | 0 | Not Marked/Unknown | 1987-01-01 | 1987-01-01 | Not Marked
CHEVRON | 365 FLINT RIVER ROAD | JONESBORO | Clayton | 9031023 | 1 | Flapper Valve | 1998-05-01 | FALSE | 1992-01-01 | FALSE | Currently in Use | Regular | 10000 |  | 1986-01-01 |  |  | Pressurized
JOHN L MADDOCK INC | 8720 GA HWY 85 | JONESBORO | Clayton | 310161 | 2 | [5 empty] | Removed from Ground | Empty | 5000 | Bare Steel | 1979-04-09 | 1987-01-01 | Galvanized Steel
SOUTHWOOD MEDICAL OFFICE | 2400 MT ZION PKWY | JONESBORO | Clayton | 10002312 | 1 | Overfill Alarm | 2014-01-15 | FALSE |  | FALSE | Currently in Use | Diesel | 6000 | Fiberglass Double Walled | 2013-07-10 |  | Double-Walled Fiberglass | Suction (American)
TEXACO | 7105 GA HWY 85 | RIVERDALE | Clayton | 9031060 | 1 |  | 1987-01-01 |  | 1987-01-01 |  | Removed from Ground | Gas (Historical Use) | 10000 | Galvanic (STIP-3) | 1987-01-01 | 2006-05-11 | Galvanized Steel | Pressurized
QUIKTRIP #756 | 8805 TARA BLVD | JONESBORO | Clayton | 9031153 | 2 | Flapper Valve | 1994-12-10 | FALSE | 1994-12-10 | FALSE | Currently in Use | Regular | 12000 | Fiberglass | 1994-12-10 |  | Flex | Pressurized
KEAL DRIVEAWAY CO | 9783 S MAIN ST | JONESBORO | Clayton | 9031101 | 1 | [5 empty] | Removed from Ground | Gas (Historical Use) | 1000 | Bare Steel | 1993-08-26 | 1993-08-26 | Unknown
LAKE SPIVEY SITE #15 | 7271 FIELDER RD | JONESBORO | Clayton | 9031061 | 1 |  | 1997-12-30 |  | 1997-12-30 |  | Removed from Ground | Diesel | 275 | Cathodically Protected Steel | 1986-10-02 | 2001-11-07 | Double Walled
TARGET STORE T-381 | 6625 TARA BLVD | JONESBORO | Clayton | 9031057 | 1 |  |  | TRUE |  | TRUE | Permanently Out of Use - historical purposes | Used Oil | 500 | Bare Steel | 1974-01-01 | 1899-12-31 | Galvanized Steel
725 MAIN ST | 725 MAIN ST | RIVERDALE | Clayton | 10001385 | C |  |  | FALSE |  | FALSE | Removed from Ground | Diesel | 3000 | Bare Steel |  | 1899-12-31
MARATHON FOOD MART | 7915 JONESBORO RD | JONESBORO | Clayton | 9031185 | 2 | Ball Float | 1996-02-01 | FALSE | 1996-02-01 | FALSE | Currently in Use | Premium | 10000 | Fiberglass | 1996-01-29 |  | Double-Walled Fiberglass | Pressurized
SHELL FOOD MART#308 | 9853 TARA BLVD | JONESBORO | Clayton | 9031105 | 2 | Ball Float | 1994-03-31 | FALSE | 1994-03-31 | FALSE | Currently in Use | Premium | 10000 | Fiberglass | 1987-12-01 |  | Fiberglass Reinforced Plastic | Pressurized
KOPPAR CORP | 9594 TARA BLVD | JONESBORO | Clayton | 9031070 | 2 | [5 empty] | Removed from Ground | Diesel | 4000 | Bare Steel | 1984-01-01 | 2001-06-19 | Galvanized Steel
KING'S OIL #342 | 10335 TARA BLVD | JONESBORO | Clayton | 9031026 | 1 | Flapper Valve | 1989-10-01 | FALSE | 1989-10-01 | FALSE | Currently in Use | Regular | 10000 | Galvanic (STIP-3) | 1989-11-01 |  | Fiberglass Reinforced Plastic | Pressurized
KROGER GA-319 | 7125 HWY 85 | RIVERDALE | Clayton | 10000509 | 1B | Overfill Alarm | 2003-03-01 | FALSE | 2003-03-01 | FALSE | Currently in Use | Premium | 8000 | Fiberglass Double Walled | 2003-02-26 |  | Double-Walled Fiberglass | Pressurized
AMYSAM INC | 155 S MCDONOUGH ST | JONESBORO | Clayton | 9031116 | 112099 |  | 1988-10-17 |  | 1988-10-17 |  | Removed from Ground | Gas (Historical Use) | 10000 | Galvanic (STIP-3) | 1988-10-17 | 1999-10-21 | Fiberglass Reinforced Plastic | Pressurized
SUNOCO FOODMART | 2783 MT ZION RD | JONESBORO | Clayton | 9031038 | 14 | Ball Float | 1998-06-26 | FALSE | 1998-06-26 | FALSE | Currently in Use | Regular | 4000 | Galvanic (STIP-3) | 1987-01-01 |  | Fiberglass Reinforced Plastic | Pressurized
EXXON | 1861 HWY 138 SE | JONESBORO | Clayton | 10000787 | 2A | Ball Float | 2003-03-31 | FALSE | 2003-03-31 | FALSE | Currently in Use | Premium | 8000 | Fiberglass | 2003-03-31 |  | Fiberglass Reinforced Plastic | Pressurized
725 MAIN ST | 725 MAIN ST | RIVERDALE | Clayton | 10001385 | 7 |  |  | FALSE |  | FALSE | Removed from Ground | Diesel | 1000 | Unknown | 2008-07-16 | 2008-07-16
725 MAIN ST | 725 MAIN ST | RIVERDALE | Clayton | 10001385 | 1 |  |  | FALSE |  | FALSE | Removed from Ground | Diesel | 750 | Unknown | 2008-07-16 | 2008-07-16
TEXACO | 7105 GA HWY 85 | RIVERDALE | Clayton | 9031060 | 3 |  | 1987-01-01 |  | 1987-01-01 |  | Removed from Ground | Gas (Historical Use) | 10000 | Galvanic (STIP-3) | 1987-01-01 | 2006-05-11 | Galvanized Steel | Pressurized
BP FOOD MART | 35 GA HWY 138 | RIVERDALE | Clayton | 9031040 | 1 | Ball Float | 1988-01-01 | FALSE | 1988-01-01 | FALSE | Currently in Use | Regular | 10000 | Galvanic (STIP-3) | 1988-01-01 |  | Fiberglass Reinforced Plastic | Pressurized
CITGO (CLOSED) | 7029 GA HWY 85 | RIVERDALE | Clayton | 9031093 | 3 | [5 empty] | Removed from Ground | Gas (Historical Use) | 10000 | Cathodically Protected Steel | 1986-07-01 | 1993-03-15 | Fiberglass Reinforced Plastic | Suction (American)
TARGET STORE T-381 | 6625 TARA BLVD | JONESBORO | Clayton | 9031057 | 3 | [5 empty] | Removed from Ground | Gas (Historical Use) | 10000 | Marked Unknown | 1974-01-01 | 1988-08-01 | Unknown
SUNOCO FOODMART | 2783 MT ZION RD | JONESBORO | Clayton | 9031038 | 15 | Ball Float | 1998-05-25 | FALSE | 1998-06-26 | FALSE | Currently in Use | Premium | 4000 | Galvanic (STIP-3) | 1987-01-01 |  | Fiberglass Reinforced Plastic | Pressurized
725 MAIN ST | 725 MAIN ST | RIVERDALE | Clayton | 10001385 | 3 |  |  | FALSE |  | FALSE | Removed from Ground | Gas (Historical Use) | 1250 | Unknown | 2008-07-16 | 2008-07-16
725 MAIN ST | 725 MAIN ST | RIVERDALE | Clayton | 10001385 | A |  |  | FALSE |  | FALSE | Removed from Ground | Gas (Historical Use) | 3000 | Bare Steel |  | 1899-12-31
KING'S OIL #379 | 336 SW HWY 138 | RIVERDALE | Clayton | 10000034 | 1 | Ball Float | 2001-08-24 | FALSE | 2001-08-24 | FALSE | Currently in Use | Gas (Historical Use) | 12000 | Epoxy | 2001-08-23 |  | Double-Walled Fiberglass | Pressurized
KROGER GA-319 | 7125 HWY 85 | RIVERDALE | Clayton | 10000509 | 1A | Overfill Alarm | 2003-03-01 | FALSE | 2003-03-01 | FALSE | Currently in Use | Regular | 20000 | Fiberglass Double Walled | 2003-02-26 |  | Fiberglass Reinforced Plastic | Pressurized
EXXON | 6455 GA HWY 85 | RIVERDALE | Clayton | 9031010 | 5 | Ball Float | 1993-05-10 | FALSE | 1993-05-10 | FALSE | Currently in Use | Regular | 12000 | Fiberglass Double Walled | 1993-05-03 |  | Double-Walled Fiberglass | Pressurized
VALLEY HILL TEXACO | 626 VALLEY HILL RD | RIVERDALE | Clayton | 9031022 | 4 | Ball Float | 1988-04-01 | FALSE | 1988-04-01 | FALSE | Currently in Use | Diesel | 4000 | Fiberglass | 1988-04-01 |  | Fiberglass Reinforced Plastic | Pressurized
VALLEY HILL TEXACO | 626 VALLEY HILL RD | RIVERDALE | Clayton | 9031022 | 5 | Ball Float | 1988-04-01 | FALSE | 1988-04-01 | FALSE | Currently in Use | Kerosene | 2000 | Fiberglass | 1988-04-01 |  | Fiberglass Reinforced Plastic | Pressurized
BST/F1418 | 7786 GA HWY 85 | RIVERDALE | Clayton | 9031004 | 1 | [5 empty] | Removed from Ground | Gas (Historical Use) | 3000 | Bare Steel | 1971-01-01 | 1990-12-17 | Galvanized Steel | Pressurized
CIRLCE K #5273 | 377 SW GA HWY 138 @ TAYLOR | RIVERDALE | Clayton | 9031130 | 2 |  | 1998-08-14 |  | 1995-01-19 |  | Removed from Ground | Gas (Historical Use) | 10000 | Fiberglass | 1987-07-17 | 2009-03-30 | Fiberglass Reinforced Plastic | Pressurized
MEINEKE CAR CARE CENTER | 7178 GA HWY 85 | RIVERDALE | Clayton | 9031179 | 1 |  | 2014-01-01 | TRUE | 1988-10-01 | TRUE | Closed in Ground | Used Oil | 525 | Fiberglass Double Walled | 1988-08-15 | 2020-06-01 | Fiberglass Reinforced Plastic
INTERSTATE RIVERDALE | 6865 GA HWY 85 | RIVERDALE | Clayton | 310220 | 2 | [5 empty] | Removed from Ground | Gas (Historical Use) | 8000 | Bare Steel | 1969-06-15 | 1990-05-01 | Galvanized Steel
CITGO FOOD MART | 7930 TARA BLVD | JONESBORO | Clayton | 9031065 | 4 |  | 1998-05-24 |  | 1998-05-24 |  | Removed from Ground | Gas (Historical Use) | 10000 | Composite | 1987-01-01 | 2007-08-08 | Fiberglass Reinforced Plastic | Pressurized
CITGO FOOD MART | 7930 TARA BLVD | JONESBORO | Clayton | 9031065 | 5 |  | 1998-05-24 |  | 1998-05-24 |  | Removed from Ground | Diesel | 10000 | Composite | 1987-01-01 | 2007-08-08 | Fiberglass Reinforced Plastic | Pressurized
MAY & CARTER OIL CO | 7933 TARA BLVD | JONESBORO | Clayton | 9031021 | 1 |  | 1989-01-01 |  | 1989-01-01 |  | Removed from Ground | Gas (Historical Use) | 10000 | Fiberglass | 1989-01-01 | 2005-01-13 | Fiberglass Reinforced Plastic
CHEVRON | 365 FLINT RIVER ROAD | JONESBORO | Clayton | 9031023 | 3 | Flapper Valve | 1998-05-01 | FALSE | 1992-01-01 | FALSE | Currently in Use | Diesel | 10000 |  | 1986-01-01 |  |  | Pressurized
SHELL FOOD MART | 1725 NOAHS ARK RD | JONESBORO | Clayton | 10000325 | 3 | Ball Float | 2002-10-16 | FALSE | 2002-10-16 | FALSE | Currently in Use | Gas (Historical Use) | 12000 | Fiberglass | 2002-10-04 |  | Double-Walled Fiberglass | Pressurized
JOHN L MADDOCK INC | 8720 GA HWY 85 | JONESBORO | Clayton | 310161 | 1 | [5 empty] | Removed from Ground | Diesel | 1000 | Bare Steel | 1977-04-09 | 1987-01-01 | Galvanized Steel
RIVERDALE LNG ATLANTA GAS LIGHT | 7790 GA HWY 85 | RIVERDALE | Clayton | 9031013 | 2 |  |  | TRUE |  | TRUE | Removed from Ground | Used Oil | 550 | Bare Steel | 1971-01-01 | 1991-12-23 | Galvanized Steel | Gravity Fed
SHELL FOOD MART #303\GOLDEN GALL | 139 HWY 138 SW | RIVERDALE | Clayton | 9031107 | 2 | Ball Float | 1987-12-01 | FALSE | 1987-12-01 | FALSE | Currently in Use | Regular | 10000 | Fiberglass | 1987-12-01 |  | Fiberglass Reinforced Plastic | Pressurized
CIRLCE K #5273 | 377 SW GA HWY 138 @ TAYLOR | RIVERDALE | Clayton | 9031130 | 1 |  | 1998-08-14 |  | 1995-01-19 |  | Removed from Ground | Gas (Historical Use) | 10000 | Fiberglass | 1987-07-17 | 2009-03-25 | Fiberglass Reinforced Plastic | Pressurized
PEP BOYS #112 | 7000 HWY 85 | RIVERDALE | Clayton | 9031152 | 2 |  | 1998-06-01 | TRUE | 1998-06-01 | TRUE | Removed from Ground | Used Oil | 550 | Fiberglass | 1987-09-01 | 2005-06-16 | Cathodically Protected | Gravity Fed
Gas Express #104 | 5883 HWY 85 | RIVERDALE | Clayton | 9031174 | 6 | [5 empty] | Removed from Ground | Gas (Historical Use) | 10000 | Fiberglass | 1989-01-01 | 1992-09-23 | Fiberglass Reinforced Plastic | Pressurized
CITGO FOOD MART | 8425 GA HWY 85 | RIVERDALE | Clayton | 9031166 | 1 | Flapper Valve | 1995-02-01 | FALSE | 1995-02-01 | FALSE | Currently in Use | Regular | 8000 | Galvanic (STIP-3) | 1985-04-18 |  | Fiberglass Reinforced Plastic | Pressurized
SHELL FOOD MART#308 | 9853 TARA BLVD | JONESBORO | Clayton | 9031105 | 3 | Ball Float | 1994-03-31 | FALSE | 1994-03-31 | FALSE | Currently in Use | Plus | 10000 | Fiberglass | 1987-12-01 |  | Fiberglass Reinforced Plastic | Pressurized
DOT ROW/BP OIL-GULF STATION FORM | TARA BLVD & I-75 | JONESBORO | Clayton | 9031008 | 3 | [5 empty] | Permanently Out of Use - historical purposes | Gas (Historical Use) | 8000 | Bare Steel | 1976-01-01 | 1899-12-31 | Galvanized Steel
725 MAIN ST | 725 MAIN ST | RIVERDALE | Clayton | 10001385 | 8 |  |  | FALSE |  | FALSE | Removed from Ground | Gas (Historical Use) | 2000 | Unknown | 2008-07-16 | 2008-07-16
725 MAIN ST | 725 MAIN ST | RIVERDALE | Clayton | 10001385 | 6 |  |  | FALSE |  | FALSE | Removed from Ground | Diesel | 1000 | Unknown | 2008-07-16 | 2008-07-16
725 MAIN ST | 725 MAIN ST | RIVERDALE | Clayton | 10001385 | 9 |  |  | FALSE |  | FALSE | Removed from Ground | Used Oil | 550 | Unknown | 2008-07-16 | 2008-07-16
KING'S OIL #379 | 336 SW HWY 138 | RIVERDALE | Clayton | 10000034 | 2 | Ball Float | 2001-08-24 | FALSE | 2001-08-24 | FALSE | Currently in Use | Gas (Historical Use) | 10000 | Epoxy | 2001-08-23 |  | Double-Walled Fiberglass | Pressurized
EXXON | 6455 GA HWY 85 | RIVERDALE | Clayton | 9031010 | 1 | [5 empty] | Removed from Ground | Gas (Historical Use) | 10000 | Cathodically Protected Steel | 1977-01-01 | 1993-04-01 | Galvanized Steel | Pressurized
EXXON | 6455 GA HWY 85 | RIVERDALE | Clayton | 9031010 | 7 | Ball Float | 1993-05-10 | FALSE | 1993-05-10 | FALSE | Currently in Use | Premium | 12000 | Fiberglass Double Walled | 1993-05-03 |  | Double-Walled Fiberglass | Pressurized
EXXON | 6455 GA HWY 85 | RIVERDALE | Clayton | 9031010 | 4 | [5 empty] | Removed from Ground | Gas (Historical Use) | 10000 | Cathodically Protected Steel | 1977-01-01 | 1993-04-01 | Galvanized Steel | Pressurized
CITGO (CLOSED) | 7029 GA HWY 85 | RIVERDALE | Clayton | 9031093 | 2 | [5 empty] | Removed from Ground | Gas (Historical Use) | 10000 | Cathodically Protected Steel | 1986-07-01 | 1993-03-15 | Fiberglass Reinforced Plastic | Suction (American)
ELLI GROUP INC | 7278 FIELDER ROAD | JONESBORO | Clayton | 9031194 | 145098 | Ball Float | 1997-01-07 | FALSE | 1997-01-07 | FALSE | Currently in Use | Premium | 15000 |  | 1997-01-06 |  | Fiberglass Reinforced Plastic | Pressurized
AMYSAM INC | 155 S MCDONOUGH ST | JONESBORO | Clayton | 9031116 | 2 |  | 2001-10-15 | FALSE | 2001-10-15 | FALSE | Currently in Use | Gas (Historical Use) | 12000 | Fiberglass | 2000-10-15 |  | Fiberglass Reinforced Plastic | Pressurized
MOBIL FOOD MART #302 | 7903 JONESBORO RD | JONESBORO | Clayton | 9031106 | 1 |  | 1988-02-08 | FALSE | 1988-02-08 | FALSE | Currently in Use | Regular | 10000 | Fiberglass | 1988-02-08 |  | Fiberglass Reinforced Plastic | Pressurized
KEAL DRIVEAWAY CO | 9783 S MAIN ST | JONESBORO | Clayton | 9031101 | 4 | [5 empty] | Removed from Ground | Diesel | 1000 | Bare Steel | 1993-08-26 | 1993-08-26 | Unknown
CITY OF RIVERDALE COMPLEX | 6690 CHURCH ST | RIVERDALE | Clayton | 9031200 | 2 | Flapper Valve | 2020-11-19 | FALSE | 2020-11-19 | FALSE | Currently in Use | Diesel | 2500 | Fiberglass | 1990-08-01 |  | Fiberglass Reinforced Plastic | Pressurized
QUIKTRIP #760 | 7350 GEORGIA HWY 85 | RIVERDALE | Clayton | 9031238 | 4A | Flapper Valve | 2020-08-28 | FALSE | 2020-08-28 | FALSE | Currently in Use | Diesel | 12000 | Fiberglass Double Walled | 2020-08-21 |  | Double-Walled Flex | Pressurized
KEAL DRIVEAWAY CO | 9783 S MAIN ST | JONESBORO | Clayton | 9031101 | 5 | [5 empty] | Currently in Use | Diesel | 250 | Bare Steel |  |  | Galvanized Steel | Safe Suction (Euro)
KENNEDY CABLE | 1045 POST WAY | JONESBORO | Clayton | 9031027 | 1 | [5 empty] | Removed from Ground | Diesel | 8000 | Cathodically Protected Steel | 1989-01-01 | 1997-02-24 | Fiberglass Reinforced Plastic
SHELL FOOD MART | 1725 NOAHS ARK RD | JONESBORO | Clayton | 10000325 | 2 | Ball Float | 2002-10-16 | FALSE | 2002-10-16 | FALSE | Currently in Use | Gas (Historical Use) | 12000 | Fiberglass | 2002-10-04 |  | Double-Walled Fiberglass | Pressurized
BUDGET RENT A CAR OF ATLANTA | 6952 TARA BLVD | JONESBORO | Clayton | 10000458 | 1 |  |  | FALSE |  | FALSE | Removed from Ground | Used Oil | 560 | Bare Steel | 2003-10-07 | 2003-10-07
RIVERDALE LNG ATLANTA GAS LIGHT | 7790 GA HWY 85 | RIVERDALE | Clayton | 9031013 | 1 | [5 empty] | Removed from Ground | Other | 10000 | Bare Steel | 1975-01-01 | 1991-09-27 | Galvanized Steel | Safe Suction (Euro)
HAPPY STORE | 6141 GA HWY 85 | RIVERDALE | Clayton | 9031054 | 2 | Ball Float | 1995-01-15 | FALSE | 1995-01-15 | FALSE | Currently in Use | Premium | 10000 | Galvanic (STIP-3) | 1987-07-23 |  | Fiberglass Reinforced Plastic | Pressurized
QUIKTRIP #726 | 94 UPPER RIVERDALE RD | RIVERDALE | Clayton | 9031069 | 3 | Ball Float | 1993-08-01 | FALSE | 1993-08-01 | FALSE | Currently in Use | Gas (Historical Use) | 12000 | Fiberglass | 1989-01-01 |  | Copper | Pressurized
Gas Express #104 | 5883 HWY 85 | RIVERDALE | Clayton | 9031174 | 1 | Ball Float | 1998-09-01 | FALSE | 1998-09-01 | FALSE | Currently in Use | Regular | 10000 | Fiberglass | 1998-09-01 |  | Fiberglass Reinforced Plastic | Pressurized
ALWAYS SUNSHINE ENT INC | 407 SW GA HWY 138 | RIVERDALE | Clayton | 310059 | 3 | [5 empty] | Removed from Ground | Gas (Historical Use) | 10000 | Bare Steel | 1981-01-15 | 1994-05-19 | Galvanized Steel
CITGO FOOD MART | 5647 HWY 85 | RIVERDALE | Clayton | 9031144 | 3 | Flapper Valve | 2022-06-27 | FALSE | 1987-08-01 | FALSE | Currently in Use | Premium | 10000 | Fiberglass | 1987-06-15 |  | Fiberglass Reinforced Plastic | Pressurized
PEP BOYS #112 | 7000 HWY 85 | RIVERDALE | Clayton | 9031152 | 1 |  | 1998-06-01 | TRUE | 1998-06-01 | TRUE | Removed from Ground | Used Oil | 550 | Fiberglass | 1987-09-01 | 2005-06-16 | Secondary Containment | Gravity Fed
Gas Express #104 | 5883 HWY 85 | RIVERDALE | Clayton | 9031174 | 4 | [5 empty] | Removed from Ground | Gas (Historical Use) | 10000 | Fiberglass | 1989-01-01 | 1992-09-23 | Fiberglass Reinforced Plastic | Pressurized
Gas Express #104 | 5883 HWY 85 | RIVERDALE | Clayton | 9031174 | 5 | [5 empty] | Removed from Ground | Gas (Historical Use) | 10000 | Fiberglass | 1989-01-01 | 1995-09-23 | Fiberglass Reinforced Plastic | Pressurized
CITGO FOOD MART | 8425 GA HWY 85 | RIVERDALE | Clayton | 9031166 | 2 | Flapper Valve | 1995-02-01 | FALSE | 1995-02-01 | FALSE | Currently in Use | Regular | 8000 | Galvanic (STIP-3) | 1985-04-18 |  | Fiberglass Reinforced Plastic | Pressurized
UNKNOWN | 6230 W LEES MILL RD | RIVERDALE | Clayton | 9031232 | 3 | [5 empty] | Removed from Ground | Gas (Historical Use) | 10000 | Not Marked/Unknown | 2000-04-01 | 2000-04-01 | Not Marked
QUIKTRIP #760 | 7350 GEORGIA HWY 85 | RIVERDALE | Clayton | 9031238 | 4B | Flapper Valve | 2020-08-28 | FALSE | 2020-08-28 | FALSE | Currently in Use | E-0 | 10000 | Fiberglass Double Walled | 2020-08-21 |  | Double-Walled Flex | Pressurized
TEXACO | 7105 GA HWY 85 | RIVERDALE | Clayton | 9031060 | 2 |  | 1987-01-01 |  | 1987-01-01 |  | Removed from Ground | Gas (Historical Use) | 10000 | Galvanic (STIP-3) | 1987-01-01 | 2006-05-11 | Galvanized Steel | Pressurized
HAPPY STORE | 6141 GA HWY 85 | RIVERDALE | Clayton | 9031054 | 4 | Ball Float | 1995-01-15 | FALSE | 1995-01-15 | FALSE | Temporarily out of use | E-85 | 6000 | Galvanic (STIP-3) | 1987-07-23 |  | Fiberglass Reinforced Plastic | Pressurized
CITGO (CLOSED) | 7029 GA HWY 85 | RIVERDALE | Clayton | 9031093 | 5 | [5 empty] | Removed from Ground | Kerosene | 6000 | Cathodically Protected Steel | 1986-07-01 | 1993-03-15 | Fiberglass Reinforced Plastic | Suction (American)
CITGO (CLOSED) | 7029 GA HWY 85 | RIVERDALE | Clayton | 9031093 | 4 | [5 empty] | Removed from Ground | Diesel | 6000 | Cathodically Protected Steel | 1986-07-01 | 1993-03-15 | Fiberglass Reinforced Plastic | Suction (American)
CITGO FOOD MART | 5647 HWY 85 | RIVERDALE | Clayton | 9031144 | 4 | Flapper Valve | 2022-06-27 | FALSE | 1987-08-01 | FALSE | Currently in Use | Diesel | 10000 | Fiberglass | 1987-06-15 |  | Fiberglass Reinforced Plastic | Pressurized
CITGO FOOD MART | 5647 HWY 85 | RIVERDALE | Clayton | 9031144 | 1 | [5 empty] | Removed from Ground | Other | 1000 | Bare Steel |  | 1899-12-31 | Not Marked
SOUTH TOWNE HYUNDAI | 7665 HIGHWAY 85 SOUTH | RIVERDALE | Clayton | 9031193 | 2 | [5 empty] | Removed from Ground | Other | 4000 | Not Marked/Unknown | 1997-05-20 | 1997-05-20 | Not Marked
Gas Express #104 | 5883 HWY 85 | RIVERDALE | Clayton | 9031174 | 3 | Ball Float | 1998-09-01 | FALSE | 1998-09-01 | FALSE | Currently in Use | Diesel | 10000 | Fiberglass | 1998-09-01 |  | Fiberglass Reinforced Plastic | Pressurized
SOUTHERN REGIONAL MEDICAL CENTER | 11 UPPER RIVERDALE RD SW | RIVERDALE | Clayton | 9031176 | 1 | [5 empty] | Currently in Use | Diesel | 30000 | Not Marked/Unknown |  |  | Not Marked
D L CLABORN | 616 HIGHWAY 138 | RIVERDALE | Clayton | 9031205 | 2 | [5 empty] | Removed from Ground | Diesel | 1000 | Not Marked/Unknown | 1998-07-15 | 1998-07-15 | Not Marked
RaceWay #6917 - Riverdale | 5905 HWY 85 | RIVERDALE | Clayton | 9031245 | 2 | Overfill Alarm | 2001-10-01 | FALSE | 2001-10-01 | FALSE | Currently in Use | Diesel | 12000 | Composite Double Walled | 2001-10-15 |  | Double-Walled Fiberglass | Pressurized
MAJIK MARKET #09174 (FORMER) | 5295 FLINT RIVER RD | RIVERDALE | Clayton | 9000024 | 1 | [5 empty] | Removed from Ground | Gas (Historical Use) | 8000 | Bare Steel | 1975-05-16 | 1992-08-19 | Bare Steel | Pressurized
CHEVRON #52886 | 7512 GA HWY 85 | RIVERDALE | Clayton | 9000358 | 2 | [5 empty] | Removed from Ground | Gas (Historical Use) | 12000 | Bare Steel | 1977-04-25 | 1989-06-20 | Galvanized Steel
HERTZ EQUIPMENT RENTAL CORP | 5035 GA HWY 85 | RIVERDALE | Clayton | 310325 | 3 |  |  | TRUE |  | TRUE | Removed from Ground | Used Oil | 1000 | Marked Unknown | 1995-09-21 | 1995-09-21 | Unknown
MAJIK MARKET #09174 (FORMER) | 5295 FLINT RIVER RD | RIVERDALE | Clayton | 9000024 | 3 | [5 empty] | Removed from Ground | Gas (Historical Use) | 8000 | Bare Steel | 1985-05-13 | 1992-08-19 | Bare Steel | Pressurized
CHEVRON #52886 | 7512 GA HWY 85 | RIVERDALE | Clayton | 9000358 | 1 | [5 empty] | Removed from Ground | Gas (Historical Use) | 12000 | Bare Steel | 1977-04-25 | 1989-06-20 | Galvanized Steel
RJJM ENT INC - (DBA RIVERDALE CH | 6690 GA HWY 85 SOUTH | RIVERDALE | Clayton | 9000181 | 4 |  |  | TRUE |  | TRUE | Removed from Ground | Used Oil | 1000 | Fiberglass | 1983-04-24 | 1997-03-15 | Fiberglass Reinforced Plastic
CLAYTON CO FIRE STATION #4 | 1125 WEST FAYETTEVILLE RD | RIVERDALE | Clayton | 310284 | 1 | [5 empty] | Removed from Ground | Diesel | 285 | Bare Steel | 1976-05-02 | 1993-05-26 | Galvanized Steel
NORTH RIVERDALE VALERO | 6288 GA HWY 85 | RIVERDALE | Clayton | 310314 | 1 | Flapper Valve | 1998-04-01 | TRUE | 1998-04-01 | FALSE | Currently in Use | Regular | 8000 | Galvanic (STIP-3) | 1986-06-03 |  |  | Pressurized
RIVERDALE MARATHON | 7530 GA HWY 85 @ GA HWY 138 | RIVERDALE | Clayton | 310146 | 6 | Flapper Valve | 1993-06-01 | FALSE | 1993-06-01 | FALSE | Currently in Use | Regular | 12000 | Fiberglass | 1987-01-01 |  | Double-Walled Fiberglass | Pressurized
ALWAYS SUNSHINE ENT INC | 407 SW GA HWY 138 | RIVERDALE | Clayton | 310059 | 4 | [5 empty] | Removed from Ground | Diesel | 10000 | Bare Steel | 1981-01-15 | 1994-05-19 | Galvanized Steel
FORMER COLONIAL BAKERY STORE | 6007 OLD DIXIE HIGHWAY | FOREST PARK | Clayton | 10002251 | 2 |  |  | FALSE |  | FALSE | Removed from Ground | Gas (Historical Use) | 0 | Unknown |  | 1899-12-31 | Bare Steel
MAJIK MARKET #89195 | 8063 GA HWY 85 S @ WARREN RD | RIVERDALE | Clayton | 310272 | 2 | [5 empty] | Removed from Ground | Gas (Historical Use) | 8000 | Bare Steel | 1976-05-15 | 1989-08-15 | Galvanized Steel
BATESVILLE CASKET CO INC | 267 FIRST ST | FOREST PARK | Clayton | 310015 | 1 | [5 empty] | Removed from Ground | Diesel | 10000 | Bare Steel | 1970-05-12 | 1994-11-07 | Unknown
STOP N GO MARKET #302 | 5418 OLD DIXIE HWY | FOREST PARK | Clayton | 310022 | 1 | [5 empty] | Removed from Ground | Gas (Historical Use) | 10000 | Bare Steel | 1965-05-13 | 1988-08-08 | Galvanized Steel
GA POWER/FOREST PARK GEN HQ | 62 LAKE MIRROR RD | FOREST PARK | Clayton | 310209 | 27255 |  | 1991-03-11 | FALSE | 1991-03-11 | FALSE | Closed in Ground | Gas (Historical Use) | 12000 |  | 1991-03-11 | 1996-10-07 | Fiberglass Reinforced Plastic | Pressurized
GA POWER/FOREST PARK GEN HQ | 62 LAKE MIRROR RD | FOREST PARK | Clayton | 310209 | 2 |  |  | FALSE |  | FALSE | Closed in Ground | Gas (Historical Use) | 9450 |  | 1986-05-07 | 1991-03-12
U-HAUL #77654 | 4374 THURMOND RD | FOREST PARK | Clayton | 310222 | 1 | [5 empty] | Removed from Ground | Diesel | 10000 | Bare Steel | 1978-05-10 | 1993-06-23 | Unknown
PLANNING & ZONING | 785 FOREST PKWY | FOREST PARK | Clayton | 310167 | 1 | [5 empty] | Removed from Ground | Gas (Historical Use) | 10000 | Bare Steel | 1974-03-29 | 1998-05-15 | Galvanized Steel
CHEVRON #40028 | 561 FOREST PKWY | FOREST PARK | Clayton | 310116 | 4 | [5 empty] | Removed from Ground | Gas (Historical Use) | 550 | Bare Steel | 1970-04-27 | 1990-10-03 | Galvanized Steel
FOREST PARK QUARRY | 225 LEES MILL RD | FOREST PARK | Clayton | 310148 | 4 | [5 empty] | Removed from Ground | Diesel | 10000 | Bare Steel | 1985-06-09 | 1999-01-06 | Galvanized Steel | Pressurized
GEORGIA DEPARTMENT OF TRANSPORTA | 15 KENNEDY DR | FOREST PARK | Clayton | 310132 | 1 | [5 empty] | Removed from Ground | Kerosene | 500 | Bare Steel | 1965-01-01 | 1993-03-01 | Galvanized Steel
AIR TREADS OF ATLANTA | 14 ROYAL DR | FOREST PARK | Clayton | 310297 | 1 | [5 empty] | Removed from Ground | Gas (Historical Use) | 2000 | Bare Steel | 1977-06-12 | 1899-12-31 | Unknown
PHILLIPS 66 | 4629 JONESBORO RD | FOREST PARK | Clayton | 9031044 | 1 | [5 empty] | Removed from Ground | Empty | 8000 | Bare Steel | 1976-01-01 | 1991-06-01 | Galvanized Steel
FINAMART | 228 MAIN ST | FOREST PARK | Clayton | 9031135 | 2 | Ball Float | 1995-01-15 | FALSE | 1995-01-15 | FALSE | Temporarily out of use | Gas (Historical Use) | 15000 | Steel-Impressed Current | 1995-01-15 |  | Fiberglass Reinforced Plastic | Pressurized
CLAYTON COUNTY JUSTICE COMPLEX | 9159 TARA BLVD | JONESBORO | Clayton | 10001581 | 1 | Flapper Valve | 2000-01-06 | FALSE | 2000-01-06 | FALSE | Currently in Use | Diesel | 15000 | Fiberglass | 1999-12-28 |  | Double-Walled Fiberglass | Pressurized
FLINT RIVER CITGO | 526 FLINT RIVER RD | JONESBORO | Clayton | 9031237 | 1 | Ball Float | 1999-01-31 | FALSE | 1999-01-31 | FALSE | Currently in Use | Regular | 12000 | Fiberglass | 1999-01-31 |  | Fiberglass Reinforced Plastic | Pressurized
BP SHOP #6333 | 6333 GA HWY 42 | REX | Clayton | 310218 | 6 | Ball Float | 2001-12-31 | FALSE | 2001-12-31 | FALSE | Currently in Use | Gas (Historical Use) | 10000 | Fiberglass | 2001-12-31 |  | Fiberglass Reinforced Plastic | Pressurized
JP REX | 6550 HWY 42 | REX | Clayton | 10001352 | 1 | Ball Float | 2007-02-06 | FALSE | 2011-03-01 | FALSE | Currently in Use | Regular | 25000 | Fiberglass Double Walled | 2007-02-05 |  | Double-Walled Fiberglass | Pressurized
Mountain Express #639 | 5969 HWY 42 | REX | Clayton | 9031224 | 2 | Flapper Valve | 2023-06-23 | FALSE | 1999-03-09 | FALSE | Currently in Use | Regular | 12000 | Epoxy | 1999-03-09 |  | Fiberglass Reinforced Plastic | Pressurized
SAMS MART | 524 FLINT RIVER RD | JONESBORO | Clayton | 9000284 | 2 | Ball Float | 1993-10-09 | FALSE | 1993-10-09 | FALSE | Currently in Use | Plus | 10000 | Composite | 1987-01-01 |  | Fiberglass Reinforced Plastic | Pressurized
KING'S OIL #344 | 4209 JONESBORO RD | FOREST PARK | Clayton | 310066 | 4 | Flapper Valve | 1998-05-24 | FALSE | 1998-05-24 | FALSE | Currently in Use | Diesel | 10000 | Fiberglass | 1984-02-04 |  | Fiberglass Reinforced Plastic | Pressurized
KING'S OIL #344 | 4209 JONESBORO RD | FOREST PARK | Clayton | 310066 | 5 | Ball Float | 2016-05-21 | FALSE |  | FALSE | Currently in Use | E-85 | 12000 | Fiberglass Double Walled | 2015-03-14 |  | Double-Walled Flex | Pressurized
BP SHOP #6333 | 6333 GA HWY 42 | REX | Clayton | 310218 | 7 | Ball Float | 2001-12-31 | FALSE | 2001-12-31 | FALSE | Currently in Use | Diesel | 8000 | Fiberglass | 2001-12-31 |  | Fiberglass Reinforced Plastic | Pressurized
BP SHOP #6333 | 6333 GA HWY 42 | REX | Clayton | 310218 | 1 |  | 1993-09-01 |  | 1993-09-01 |  | Removed from Ground | Gas (Historical Use) | 10000 | Steel-Impressed Current | 1981-05-06 | 2000-12-28 | Cathodically Protected | Pressurized
MAJIK MARKET #09131/89131 | 5959 GA HWY 42 | REX | Clayton | 9000278 | 2 | [5 empty] | Removed from Ground | Gas (Historical Use) | 8000 | Bare Steel | 1976-05-15 | 1989-06-01 | Galvanized Steel
PONY EXPRESS 2 | 10569 TARA BLVD | JONESBORO | Clayton | 310224 | 2 | Flapper Valve | 2017-02-08 | FALSE | 2017-02-08 | FALSE | Currently in Use | Regular | 6000 | Steel-Impressed Current | 1966-05-13 |  | Fiberglass Reinforced Plastic | Pressurized
BP SHOP #6333 | 6333 GA HWY 42 | REX | Clayton | 310218 | 2 |  | 1993-09-01 |  | 1993-09-01 |  | Removed from Ground | Gas (Historical Use) | 10000 | Steel-Impressed Current | 1976-05-07 | 2001-01-08 | Cathodically Protected | Pressurized
MAJIK MARKET #09131/89131 | 5959 GA HWY 42 | REX | Clayton | 9000278 | 1 | [5 empty] | Removed from Ground | Gas (Historical Use) | 8000 | Bare Steel | 1976-05-15 | 1989-06-01 | Galvanized Steel
JP REX | 6550 HWY 42 | REX | Clayton | 10001352 | 2B | Ball Float | 2007-02-06 | FALSE | 2011-03-01 | FALSE | Currently in Use | Diesel | 8000 | Fiberglass Double Walled | 2007-02-05 |  | Double-Walled Fiberglass | Pressurized
RAINWATER STORE | 5960 GA HWY 42 | REX | Clayton | 310090 | 1 | [5 empty] | Permanently Out of Use - historical purposes | Empty | 500 | Marked Unknown | 1954-01-01 | 1899-12-31 | Bare Steel | Suction (American)
RAINWATER STORE | 5960 GA HWY 42 | REX | Clayton | 310090 | 4 | [5 empty] | Permanently Out of Use - historical purposes | Empty | 1000 | Marked Unknown | 1954-01-01 | 1899-12-31 | Bare Steel | Suction (American)
BP SHOP #6333 | 6333 GA HWY 42 | REX | Clayton | 310218 | 5 | Ball Float | 2001-12-31 | FALSE | 2001-12-31 | FALSE | Currently in Use | Gas (Historical Use) | 10000 | Fiberglass | 2001-12-31 |  | Fiberglass Reinforced Plastic | Pressurized
BP SHOP #6333 | 6333 GA HWY 42 | REX | Clayton | 310218 | 4 | [5 empty] | Closed in Ground | Gas (Historical Use) | 10000 | Bare Steel | 1976-05-07 | 1998-09-30 | Galvanized Steel
NEELY EXPRESS TERMINAL | 2620 CAMPBELL BLVD | ATLANTA | Clayton | 310255 | 3 | [5 empty] | Removed from Ground | Diesel | 12000 | Bare Steel | 1977-05-10 | 1899-12-31 | Unknown
FOOD MART | 5995 RIVERDALE RD | RIVERDALE | Clayton | 310278 | 1 | Ball Float | 1998-03-01 | FALSE | 1998-03-01 | FALSE | Currently in Use | Regular | 8000 | Steel-Impressed Current | 1976-05-15 |  | Double-Walled Fiberglass | Pressurized
Racetrac #2574 | 132 Forest Pkwy | Forest Park | Clayton | 310213 | 20B | Overfill Alarm | 2020-07-29 | FALSE | 2020-07-29 | FALSE | Currently in Use | Premium | 15000 | Fiberglass Double Walled | 2020-07-22 |  | Double-Walled Fiberglass | Pressurized
FLINT RIVER CITGO | 526 FLINT RIVER RD | JONESBORO | Clayton | 9031237 | 2 | Ball Float | 1999-01-31 | FALSE | 1999-01-31 | FALSE | Currently in Use | Gas (Historical Use) | 12000 | Fiberglass | 1999-01-31 |  | Fiberglass Reinforced Plastic | Pressurized
SOUTH EXPRESSWAY AIRPORT INC | 9109 POSTON RD | JONESBORO | Clayton | 310064 | 4 | [5 empty] | Removed from Ground | Gas (Historical Use) | 10000 | Bare Steel | 1976-03-08 | 1998-11-11 | Bare Steel
BP SHOP #6333 | 6333 GA HWY 42 | REX | Clayton | 310218 | 3 |  | 1993-09-01 |  | 1993-09-01 |  | Removed from Ground | Gas (Historical Use) | 10000 | Steel-Impressed Current | 1976-05-07 | 2001-01-08 | Cathodically Protected | Pressurized
REX C STORE | 6448 GA HWY 42 | REX | Clayton | 9000437 | 2 | Ball Float | 1992-09-01 | FALSE | 1992-09-01 | FALSE | Currently in Use | Diesel | 20000 | Steel-Impressed Current | 1985-03-17 |  | Fiberglass Reinforced Plastic | Pressurized
JP REX | 6550 HWY 42 | REX | Clayton | 10001352 | 2A | Ball Float | 2007-02-06 | FALSE | 2011-03-01 | FALSE | Currently in Use | Premium | 12000 | Fiberglass Double Walled | 2007-02-05 |  | Double-Walled Fiberglass | Pressurized
Racetrac #2574 | 132 Forest Pkwy | Forest Park | Clayton | 310213 | 9 | [5 empty] | Removed from Ground | Diesel | 20000 | Cathodically Protected Steel | 1978-05-07 | 1991-08-01 | Galvanized Steel
KING'S OIL #344 | 4209 JONESBORO RD | FOREST PARK | Clayton | 310066 | 1 | Flapper Valve | 1998-05-24 | FALSE | 1998-05-24 | FALSE | Currently in Use | Premium | 10000 | Fiberglass | 1984-02-04 |  | Fiberglass Reinforced Plastic | Pressurized
REX C STORE | 6448 GA HWY 42 | REX | Clayton | 9000437 | 5 | Ball Float | 1992-09-01 | FALSE | 1992-09-01 | FALSE | Currently in Use | Regular | 10000 | Steel-Impressed Current | 1985-03-17 |  | Fiberglass Reinforced Plastic | Pressurized
ADS MARATHON | 6558 HWY 42 | REX | Clayton | 9031208 | 1 | Overfill Alarm | 1998-07-01 | FALSE | 1998-07-01 | FALSE | Currently in Use | Regular | 12000 | Epoxy | 1998-07-01 |  | Fiberglass Reinforced Plastic | Pressurized
Racetrac #2574 | 132 Forest Pkwy | Forest Park | Clayton | 310213 | 2 | [5 empty] | Removed from Ground | Diesel | 10000 | Cathodically Protected Steel | 1978-05-07 | 1991-08-01 | Galvanized Steel
Racetrac #2574 | 132 Forest Pkwy | Forest Park | Clayton | 310213 | 8 | [5 empty] | Removed from Ground | Diesel | 20000 | Cathodically Protected Steel | 1978-05-07 | 1991-08-01 | Galvanized Steel
Racetrac #2574 | 132 Forest Pkwy | Forest Park | Clayton | 310213 | 21A | Overfill Alarm | 2020-07-29 | FALSE | 2020-07-29 | FALSE | Currently in Use | Regular | 20000 | Fiberglass Double Walled | 2020-07-22 |  | Double-Walled Fiberglass | Pressurized
SAMS MART | 524 FLINT RIVER RD | JONESBORO | Clayton | 9000284 | 3 | Ball Float | 1993-10-09 | FALSE | 1993-10-09 | FALSE | Currently in Use | Premium | 10000 | Composite | 1987-01-01 |  | Fiberglass Reinforced Plastic | Pressurized
RAINWATER STORE | 5960 GA HWY 42 | REX | Clayton | 310090 | 3 | [5 empty] | Closed in Ground | Kerosene | 280 | Marked Unknown | 1954-01-01 | 1998-05-01 | Bare Steel | Suction (American)
BELLSOUTH TELECOMMUNICATIONS RIV | 6059 RIVERDALE RD | RIVERDALE | Clayton | 310260 | 1 | [5 empty] | Permanently Out of Use - historical purposes | Other | 5000 | Cathodically Protected Steel | 1974-01-01 | 1899-12-31 | Bare Steel | Suction (American)
CHEVRON FOOD MART | 126 VALLEY HILL RD | RIVERDALE | Clayton | 9031029 | 3 | Ball Float | 1991-01-01 | FALSE | 1991-01-01 | FALSE | Currently in Use | Regular | 8200 | Galvanic (STIP-3) | 1991-01-01 |  | Double-Walled Fiberglass | Pressurized
Racetrac #2574 | 132 Forest Pkwy | Forest Park | Clayton | 310213 | 15 | Ball Float | 1991-08-01 | FALSE | 1991-08-01 | FALSE | Removed from Ground | Regular | 10000 | Composite | 1991-08-15 |  | Fiberglass Reinforced Plastic | Pressurized
Racetrac #2574 | 132 Forest Pkwy | Forest Park | Clayton | 310213 | 12 | Flapper Valve | 1991-08-01 | FALSE | 1991-08-01 | FALSE | Removed from Ground | Diesel | 20000 | Composite | 1991-08-15 |  | Fiberglass Reinforced Plastic | Pressurized
Racetrac #2574 | 132 Forest Pkwy | Forest Park | Clayton | 310213 | 17 | Overfill Alarm | 2020-07-29 | FALSE | 2020-07-29 | FALSE | Currently in Use | Diesel | 30000 | Fiberglass Double Walled | 2020-07-22 |  | Double-Walled Fiberglass | Pressurized
Racetrac #2574 | 132 Forest Pkwy | Forest Park | Clayton | 310213 | 3 | [5 empty] | Removed from Ground | Diesel | 10000 | Cathodically Protected Steel | 1978-05-07 | 1991-08-01 | Galvanized Steel
SAMS MART | 524 FLINT RIVER RD | JONESBORO | Clayton | 9000284 | 1 | Ball Float | 1993-10-09 | FALSE | 1993-01-09 | FALSE | Currently in Use | Regular | 10000 | Composite | 1987-01-01 |  | Fiberglass Reinforced Plastic | Pressurized
Mountain Express #639 | 5969 HWY 42 | REX | Clayton | 9031224 | 1 | Flapper Valve | 1999-03-09 | FALSE | 1999-03-09 | FALSE | Currently in Use | Premium | 10000 | Epoxy | 1999-03-09 |  | Fiberglass Reinforced Plastic | Pressurized
CIRCLE K #4411 | 6505 FIELDER RD | REX | Clayton | 310155 | 2 | [5 empty] | Removed from Ground | Gas (Historical Use) | 10000 | Bare Steel | 1976-01-01 | 1899-12-31 | Galvanized Steel
RAINWATER STORE | 5960 GA HWY 42 | REX | Clayton | 310090 | 2 | [5 empty] | Permanently Out of Use - historical purposes | Empty | 500 | Marked Unknown | 1954-01-01 | 1899-12-31 | Galvanized Steel
NEELY EXPRESS TERMINAL | 2620 CAMPBELL BLVD | ATLANTA | Clayton | 310255 | 2 | [5 empty] | Removed from Ground | Diesel | 10000 | Bare Steel | 1972-05-11 | 1899-12-31 | Unknown
CHEVRON FOOD MART | 126 VALLEY HILL RD | RIVERDALE | Clayton | 9031029 | 1 | Ball Float | 1991-01-01 | FALSE | 1991-01-01 | FALSE | Currently in Use | Regular | 8200 | Galvanic (STIP-3) | 1991-01-01 |  | Double-Walled Fiberglass | Pressurized
REX FURNITURE CO INC | 3738 REX RD | REX | Clayton | 310304 | 1 | [5 empty] | Removed from Ground | Gas (Historical Use) | 500 | Bare Steel | 1961-05-14 | 1997-03-22 | Bare Steel | Safe Suction (Euro)
REX C STORE | 6448 GA HWY 42 | REX | Clayton | 9000437 | 3 | Flapper Valve | 1992-09-01 | FALSE | 1992-09-01 | FALSE | Currently in Use | Plus | 8000 | Steel-Impressed Current | 1985-03-17 |  | Fiberglass Reinforced Plastic | Pressurized
REX BP | 3805 REX RD | REX | Clayton | 9031165 | 3 |  | 1999-02-10 |  | 1999-02-10 |  | Removed from Ground | Gas (Historical Use) | 2000 | Cathodically Protected Steel | 1986-01-01 | 2006-06-29 | Fiberglass Reinforced Plastic | Pressurized
Racetrac #2574 | 132 Forest Pkwy | Forest Park | Clayton | 310213 | 6 | [5 empty] | Removed from Ground | Diesel | 10000 | Cathodically Protected Steel | 1978-05-07 | 1991-08-01 | Galvanized Steel
NEELY EXPRESS TERMINAL | 2620 CAMPBELL BLVD | ATLANTA | Clayton | 310255 | 1 | [5 empty] | Removed from Ground | Diesel | 8000 | Bare Steel | 1972-05-11 | 1899-12-31 | Unknown
NEELY EXPRESS TERMINAL | 2620 CAMPBELL BLVD | ATLANTA | Clayton | 310255 | 4 | [5 empty] | Removed from Ground | Other | 8000 | Bare Steel | 1972-05-11 | 1899-12-31 | Unknown
Racetrac #2574 | 132 Forest Pkwy | Forest Park | Clayton | 310213 | 10 | Flapper Valve | 1991-08-01 | FALSE | 1991-08-01 | FALSE | Removed from Ground | Kerosene | 4000 | Galvanic (STIP-3)/Sacrificial Anodes | 1986-08-01 |  | Steel/Sacrificial Anodes | Suction (American)
Racetrac #2574 | 132 Forest Pkwy | Forest Park | Clayton | 310213 | 19A | Overfill Alarm | 2020-07-29 | FALSE | 2020-07-29 | FALSE | Currently in Use | Diesel | 10000 | Fiberglass Double Walled | 2020-07-22 |  | Double-Walled Fiberglass | Pressurized
REX BP | 3805 REX RD | REX | Clayton | 9031165 | 1 |  | 1999-02-10 |  | 1999-02-10 |  | Removed from Ground | Gas (Historical Use) | 8000 | Cathodically Protected Steel | 1986-01-01 | 2006-06-29 | Fiberglass Reinforced Plastic | Pressurized
FOOD MART | 5995 RIVERDALE RD | RIVERDALE | Clayton | 310278 | 2 | Ball Float | 1998-03-01 | FALSE | 1998-03-01 | FALSE | Currently in Use | Premium | 8000 | Steel-Impressed Current | 1976-05-15 |  | Double-Walled Fiberglass | Pressurized
CHEVRON FOOD MART | 126 VALLEY HILL RD | RIVERDALE | Clayton | 9031029 | 2 | Ball Float | 1991-01-01 | FALSE | 1991-01-01 | FALSE | Currently in Use | Premium | 8200 | Galvanic (STIP-3) | 1991-01-01 |  | Double-Walled Fiberglass | Pressurized
Racetrac #2574 | 132 Forest Pkwy | Forest Park | Clayton | 310213 | 19B | Overfill Alarm | 2020-07-29 | FALSE | 2020-07-29 | FALSE | Currently in Use | Diesel | 12000 | Fiberglass Double Walled | 2020-07-22 |  | Double-Walled Fiberglass | Pressurized
SOUTH EXPRESSWAY AIRPORT INC | 9109 POSTON RD | JONESBORO | Clayton | 310064 | 3 | [5 empty] | Removed from Ground | Gas (Historical Use) | 6000 | Bare Steel | 1976-03-08 | 1998-11-11 | Bare Steel
PONY EXPRESS 2 | 10569 TARA BLVD | JONESBORO | Clayton | 310224 | 1 | Flapper Valve | 2017-02-08 | FALSE | 2017-02-08 | FALSE | Currently in Use | Regular | 6000 | Steel-Impressed Current | 1966-05-13 |  | Fiberglass Reinforced Plastic | Pressurized
CIRCLE K #4411 | 6505 FIELDER RD | REX | Clayton | 310155 | 1 | [5 empty] | Removed from Ground | Gas (Historical Use) | 10000 | Bare Steel | 1976-01-01 | 1899-12-31 | Galvanized Steel
REX BP | 3805 REX RD | REX | Clayton | 9031165 | 2 |  | 1999-02-10 |  | 1999-02-10 |  | Removed from Ground | Gas (Historical Use) | 8000 | Marked Unknown | 1986-01-01 | 2006-06-29 | Fiberglass Reinforced Plastic | Pressurized
SHELL FOOD MART | 1210 HWY 138 SW | RIVERDALE | Clayton | 9031250 | 1 | Ball Float | 2002-01-04 | FALSE | 2002-01-04 | FALSE | Currently in Use | Regular | 12000 | Composite | 2002-01-03 |  | Double-Walled Fiberglass | Pressurized
Racetrac #2574 | 132 Forest Pkwy | Forest Park | Clayton | 310213 | 1 | [5 empty] | Removed from Ground | Diesel | 10000 | Cathodically Protected Steel | 1978-05-07 | 1991-08-01 | Galvanized Steel
Racetrac #2574 | 132 Forest Pkwy | Forest Park | Clayton | 310213 | 16 | Ball Float | 1991-08-01 | FALSE | 1991-08-01 | FALSE | Removed from Ground | Diesel | 6000 | Composite | 1991-08-15 |  | Fiberglass Reinforced Plastic | Pressurized
Racetrac #2574 | 132 Forest Pkwy | Forest Park | Clayton | 310213 | 4 | [5 empty] | Removed from Ground | Gas (Historical Use) | 4000 | Cathodically Protected Steel | 1978-05-07 | 1991-08-01 | Galvanized Steel
Racetrac #2574 | 132 Forest Pkwy | Forest Park | Clayton | 310213 | 7 | [5 empty] | Removed from Ground | Diesel | 20000 | Cathodically Protected Steel | 1978-05-07 | 1991-08-01 | Galvanized Steel
Racetrac #2574 | 132 Forest Pkwy | Forest Park | Clayton | 310213 | 18 | Overfill Alarm | 2020-07-29 | FALSE | 2020-07-29 | FALSE | Currently in Use | Diesel | 30000 | Fiberglass Double Walled | 2020-07-22 |  | Double-Walled Fiberglass | Pressurized
Racetrac #2574 | 132 Forest Pkwy | Forest Park | Clayton | 310213 | 21B | Overfill Alarm | 2020-07-29 | FALSE | 2020-07-29 | FALSE | Currently in Use | E-0 | 10000 | Fiberglass Double Walled | 2020-07-22 |  | Double-Walled Fiberglass | Pressurized
Racetrac #2574 | 132 Forest Pkwy | Forest Park | Clayton | 310213 | 13 | Ball Float | 1991-08-01 | FALSE | 1991-08-01 | FALSE | Removed from Ground | Regular | 10000 | Composite | 1991-08-15 |  | Fiberglass Reinforced Plastic | Pressurized
ANCHOR GLASS CONTAINER CORPORATI | 5158 BARNETT RD | FOREST PARK | Clayton | 310266 | 1 | [5 empty] | Removed from Ground | Gas (Historical Use) | 500 | Bare Steel | 1971-01-01 | 1991-02-23 | Bare Steel
725 MAIN ST | 725 MAIN ST | RIVERDALE | Clayton | 10001385 | 2 |  |  | FALSE |  | FALSE | Removed from Ground | Kerosene | 750 | Unknown | 2008-07-16 | 2008-07-16
KING'S OIL #379 | 336 SW HWY 138 | RIVERDALE | Clayton | 10000034 | 3B | Flapper Valve | 2015-08-18 | FALSE | 2015-08-18 | FALSE | Currently in Use | Diesel | 4386 | Fiberglass Double Walled | 2015-08-18 |  | Double-Walled Flex | Pressurized
RIVERDALE EXPRESS #550 | 6365 GA HWY 85 | RIVERDALE | Clayton | 9031056 | 3 |  | 1988-08-08 |  | 1988-08-08 |  | Removed from Ground | Gas (Historical Use) | 12000 | Fiberglass | 1988-08-08 | 2009-06-17 | Copper | Pressurized
SOUTH TOWNE HYUNDAI | 7665 HIGHWAY 85 SOUTH | RIVERDALE | Clayton | 9031193 | 1 | [5 empty] | Removed from Ground | Gas (Historical Use) | 6000 | Not Marked/Unknown | 1997-05-20 | 1997-05-20 | Not Marked
SOUTH TOWNE HYUNDAI | 7665 HIGHWAY 85 SOUTH | RIVERDALE | Clayton | 9031193 | 4 |  |  | TRUE |  | TRUE | Removed from Ground | Used Oil | 1000 | Not Marked/Unknown | 1997-05-20 | 1997-05-20 | Not Marked
MAJIK MARKET #09174 (FORMER) | 5295 FLINT RIVER RD | RIVERDALE | Clayton | 9000024 | 2 | [5 empty] | Removed from Ground | Gas (Historical Use) | 8000 | Bare Steel | 1975-05-16 | 1992-08-19 | Bare Steel | Pressurized
RJJM ENT INC - (DBA RIVERDALE CH | 6690 GA HWY 85 SOUTH | RIVERDALE | Clayton | 9000181 | 3 |  | 1989-02-20 |  | 1989-02-20 |  | Removed from Ground | Gas (Historical Use) | 10000 | Fiberglass | 1983-04-24 | 1997-03-15 | Fiberglass Reinforced Plastic | Pressurized
RIVERDALE MARATHON | 7530 GA HWY 85 @ GA HWY 138 | RIVERDALE | Clayton | 310146 | 5 | Flapper Valve | 1993-06-01 | FALSE | 1993-06-01 | FALSE | Currently in Use | Plus | 12000 | Fiberglass | 1987-01-01 |  | Double-Walled Fiberglass | Pressurized
RIVERDALE MARATHON | 7530 GA HWY 85 @ GA HWY 138 | RIVERDALE | Clayton | 310146 | 4 | Flapper Valve | 1993-06-01 | FALSE | 1993-06-01 | FALSE | Currently in Use | Premium | 12000 | Fiberglass | 1987-01-01 |  | Double-Walled Fiberglass | Pressurized
CROWN SVC STA GA-5 | 6580 GA HWY 85 | RIVERDALE | Clayton | 310134 | 4 | [5 empty] | Removed from Ground | Gas (Historical Use) | 10270 | Bare Steel | 1978-04-06 | 1993-03-15 | Galvanized Steel | Pressurized
ANCHOR GLASS CONTAINER CORPORATI | 5158 BARNETT RD | FOREST PARK | Clayton | 310266 | 2 | [5 empty] | Removed from Ground | Gas (Historical Use) | 1000 | Bare Steel | 1971-01-01 | 1991-02-23 | Bare Steel
EXXON | 6455 GA HWY 85 | RIVERDALE | Clayton | 9031010 | 6 | Ball Float | 1993-05-10 | FALSE | 1993-05-10 | FALSE | Currently in Use | Plus | 12000 | Fiberglass Double Walled | 1993-05-02 |  | Double-Walled Fiberglass | Pressurized
VALLEY HILL TEXACO | 626 VALLEY HILL RD | RIVERDALE | Clayton | 9031022 | 3 | Ball Float | 1988-04-01 | FALSE | 1988-04-01 | FALSE | Currently in Use | Premium | 10000 | Fiberglass | 1988-04-01 |  | Fiberglass Reinforced Plastic | Pressurized
RIVERDALE EXPRESS #550 | 6365 GA HWY 85 | RIVERDALE | Clayton | 9031056 | 1 |  | 1988-08-08 |  | 1988-08-08 |  | Removed from Ground | Gas (Historical Use) | 12000 | Fiberglass | 1988-08-08 | 2009-06-17 | Copper | Pressurized
BP FOOD MART | 35 GA HWY 138 | RIVERDALE | Clayton | 9031040 | 3 | Ball Float | 1988-01-01 | FALSE | 1988-01-01 | FALSE | Currently in Use | Premium | 10000 | Galvanic (STIP-3) | 1988-01-01 |  | Fiberglass Reinforced Plastic | Pressurized
CROWN SVC STA GA-5 | 6580 GA HWY 85 | RIVERDALE | Clayton | 310134 | 1 | [5 empty] | Removed from Ground | Gas (Historical Use) | 10270 | Bare Steel | 1978-04-06 | 1993-03-15 | Galvanized Steel | Pressurized
Ray 1610 Food Mart Inc. | 8075 HWY 85 | RIVERDALE | Clayton | 312000 | 5 |  | 1988-06-29 | FALSE | 1988-06-29 | FALSE | Temporarily out of use | Kerosene | 2000 | Fiberglass | 1988-06-29 |  | Fiberglass Reinforced Plastic | Pressurized
Ray 1610 Food Mart Inc. | 8075 HWY 85 | RIVERDALE | Clayton | 312000 | 4 |  | 1988-06-29 | FALSE | 1988-06-29 | FALSE | Currently in Use | Diesel | 4000 | Fiberglass | 1988-06-29 |  | Fiberglass Reinforced Plastic | Pressurized
FREESTAR INC | 8439 GA HWY 85 | RIVERDALE | Clayton | 312004 | 1 |  | 1988-01-01 | FALSE | 1988-01-01 | FALSE | Currently in Use | Gas (Historical Use) | 10000 | Epoxy | 1987-11-04 |  | Fiberglass Reinforced Plastic
CLAYTON CO FIRE STATION #11 | 7810 GA HWY 85 | RIVERDALE | Clayton | 9031063 | 1 | Flapper Valve | 1990-01-01 | FALSE | 1990-01-01 | FALSE | Currently in Use | Diesel | 1000 | Galvanic (STIP-3) | 1990-01-01 |  | Fiberglass Reinforced Plastic | Safe Suction (Euro)
SOUTH TOWNE HYUNDAI | 7665 HIGHWAY 85 SOUTH | RIVERDALE | Clayton | 9031193 | 3 | [5 empty] | Removed from Ground | Other | 1000 | Not Marked/Unknown | 1997-05-20 | 1997-05-20 | Not Marked
QUIKTRIP #760 | 7350 GEORGIA HWY 85 | RIVERDALE | Clayton | 9031238 | 3 | Flapper Valve | 2000-09-01 | FALSE | 2000-09-01 | FALSE | Currently in Use | Premium | 12000 | Fiberglass | 2000-08-01 |  | Double-Walled Fiberglass | Pressurized
NORTH RIVERDALE VALERO | 6288 GA HWY 85 | RIVERDALE | Clayton | 310314 | 3 | Flapper Valve | 1998-04-01 | TRUE | 1998-04-01 | FALSE | Currently in Use | Diesel | 8000 | Galvanic (STIP-3) | 1986-06-03 |  |  | Pressurized
RIVERDALE MARATHON | 7530 GA HWY 85 @ GA HWY 138 | RIVERDALE | Clayton | 310146 | 3 | [5 empty] | Removed from Ground | Gas (Historical Use) | 10000 | Bare Steel | 1973-05-03 | 1987-01-01 | Galvanized Steel | Pressurized
CROWN SVC STA GA-5 | 6580 GA HWY 85 | RIVERDALE | Clayton | 310134 | 2 | [5 empty] | Removed from Ground | Gas (Historical Use) | 10270 | Bare Steel | 1978-04-06 | 1993-03-15 | Galvanized Steel | Pressurized
Right Stop | 7295 GA HWY 85 | RIVERDALE | Clayton | 310057 | 2 |  | 1998-12-01 | FALSE | 1997-01-01 | FALSE | Currently in Use | Gas (Historical Use) | 10000 | Steel-Impressed Current | 1984-02-19 |  | Steel (Impressed Current) | Pressurized
Exxon Food Mart | 5716 OLD DIXIE HWY | FOREST PARK | Clayton | 312002 | 5 | Ball Float | 1988-03-16 | FALSE | 1988-03-16 | FALSE | Temporarily out of use | Kerosene | 2000 | Fiberglass | 1988-03-16 |  | Fiberglass Reinforced Plastic | Pressurized
J B HUNT TRANSPORT INC | 705 RUSKIN DR | FOREST PARK | Clayton | 312006 | 5 |  | 1997-09-24 |  | 1995-01-01 |  | Removed from Ground | Other | 2000 | Cathodically Protected Steel | 1988-02-01 | 1999-04-01 | Galvanized Steel | Suction (American)
J B HUNT TRANSPORT INC | 705 RUSKIN DR | FOREST PARK | Clayton | 312006 | 4 |  |  | TRUE |  | TRUE | Removed from Ground | Used Oil | 8000 | Cathodically Protected Steel | 1988-02-01 | 1999-04-01 | Galvanized Steel | Gravity Fed
Racetrac #2574 | 132 Forest Pkwy | Forest Park | Clayton | 310213 | 11 | Flapper Valve | 1991-08-01 | FALSE | 1991-08-01 | FALSE | Removed from Ground | Diesel | 20000 | Composite | 1991-09-01 |  | Fiberglass Reinforced Plastic | Pressurized
ANCHOR GLASS CONTAINER CORPORATI | 5158 BARNETT RD | FOREST PARK | Clayton | 310266 | 3 | [5 empty] | Removed from Ground | Diesel | 6000 | Bare Steel | 1971-01-01 | 1991-02-23 | Bare Steel
SOUTH EXPRESSWAY AIRPORT INC | 9109 POSTON RD | JONESBORO | Clayton | 310064 | 2 | [5 empty] | Removed from Ground | Gas (Historical Use) | 2000 | Bare Steel | 1976-03-08 | 1998-11-11 | Bare Steel
KING'S OIL #344 | 4209 JONESBORO RD | FOREST PARK | Clayton | 310066 | 2 | Flapper Valve | 1998-05-24 | FALSE | 1998-05-24 | FALSE | Currently in Use | Regular | 10000 | Fiberglass | 1984-02-04 |  | Fiberglass Reinforced Plastic | Pressurized
REX C STORE | 6448 GA HWY 42 | REX | Clayton | 9000437 | 1 | Flapper Valve | 1992-09-01 | FALSE | 1992-09-01 | FALSE | Currently in Use | E-85 | 4000 | Steel-Impressed Current | 1985-03-17 |  | Fiberglass Reinforced Plastic | Pressurized
REX C STORE | 6448 GA HWY 42 | REX | Clayton | 9000437 | 4 | Ball Float | 1992-09-01 | FALSE | 1992-09-01 | FALSE | Currently in Use | Premium | 10000 | Steel-Impressed Current | 1985-03-17 |  | Fiberglass Reinforced Plastic | Pressurized
Racetrac #2574 | 132 Forest Pkwy | Forest Park | Clayton | 310213 | 20A | Overfill Alarm | 2020-07-29 | FALSE | 2020-07-29 | FALSE | Currently in Use | Diesel | 15000 | Fiberglass Double Walled | 2020-07-22 |  | Double-Walled Fiberglass | Pressurized
CITY OF RIVERDALE COMPLEX | 6690 CHURCH ST | RIVERDALE | Clayton | 9031200 | 1 | Flapper Valve | 2020-11-19 | FALSE | 2020-11-19 | FALSE | Currently in Use | Regular | 5929 | Fiberglass | 1990-08-01 |  | Fiberglass Reinforced Plastic | Pressurized
RaceWay #6917 - Riverdale | 5905 HWY 85 | RIVERDALE | Clayton | 9031245 | 3 | Overfill Alarm | 2001-10-01 | FALSE | 2001-10-01 | FALSE | Currently in Use | Premium | 12000 | Composite Double Walled | 2001-10-15 |  | Double-Walled Fiberglass | Pressurized
QUICK SAVE FOOD MART #4 | 136 HWY 138 SE | RIVERDALE | Clayton | 310275 | 2 | Ball Float | 1998-04-01 | FALSE | 1998-04-01 | FALSE | Currently in Use | Premium | 8000 | Steel-Impressed Current | 1998-04-01 |  | Fiberglass Reinforced Plastic | Pressurized
HERTZ EQUIPMENT RENTAL CORP | 5035 GA HWY 85 | RIVERDALE | Clayton | 310325 | 5 | [5 empty] | Removed from Ground | Other | 1000 | Marked Unknown | 1995-09-21 | 1995-09-21 | Unknown
INTERSTATE RIVERDALE | 6865 GA HWY 85 | RIVERDALE | Clayton | 310220 | 3 | [5 empty] | Removed from Ground | Gas (Historical Use) | 8000 | Bare Steel | 1969-06-15 | 1990-05-01 | Galvanized Steel
Citgo Food Mart | 510 VALLEY HILL RD | RIVERDALE | Clayton | 310019 | 7 | Flapper Valve | 1996-03-20 | FALSE | 1996-03-20 | TRUE | Currently in Use | Diesel | 9816 | Fiberglass | 1996-03-20 |  | Fiberglass Reinforced Plastic | Pressurized
TEXACO | 7105 GA HWY 85 | RIVERDALE | Clayton | 9031060 | 4 |  | 1987-01-01 |  | 1987-01-01 |  | Removed from Ground | Gas (Historical Use) | 10000 | Galvanic (STIP-3) | 1987-01-01 | 2006-05-11 | Galvanized Steel | Pressurized
BST/F1418 | 7786 GA HWY 85 | RIVERDALE | Clayton | 9031004 | 2 |  |  | TRUE |  | TRUE | Removed from Ground | Used Oil | 550 | Bare Steel | 1971-01-01 | 1990-02-13 | Unknown | Gravity Fed
Citgo Food Mart | 510 VALLEY HILL RD | RIVERDALE | Clayton | 310019 | 8 | Flapper Valve | 1996-03-20 | FALSE | 1996-03-20 | TRUE | Currently in Use | Gas (Historical Use) | 9816 | Fiberglass | 1996-03-20 |  | Fiberglass Reinforced Plastic | Pressurized
Citgo Food Mart | 510 VALLEY HILL RD | RIVERDALE | Clayton | 310019 | 6 | Flapper Valve | 1996-03-20 | FALSE | 1996-03-20 | TRUE | Currently in Use | Gas (Historical Use) | 9816 | Fiberglass | 1996-03-20 |  | Fiberglass Reinforced Plastic | Pressurized
W MAX SMITH INC | 6989 GA HWY 85 | RIVERDALE | Clayton | 310070 | 1 |  |  | TRUE |  | TRUE | Removed from Ground | Used Oil | 200 | Bare Steel | 1976-03-06 | 1899-12-31 | Galvanized Steel
TARA C STORE | 7986 HWY 85 | RIVERDALE | Clayton | 310007 | 1 | [5 empty] | Removed from Ground | Gas (Historical Use) | 10000 | Bare Steel | 1983-05-14 | 1999-07-29 | Galvanized Steel | Pressurized
FREESTAR INC | 8439 GA HWY 85 | RIVERDALE | Clayton | 312004 | 3 |  | 1988-01-01 | FALSE | 1988-01-01 | FALSE | Currently in Use | Gas (Historical Use) | 10000 | Epoxy | 1987-11-04 |  | Fiberglass Reinforced Plastic
Exxon Food Mart | 5716 OLD DIXIE HWY | FOREST PARK | Clayton | 312002 | 1 | Ball Float | 1988-03-16 | FALSE | 1988-03-16 | FALSE | Currently in Use | Gas (Historical Use) | 10000 | Fiberglass | 1988-03-16 |  | Fiberglass Reinforced Plastic | Pressurized
J B HUNT TRANSPORT INC | 705 RUSKIN DR | FOREST PARK | Clayton | 312006 | 6 |  | 1997-09-24 |  | 1995-01-01 |  | Removed from Ground | Other | 4000 | Cathodically Protected Steel | 1988-02-01 | 1999-04-01 | Galvanized Steel | Safe Suction (Euro)
JAY MAHARIR LLC | 5735 OLD DIXIE HWY | FOREST PARK | Clayton | 310069 | 2 |  |  | FALSE |  | FALSE | Removed from Ground | Gas (Historical Use) | 8000 |  | 1972-02-07 | 1990-11-01 | Galvanized Steel
BUDGET RENT A CAR | 4150 CAR RENTAL ROW | ATLANTA | Clayton | 9000036 | 3 |  | 1998-07-25 |  | 1998-07-25 |  | Removed from Ground | Gas (Historical Use) | 12000 | Fiberglass | 1983-02-22 | 2010-02-17 | Fiberglass Reinforced Plastic | Pressurized
BUDGET RENT A CAR | 4150 CAR RENTAL ROW | ATLANTA | Clayton | 9000036 | A | [5 empty] | Removed from Ground | Other | 550 | Fiberglass | 1983-02-13 | 1899-12-31 | Fiberglass Reinforced Plastic
AVIS RENT A CAR SYSTEM INC | 4225 CAR RENTAL ROW | ATLANTA | Clayton | 601093 | 3 | [5 empty] | Removed from Ground | Gas (Historical Use) | 12000 | Bare Steel | 1980-05-01 | 1994-04-15 | Fiberglass Reinforced Plastic | Pressurized
JIM WALLACE #704 | 5608 RIVERDALE RD | COLLEGE PARK | Clayton | 310159 | 2 | [5 empty] | Removed from Ground | Gas (Historical Use) | 10000 | Bare Steel | 1975-05-02 | 1899-12-31 | Galvanized Steel
KEAL DRIVEAWAY CO | 9783 S MAIN ST | JONESBORO | Clayton | 9031101 | 3 | [5 empty] | Removed from Ground | Gas (Historical Use) | 1000 | Bare Steel | 1993-08-26 | 1993-08-26 | Unknown
SAM FOOD MART | 7402 MT ZION BLVD | JONESBORO | Clayton | 10000472 | 2 | Ball Float | 2003-08-01 | FALSE | 2003-08-01 | FALSE | Currently in Use | Premium | 10000 | Composite | 2003-08-01 |  | Double-Walled Flex | Pressurized
VALLEY HILL TEXACO | 626 VALLEY HILL RD | RIVERDALE | Clayton | 9031022 | 2 | Ball Float | 1988-04-01 | FALSE | 1988-04-01 | FALSE | Currently in Use | Plus | 10000 | Fiberglass | 1988-04-01 |  | Fiberglass Reinforced Plastic | Pressurized
HAPPY STORE | 6141 GA HWY 85 | RIVERDALE | Clayton | 9031054 | 1 | Ball Float | 1995-01-15 | FALSE | 1995-01-15 | FALSE | Currently in Use | Regular | 10000 | Galvanic (STIP-3) | 1987-07-23 |  | Fiberglass Reinforced Plastic | Pressurized
Gas Express #104 | 5883 HWY 85 | RIVERDALE | Clayton | 9031174 | 2 | Ball Float | 1998-09-01 | FALSE | 1998-09-01 | FALSE | Currently in Use | Plus | 10000 | Fiberglass | 1998-09-01 |  | Fiberglass Reinforced Plastic | Pressurized
CITGO FOOD MART | 8425 GA HWY 85 | RIVERDALE | Clayton | 9031166 | 4 | [5 empty] | Removed from Ground | Kerosene | 1000 | Bare Steel | 1985-04-18 | 1999-02-12 | Bare Steel | Suction (American)
HERTZ EQUIPMENT RENTAL CORP | 5035 GA HWY 85 | RIVERDALE | Clayton | 310325 | 6 | [5 empty] | Removed from Ground | Other | 1000 | Marked Unknown | 1995-09-21 | 1995-09-21 | Unknown
INTERSTATE RIVERDALE | 6865 GA HWY 85 | RIVERDALE | Clayton | 310220 | 4 | [5 empty] | Removed from Ground | Gas (Historical Use) | 6000 | Bare Steel | 1969-06-15 | 1990-05-01 | Galvanized Steel
GREENWAY #660/RIVERDALE AMOCO | 6464 GA HWY 85 | RIVERDALE | Clayton | 310230 | 5 |  | 1999-08-04 |  | 1998-08-31 |  | Removed from Ground | Gas (Historical Use) | 2980 | Bare Steel | 1979-05-10 | 2010-03-01 | Galvanized Steel | Suction (American)
Citgo Food Mart | 510 VALLEY HILL RD | RIVERDALE | Clayton | 310019 | 2 |  | 1994-12-15 |  | 1994-12-15 |  | Removed from Ground | Gas (Historical Use) | 4010 | Bare Steel | 1979-05-10 | 1996-03-01 | Fiberglass Reinforced Plastic | Pressurized
TARA C STORE | 7986 HWY 85 | RIVERDALE | Clayton | 310007 | 5 | Ball Float | 2000-01-01 | FALSE | 2000-01-01 | FALSE | Currently in Use | Regular | 12010 | Fiberglass | 2000-01-01 |  | Fiberglass Reinforced Plastic | Pressurized
TARA C STORE | 7986 HWY 85 | RIVERDALE | Clayton | 310007 | 7 | Flapper Valve | 2000-01-01 | FALSE | 2000-01-01 | FALSE | Currently in Use | Diesel | 8000 | Fiberglass | 2000-01-01 |  | Fiberglass Reinforced Plastic | Pressurized
TARA C STORE | 7986 HWY 85 | RIVERDALE | Clayton | 310007 | 4 | [5 empty] | Removed from Ground | Diesel | 10000 | Bare Steel | 1983-05-14 | 1999-07-29 | Galvanized Steel | Pressurized
JAY MAHARIR LLC | 5735 OLD DIXIE HWY | FOREST PARK | Clayton | 310069 | 1 | Ball Float |  | FALSE |  | FALSE | Removed from Ground | Gas (Historical Use) | 8000 |  | 1972-02-07 | 1990-11-01 | Galvanized Steel
Citgo Food Mart | 510 VALLEY HILL RD | RIVERDALE | Clayton | 310019 | 1 |  | 1994-12-15 |  | 1994-12-15 |  | Removed from Ground | Gas (Historical Use) | 4010 | Bare Steel | 1979-05-10 | 1996-03-01 | Fiberglass Reinforced Plastic | Pressurized
TARA C STORE | 7986 HWY 85 | RIVERDALE | Clayton | 310007 | 8 | Overfill Alarm | 2000-01-01 | FALSE | 2000-01-01 | FALSE | Currently in Use | Kerosene | 2000 | Fiberglass | 2000-01-01 |  | Fiberglass Reinforced Plastic | Pressurized
TARA C STORE | 7986 HWY 85 | RIVERDALE | Clayton | 310007 | 2 | [5 empty] | Removed from Ground | Gas (Historical Use) | 10000 | Bare Steel | 1983-05-14 | 1999-07-29 | Galvanized Steel | Pressurized
FREESTAR INC | 8439 GA HWY 85 | RIVERDALE | Clayton | 312004 | 2 |  | 1988-01-01 | FALSE | 1988-01-01 | FALSE | Currently in Use | Gas (Historical Use) | 10000 | Epoxy | 1987-11-04 |  | Fiberglass Reinforced Plastic
Exxon Food Mart | 5716 OLD DIXIE HWY | FOREST PARK | Clayton | 312002 | 2 | Ball Float | 1988-03-16 | FALSE | 1988-03-16 | FALSE | Currently in Use | Gas (Historical Use) | 10000 | Fiberglass | 1988-03-16 |  | Fiberglass Reinforced Plastic | Pressurized
JAY MAHARIR LLC | 5735 OLD DIXIE HWY | FOREST PARK | Clayton | 310069 | 3 |  |  | FALSE |  | FALSE | Removed from Ground | Gas (Historical Use) | 8000 |  | 1972-02-07 | 1990-11-01 | Galvanized Steel
ATLANTA FREIGHTLINER | 5814 FRONTAGE RD | FOREST PARK | Clayton | 9031219 | 1 |  |  | TRUE |  | TRUE | Removed from Ground | Used Oil | 1000 | Bare Steel | 1999-01-01 | 1999-01-01 | Galvanized Steel | Gravity Fed
HARTSFIELD JACKSON INTERNATIONAL AIRPORT | 1400 AVIATION BLVD | ATLANTA | Clayton | 10000856 | 1 |  |  | FALSE |  | FALSE | Removed from Ground | Diesel | 500 | Unknown |  | 1899-12-31
QUICK STOP FOOD MART | 4962 JONESBORO RD | FOREST PARK | Clayton | 310009 | 1 | Flapper Valve | 1991-05-01 | FALSE | 1991-05-01 | FALSE | Currently in Use | Regular | 10000 | Steel-Impressed Current | 1986-03-01 |  | Steel (Impressed Current) | Pressurized
CIRCLE M FOOD SHOP #58 | 5198 GA HWY 85 | FOREST PARK | Clayton | 310094 | 2 | Ball Float | 1988-01-01 | FALSE | 1988-01-01 | FALSE | Currently in Use | Gas (Historical Use) | 10000 | Fiberglass | 1988-07-01 |  | Double-Walled Flex | Pressurized
DOA | 1300 inner Loop Road | ATLANTA | Clayton | 9031163 | GASOLINE | Flapper Valve | 1992-01-01 | FALSE | 1992-01-01 | FALSE | Currently in Use | Regular | 6000 | Fiberglass Double Walled | 1992-01-01 |  | Double-Walled Fiberglass | Pressurized
BUDGET RENT A CAR | 4150 CAR RENTAL ROW | ATLANTA | Clayton | 9000036 | 2 |  | 1998-07-25 |  | 1998-07-25 |  | Removed from Ground | Gas (Historical Use) | 12000 | Fiberglass | 1983-02-22 | 2010-02-17 | Fiberglass Reinforced Plastic | Pressurized
DELTA AIR LINES-TECH OPERATIONS | HARTSFIELD INTN'L AIRPORT | ATLANTA | Clayton | 9000639 | 395 |  |  | TRUE |  | TRUE | Removed from Ground | Used Oil | 5000 | Bare Steel | 1968-05-12 | 1988-05-01 | Bare Steel
DELTA AIR LINES-TECH OPERATIONS | HARTSFIELD INTN'L AIRPORT | ATLANTA | Clayton | 9000639 | 398 | [5 empty] | Removed from Ground | Gas (Historical Use) | 550 | Bare Steel | 1971-05-12 | 1991-09-01 | Bare Steel
DELTA AIR LINES-TECH OPERATIONS | HARTSFIELD INTN'L AIRPORT | ATLANTA | Clayton | 9000639 | 58 | [5 empty] | Removed from Ground | Kerosene | 10000 | Bare Steel | 1960-05-14 | 1994-04-01 | Unknown
AL-MADINAH PETROLEUM INC | 5132 RIVERDALE RD | COLLEGE PARK | Clayton | 310204 | 1 | [5 empty] | Removed from Ground | Gas (Historical Use) | 6000 | Bare Steel | 1966-01-01 | 1899-12-31 | Galvanized Steel
AL-MADINAH PETROLEUM INC | 5132 RIVERDALE RD | COLLEGE PARK | Clayton | 310204 | 4 | [5 empty] | Removed from Ground | Gas (Historical Use) | 10000 | Bare Steel | 1966-01-01 | 1899-12-31 | Galvanized Steel
AL-MADINAH PETROLEUM INC | 5132 RIVERDALE RD | COLLEGE PARK | Clayton | 310204 | 7 |  | 1988-01-01 |  | 1988-01-01 |  | Removed from Ground | Gas (Historical Use) | 10000 | Fiberglass | 1988-01-01 | 1899-12-31 | Fiberglass Reinforced Plastic | Pressurized
CARR SERVICE STATION | 6109 RIVERSIDE RD | COLLEGE PARK | Clayton | 310162 | 3 | [5 empty] | Removed from Ground | Gas (Historical Use) | 4000 | Bare Steel | 1974-06-20 | 1999-02-01 | Galvanized Steel
GREENWAY #620/PHOENIX AMOCO | 5097 WEST FAYETTEVILLE RD | COLLEGE PARK | Clayton | 310228 | 6 |  | 1989-06-27 |  | 1989-06-27 |  | Currently in Use | Diesel | 10000 | Cathodically Protected Steel | 1989-06-27 |  | Fiberglass Reinforced Plastic | Pressurized
EXXON | 6455 GA HWY 85 | RIVERDALE | Clayton | 9031010 | 2 | [5 empty] | Removed from Ground | Gas (Historical Use) | 10000 | Cathodically Protected Steel | 1977-01-01 | 1993-04-01 | Galvanized Steel | Pressurized
JIFFY LUBE #546 | 7633 GA HWY 85 | RIVERDALE | Clayton | 9031062 | 3 |  |  | TRUE |  | TRUE | Removed from Ground | Used Oil | 2000 | Composite | 1986-01-01 | 1999-01-01 | Galvanized Steel | Pressurized
GREENWAY #653/EXPRESS SHOP | 8426 GA HWY 85 | RIVERDALE | Clayton | 9031067 | B |  |  | FALSE |  | FALSE | Removed from Ground | Not Marked/Tank Removed | 0 | Unknown | 1979-01-01 | 1899-12-31 | Unknown
CITGO (CLOSED) | 7029 GA HWY 85 | RIVERDALE | Clayton | 9031093 | 1 | [5 empty] | Removed from Ground | Gas (Historical Use) | 10000 | Cathodically Protected Steel | 1986-07-01 | 1993-03-15 | Fiberglass Reinforced Plastic | Suction (American)
SOUTHERN REGIONAL MEDICAL CENTER | 11 UPPER RIVERDALE RD SW | RIVERDALE | Clayton | 9031176 | 2 | [5 empty] | Removed from Ground | Other | 10000 | Not Marked/Unknown |  | 1899-12-31 | Not Marked
UNKNOWN | 6230 W LEES MILL RD | RIVERDALE | Clayton | 9031232 | 1 | [5 empty] | Removed from Ground | Gas (Historical Use) | 2000 | Not Marked/Unknown | 2000-04-01 | 2000-04-01 | Not Marked
RaceWay #6917 - Riverdale | 5905 HWY 85 | RIVERDALE | Clayton | 9031245 | 1 | Overfill Alarm | 2001-10-01 | FALSE | 2001-10-01 | FALSE | Currently in Use | Regular | 20000 | Composite Double Walled | 2001-10-15 |  | Double-Walled Fiberglass | Pressurized
CHEVRON #52886 | 7512 GA HWY 85 | RIVERDALE | Clayton | 9000358 | 3 | [5 empty] | Removed from Ground | Gas (Historical Use) | 12000 | Bare Steel | 1977-04-25 | 1989-06-20 | Galvanized Steel
TARA C STORE | 7986 HWY 85 | RIVERDALE | Clayton | 310007 | 3 | [5 empty] | Removed from Ground | Gas (Historical Use) | 10000 | Bare Steel | 1983-05-14 | 1999-07-29 | Galvanized Steel | Pressurized
GREENWAY #653/EXPRESS SHOP | 8426 GA HWY 85 | RIVERDALE | Clayton | 9031067 | 1 | Flapper Valve | 1989-11-01 | FALSE | 1989-11-01 | FALSE | Currently in Use | Diesel | 8000 | Fiberglass | 1989-01-01 |  | Fiberglass Reinforced Plastic | Pressurized
SHELL FOOD MART #303\GOLDEN GALL | 139 HWY 138 SW | RIVERDALE | Clayton | 9031107 | 1 | Ball Float | 1987-12-01 | FALSE | 1987-12-01 | FALSE | Currently in Use | Regular | 10000 | Fiberglass | 1987-12-01 |  | Fiberglass Reinforced Plastic | Pressurized
CITGO FOOD MART | 5647 HWY 85 | RIVERDALE | Clayton | 9031144 | 2 | Flapper Valve | 2022-06-27 | FALSE | 1987-08-01 | FALSE | Currently in Use | Regular | 10000 | Fiberglass | 1987-06-15 |  | Fiberglass Reinforced Plastic | Pressurized
CHECKERS/FORMER SHELL OIL STATIO | 6660 HWY 85 @ VALLEY HILL RD | RIVERDALE | Clayton | 9031145 | 1 | [5 empty] | Removed from Ground | Other | 0 | Not Marked/Unknown |  | 1899-12-31 | Unknown
D L CLABORN | 616 HIGHWAY 138 | RIVERDALE | Clayton | 9031205 | 1 | [5 empty] | Removed from Ground | Gas (Historical Use) | 1000 | Not Marked/Unknown | 1998-07-15 | 1998-07-15 | Not Marked
HERTZ EQUIPMENT RENTAL CORP | 5035 GA HWY 85 | RIVERDALE | Clayton | 310325 | 4 | [5 empty] | Removed from Ground | Other | 1000 | Marked Unknown | 1995-09-21 | 1995-09-21 | Unknown
HERTZ EQUIPMENT RENTAL CORP | 5035 GA HWY 85 | RIVERDALE | Clayton | 310325 | 1 | [5 empty] | Removed from Ground | Diesel | 10000 | Fiberglass | 1985-04-21 | 1995-09-21 | Fiberglass Reinforced Plastic
GREENWAY #660/RIVERDALE AMOCO | 6464 GA HWY 85 | RIVERDALE | Clayton | 310230 | 3 |  | 1999-08-04 |  | 1998-08-31 |  | Removed from Ground | Gas (Historical Use) | 1980 | Bare Steel | 1974-05-11 | 2010-03-01 | Galvanized Steel | Suction (American)
Citgo Food Mart | 510 VALLEY HILL RD | RIVERDALE | Clayton | 310019 | 3 |  | 1994-12-15 |  | 1994-12-15 |  | Removed from Ground | Gas (Historical Use) | 4010 | Bare Steel | 1979-05-10 | 1996-03-01 | Fiberglass Reinforced Plastic | Pressurized
NATIONAL CAR RENTAL/ALAMO RENT A CAR | 4205 CAR RENTAL ROW | ATLANTA | Clayton | 310231 | 4 |  | 1997-09-01 |  | 1997-09-01 |  | Removed from Ground | Gas (Historical Use) | 10000 | Fiberglass | 1981-06-01 | 2010-01-05 | Double-Walled Fiberglass | Pressurized
NATIONAL CAR RENTAL/ALAMO RENT A CAR | 4205 CAR RENTAL ROW | ATLANTA | Clayton | 310231 | 5 |  | 1997-09-01 |  | 1997-09-01 |  | Removed from Ground | Gas (Historical Use) | 10000 | Fiberglass | 1981-06-01 | 2010-01-05 | Double-Walled Fiberglass | Pressurized
AL-MADINAH PETROLEUM INC | 5132 RIVERDALE RD | COLLEGE PARK | Clayton | 310204 | 5 | [5 empty] | Removed from Ground | Gas (Historical Use) | 10000 | Bare Steel | 1980-01-01 | 1899-12-31 | Galvanized Steel
NORTHSIDE TOOL RENTAL INC | 935 SULLIVAN RD | COLLEGE PARK | Clayton | 310311 | 2 |  | 1998-06-26 |  | 1998-06-26 |  | Removed from Ground | Diesel | 1000 | Not Marked/Unknown | 1998-06-26 | 2003-03-31 | Double Walled | Safe Suction (Euro)
GREENWAY #620/PHOENIX AMOCO | 5097 WEST FAYETTEVILLE RD | COLLEGE PARK | Clayton | 310228 | 1 | [5 empty] | Removed from Ground | Gas (Historical Use) | 8000 | Bare Steel | 1977-05-10 | 1988-12-02 | Galvanized Steel
GREENWAY #653/EXPRESS SHOP | 8426 GA HWY 85 | RIVERDALE | Clayton | 9031067 | A |  |  | FALSE |  | FALSE | Installed | Not Marked/Tank Removed | 0 | Unknown | 1979-01-01 |  | Unknown
QUIKTRIP #726 | 94 UPPER RIVERDALE RD | RIVERDALE | Clayton | 9031069 | 1 | Ball Float | 1993-08-01 | FALSE | 1993-08-01 | FALSE | Currently in Use | Gas (Historical Use) | 12000 | Fiberglass | 1989-01-01 |  | Copper | Pressurized
SHELL FOOD MART #303\GOLDEN GALL | 139 HWY 138 SW | RIVERDALE | Clayton | 9031107 | 3 | Ball Float | 1987-12-01 | FALSE | 1987-12-01 | FALSE | Currently in Use | Premium | 10000 | Fiberglass | 1987-12-01 |  | Fiberglass Reinforced Plastic | Pressurized
RJJM ENT INC - (DBA RIVERDALE CH | 6690 GA HWY 85 SOUTH | RIVERDALE | Clayton | 9000181 | 1 |  | 1989-02-20 |  | 1989-02-20 |  | Removed from Ground | Gas (Historical Use) | 10000 | Fiberglass | 1983-04-24 | 1997-03-15 | Fiberglass Reinforced Plastic | Pressurized
RIVERDALE MARATHON | 7530 GA HWY 85 @ GA HWY 138 | RIVERDALE | Clayton | 310146 | 2 | [5 empty] | Removed from Ground | Gas (Historical Use) | 8000 | Bare Steel | 1973-05-03 | 1987-01-01 | Galvanized Steel | Pressurized
SOUTHERN NATURAL GAS CO/ATL DIST | 7660 GA HWY 85 | RIVERDALE | Clayton | 310092 | 1 | [5 empty] | Removed from Ground | Gas (Historical Use) | 1000 | Cathodically Protected Steel | 1981-04-18 | 1990-12-05 | Galvanized Steel
CROWN SVC STA GA-5 | 6580 GA HWY 85 | RIVERDALE | Clayton | 310134 | 3 | [5 empty] | Removed from Ground | Gas (Historical Use) | 10270 | Bare Steel | 1978-04-06 | 1993-03-15 | Galvanized Steel | Pressurized
GREENWAY #660/RIVERDALE AMOCO | 6464 GA HWY 85 | RIVERDALE | Clayton | 310230 | 1 |  | 1999-08-04 |  | 1998-08-31 |  | Removed from Ground | Gas (Historical Use) | 1980 | Bare Steel | 1974-05-11 | 2010-03-01 | Galvanized Steel | Suction (American)
GREENWAY #660/RIVERDALE AMOCO | 6464 GA HWY 85 | RIVERDALE | Clayton | 310230 | 4 |  | 1999-08-04 |  | 1998-08-31 |  | Removed from Ground | Gas (Historical Use) | 2980 | Bare Steel | 1979-05-10 | 2010-03-01 | Galvanized Steel | Suction (American)
Right Stop | 7295 GA HWY 85 | RIVERDALE | Clayton | 310057 | 3 |  | 1998-12-01 | FALSE | 1997-01-01 | FALSE | Currently in Use | Gas (Historical Use) | 8000 | Steel-Impressed Current | 1984-02-19 |  | Steel (Impressed Current) | Pressurized
ALWAYS SUNSHINE ENT INC | 407 SW GA HWY 138 | RIVERDALE | Clayton | 310059 | 1 | [5 empty] | Removed from Ground | Gas (Historical Use) | 10000 | Bare Steel | 1981-01-15 | 1994-05-19 | Galvanized Steel
Ray 1610 Food Mart Inc. | 8075 HWY 85 | RIVERDALE | Clayton | 312000 | 3 | Ball Float | 1988-06-29 | FALSE | 1988-06-29 | FALSE | Currently in Use | E-0 | 10000 | Fiberglass | 1988-06-29 |  | Fiberglass Reinforced Plastic | Pressurized
GREENWAY #620/PHOENIX AMOCO | 5097 WEST FAYETTEVILLE RD | COLLEGE PARK | Clayton | 310228 | 9 |  | 1996-06-26 |  | 1996-06-26 |  | Removed from Ground | Kerosene | 2000 | Cathodically Protected Steel | 1996-08-01 | 2015-03-24 | Fiberglass Reinforced Plastic | Suction (American)
RJJM ENT INC - (DBA RIVERDALE CH | 6690 GA HWY 85 SOUTH | RIVERDALE | Clayton | 9000181 | 2 |  | 1989-02-20 |  | 1989-02-20 |  | Removed from Ground | Gas (Historical Use) | 10000 | Fiberglass | 1983-04-24 | 1997-03-15 | Fiberglass Reinforced Plastic | Pressurized
QUICK SAVE FOOD MART #4 | 136 HWY 138 SE | RIVERDALE | Clayton | 310275 | 1 | Ball Float | 1998-04-01 | FALSE | 1998-04-01 | FALSE | Currently in Use | Regular | 8000 | Steel-Impressed Current | 1998-04-01 |  | Fiberglass Reinforced Plastic | Pressurized
Q LUBE INC #1156 | 6579 GA HWY 85 | RIVERDALE | Clayton | 310200 | 1 | [5 empty] | Removed from Ground | Other | 5000 | Cathodically Protected Steel | 1980-02-01 | 1998-10-01 | Galvanized Steel | Suction (American)
AVIS RENT A CAR SYSTEM INC | 4225 CAR RENTAL ROW | ATLANTA | Clayton | 601093 | 10 |  | 1993-12-17 |  | 1993-12-17 |  | Removed from Ground | Gas (Historical Use) | 10000 | Fiberglass Double Walled | 1993-12-17 | 2010-03-25 | Double-Walled Fiberglass | Pressurized
DELTA AIR LINES-TECH OPERATIONS | HARTSFIELD INTN'L AIRPORT | ATLANTA | Clayton | 9000639 | 372 |  | 1988-05-01 |  | 1988-05-01 |  | Removed from Ground | Other | 6000 | Double Walled | 1988-05-14 | 2001-07-31 | Fiberglass Reinforced Plastic | Safe Suction (Euro)
DELTA AIR LINES-TECH OPERATIONS | HARTSFIELD INTN'L AIRPORT | ATLANTA | Clayton | 9000639 | 54 | [5 empty] | Closed in Ground | Gas (Historical Use) | 10000 | Bare Steel | 1968-05-12 | 1998-12-01 | Bare Steel | Safe Suction (Euro)
GREENWAY #660/RIVERDALE AMOCO | 6464 GA HWY 85 | RIVERDALE | Clayton | 310230 | 2 |  | 1999-08-04 |  | 1998-08-31 |  | Removed from Ground | Gas (Historical Use) | 1980 | Bare Steel | 1974-05-11 | 2010-03-01 | Galvanized Steel | Suction (American)
Right Stop | 7295 GA HWY 85 | RIVERDALE | Clayton | 310057 | 1 |  | 1998-12-01 | FALSE | 1997-01-01 | FALSE | Currently in Use | Gas (Historical Use) | 8000 | Steel-Impressed Current | 1984-02-19 |  | Steel (Impressed Current) | Pressurized
J B HUNT TRANSPORT INC | 705 RUSKIN DR | FOREST PARK | Clayton | 312006 | 2 | Flapper Valve | 2024-12-04 | FALSE | 1995-01-01 | FALSE | Currently in Use | Diesel | 20000 | Steel-Impressed Current | 1987-08-03 |  | Steel (Impressed Current) | Pressurized
CIRCLE M FOOD SHOP #58 | 5198 GA HWY 85 | FOREST PARK | Clayton | 310094 | 1 | Ball Float | 1988-01-01 | FALSE | 1988-01-01 | FALSE | Currently in Use | Gas (Historical Use) | 10000 | Fiberglass | 1988-07-01 |  | Double-Walled Flex | Pressurized
D & N CLASSIC HOMES | 6507 FIEDLER RD | FOREST PARK | Clayton | 9031220 | 1 | [5 empty] | Permanently Out of Use - historical purposes | Gas (Historical Use) | 10000 | Bare Steel |  | 1899-12-31 | Bare Steel
DETAIL SHOP | 4592 JONESBORO RD | FOREST PARK | Clayton | 9031222 | 1 | [5 empty] | Removed from Ground | Diesel | 4000 | Bare Steel | 1971-01-01 | 1999-06-22 | Galvanized Steel | Suction (American)
BUILDING 4 FUEL ISLAND | 1300 INNER LOOP RD | ATLANTA | Clayton | 9031202 | GASOLINE | Flapper Valve | 1995-10-15 | FALSE | 1995-10-15 | FALSE | Currently in Use | Gas (Historical Use) | 12000 | Epoxy Double-Walled | 1995-10-15 |  | Double-Walled Fiberglass | Pressurized
AVIS RENT A CAR SYSTEM INC | 4225 CAR RENTAL ROW | ATLANTA | Clayton | 601093 | 12 |  | 1993-12-17 |  | 1993-12-17 |  | Removed from Ground | Diesel | 10000 | Fiberglass Double Walled | 1993-12-17 | 2010-03-25 | Double-Walled Fiberglass | Pressurized
HERTZ EQUIPMENT RENTAL CORP | 5035 GA HWY 85 | RIVERDALE | Clayton | 310325 | 2 | [5 empty] | Removed from Ground | Gas (Historical Use) | 6000 | Fiberglass | 1985-04-21 | 1995-09-21 | Fiberglass Reinforced Plastic
INTERSTATE RIVERDALE | 6865 GA HWY 85 | RIVERDALE | Clayton | 310220 | 1 | [5 empty] | Removed from Ground | Gas (Historical Use) | 10000 | Bare Steel | 1969-06-15 | 1990-05-01 | Galvanized Steel
ALWAYS SUNSHINE ENT INC | 407 SW GA HWY 138 | RIVERDALE | Clayton | 310059 | 2 | [5 empty] | Removed from Ground | Gas (Historical Use) | 10000 | Bare Steel | 1981-01-15 | 1994-05-19 | Galvanized Steel
FLOWERS THRIFT STORE & WHSE | 6866 GA HWY 85 | RIVERDALE | Clayton | 310080 | 1 | [5 empty] | Removed from Ground | Gas (Historical Use) | 8086 | Bare Steel | 1966-03-22 | 1899-12-31 | Galvanized Steel
FREESTAR INC | 8439 GA HWY 85 | RIVERDALE | Clayton | 312004 | 4 |  | 1988-01-01 | FALSE | 1988-01-01 | FALSE | Currently in Use | Diesel | 4000 | Epoxy | 1987-11-04 |  | Fiberglass Reinforced Plastic
FOREST PARK & MAIN ST WRECKER IN | 4999 COURTNEY DR | FOREST PARK | Clayton | 9031218 | 1 | [5 empty] | Removed from Ground | Gas (Historical Use) | 6000 | Bare Steel | 1991-01-01 | 1999-01-01 | Bare Steel
EASTERN AIRLINES/GROUND SUPP EQU | HARTSFIELD INTL AIRPORT | ATLANTA | Clayton | 9031085 | 6 | [5 empty] | Removed from Ground | Other | 5000 | Marked Unknown | 1992-03-01 | 1992-03-01 | Unknown
NATIONAL CAR RENTAL/ALAMO RENT A CAR | 4205 CAR RENTAL ROW | ATLANTA | Clayton | 310231 | 6 |  | 1997-09-01 |  | 1997-09-01 |  | Removed from Ground | Gas (Historical Use) | 10000 | Fiberglass | 1981-06-01 | 2010-01-05 | Double-Walled Fiberglass | Pressurized
DETAIL SHOP | 4592 JONESBORO RD | FOREST PARK | Clayton | 9031222 | 4 |  |  | TRUE |  | TRUE | Removed from Ground | Used Oil | 550 | Bare Steel | 1971-01-01 | 1999-06-22 | Not Marked | Safe Suction (Euro)
DOA | 1300 inner Loop Road | ATLANTA | Clayton | 9031163 | DIESEL | Flapper Valve | 1992-01-01 | FALSE | 1992-01-01 | FALSE | Currently in Use | Diesel | 6000 | Fiberglass Double Walled | 1992-01-01 |  | Double-Walled Fiberglass | Pressurized
EASTERN AIRLINES/GROUND SUPP EQU | HARTSFIELD INTL AIRPORT | ATLANTA | Clayton | 9031085 | 4 | [5 empty] | Removed from Ground | Other | 10000 | Marked Unknown | 1992-03-01 | 1992-03-01 | Unknown
EASTERN AIRLINES/GROUND SUPP EQU | HARTSFIELD INTL AIRPORT | ATLANTA | Clayton | 9031085 | 1 | [5 empty] | Removed from Ground | Propane | 15000 | Marked Unknown | 1992-03-01 | 1992-03-01 | Unknown
NATIONAL CAR RENTAL/ALAMO RENT A CAR | 4205 CAR RENTAL ROW | ATLANTA | Clayton | 310231 | 1 |  | 1997-09-01 |  | 1997-09-01 |  | Removed from Ground | Gas (Historical Use) | 10000 | Fiberglass | 1981-06-01 | 2010-01-05 | Double-Walled Fiberglass | Pressurized
NATIONAL CAR RENTAL/ALAMO RENT A CAR | 4205 CAR RENTAL ROW | ATLANTA | Clayton | 310231 | 7 |  |  | TRUE |  | TRUE | Removed from Ground | Used Oil | 500 | Fiberglass | 1981-06-01 | 1997-11-04 | Galvanized Steel | Gravity Fed
GREENWAY #625/CHERRY HILL VALERO | 5300 RIVERDALE RD | COLLEGE PARK | Clayton | 310229 | 1 |  |  | FALSE |  | FALSE | Removed from Ground | Gas (Historical Use) | 3955 | Bare Steel | 1975-05-11 | 1990-09-04 | Galvanized Steel
GREENWAY #625/CHERRY HILL VALERO | 5300 RIVERDALE RD | COLLEGE PARK | Clayton | 310229 | 4 | Ball Float | 1990-08-01 | FALSE | 1990-08-01 | FALSE | Currently in Use | Premium | 10000 | Steel-Impressed Current | 1990-08-01 |  | Fiberglass Reinforced Plastic | Pressurized
SHORTSTOP GROCERY | 4805 CLARK HOWELL HWY | COLLEGE PARK | Clayton | 310223 | 1 | [5 empty] | Closed in Ground | Gas (Historical Use) | 3000 | Bare Steel | 1973-05-11 | 2000-01-10 | Galvanized Steel | Suction (American)
TEXACO FOODMART | 5209 WEST FAYETTEVILLE RD | COLLEGE PARK | Clayton | 310124 | 5 | Ball Float | 2007-01-01 | FALSE | 2007-01-01 | FALSE | Removed from Ground | Gas (Historical Use) | 12000 | Composite | 2007-01-01 | 2016-01-26 | Fiberglass Reinforced Plastic | Pressurized
TEXACO FOODMART | 5209 WEST FAYETTEVILLE RD | COLLEGE PARK | Clayton | 310124 | 7 | Overfill Alarm |  | FALSE |  | FALSE | Currently in Use | Regular |  | Fiberglass Double Walled |  |  | Fiberglass Reinforced Plastic | Pressurized
TEXACO FOODMART | 5209 WEST FAYETTEVILLE RD | COLLEGE PARK | Clayton | 310124 | 4 |  |  | TRUE |  | TRUE | Removed from Ground | Used Oil | 550 | Bare Steel | 1972-04-26 | 1899-12-31 | Galvanized Steel
DETAIL SHOP | 4592 JONESBORO RD | FOREST PARK | Clayton | 9031222 | 2 | [5 empty] | Removed from Ground | Diesel | 3000 | Bare Steel | 1971-01-01 | 1999-06-22 | Galvanized Steel | Suction (American)
DELTA AIR LINES-TECH OPERATIONS | HARTSFIELD INTN'L AIRPORT | ATLANTA | Clayton | 9000639 | 394 | [5 empty] | Removed from Ground | Gas (Historical Use) | 2000 | Bare Steel | 1960-05-14 | 1988-05-01 | Unknown
DOT ROW/BP OIL-GULF STATION FORM | TARA BLVD & I-75 | JONESBORO | Clayton | 9031008 | 5 | [5 empty] | Permanently Out of Use - historical purposes | Gas (Historical Use) | 8000 | Bare Steel | 1976-01-01 | 1899-12-31 | Galvanized Steel
DOT ROW/BP OIL-GULF STATION FORM | TARA BLVD & I-75 | JONESBORO | Clayton | 9031008 | 4 | [5 empty] | Permanently Out of Use - historical purposes | Gas (Historical Use) | 8000 | Bare Steel | 1976-01-01 | 1899-12-31 | Galvanized Steel
SAM FOOD MART | 7402 MT ZION BLVD | JONESBORO | Clayton | 10000472 | 1 | Ball Float | 2003-08-01 | FALSE | 2003-08-01 | FALSE | Currently in Use | Regular | 12000 | Composite | 2003-08-01 |  | Double-Walled Flex | Pressurized
725 MAIN ST | 725 MAIN ST | RIVERDALE | Clayton | 10001385 | 4 |  |  | FALSE |  | FALSE | Removed from Ground | Gas (Historical Use) | 4000 | Unknown | 2008-07-16 | 2008-07-16
725 MAIN ST | 725 MAIN ST | RIVERDALE | Clayton | 10001385 | B |  |  | FALSE |  | FALSE | Removed from Ground | Gas (Historical Use) | 3000 | Bare Steel |  | 1899-12-31
725 MAIN ST | 725 MAIN ST | RIVERDALE | Clayton | 10001385 | 5 |  |  | FALSE |  | FALSE | Removed from Ground | Gas (Historical Use) | 4000 | Unknown | 2008-07-16 | 2008-07-16
EXXON | 6455 GA HWY 85 | RIVERDALE | Clayton | 9031010 | 3 | [5 empty] | Removed from Ground | Gas (Historical Use) | 10000 | Cathodically Protected Steel | 1977-01-01 | 1993-04-01 | Galvanized Steel | Pressurized
JIFFY LUBE #546 | 7633 GA HWY 85 | RIVERDALE | Clayton | 9031062 | 2 | [5 empty] | Removed from Ground | Other | 4000 | Composite | 1986-01-01 | 1999-01-01 | Galvanized Steel | Gravity Fed
CIRLCE K #5273 | 377 SW GA HWY 138 @ TAYLOR | RIVERDALE | Clayton | 9031130 | 3 |  | 1998-08-14 |  | 1995-01-19 |  | Removed from Ground | Gas (Historical Use) | 10000 | Fiberglass | 1987-07-17 | 2009-03-30 | Fiberglass Reinforced Plastic | Pressurized
QUIKTRIP #760 | 7350 GEORGIA HWY 85 | RIVERDALE | Clayton | 9031238 | 1 | Flapper Valve | 2000-09-01 | FALSE | 2000-09-01 | FALSE | Currently in Use | Regular | 20000 | Fiberglass | 2000-08-01 |  | Double-Walled Fiberglass | Pressurized
DELTA AIR LINES-TECH OPERATIONS | HARTSFIELD INTN'L AIRPORT | ATLANTA | Clayton | 9000639 | 57 | [5 empty] | Removed from Ground | Kerosene | 10000 | Bare Steel | 1960-05-14 | 1994-04-01 | Unknown
GREENWAY #625/CHERRY HILL VALERO | 5300 RIVERDALE RD | COLLEGE PARK | Clayton | 310229 | 2 |  |  | FALSE |  | FALSE | Removed from Ground | Gas (Historical Use) | 3955 | Bare Steel | 1975-05-11 | 1990-09-04 | Galvanized Steel
SPEEDWAY #113 | 5131 RIVERDALE RD | COLLEGE PARK | Clayton | 310184 | 2 |  | 1994-10-01 |  | 1994-10-01 |  | Removed from Ground | Diesel | 8000 | Steel-Impressed Current | 1984-03-17 | 2002-10-30 | Fiberglass Reinforced Plastic | Pressurized
AL-MADINAH PETROLEUM INC | 5132 RIVERDALE RD | COLLEGE PARK | Clayton | 310204 | 3 | [5 empty] | Removed from Ground | Gas (Historical Use) | 6000 | Bare Steel | 1966-01-01 | 1899-12-31 | Galvanized Steel
CHEVRON FOOD MART | 5690 RIVERDALE RD | ATLANTA | Clayton | 10003468 | 2 | [5 empty] | Removed from Ground | Gas (Historical Use) | 15060 | Bare Steel | 1975-04-07 | 1993-04-20 | Galvanized Steel | Pressurized
EASY STOP LLC | 5647 RIVERDALE RD | COLLEGE PARK | Clayton | 312001 | 1 | Ball Float | 1988-05-31 | FALSE | 1988-05-31 | FALSE | Currently in Use | Plus | 10000 | Fiberglass | 1988-05-31 |  | Fiberglass Reinforced Plastic | Pressurized
NATIONAL CAR RENTAL/ALAMO RENT A CAR | 4205 CAR RENTAL ROW | ATLANTA | Clayton | 310231 | 8 | [5 empty] | Removed from Ground | Other | 500 | Fiberglass | 1981-06-01 | 1997-11-04 | Galvanized Steel | Gravity Fed
SHORTSTOP GROCERY | 4805 CLARK HOWELL HWY | COLLEGE PARK | Clayton | 310223 | 2 | [5 empty] | Closed in Ground | Gas (Historical Use) | 3000 | Bare Steel | 1973-05-11 | 2000-01-10 | Galvanized Steel | Suction (American)
SPEEDWAY #113 | 5131 RIVERDALE RD | COLLEGE PARK | Clayton | 310184 | 4 |  | 1994-10-01 |  | 1994-10-01 |  | Removed from Ground | Gas (Historical Use) | 12000 | Steel-Impressed Current | 1984-03-17 | 2002-10-30 | Fiberglass Reinforced Plastic | Pressurized
SPEEDWAY #113 | 5131 RIVERDALE RD | COLLEGE PARK | Clayton | 310184 | 1 |  | 1994-10-01 |  | 1994-10-01 |  | Removed from Ground | Kerosene | 4000 | Steel-Impressed Current | 1984-03-17 | 2002-10-30 | Fiberglass Reinforced Plastic | Pressurized
JIM WALLACE #704 | 5608 RIVERDALE RD | COLLEGE PARK | Clayton | 310159 | 3 | [5 empty] | Removed from Ground | Gas (Historical Use) | 10000 | Bare Steel | 1975-05-02 | 1899-12-31 | Galvanized Steel
JET | 5525 RIVERDALE RD | COLLEGE PARK | Clayton | 310098 | 3 | [5 empty] | Removed from Ground | Gas (Historical Use) | 10000 | Cathodically Protected Steel | 1983-04-18 | 1990-08-09 | Galvanized Steel
CLAYTON CO FIRE DEPT #1 | 6375 GARDEN WALK BLVD | RIVERDALE | Clayton | 9031138 | 1 | Overfill Alarm | 1998-02-01 | FALSE | 1998-02-01 | FALSE | Currently in Use | Diesel | 1000 | Galvanic (STIP-3) | 1986-10-15 |  | Fiberglass Reinforced Plastic | Safe Suction (Euro)
QUIKTRIP #760 | 7350 GEORGIA HWY 85 | RIVERDALE | Clayton | 9031238 | 2 | Flapper Valve | 2000-09-01 | FALSE | 2000-09-01 | FALSE | Currently in Use | Regular | 20000 | Fiberglass Double Walled | 2000-08-01 |  | Double-Walled Fiberglass | Pressurized
CHEVRON #52886 | 7512 GA HWY 85 | RIVERDALE | Clayton | 9000358 | 4 | [5 empty] | Removed from Ground | Gas (Historical Use) | 12000 | Bare Steel | 1977-04-25 | 1989-06-20 | Galvanized Steel
CHEVRON #52886 | 7512 GA HWY 85 | RIVERDALE | Clayton | 9000358 | 5 | [5 empty] | Removed from Ground | Gas (Historical Use) | 10000 | Double Walled | 1989-08-08 | 1991-09-01 | Fiberglass Reinforced Plastic
CHEVRON #52886 | 7512 GA HWY 85 | RIVERDALE | Clayton | 9000358 | 7 | [5 empty] | Removed from Ground | Gas (Historical Use) | 10000 | Fiberglass | 1989-08-08 | 1991-09-01 | Fiberglass Reinforced Plastic
NORTH RIVERDALE VALERO | 6288 GA HWY 85 | RIVERDALE | Clayton | 310314 | 2 | Flapper Valve | 1998-04-01 | TRUE | 1998-04-01 | FALSE | Currently in Use | Premium | 8000 | Galvanic (STIP-3) | 1986-06-03 |  |  | Pressurized
Q LUBE INC #1156 | 6579 GA HWY 85 | RIVERDALE | Clayton | 310200 | 3 |  |  | TRUE |  | TRUE | Removed from Ground | Used Oil | 2000 | Cathodically Protected Steel | 1980-02-01 | 1998-10-01 | Galvanized Steel | Suction (American)
Ray 1610 Food Mart Inc. | 8075 HWY 85 | RIVERDALE | Clayton | 312000 | 1 | Ball Float | 1988-06-29 | FALSE | 1988-06-29 | FALSE | Currently in Use | Regular | 10000 | Fiberglass | 1988-06-29 |  | Fiberglass Reinforced Plastic | Pressurized
Exxon Food Mart | 5716 OLD DIXIE HWY | FOREST PARK | Clayton | 312002 | 3 | Ball Float | 1988-03-16 | FALSE | 1988-03-16 | FALSE | Currently in Use | Gas (Historical Use) | 10000 | Fiberglass | 1988-03-16 |  | Fiberglass Reinforced Plastic | Pressurized
JAY MAHARIR LLC | 5735 OLD DIXIE HWY | FOREST PARK | Clayton | 310069 | 5 | Ball Float | 1994-02-01 | FALSE | 1994-02-01 | FALSE | Currently in Use | Premium | 10000 | Fiberglass | 1994-02-01 |  | Fiberglass Reinforced Plastic | Pressurized
D & N CLASSIC HOMES | 6507 FIEDLER RD | FOREST PARK | Clayton | 9031220 | 2 | [5 empty] | Permanently Out of Use - historical purposes | Gas (Historical Use) | 10000 | Bare Steel |  | 1899-12-31 | Bare Steel
BUDGET RENT A CAR | 4150 CAR RENTAL ROW | ATLANTA | Clayton | 9000036 | 1 |  | 1998-07-25 |  | 1998-07-25 |  | Removed from Ground | Gas (Historical Use) | 12000 | Fiberglass | 1983-02-22 | 2010-02-17 | Fiberglass Reinforced Plastic | Pressurized
AVIS RENT A CAR SYSTEM INC | 4225 CAR RENTAL ROW | ATLANTA | Clayton | 601093 | 1 | [5 empty] | Removed from Ground | Gas (Historical Use) | 12000 | Fiberglass | 1980-05-01 | 1994-04-15 | Bare Steel | Pressurized
DELTA AIR LINES-TECH OPERATIONS | HARTSFIELD INTN'L AIRPORT | ATLANTA | Clayton | 9000639 | 56 | [5 empty] | Removed from Ground | Kerosene | 20000 | Bare Steel | 1960-05-14 | 1994-04-01 | Unknown
TARA C STORE | 7986 HWY 85 | RIVERDALE | Clayton | 310007 | 6 | Ball Float | 2000-01-01 | FALSE | 2000-01-01 | FALSE | Currently in Use | Premium | 8000 | Fiberglass | 2000-01-01 |  | Fiberglass Reinforced Plastic | Pressurized
J B HUNT TRANSPORT INC | 705 RUSKIN DR | FOREST PARK | Clayton | 312006 | 1 | Flapper Valve |  | FALSE | 1995-01-01 | FALSE | Currently in Use | Diesel | 20000 | Steel-Impressed Current | 1987-08-03 |  | Steel (Impressed Current) | Pressurized
AVIS RENT A CAR SYSTEM INC | 4225 CAR RENTAL ROW | ATLANTA | Clayton | 601093 | 2 | [5 empty] | Removed from Ground | Gas (Historical Use) | 12000 | Fiberglass | 1980-05-01 | 1994-04-15 | Fiberglass Reinforced Plastic | Pressurized
DELTA AIR LINES-TECH OPERATIONS | HARTSFIELD INTN'L AIRPORT | ATLANTA | Clayton | 9000639 | 378 |  | 1998-12-21 | TRUE | 1986-01-01 | TRUE | Closed in Ground | Other | 5000 | Unknown | 1986-01-01 | 2005-05-01 | Fiberglass Reinforced Plastic | Gravity Fed
ALWAYS SUNSHINE ENT INC | 407 SW GA HWY 138 | RIVERDALE | Clayton | 310059 | 7 | Ball Float | 1994-05-01 | FALSE | 1994-05-01 | FALSE | Currently in Use | Premium | 10000 | Composite | 1994-05-01 |  | Double-Walled Flex | Pressurized
ALWAYS SUNSHINE ENT INC | 407 SW GA HWY 138 | RIVERDALE | Clayton | 310059 | 5 | Ball Float | 1994-05-01 | FALSE | 1994-05-01 | FALSE | Currently in Use | Regular | 10000 | Composite | 1994-05-01 |  | Double-Walled Flex | Pressurized
Citgo Food Mart | 510 VALLEY HILL RD | RIVERDALE | Clayton | 310019 | 5 |  | 1994-12-15 |  | 1994-12-15 |  | Removed from Ground | Gas (Historical Use) | 4010 | Bare Steel | 1979-05-10 | 1996-03-01 | Fiberglass Reinforced Plastic | Pressurized
Citgo Food Mart | 510 VALLEY HILL RD | RIVERDALE | Clayton | 310019 | 4 |  | 1994-12-15 |  | 1994-12-15 |  | Removed from Ground | Gas (Historical Use) | 9816 | Bare Steel | 1979-05-10 | 1996-03-01 | Fiberglass Reinforced Plastic | Pressurized
QUICK STOP FOOD MART | 4962 JONESBORO RD | FOREST PARK | Clayton | 310009 | 3 | Flapper Valve | 1991-05-01 | FALSE | 1991-05-01 | FALSE | Currently in Use | Diesel | 10000 | Steel-Impressed Current | 1986-03-01 |  | Steel (Impressed Current) | Pressurized
EASTERN AIRLINES/GROUND SUPP EQU | HARTSFIELD INTL AIRPORT | ATLANTA | Clayton | 9031085 | 5 |  |  | TRUE |  | TRUE | Removed from Ground | Used Oil | 5000 | Marked Unknown | 1992-03-01 | 1992-03-01 | Unknown
BUDGET RENT A CAR | 4150 CAR RENTAL ROW | ATLANTA | Clayton | 9000036 | 4 |  | 1998-07-25 |  | 1998-07-25 |  | Removed from Ground | Gas (Historical Use) | 12000 | Fiberglass | 1983-02-22 | 2010-02-17 | Fiberglass Reinforced Plastic | Pressurized
BUDGET RENT A CAR | 4150 CAR RENTAL ROW | ATLANTA | Clayton | 9000036 | 5 | [5 empty] | Removed from Ground | New Oil | 550 | Fiberglass | 1983-02-13 | 1989-01-01 | Fiberglass Reinforced Plastic | Pressurized
DELTA AIR LINES-TECH OPERATIONS | HARTSFIELD INTN'L AIRPORT | ATLANTA | Clayton | 9000639 | 397 | [5 empty] | Closed in Ground | Kerosene | 10000 | Bare Steel | 1971-05-12 | 1988-05-01 | Bare Steel
NATIONAL CAR RENTAL/ALAMO RENT A CAR | 4205 CAR RENTAL ROW | ATLANTA | Clayton | 310231 | 3 |  | 1997-09-01 |  | 1997-09-01 |  | Removed from Ground | Gas (Historical Use) | 10000 | Fiberglass | 1981-06-01 | 2010-01-05 | Double-Walled Fiberglass | Pressurized
TEXACO FOODMART | 5209 WEST FAYETTEVILLE RD | COLLEGE PARK | Clayton | 310124 | 6 | Ball Float | 2007-01-01 | FALSE | 2007-01-01 | FALSE | Removed from Ground | Gas (Historical Use) | 12000 | Composite | 2007-01-01 | 2016-01-26 | Fiberglass Reinforced Plastic | Pressurized
TEXACO FOODMART | 5209 WEST FAYETTEVILLE RD | COLLEGE PARK | Clayton | 310124 | 9 | Overfill Alarm |  | FALSE |  | FALSE | Currently in Use | Diesel |  | Fiberglass Double Walled |  |  | Fiberglass Reinforced Plastic | Pressurized
TEXACO FOODMART | 5209 WEST FAYETTEVILLE RD | COLLEGE PARK | Clayton | 310124 | 8 | Overfill Alarm |  | FALSE |  | FALSE | Currently in Use | Premium |  | Fiberglass Double Walled |  |  | Fiberglass Reinforced Plastic | Pressurized
JIM WALLACE #704 | 5608 RIVERDALE RD | COLLEGE PARK | Clayton | 310159 | 1 | [5 empty] | Removed from Ground | Gas (Historical Use) | 10000 | Bare Steel | 1975-05-02 | 1899-12-31 | Galvanized Steel
SHELL FOOD MART | 1210 HWY 138 SW | RIVERDALE | Clayton | 9031250 | 2 | Ball Float | 2002-01-04 | FALSE | 2002-01-04 | FALSE | Currently in Use | Premium | 10000 | Composite | 2002-01-03 |  | Double-Walled Fiberglass | Pressurized
Racetrac #2574 | 132 Forest Pkwy | Forest Park | Clayton | 310213 | 14 | Ball Float | 1991-08-01 | FALSE | 1991-08-01 | FALSE | Removed from Ground | Premium | 10000 | Composite | 1991-08-15 |  | Fiberglass Reinforced Plastic | Pressurized
Racetrac #2574 | 132 Forest Pkwy | Forest Park | Clayton | 310213 | 5 | [5 empty] | Removed from Ground | Gas (Historical Use) | 4000 | Cathodically Protected Steel | 1978-01-01 | 1991-08-01 | Galvanized Steel
AVIS RENT A CAR SYSTEM INC | 4225 CAR RENTAL ROW | ATLANTA | Clayton | 601093 | 9 |  | 1993-12-17 |  | 1993-12-17 |  | Removed from Ground | Gas (Historical Use) | 10000 | Fiberglass Double Walled | 1993-12-17 | 2010-03-25 | Double-Walled Fiberglass | Pressurized
AVIS RENT A CAR SYSTEM INC | 4225 CAR RENTAL ROW | ATLANTA | Clayton | 601093 | 8 |  | 1993-12-17 |  | 1993-12-17 |  | Removed from Ground | Gas (Historical Use) | 10000 | Fiberglass Double Walled | 1993-12-17 | 2010-03-25 | Double-Walled Fiberglass | Pressurized
AVIS RENT A CAR SYSTEM INC | 4225 CAR RENTAL ROW | ATLANTA | Clayton | 601093 | 6 |  |  | TRUE |  | TRUE | Removed from Ground | Used Oil | 550 | Fiberglass | 1980-05-01 | 1994-06-08 | Not Marked
AVIS RENT A CAR SYSTEM INC | 4225 CAR RENTAL ROW | ATLANTA | Clayton | 601093 | 11 |  | 1993-12-17 |  | 1993-12-17 |  | Removed from Ground | Gas (Historical Use) | 10000 | Fiberglass Double Walled | 1993-12-17 | 2010-03-25 | Double-Walled Fiberglass | Pressurized
DELTA AIR LINES-TECH OPERATIONS | HARTSFIELD INTN'L AIRPORT | ATLANTA | Clayton | 9000639 | 55 |  |  | TRUE |  | TRUE | Removed from Ground | Used Oil | 1000 | Bare Steel | 1970-05-12 | 1997-10-01 | Bare Steel
DELTA AIR LINES-TECH OPERATIONS | HARTSFIELD INTN'L AIRPORT | ATLANTA | Clayton | 9000639 | 50188 | [5 empty] | Permanently Out of Use - historical purposes | Kerosene | 1000 | Bare Steel | 1971-05-12 | 1899-12-31 | Unknown
JET | 5525 RIVERDALE RD | COLLEGE PARK | Clayton | 310098 | 1 | [5 empty] | Removed from Ground | Gas (Historical Use) | 10000 | Cathodically Protected Steel | 1983-04-18 | 1990-08-09 | Galvanized Steel
RAMADA RENAISSANCE HOTEL | 4736 BEST RD | COLLEGE PARK | Clayton | 310293 | 1 | [5 empty] | Removed from Ground | Diesel | 2000 | Cathodically Protected Steel | 1985-05-14 | 1995-02-22 | Galvanized Steel
DELTA AIR LINES-TECH OPERATIONS | HARTSFIELD INTN'L AIRPORT | ATLANTA | Clayton | 9000639 | 391 |  |  | TRUE |  | TRUE | Removed from Ground | Used Oil | 6000 | Bare Steel | 1960-05-14 | 1988-07-01 | Unknown
PEPSI-COLA BOTTLERS OF ATLANTA | 4930 MASSACHUSETTS BLVD | COLLEGE PARK | Clayton | 310173 | 3 | [5 empty] | Permanently Out of Use - historical purposes | Diesel | 10000 | Bare Steel | 1982-04-24 | 1899-12-31 | Bare Steel
DELTA AIR LINES-TECH OPERATIONS | HARTSFIELD INTN'L AIRPORT | ATLANTA | Clayton | 9000639 | 59 | [5 empty] | Removed from Ground | Kerosene | 5000 | Bare Steel | 1960-05-14 | 1994-04-01 | Unknown
GREENWAY #625/CHERRY HILL VALERO | 5300 RIVERDALE RD | COLLEGE PARK | Clayton | 310229 | 3 | Ball Float | 1990-08-01 | FALSE | 1990-08-01 | FALSE | Currently in Use | Regular | 10000 | Steel-Impressed Current | 1990-08-01 |  | Fiberglass Reinforced Plastic | Pressurized
SPEEDWAY #113 | 5131 RIVERDALE RD | COLLEGE PARK | Clayton | 310184 | 3 |  | 1994-10-01 |  | 1994-10-01 |  | Removed from Ground | Gas (Historical Use) | 8000 | Steel-Impressed Current | 1984-03-17 | 2002-10-30 | Fiberglass Reinforced Plastic | Pressurized
AL-MADINAH PETROLEUM INC | 5132 RIVERDALE RD | COLLEGE PARK | Clayton | 310204 | 8 |  | 1988-01-01 |  | 1988-01-01 |  | Removed from Ground | Gas (Historical Use) | 10000 | Fiberglass | 1988-01-01 | 1899-12-31 | Fiberglass Reinforced Plastic | Pressurized
AL-MADINAH PETROLEUM INC | 5132 RIVERDALE RD | COLLEGE PARK | Clayton | 310204 | 2 | [5 empty] | Removed from Ground | Gas (Historical Use) | 6000 | Bare Steel | 1966-01-01 | 1899-12-31 | Galvanized Steel
CHEVRON FOOD MART | 5690 RIVERDALE RD | ATLANTA | Clayton | 10003468 | 3 | [5 empty] | Removed from Ground | Gas (Historical Use) | 10270 | Bare Steel | 1978-04-06 | 1993-04-20 | Galvanized Steel | Pressurized
STAR PACKAGING CORP | 453 85 CIR | COLLEGE PARK | Clayton | 310141 | 2 | [5 empty] | Removed from Ground | Other | 1500 | Bare Steel | 1982-03-28 | 1999-05-01 | Galvanized Steel
NORTHSIDE TOOL RENTAL INC | 935 SULLIVAN RD | COLLEGE PARK | Clayton | 310311 | 3 |  | 1998-06-26 |  | 1998-06-26 |  | Removed from Ground | Gas (Historical Use) | 550 | Not Marked/Unknown | 1998-06-26 | 2003-03-31 | Double Walled | Safe Suction (Euro)
GREENWAY #620/PHOENIX AMOCO | 5097 WEST FAYETTEVILLE RD | COLLEGE PARK | Clayton | 310228 | 3 | [5 empty] | Removed from Ground | Gas (Historical Use) | 8000 | Bare Steel | 1977-05-10 | 1988-12-02 | Galvanized Steel
CUMMINS SOUTH INC | 5125 BLALOCK INDUSTRIAL BOULEVARD | COLLEGE PARK | Clayton | 10001129 | 2 |  |  | FALSE |  | FALSE | Removed from Ground | Not Marked/Tank Removed | 0 | Unknown | 1985-01-01 | 1985-01-01 | Unknown
Citgo Food Mart | 6009 RIVERDALE ROAD | COLLEGE PARK | Clayton | 10000426 | 1C | Flapper Valve | 2003-04-01 | FALSE | 2003-04-01 | FALSE | Temporarily out of use | Diesel | 1000 | Fiberglass | 2003-04-01 |  | Fiberglass Reinforced Plastic | Pressurized
AL-MADINAH PETROLEUM INC | 5132 RIVERDALE RD | COLLEGE PARK | Clayton | 310204 | 9 |  | 1988-01-01 |  | 1988-01-01 |  | Removed from Ground | Gas (Historical Use) | 10000 | Fiberglass | 1988-01-01 | 1899-12-31 | Fiberglass Reinforced Plastic | Pressurized
AL-MADINAH PETROLEUM INC | 5132 RIVERDALE RD | COLLEGE PARK | Clayton | 310204 | 6 |  |  | TRUE |  | TRUE | Removed from Ground | Used Oil | 550 | Bare Steel | 1966-01-01 | 1899-12-31 | Galvanized Steel
TEXACO FOODMART | 5209 WEST FAYETTEVILLE RD | COLLEGE PARK | Clayton | 310124 | 2 |  |  | FALSE |  | FALSE | Removed from Ground | Gas (Historical Use) | 10000 | Bare Steel | 1972-04-26 | 1899-12-31 | Galvanized Steel
CARR SERVICE STATION | 6109 RIVERSIDE RD | COLLEGE PARK | Clayton | 310162 | 2 | [5 empty] | Removed from Ground | Gas (Historical Use) | 6000 | Bare Steel | 1974-06-20 | 1999-02-01 | Galvanized Steel
PIERCE HAYNIE | 514 EIGHTY-FIVE CIRCLE | COLLEGE PARK | Clayton | 310087 | 1 | [5 empty] | Removed from Ground | Other | 6000 | Bare Steel | 1978-04-13 | 1996-01-04 | Galvanized Steel
CHEVRON #43644 | 5391 RIVERDALE RD | COLLEGE PARK | Clayton | 310117 | 3 | [5 empty] | Removed from Ground | Gas (Historical Use) | 5000 | Bare Steel | 1968-04-27 | 1990-12-04 | Galvanized Steel
STOP N GO MARKET #1721 | 2060 SOUTH HAMPTON RD | COLLEGE PARK | Clayton | 310018 | 1 | [5 empty] | Removed from Ground | Gas (Historical Use) | 10000 | Composite | 1985-05-08 | 1994-03-01 | Fiberglass Reinforced Plastic
EASY STOP LLC | 5647 RIVERDALE RD | COLLEGE PARK | Clayton | 312001 | 3 | Ball Float | 1988-05-31 | FALSE | 1988-05-31 | FALSE | Currently in Use | Premium | 10000 | Fiberglass | 1988-05-31 |  | Fiberglass Reinforced Plastic | Pressurized
QUIKTRIP #724 | 5390 RIVERDALE RD | COLLEGE PARK | Clayton | 9031051 | 1 |  | 1989-01-01 |  | 1989-01-01 |  | Removed from Ground | Gas (Historical Use) | 12000 | Fiberglass | 1988-12-01 | 2013-01-17 | Copper | Pressurized
RIVER GAS STATION INC (CHEVRON FOODMART) | 5631 WEST FAYETTEVILLE ROAD | COLLEGE PARK | Clayton | 10001458 | 2B |  | 2007-10-15 | FALSE | 2007-10-15 | FALSE | Currently in Use | Diesel | 4000 | Epoxy | 2007-10-15 |  | Double-Walled Fiberglass | Pressurized
CITGO QUICK STOP | 5731 TRAMMELL RD | LAKE CITY | Clayton | 9031134 | 2 | Ball Float | 1994-08-31 | FALSE | 1994-08-31 | FALSE | Currently in Use | Premium | 10000 | Fiberglass | 1987-12-01 |  | Fiberglass Reinforced Plastic | Pressurized
STOP N GO MARKET #711 | 2111 REX RD | LAKE CITY | Clayton | 310021 | 3 | [5 empty] | Removed from Ground | Gas (Historical Use) | 10000 | Composite | 1978-05-10 | 1899-12-31 | Fiberglass Reinforced Plastic
STAR PACKAGING CORP | 453 85 CIR | COLLEGE PARK | Clayton | 310141 | 1 | [5 empty] | Removed from Ground | Other | 6000 | Bare Steel | 1982-03-28 | 1999-05-01 | Galvanized Steel
CHEVRON #43644 | 5391 RIVERDALE RD | COLLEGE PARK | Clayton | 310117 | 1 | [5 empty] | Removed from Ground | Gas (Historical Use) | 10000 | Bare Steel | 1968-04-27 | 1990-12-04 | Galvanized Steel
STOP N GO MARKET #1721 | 2060 SOUTH HAMPTON RD | COLLEGE PARK | Clayton | 310018 | 3 | [5 empty] | Removed from Ground | Gas (Historical Use) | 10000 | Fiberglass | 1985-05-08 | 1994-03-01 | Fiberglass Reinforced Plastic
NORTHSIDE TOOL RENTAL INC | 935 SULLIVAN RD | COLLEGE PARK | Clayton | 310311 | 4 |  | 1998-06-26 |  | 1998-06-26 |  | Removed from Ground | Kerosene | 550 | Not Marked/Unknown | 1998-06-26 | 2003-03-31 | Double Walled | Safe Suction (Euro)
ROLLING HILLS SANITARY LANDFILL | 870 SULLIVAN RD | COLLEGE PARK | Clayton | 9000556 | 3 | [5 empty] | Permanently Out of Use - historical purposes | Other | 1000 | Bare Steel | 1978-05-02 | 1899-12-31 | Galvanized Steel
R&S CONVENIENCE INC. | 6036 W FAYETTEVILLE RD | COLLEGE PARK | Clayton | 9031053 | 2 | Flapper Valve | 1998-12-16 | FALSE | 1998-01-01 | FALSE | Currently in Use | Regular | 8000 | Galvanic (STIP-3) | 1988-01-01 |  | Fiberglass Reinforced Plastic | Pressurized
SHELL FOOD MART #303\GOLDEN GALL | 139 HWY 138 SW | RIVERDALE | Clayton | 9031107 | 4 | Ball Float | 1987-12-01 | FALSE | 1987-12-01 | FALSE | Currently in Use | Diesel | 4000 | Fiberglass | 1987-12-01 |  | Fiberglass Reinforced Plastic | Pressurized
UNKNOWN | 6230 W LEES MILL RD | RIVERDALE | Clayton | 9031232 | 2 | [5 empty] | Removed from Ground | Gas (Historical Use) | 1000 | Not Marked/Unknown | 2000-04-01 | 2000-04-01 | Not Marked
RIVERDALE MARATHON | 7530 GA HWY 85 @ GA HWY 138 | RIVERDALE | Clayton | 310146 | 1 | [5 empty] | Removed from Ground | Gas (Historical Use) | 6000 | Bare Steel | 1973-05-03 | 1987-01-01 | Galvanized Steel | Pressurized
Q LUBE INC #1156 | 6579 GA HWY 85 | RIVERDALE | Clayton | 310200 | 2 | [5 empty] | Removed from Ground | Other | 3000 | Cathodically Protected Steel | 1980-02-01 | 1998-10-01 | Galvanized Steel | Suction (American)
J B HUNT TRANSPORT INC | 705 RUSKIN DR | FOREST PARK | Clayton | 312006 | 3 |  | 1997-09-24 |  | 1995-01-01 |  | Removed from Ground | Other | 8000 | Cathodically Protected Steel | 1988-02-01 | 1999-04-01 | Galvanized Steel | Suction (American)
QUICK STOP FOOD MART | 4962 JONESBORO RD | FOREST PARK | Clayton | 310009 | 2 | Flapper Valve | 1991-05-01 | FALSE | 1991-05-01 | FALSE | Currently in Use | Premium | 10000 | Steel-Impressed Current | 1986-03-01 |  | Steel (Impressed Current) | Pressurized
HARTSFIELD JACKSON INTERNATIONAL AIRPORT | 1400 AVIATION BLVD | ATLANTA | Clayton | 10000856 | 2 |  |  | FALSE |  | FALSE | Removed from Ground | Diesel | 275 | Unknown | 2005-03-15 | 2005-03-15
AVIS RENT A CAR SYSTEM INC | 4225 CAR RENTAL ROW | ATLANTA | Clayton | 601093 | 5 | [5 empty] | Removed from Ground | Gas (Historical Use) | 12000 | Fiberglass | 1980-05-01 | 1994-04-15 | Fiberglass Reinforced Plastic | Pressurized
AVIS RENT A CAR SYSTEM INC | 4225 CAR RENTAL ROW | ATLANTA | Clayton | 601093 | 4 | [5 empty] | Removed from Ground | Gas (Historical Use) | 12000 | Fiberglass | 1980-05-01 | 1994-04-15 | Fiberglass Reinforced Plastic | Pressurized
AVIS RENT A CAR SYSTEM INC | 4225 CAR RENTAL ROW | ATLANTA | Clayton | 601093 | 7 |  |  | TRUE |  | TRUE | Removed from Ground | Used Oil | 550 | Fiberglass | 1980-05-01 | 1994-06-08 | Not Marked
DELTA AIR LINES-TECH OPERATIONS | HARTSFIELD INTN'L AIRPORT | ATLANTA | Clayton | 9000639 | 396 | [5 empty] | Removed from Ground | Kerosene | 1000 | Bare Steel | 1971-05-12 | 1988-05-01 | Unknown
DELTA AIR LINES-TECH OPERATIONS | HARTSFIELD INTN'L AIRPORT | ATLANTA | Clayton | 9000639 | 399 | [5 empty] | Removed from Ground | Diesel | 550 | Bare Steel | 1971-05-12 | 1991-09-01 | Bare Steel
DELTA AIR LINES-TECH OPERATIONS | HARTSFIELD INTN'L AIRPORT | ATLANTA | Clayton | 9000639 | 393 | [5 empty] | Removed from Ground | Gas (Historical Use) | 10000 | Bare Steel | 1960-05-14 | 1988-05-01 | Unknown
DELTA AIR LINES-TECH OPERATIONS | HARTSFIELD INTN'L AIRPORT | ATLANTA | Clayton | 9000639 | 400 |  |  | TRUE |  | TRUE | Removed from Ground | Used Oil | 2000 | Bare Steel | 1971-05-12 | 1987-05-01 | Bare Steel
PEPSI-COLA BOTTLERS OF ATLANTA | 4930 MASSACHUSETTS BLVD | COLLEGE PARK | Clayton | 310173 | 1 | [5 empty] | Permanently Out of Use - historical purposes | Gas (Historical Use) | 10000 | Bare Steel | 1982-04-24 | 1899-12-31 | Bare Steel
NORTHSIDE TOOL RENTAL INC | 935 SULLIVAN RD | COLLEGE PARK | Clayton | 310311 | 1 | [5 empty] | Removed from Ground | Gas (Historical Use) | 1000 | Bare Steel | 1976-05-10 | 1993-04-06 | Bare Steel | Safe Suction (Euro)
AIRPORT FOOD MART | 5181 W FAYETTEVILLE RD | COLLEGE PARK | Clayton | 10000084 | 2 | Ball Float | 2001-10-01 | FALSE | 2001-10-01 | FALSE | Currently in Use | Gas (Historical Use) | 8000 | Fiberglass | 2001-10-01 |  | Double-Walled Fiberglass | Pressurized
Right Stop | 7295 GA HWY 85 | RIVERDALE | Clayton | 310057 | 4 |  | 1998-12-01 | FALSE | 1997-01-01 | FALSE | Currently in Use | Diesel | 4000 | Steel-Impressed Current | 1984-02-19 |  | Steel (Impressed Current) | Pressurized
CIRCLE M FOOD SHOP #58 | 5198 GA HWY 85 | FOREST PARK | Clayton | 310094 | 5 |  | 1988-01-01 |  |  |  | Removed from Ground | Kerosene | 4000 | Fiberglass | 1988-07-01 | 1998-05-11 | Fiberglass Reinforced Plastic | Pressurized
CIRCLE M FOOD SHOP #58 | 5198 GA HWY 85 | FOREST PARK | Clayton | 310094 | 4 | Ball Float | 1988-01-01 | FALSE | 1988-01-01 | FALSE | Currently in Use | Diesel | 10000 | Fiberglass | 1988-07-01 |  | Double-Walled Flex | Pressurized
DELTA AIR LINES-TECH OPERATIONS | HARTSFIELD INTN'L AIRPORT | ATLANTA | Clayton | 9000639 | 377 |  | 1998-12-21 | TRUE | 1986-01-01 | TRUE | Closed in Ground | Other | 5000 | Unknown | 1986-01-01 | 2005-05-01 | Fiberglass Reinforced Plastic | Gravity Fed
DELTA AIR LINES-TECH OPERATIONS | HARTSFIELD INTN'L AIRPORT | ATLANTA | Clayton | 9000639 | 379 |  | 1998-12-21 | TRUE | 1986-01-01 | TRUE | Closed in Ground | Other | 2000 | Unknown | 1986-01-01 | 2005-05-01 | Fiberglass Reinforced Plastic | Gravity Fed
PEPSI-COLA BOTTLERS OF ATLANTA | 4930 MASSACHUSETTS BLVD | COLLEGE PARK | Clayton | 310173 | 2 | [5 empty] | Permanently Out of Use - historical purposes | Diesel | 10000 | Bare Steel | 1982-04-24 | 1899-12-31 | Bare Steel
CARR SERVICE STATION | 6109 RIVERSIDE RD | COLLEGE PARK | Clayton | 310162 | 1 | [5 empty] | Removed from Ground | Gas (Historical Use) | 6000 | Bare Steel | 1974-06-20 | 1999-02-01 | Galvanized Steel
ROLLING HILLS SANITARY LANDFILL | 870 SULLIVAN RD | COLLEGE PARK | Clayton | 9000556 | 5 | [5 empty] | Removed from Ground | Other | 1000 | Bare Steel | 1986-01-01 | 1989-01-25 | Not Marked
CIRCLE K #191 | 5690 JONESBORO RD | LAKE CITY | Clayton | 9000599 | 1 |  |  | FALSE |  | FALSE | Removed from Ground | Kerosene | 4000 | Composite | 1985-05-01 | 1991-10-30 | Fiberglass Reinforced Plastic
CIRCLE K #191 | 5690 JONESBORO RD | LAKE CITY | Clayton | 9000599 | 7 | Ball Float | 1996-02-14 | FALSE | 1996-02-14 | FALSE | Currently in Use | Premium | 10000 | Composite | 1996-02-14 |  | Fiberglass Reinforced Plastic | Pressurized
FORMER SHELL | 5675 JONESBORO RD | LAKE CITY | Clayton | 312003 | 3 | [5 empty] | Removed from Ground | Gas (Historical Use) | 10000 | Cathodically Protected Steel | 1987-11-04 | 2001-12-01 | Fiberglass Reinforced Plastic
STOP N GO MARKET #711 | 2111 REX RD | LAKE CITY | Clayton | 310021 | 1 | [5 empty] | Removed from Ground | Gas (Historical Use) | 8000 | Bare Steel | 1974-05-11 | 1899-12-31 | Galvanized Steel
INTERNATIONAL BAKERAGE INC | 1696 JOY LAKE RD | LAKE CITY | Clayton | 310072 | 1 | [5 empty] | Removed from Ground | Diesel | 20000 | Bare Steel | 1976-03-15 | 1997-12-01 | Galvanized Steel | Suction (American)
ATLANTA-SOUTH HAULING | 1571 BURKS DR | LAKE CITY | Clayton | 310178 | 6 | [5 empty] | Removed from Ground | Empty | 1000 | Bare Steel | 1975-05-03 | 1989-12-01 | Unknown
CONLEY SVC STA | 4602 MORELAND AVE | CONLEY | Clayton | 310306 | 4 | [5 empty] | Removed from Ground | Gas (Historical Use) | 2000 | Marked Unknown | 1959-05-15 | 1899-12-31 | Unknown
GAINEY TRANSPORTERS | 4480 MORELAND AVE | CONLEY | Clayton | 9031048 | 2 | [5 empty] | Removed from Ground | Other | 500 | Not Marked/Unknown | 1978-01-01 | 1986-10-01 | Not Marked
ESTES EXPRESS LINES | 5451 GA HWY 42 | ELLENWOOD | Clayton | 310211 | 2 | [5 empty] | Removed from Ground | Empty | 8000 | Bare Steel | 1973-05-08 | 1991-01-01 | Galvanized Steel
XPO, Inc. - BAT | 4700 GA HWY 42 | ELLENWOOD | Clayton | 4440051 | 2 |  | 1991-08-27 |  | 1991-08-27 |  | Removed from Ground | Diesel | 10000 | Bare Steel | 1974-01-01 | 1996-08-01 | Fiberglass Reinforced Plastic | Pressurized
MARTA/SOUTHYARD FACILITY | 2126 WEST POINT AVE | COLLEGE PARK | Clayton | 312007 | 1 | [5 empty] | Closed in Ground | Empty | 4000 | Fiberglass | 1987-11-04 | 2000-06-01 | Fiberglass Reinforced Plastic | Safe Suction (Euro)
MARTA/SOUTHYARD FACILITY | 2126 WEST POINT AVE | COLLEGE PARK | Clayton | 312007 | 4 |  |  | TRUE |  | TRUE | Closed in Ground | Other | 4000 | Fiberglass | 1987-11-04 | 2000-06-01 | Not Marked | Gravity Fed
HESS #10248 | 4988 RIVERDALE RD @ I-285 | COLLEGE PARK | Clayton | 9031091 | 3 | [5 empty] | Removed from Ground | Empty | 10000 | Bare Steel | 1970-05-09 | 1899-12-31 | Galvanized Steel
R&S CONVENIENCE INC. | 6036 W FAYETTEVILLE RD | COLLEGE PARK | Clayton | 9031053 | 1 | Flapper Valve | 1998-12-16 | FALSE | 1988-01-01 | FALSE | Currently in Use | Regular | 8000 | Galvanic (STIP-3) | 1988-01-01 |  | Fiberglass Reinforced Plastic | Pressurized
INTERNATIONAL BAKERAGE INC | 1696 JOY LAKE RD | LAKE CITY | Clayton | 310072 | 2 | [5 empty] | Removed from Ground | Empty | 3000 | Bare Steel | 1961-03-19 | 1997-11-17 | Bare Steel | Suction (American)
ATLANTA PROCESSING/DARLING DE | 4413 TANNERS CHURCH | CONLEY | Clayton | 310040 | 5 | [5 empty] | Removed from Ground | Diesel | 12000 | Bare Steel | 1979-02-20 | 1992-11-19 | Galvanized Steel
AIRPORT FOOD MART | 5181 W FAYETTEVILLE RD | COLLEGE PARK | Clayton | 10000084 | 3 | Ball Float | 2001-10-01 | FALSE | 2001-10-01 | FALSE | Currently in Use | Diesel | 4000 | Fiberglass | 2001-10-01 |  | Double-Walled Fiberglass | Pressurized
MID GA COURIER INC | 1564 NORMAN DR | COLLEGE PARK | Clayton | 9031109 | RU |  | 1998-08-18 |  | 1998-08-18 |  | Removed from Ground | Gas (Historical Use) | 10000 | Steel-Impressed Current | 1985-04-04 | 2013-07-09 | Fiberglass Reinforced Plastic | Safe Suction (Euro)
QUIKTRIP #724 | 5390 RIVERDALE RD | COLLEGE PARK | Clayton | 9031051 | 5 | Flapper Valve | 2013-01-01 | FALSE |  | FALSE | Currently in Use | Gas (Historical Use) | 20000 | Fiberglass Double Walled | 2012-06-01 |  | Double-Walled Fiberglass | Pressurized
QUIKTRIP #724 | 5390 RIVERDALE RD | COLLEGE PARK | Clayton | 9031051 | 7 | Flapper Valve | 2013-01-01 | FALSE |  | FALSE | Currently in Use | Diesel | 12000 | Fiberglass Double Walled | 2012-06-01 |  | Double-Walled Fiberglass | Pressurized
QUIKTRIP #724 | 5390 RIVERDALE RD | COLLEGE PARK | Clayton | 9031051 | 4 | Flapper Valve | 2013-01-01 | FALSE |  | FALSE | Currently in Use | Gas (Historical Use) | 20000 | Fiberglass Double Walled | 2012-06-01 |  | Double-Walled Fiberglass | Pressurized
JIFFY LUBE #748 | 5150 JONESBORO RD | LAKE CITY | Clayton | 9031049 | 1 | [5 empty] | Removed from Ground | Other | 3000 | Composite | 1985-01-01 | 1999-01-01 | Galvanized Steel
ATLANTA PROCESSING/DARLING DE | 4413 TANNERS CHURCH | CONLEY | Clayton | 310040 | 4 | [5 empty] | Removed from Ground | Diesel | 12000 | Bare Steel | 1979-02-20 | 1992-11-19 | Galvanized Steel
NO FACILITY NAME | 4483 MORELAND AVE | CONLEY | Clayton | 9031114 | 2 | [5 empty] | Removed from Ground | Other | 1 | Not Marked/Unknown |  | 1899-12-31 | Not Marked
SUPER SERVICE INC | 2665 CAMPBELL BLVD | ELLENWOOD | Clayton | 310193 | 3 | [5 empty] | Removed from Ground | Gas (Historical Use) | 12000 | Marked Unknown | 1971-04-27 | 1990-10-24
CIRCLE K #4410 | 5957 MT ZION BLVD | ELLENWOOD | Clayton | 310156 | 1 | [5 empty] | Removed from Ground | Gas (Historical Use) | 10000 | Bare Steel | 1976-05-02 | 1899-12-31 | Galvanized Steel
DIXIE NUMERICS INC VAUGHN CONST | 5105 NORTH LAKE DR | LAKE CITY | Clayton | 9031002 | 1 | [5 empty] | Removed from Ground | Gas (Historical Use) | 1000 | Marked Unknown | 1991-02-25 | 1991-02-25 | Unknown
ROLLING HILLS SANITARY LANDFILL | 870 SULLIVAN RD | COLLEGE PARK | Clayton | 9000556 | 6 | [5 empty] | Removed from Ground | Other | 550 | Bare Steel | 1988-07-02 | 1989-01-25 | Not Marked
H-JAIA (Sheraton Hotel) | 1900 SULLIVAN RD | COLLEGE PARK | Clayton | 9031035 | 1 | [5 empty] | Removed from Ground | Diesel | 550 | Bare Steel | 1985-01-01 | 1994-06-07 | Bare Steel
EXXON FOOD MART | 5231 HWY 85 | COLLEGE PARK | Clayton | 9031251 | 2 | Ball Float | 2002-02-14 | FALSE | 2002-02-14 | FALSE | Currently in Use | Regular | 12000 | Composite | 2002-02-12 |  | Double-Walled Fiberglass | Pressurized
LAKE CITY AUTO ELECTRIC | 5498 JONESBORO RD | LAKE CITY | Clayton | 9031117 | 1 |  |  | TRUE |  | TRUE | Closed in Ground | Used Oil | 500 | Bare Steel | 1988-01-01 | 2001-04-01 | Galvanized Steel | Suction (American)
ATLANTA-SOUTH HAULING | 1571 BURKS DR | LAKE CITY | Clayton | 310178 | 4 | Overfill Alarm | 1990-01-08 | FALSE | 1990-01-08 | FALSE | Currently in Use | Diesel | 20000 | Fiberglass | 1990-01-08 |  | Double-Walled Flex | Pressurized
ATLANTA-SOUTH HAULING | 1571 BURKS DR | LAKE CITY | Clayton | 310178 | 5 | Overfill Alarm | 1990-01-08 | FALSE | 1990-01-08 | FALSE | Currently in Use | Regular | 8000 | Fiberglass | 1990-01-08 |  | Double-Walled Flex | Pressurized
STAR PACKAGING CORP | 453 85 CIR | COLLEGE PARK | Clayton | 310141 | 3 | [5 empty] | Removed from Ground | Other | 1500 | Bare Steel | 1982-03-28 | 1999-05-01 | Galvanized Steel
CARR SERVICE STATION | 6109 RIVERSIDE RD | COLLEGE PARK | Clayton | 310162 | 4 | [5 empty] | Removed from Ground | Kerosene | 560 | Bare Steel | 1974-06-20 | 1999-02-01 | Galvanized Steel
CHEVRON #43644 | 5391 RIVERDALE RD | COLLEGE PARK | Clayton | 310117 | 4 | [5 empty] | Removed from Ground | Gas (Historical Use) | 550 | Bare Steel | 1968-04-27 | 1990-12-04 | Galvanized Steel
STOP N GO MARKET #1721 | 2060 SOUTH HAMPTON RD | COLLEGE PARK | Clayton | 310018 | 2 | [5 empty] | Removed from Ground | Gas (Historical Use) | 10000 | Fiberglass | 1985-05-08 | 1994-03-01 | Fiberglass Reinforced Plastic
EASY STOP LLC | 5647 RIVERDALE RD | COLLEGE PARK | Clayton | 312001 | 5 | Ball Float | 1988-05-31 | FALSE | 1988-05-31 | FALSE | Temporarily out of use | Kerosene | 2000 | Fiberglass | 1988-05-31 |  | Fiberglass Reinforced Plastic | Pressurized
EASY STOP LLC | 5647 RIVERDALE RD | COLLEGE PARK | Clayton | 312001 | 4 | Ball Float | 1988-05-31 | FALSE | 1988-05-31 | FALSE | Temporarily out of use | Diesel | 4000 | Fiberglass | 1988-05-31 |  | Fiberglass Reinforced Plastic | Pressurized
ROLLING HILLS SANITARY LANDFILL | 870 SULLIVAN RD | COLLEGE PARK | Clayton | 9000556 | 1 | [5 empty] | Removed from Ground | Diesel | 10000 | Bare Steel | 1978-05-02 | 1990-04-09 | Galvanized Steel
ROLLING HILLS SANITARY LANDFILL | 870 SULLIVAN RD | COLLEGE PARK | Clayton | 9000556 | 4 |  |  | TRUE |  | TRUE | Removed from Ground | Used Oil | 500 | Bare Steel | 1978-05-02 | 1990-06-04 | Galvanized Steel
ROLLING HILLS SANITARY LANDFILL | 870 SULLIVAN RD | COLLEGE PARK | Clayton | 9000556 | 7 | [5 empty] | Removed from Ground | Other | 550 | Bare Steel | 1988-07-02 | 1989-01-25 | Not Marked
EXXON FOOD MART | 5231 HWY 85 | COLLEGE PARK | Clayton | 9031251 | 3 | Ball Float | 2002-02-14 | FALSE | 2002-02-14 | FALSE | Currently in Use | Premium | 10000 | Composite | 2002-02-12 |  | Double-Walled Fiberglass | Pressurized
CITGO QUICK STOP | 5731 TRAMMELL RD | LAKE CITY | Clayton | 9031134 | 1 | Ball Float | 1994-08-31 | FALSE | 1994-08-31 | FALSE | Currently in Use | Plus | 10000 | Fiberglass | 1987-12-01 |  | Fiberglass Reinforced Plastic | Pressurized
DIXIE NUMERICS INC VAUGHN CONST | 5105 NORTH LAKE DR | LAKE CITY | Clayton | 9031002 | 2 | [5 empty] | Removed from Ground | Diesel | 1000 | Marked Unknown | 1991-02-25 | 1991-02-25 | Unknown
Citgo Food Mart | 6009 RIVERDALE ROAD | COLLEGE PARK | Clayton | 10000426 | 1B | Ball Float | 2003-04-01 | FALSE | 2003-04-01 | FALSE | Currently in Use | Premium | 5000 | Fiberglass | 2003-04-01 |  | Fiberglass Reinforced Plastic | Pressurized
FORMER SHELL | 5675 JONESBORO RD | LAKE CITY | Clayton | 312003 | 4 | [5 empty] | Removed from Ground | Diesel | 4000 | Cathodically Protected Steel | 1987-11-04 | 2001-12-01 | Fiberglass Reinforced Plastic
FORMER SHELL | 5675 JONESBORO RD | LAKE CITY | Clayton | 312003 | 1 | [5 empty] | Removed from Ground | Gas (Historical Use) | 10000 | Cathodically Protected Steel | 1987-11-04 | 2001-12-01 | Fiberglass Reinforced Plastic
DELTA AIR LINES-TECH OPERATIONS | HARTSFIELD INTN'L AIRPORT | ATLANTA | Clayton | 9000639 | 51 | [5 empty] | Closed in Ground | Hazardous Substance | 20000 | Bare Steel | 1960-05-14 | 1998-06-01 | Unknown
GREENWAY #625/CHERRY HILL VALERO | 5300 RIVERDALE RD | COLLEGE PARK | Clayton | 310229 | 5 | Ball Float | 1990-08-01 | FALSE | 1990-08-01 | FALSE | Currently in Use | Diesel | 10000 | Steel-Impressed Current | 1990-08-01 |  | Fiberglass Reinforced Plastic | Pressurized
PIERCE HAYNIE | 514 EIGHTY-FIVE CIRCLE | COLLEGE PARK | Clayton | 310087 | 2 | [5 empty] | Removed from Ground | Other | 2000 | Bare Steel | 1978-04-13 | 1996-01-04 | Galvanized Steel
CHEVRON #43644 | 5391 RIVERDALE RD | COLLEGE PARK | Clayton | 310117 | 2 | [5 empty] | Removed from Ground | Gas (Historical Use) | 10000 | Bare Steel | 1968-04-27 | 1990-12-04 | Galvanized Steel
CUMMINS SOUTH INC | 5125 BLALOCK INDUSTRIAL BOULEVARD | COLLEGE PARK | Clayton | 10001129 | 4 |  |  | FALSE |  | FALSE | Removed from Ground | Not Marked/Tank Removed | 0 | Unknown | 1985-01-01 | 1985-01-01 | Unknown
NO FACILITY NAME | 4483 MORELAND AVE | CONLEY | Clayton | 9031114 | 4 | [5 empty] | Removed from Ground | Other | 1 | Not Marked/Unknown |  | 1899-12-31 | Not Marked
MOORE BROS PAVING INC | 4180 MORELAND AVE | CONLEY | Clayton | 9031170 | 1 | [5 empty] | Removed from Ground | Gas (Historical Use) | 5000 | Not Marked/Unknown | 1986-07-10 | 1995-07-01 | Galvanized Steel | Pressurized
HOWELL OIL CORP/SUPER SAVE (FORM | 8781 TARA BLVD | JONESBORO | Clayton | 310032 | 3 | [5 empty] | Removed from Ground | Gas (Historical Use) | 8127 | Bare Steel | 1974-01-01 | 1992-08-07 | Galvanized Steel | Pressurized
SUPER SERVICE INC | 2665 CAMPBELL BLVD | ELLENWOOD | Clayton | 310193 | 1 | [5 empty] | Removed from Ground | Diesel | 12000 | Marked Unknown | 1971-04-27 | 1990-10-24
ESTES EXPRESS LINES | 5451 GA HWY 42 | ELLENWOOD | Clayton | 310211 | 1 | [5 empty] | Removed from Ground | Diesel | 20000 | Bare Steel | 1973-05-08 | 1991-01-01 | Galvanized Steel
AMOCO FOOD STORE | 2863 ANVIL BLOCK RD | ELLENWOOD | Clayton | 9031241 | 3 | Ball Float | 2001-04-16 | FALSE | 2001-04-18 | FALSE | Currently in Use | Diesel | 8000 | Epoxy | 2001-04-11 |  | Double-Walled Flex | Pressurized
OLD DIXIE UFO 5 | 4130 OLD DIXIE HWY | HAPEVILLE | Clayton | 9031041 | 4 | [5 empty] | Removed from Ground | Diesel | 3000 | Bare Steel | 1971-01-01 | 1995-02-16 | Galvanized Steel
HESS #10248 | 4988 RIVERDALE RD @ I-285 | COLLEGE PARK | Clayton | 9031091 | 1 | [5 empty] | Removed from Ground | Empty | 10000 | Bare Steel | 1970-05-09 | 1899-12-31 | Galvanized Steel
QUIKTRIP #724 | 5390 RIVERDALE RD | COLLEGE PARK | Clayton | 9031051 | 2 |  | 1989-01-01 | FALSE | 1989-01-01 | FALSE | Removed from Ground | Gas (Historical Use) | 12000 | Fiberglass | 1988-12-01 | 2013-01-17 | Copper | Pressurized
RIVER GAS STATION INC (CHEVRON FOODMART) | 5631 WEST FAYETTEVILLE ROAD | COLLEGE PARK | Clayton | 10001458 | 1 |  | 2007-10-15 | FALSE | 2007-10-15 | FALSE | Currently in Use | Gas (Historical Use) | 12000 | Epoxy | 2007-10-15 |  | Double-Walled Fiberglass | Pressurized
JIFFY LUBE #748 | 5150 JONESBORO RD | LAKE CITY | Clayton | 9031049 | 3 |  |  | TRUE |  | TRUE | Removed from Ground | Used Oil | 2000 | Composite | 1985-01-01 | 1999-01-01 | Galvanized Steel
ATLANTA PROCESSING/DARLING DE | 4413 TANNERS CHURCH | CONLEY | Clayton | 310040 | 2 | [5 empty] | Removed from Ground | Diesel | 3000 | Bare Steel | 1978-02-20 | 1992-11-19 | Galvanized Steel
FED EX FREIGHTT INC | 4290 THURMAN ROAD | CONLEY | Clayton | 9031192 | 1 | Flapper Valve | 1996-10-18 | FALSE | 1996-10-18 | FALSE | Currently in Use | Diesel | 20000 | Composite Double Walled | 1996-10-18 |  | Double-Walled Fiberglass | Pressurized
ESTES EXPRESS LINES | 5161 GA HWY 42 | ELLENWOOD | Clayton | 9000273 | 3 |  |  | TRUE |  | TRUE | Removed from Ground | Used Oil | 6000 | Bare Steel | 1973-03-23 | 1899-12-31 | Unknown
AAA COOPER TRANSPORTATION | 4975 OLD GRANT RD | ELLENWOOD | Clayton | 9031046 | 1 |  | 1989-01-01 |  | 1989-01-01 |  | Closed in Ground | Diesel | 10000 | Fiberglass | 1989-01-01 | 2002-04-30 | Fiberglass Reinforced Plastic | Pressurized
AMOCO SMART MART | 5195 JONESBORO RD | LAKE CITY | Clayton | 310031 | 2 | [5 empty] | Removed from Ground | Gas (Historical Use) | 8000 | Bare Steel | 1969-06-05 | 1997-12-01 | Bare Steel | Suction (American)
ATLANTA-SOUTH HAULING | 1571 BURKS DR | LAKE CITY | Clayton | 310178 | 3 | [5 empty] | Removed from Ground | Empty | 1000 | Bare Steel | 1975-05-03 | 1989-12-01 | Unknown
WALKER CONCRETE | 3319 GRANT RD | CONLEY | Clayton | 9031167 | 1 | [5 empty] | Removed from Ground | Diesel | 10000 | Bare Steel | 1987-01-01 | 1999-12-01 | Galvanized Steel | Safe Suction (Euro)
READY TRUCKING INC | 2717 CAMPBELL BLVD | ELLENWOOD | Clayton | 310037 | 3 |  | 1997-09-09 |  | 1997-09-09 |  | Removed from Ground | Diesel | 10000 | Steel-Impressed Current | 1980-10-31 | 2002-09-06 | Cathodically Protected | Safe Suction (Euro)
ESTES EXPRESS LINES | 5451 GA HWY 42 | ELLENWOOD | Clayton | 310211 | 3 | [5 empty] | Removed from Ground | Empty | 8000 | Bare Steel | 1973-05-08 | 1991-01-01 | Galvanized Steel
CLAYTON CO FIRE STATION #2 | 5329 GA HWY 42 W/ S | ELLENWOOD | Clayton | 310287 | 1 | [5 empty] | Removed from Ground | Diesel | 1011 | Bare Steel | 1976-05-02 | 1989-05-01 | Galvanized Steel
TEXACO FOODMART | 5209 WEST FAYETTEVILLE RD | COLLEGE PARK | Clayton | 310124 | 1 |  |  | FALSE |  | FALSE | Removed from Ground | Gas (Historical Use) | 5000 | Bare Steel | 1972-04-26 | 1899-12-31 | Galvanized Steel
CHEVRON FOOD MART | 5690 RIVERDALE RD | ATLANTA | Clayton | 10003468 | 1 | [5 empty] | Removed from Ground | Gas (Historical Use) | 15060 | Bare Steel | 1975-04-07 | 1993-04-20 | Galvanized Steel | Pressurized
CHEVRON FOOD MART | 5690 RIVERDALE RD | ATLANTA | Clayton | 10003468 | 1 | [5 empty] | Removed from Ground | Gas (Historical Use) | 15060 | Bare Steel | 1975-04-07 | 1993-04-20 | Double-Walled Flex | Pressurized
AMERICAN INTERNATIONAL RENT-A-CA | 1993 ROOSEVELT HWY | COLLEGE PARK | Clayton | 310252 | 1 | [5 empty] | Removed from Ground | Gas (Historical Use) | 0 | Bare Steel | 1994-01-01 | 1994-01-01 | Unknown
GREENWAY #620/PHOENIX AMOCO | 5097 WEST FAYETTEVILLE RD | COLLEGE PARK | Clayton | 310228 | 2 | [5 empty] | Removed from Ground | Gas (Historical Use) | 8000 | Bare Steel | 1977-05-10 | 1988-12-02 | Galvanized Steel
MARTA/SOUTHYARD FACILITY | 2126 WEST POINT AVE | COLLEGE PARK | Clayton | 312007 | 5 | [5 empty] | Permanently Out of Use - historical purposes | Other | 2000 | Fiberglass | 1987-11-04 | 1899-12-31 | Fiberglass Reinforced Plastic | Pressurized
RIVER GAS STATION INC (CHEVRON FOODMART) | 5631 WEST FAYETTEVILLE ROAD | COLLEGE PARK | Clayton | 10001458 | 2A |  | 2007-10-15 | FALSE | 2007-10-15 | FALSE | Currently in Use | Gas (Historical Use) | 8000 | Epoxy | 2007-10-15 |  | Double-Walled Fiberglass | Pressurized
JAY MAHARIR LLC | 5735 OLD DIXIE HWY | FOREST PARK | Clayton | 310069 | 4 | Ball Float | 1994-02-01 | FALSE | 1994-02-01 | FALSE | Currently in Use | Regular | 10000 | Fiberglass | 1994-02-01 |  | Fiberglass Reinforced Plastic | Pressurized
CIRCLE M FOOD SHOP #58 | 5198 GA HWY 85 | FOREST PARK | Clayton | 310094 | 3 | Ball Float | 1988-01-01 | FALSE | 1988-01-01 | FALSE | Currently in Use | Diesel | 10000 | Fiberglass | 1988-07-01 |  | Double-Walled Flex | Pressurized
DETAIL SHOP | 4592 JONESBORO RD | FOREST PARK | Clayton | 9031222 | 3 | [5 empty] | Removed from Ground | Diesel | 2000 | Bare Steel | 1971-01-01 | 1999-06-22 | Galvanized Steel | Suction (American)
EASTERN AIRLINES/GROUND SUPP EQU | HARTSFIELD INTL AIRPORT | ATLANTA | Clayton | 9031085 | 2 |  |  | TRUE |  | TRUE | Removed from Ground | Used Oil | 5000 | Marked Unknown | 1992-03-01 | 1992-03-01 | Unknown
SPEEDWAY #113 | 5131 RIVERDALE RD | COLLEGE PARK | Clayton | 310184 | 5 |  | 1994-10-01 |  | 1994-10-01 |  | Removed from Ground | Gas (Historical Use) | 10000 | Steel-Impressed Current | 1984-03-17 | 2002-10-30 | Fiberglass Reinforced Plastic | Pressurized
EASY STOP LLC | 5647 RIVERDALE RD | COLLEGE PARK | Clayton | 312001 | 2 | Ball Float | 1988-05-31 | FALSE | 1988-05-31 | FALSE | Currently in Use | Regular | 10000 | Fiberglass | 1988-05-31 |  | Fiberglass Reinforced Plastic | Pressurized
MARTA/SOUTHYARD FACILITY | 2126 WEST POINT AVE | COLLEGE PARK | Clayton | 312007 | 3 | [5 empty] | Permanently Out of Use - historical purposes | Other | 10000 | Fiberglass | 1987-11-04 | 1899-12-31 | Not Marked | Pressurized
HESS #10248 | 4988 RIVERDALE RD @ I-285 | COLLEGE PARK | Clayton | 9031091 | 4 | [5 empty] | Removed from Ground | Empty | 10000 | Bare Steel | 1970-05-09 | 1899-12-31 | Galvanized Steel
EXXON FOOD MART | 5231 HWY 85 | COLLEGE PARK | Clayton | 9031251 | 1 | Ball Float | 2002-02-14 | FALSE | 2002-02-14 | FALSE | Currently in Use | Diesel | 15000 | Composite | 2002-02-12 |  | Double-Walled Fiberglass | Pressurized
CIRCLE K #191 | 5690 JONESBORO RD | LAKE CITY | Clayton | 9000599 | 3 |  |  | FALSE |  | FALSE | Removed from Ground | Kerosene | 8000 | Composite | 1985-05-01 | 1991-10-30 | Fiberglass Reinforced Plastic
CIRCLE K #191 | 5690 JONESBORO RD | LAKE CITY | Clayton | 9000599 | 2 |  |  | FALSE |  | FALSE | Removed from Ground | Diesel | 8000 | Composite | 1985-05-01 | 1991-10-30 | Fiberglass Reinforced Plastic
KEBO TRANSPORTATION SERVICE INC | 4285 MORELAND AVE | CONLEY | Clayton | 9031087 | 618443 |  | 1992-04-28 | FALSE | 1992-04-28 | FALSE | Removed from Ground | Diesel | 12000 | Fiberglass | 1992-04-28 | 2019-07-19 |  | Suction (American)
J & H MINI MART | 3680 MORELAND AVE | CONLEY | Clayton | 4440699 | 3 | [5 empty] | Removed from Ground | Gas (Historical Use) | 10000 | Bare Steel | 2001-12-01 | 2001-12-01 | Bare Steel
XPO, Inc. - BAT | 4700 GA HWY 42 | ELLENWOOD | Clayton | 4440051 | 3 |  | 1991-08-17 |  | 1991-08-17 |  | Removed from Ground | Diesel | 10000 | Bare Steel | 1974-01-01 | 1996-08-01 | Fiberglass Reinforced Plastic | Pressurized
CHEVRON FOOD MART | 5245 BOULDERCREST RD | ELLENWOOD | Clayton | 9031242 | 1 | Flapper Valve | 2000-12-27 | FALSE | 2000-12-27 | FALSE | Currently in Use | Regular | 12000 | Fiberglass Double Walled | 2000-12-15 |  | Fiberglass Reinforced Plastic | Pressurized
U S XPRESS INC | 2664 CAMPBELL BLVD | ELLENWOOD | Clayton | 9031011 | 5 | [5 empty] | Removed from Ground | Gas (Historical Use) | 10000 | Not Marked/Unknown | 1991-12-01 | 1991-12-01 | Not Marked
U S XPRESS INC | 2664 CAMPBELL BLVD | ELLENWOOD | Clayton | 9031011 | 4 | [5 empty] | Removed from Ground | Gas (Historical Use) | 10000 | Not Marked/Unknown | 1991-12-01 | 1991-12-01 | Not Marked
GREENWAY #620/PHOENIX AMOCO | 5097 WEST FAYETTEVILLE RD | COLLEGE PARK | Clayton | 310228 | 8 |  | 1989-06-27 |  | 1989-06-27 |  | Currently in Use | Kerosene | 2000 | Cathodically Protected Steel | 1989-06-27 |  | Fiberglass Reinforced Plastic | Pressurized
ROLLING HILLS SANITARY LANDFILL | 870 SULLIVAN RD | COLLEGE PARK | Clayton | 9000556 | 2 | [5 empty] | Permanently Out of Use - historical purposes | Other | 1000 | Bare Steel | 1978-05-02 | 1899-12-31 | Galvanized Steel
ROLLING HILLS SANITARY LANDFILL | 870 SULLIVAN RD | COLLEGE PARK | Clayton | 9000556 | 8 | [5 empty] | Removed from Ground | Other | 550 | Bare Steel | 1988-07-02 | 1989-01-25 | Not Marked
CUMMINS SOUTH INC | 5125 BLALOCK INDUSTRIAL BOULEVARD | COLLEGE PARK | Clayton | 10001129 | 1 |  |  | FALSE |  | FALSE | Removed from Ground |  | 0 | Unknown | 1985-01-01 | 1985-01-01 | Unknown
R&S CONVENIENCE INC. | 6036 W FAYETTEVILLE RD | COLLEGE PARK | Clayton | 9031053 | 3 | Flapper Valve | 1998-12-16 | FALSE | 1998-01-01 | FALSE | Currently in Use | Premium | 8000 | Galvanic (STIP-3) | 1988-01-01 |  | Fiberglass Reinforced Plastic | Pressurized
CITGO QUICK STOP | 5731 TRAMMELL RD | LAKE CITY | Clayton | 9031134 | 3 | Ball Float | 1994-08-31 | FALSE | 1994-08-31 | FALSE | Currently in Use | Regular | 10000 | Fiberglass | 1987-12-01 |  | Fiberglass Reinforced Plastic | Pressurized
FORMER SHELL | 5675 JONESBORO RD | LAKE CITY | Clayton | 312003 | 2 | [5 empty] | Removed from Ground | Gas (Historical Use) | 10000 | Cathodically Protected Steel | 1987-11-04 | 2001-12-01 | Fiberglass Reinforced Plastic
STOP N GO MARKET #711 | 2111 REX RD | LAKE CITY | Clayton | 310021 | 2 | [5 empty] | Removed from Ground | Gas (Historical Use) | 8000 | Bare Steel | 1974-05-11 | 1899-12-31 | Galvanized Steel
AMOCO SMART MART | 5195 JONESBORO RD | LAKE CITY | Clayton | 310031 | 1 | [5 empty] | Removed from Ground | Gas (Historical Use) | 8000 | Bare Steel | 1969-06-05 | 1997-12-01 | Bare Steel | Suction (American)
ATLANTA-SOUTH HAULING | 1571 BURKS DR | LAKE CITY | Clayton | 310178 | 1 | [5 empty] | Removed from Ground | Diesel | 20000 | Bare Steel | 1975-05-03 | 1989-12-11 | Unknown
GAINEY TRANSPORTERS | 4480 MORELAND AVE | CONLEY | Clayton | 9031048 | 1 | [5 empty] | Removed from Ground | Other | 12000 | Not Marked/Unknown | 1978-01-01 | 1986-10-01 | Not Marked
NO FACILITY NAME | 4483 MORELAND AVE | CONLEY | Clayton | 9031114 | 1 | [5 empty] | Removed from Ground | Other | 1 | Not Marked/Unknown |  | 1899-12-31 | Not Marked
SUPER SERVICE INC | 2665 CAMPBELL BLVD | ELLENWOOD | Clayton | 310193 | 5 | Flapper Valve | 2003-05-15 | FALSE | 2003-05-15 | FALSE | Removed from Ground | Diesel | 12000 | Composite Double Walled | 2003-05-15 |  | Double-Walled Fiberglass | Pressurized
GREENWAY #620/PHOENIX AMOCO | 5097 WEST FAYETTEVILLE RD | COLLEGE PARK | Clayton | 310228 | 7 |  | 1989-06-27 |  | 1989-06-27 |  | Currently in Use | Gas (Historical Use) | 10000 | Cathodically Protected Steel | 1989-06-27 |  | Fiberglass Reinforced Plastic | Pressurized
AIRPORT FOOD MART | 5181 W FAYETTEVILLE RD | COLLEGE PARK | Clayton | 10000084 | 1 | Ball Float | 2001-10-01 | FALSE | 2001-10-01 | FALSE | Currently in Use | Gas (Historical Use) | 12000 | Fiberglass | 2001-10-01 |  | Double-Walled Fiberglass | Pressurized
HESS #10248 | 4988 RIVERDALE RD @ I-285 | COLLEGE PARK | Clayton | 9031091 | 2 | [5 empty] | Removed from Ground | Empty | 10000 | Bare Steel | 1970-05-09 | 1899-12-31 | Galvanized Steel
H-JAIA (Sheraton Hotel) | 1900 SULLIVAN RD | COLLEGE PARK | Clayton | 9031035 | SHO1 | Flapper Valve | 2017-11-30 | FALSE |  | FALSE | Closed in Ground | Diesel | 500 | Fiberglass | 1995-01-01 | 2019-09-10 | Steel/FG Secondary containment | Safe Suction (Euro)
JIFFY LUBE #748 | 5150 JONESBORO RD | LAKE CITY | Clayton | 9031049 | 2 | [5 empty] | Removed from Ground | Other | 2000 | Composite | 1985-01-01 | 1999-01-01 | Galvanized Steel
INTERNATIONAL BAKERAGE INC | 1696 JOY LAKE RD | LAKE CITY | Clayton | 310072 | 3 | [5 empty] | Removed from Ground | Empty | 3000 | Marked Unknown | 1997-11-17 | 1997-11-17 | Bare Steel | Suction (American)
CONLEY SVC STA | 4602 MORELAND AVE | CONLEY | Clayton | 310306 | 2 | [5 empty] | Removed from Ground | Gas (Historical Use) | 2000 | Marked Unknown | 1959-05-15 | 1899-12-31 | Unknown
CONLEY TERMINAL | 4215 BOWMAN INDUSTRIAL CT | CONLEY | Clayton | 9031223 | 1 | Flapper Valve | 1998-01-01 | FALSE | 1998-01-01 | FALSE | Currently in Use | Diesel | 19951 | Fiberglass | 1998-01-01 |  | Fiberglass Reinforced Plastic | Pressurized
CONLEY SVC STA | 4602 MORELAND AVE | CONLEY | Clayton | 310306 | 1 | [5 empty] | Removed from Ground | Gas (Historical Use) | 6000 | Bare Steel | 1976-05-10 | 1899-12-31 | Galvanized Steel
FED EX FREIGHTT INC | 4290 THURMAN ROAD | CONLEY | Clayton | 9031192 | 5 | Flapper Valve | 2009-01-21 | FALSE | 2009-01-21 | FALSE | Currently in Use | Diesel | 20000 | Fiberglass Double Walled | 2009-01-21 |  | Double-Walled Fiberglass | Pressurized
FED EX FREIGHTT INC | 4290 THURMAN ROAD | CONLEY | Clayton | 9031192 | 4 | Flapper Valve | 1996-10-01 | TRUE | 1996-10-18 | TRUE | Currently in Use | Used Oil | 3000 | Composite Double Walled | 1996-10-18 |  | Double-Walled Fiberglass | Pressurized
J & H MINI MART | 3680 MORELAND AVE | CONLEY | Clayton | 4440699 | 2 | [5 empty] | Removed from Ground | Gas (Historical Use) | 4000 | Bare Steel | 2001-12-01 | 2001-12-01 | Bare Steel
AMOCO SMART MART | 5195 JONESBORO RD | LAKE CITY | Clayton | 310031 | 3 | [5 empty] | Removed from Ground | Gas (Historical Use) | 8000 | Bare Steel | 1969-06-05 | 1997-12-01 | Bare Steel | Suction (American)
ATLANTA-SOUTH HAULING | 1571 BURKS DR | LAKE CITY | Clayton | 310178 | 2 | [5 empty] | Removed from Ground | Gas (Historical Use) | 2000 | Bare Steel | 1975-05-03 | 1989-12-11 | Unknown
TRUCKS INC | 4120 MORELAND AVE | CONLEY | Clayton | 9031168 | 3 | [5 empty] | Removed from Ground | Diesel | 4000 | Bare Steel | 1998-11-30 | 1998-11-30 | Galvanized Steel | Safe Suction (Euro)
HOWELL OIL CORP/SUPER SAVE (FORM | 8781 TARA BLVD | JONESBORO | Clayton | 310032 | 2 | [5 empty] | Removed from Ground | Gas (Historical Use) | 8127 | Bare Steel | 1974-01-01 | 1992-08-07 | Galvanized Steel | Pressurized
FED EX FREIGHTT INC | 4290 THURMAN ROAD | CONLEY | Clayton | 9031192 | 2 | Flapper Valve | 1996-10-18 | FALSE | 1996-10-18 | FALSE | Currently in Use | Diesel | 20000 | Composite Double Walled | 1996-10-18 |  | Double-Walled Fiberglass | Pressurized
XPO, Inc. - BAT | 4700 GA HWY 42 | ELLENWOOD | Clayton | 4440051 | 4 |  |  | TRUE |  | TRUE | Removed from Ground | Used Oil | 550 | Bare Steel | 1974-01-01 | 1992-03-05 | Unknown
CHEVRON FOOD MART | 5245 BOULDERCREST RD | ELLENWOOD | Clayton | 9031242 | 2 | Flapper Valve | 2000-12-27 | FALSE | 2000-12-27 | FALSE | Currently in Use | Premium | 10000 | Fiberglass Double Walled | 2000-12-15 |  | Fiberglass Reinforced Plastic | Pressurized
U S XPRESS INC | 2664 CAMPBELL BLVD | ELLENWOOD | Clayton | 9031011 | 3 |  |  | TRUE |  | TRUE | Removed from Ground | Used Oil | 8000 | Not Marked/Unknown | 1991-12-01 | 1991-12-01 | Not Marked
CHEVRON | 5540 JONESBORO RD | LAKE CITY | Clayton | 310145 | 2 | [5 empty] | Removed from Ground | Gas (Historical Use) | 10000 | Fiberglass | 1985-01-03 | 1993-09-13 | Fiberglass Reinforced Plastic | Pressurized
ATLANTA PROCESSING/DARLING DE | 4413 TANNERS CHURCH | CONLEY | Clayton | 310040 | 1 | [5 empty] | Removed from Ground | Diesel | 3000 | Bare Steel | 1978-02-20 | 1992-11-19 | Galvanized Steel
READY TRUCKING INC | 2717 CAMPBELL BLVD | ELLENWOOD | Clayton | 310037 | 4 |  |  | TRUE |  | TRUE | Removed from Ground | Used Oil | 500 | Bare Steel | 1985-12-01 | 1993-12-01 | Bare Steel | Gravity Fed
ESTES EXPRESS LINES | 5451 GA HWY 42 | ELLENWOOD | Clayton | 310211 | 7 | [5 empty] | Removed from Ground | Empty | 10000 | Bare Steel | 1971-01-01 | 1991-01-01 | Galvanized Steel
ESTES EXPRESS LINES | 5451 GA HWY 42 | ELLENWOOD | Clayton | 310211 | 4 |  |  | TRUE |  | TRUE | Removed from Ground | Used Oil | 8000 | Bare Steel | 1973-05-08 | 1991-01-01 | Galvanized Steel
ESTES EXPRESS LINES | 5451 GA HWY 42 | ELLENWOOD | Clayton | 310211 | 5 | Overfill Alarm | 1991-02-01 | FALSE | 1991-02-01 | FALSE | Currently in Use | Diesel | 20000 | Fiberglass | 1991-02-04 |  | Double-Walled Fiberglass | Pressurized
CLAYTON CO FIRE STATION #2 | 5329 GA HWY 42 W/ S | ELLENWOOD | Clayton | 310287 | 2 | Flapper Valve | 1998-02-01 | FALSE | 1998-02-01 | FALSE | Currently in Use | Diesel | 1000 | Fiberglass | 1989-05-01 |  | Fiberglass Reinforced Plastic | Safe Suction (Euro)
ESTES EXPRESS LINES | 5161 GA HWY 42 | ELLENWOOD | Clayton | 9000273 | 5 | Overfill Alarm | 1998-12-11 | FALSE | 1998-12-11 | FALSE | Currently in Use | Diesel | 20000 | Galvanic (STIP-3) | 1991-01-01 |  | Double-Walled Fiberglass | Pressurized
R+L CARRIERS- ATL | 2975 ELLENWOOD RD | ELLENWOOD | Clayton | 9031198 | 1 | Flapper Valve | 1996-12-01 | FALSE | 1996-12-01 | FALSE | Removed from Ground | Diesel | 20000 | Tank Jacket | 1996-12-01 |  | Double-Walled Flex | Pressurized
AMOCO FOOD STORE | 2863 ANVIL BLOCK RD | ELLENWOOD | Clayton | 9031241 | 1 | Ball Float | 2001-04-16 | FALSE | 2001-04-18 | FALSE | Currently in Use | Gas (Historical Use) | 12000 | Epoxy | 2001-04-11 |  | Double-Walled Flex | Pressurized
DISTRIBUTION SERVICES OF ATLANAT | 4100 HENRY FORD II AVE | HAPEVILLE | Clayton | 9031175 | 1 | [5 empty] | Removed from Ground | Diesel | 1000 | Marked Unknown | 1995-12-08 | 1995-12-08 | Unknown
SUPER SERVICE INC | 2665 CAMPBELL BLVD | ELLENWOOD | Clayton | 310193 | 2 | [5 empty] | Removed from Ground | Gas (Historical Use) | 12000 | Marked Unknown | 1971-04-27 | 1990-10-24
ESTES EXPRESS LINES | 5451 GA HWY 42 | ELLENWOOD | Clayton | 310211 | 6 |  |  | TRUE |  | TRUE | Removed from Ground | Used Oil | 4000 | Bare Steel | 1971-01-01 | 1991-01-01 | Galvanized Steel
R+L CARRIERS- ATL | 2975 ELLENWOOD RD | ELLENWOOD | Clayton | 9031198 | 2 | Flapper Valve | 1996-12-01 | FALSE | 1996-12-01 | FALSE | Removed from Ground | Diesel | 20000 | Tank Jacket | 1996-12-01 |  | Double-Walled Flex | Pressurized
AMOCO FOOD STORE | 2863 ANVIL BLOCK RD | ELLENWOOD | Clayton | 9031241 | 2 | Ball Float | 2001-04-16 | FALSE | 2001-04-18 | FALSE | Currently in Use | Gas (Historical Use) | 10000 | Epoxy | 2001-04-11 |  | Double-Walled Flex | Pressurized
AAA COOPER TRANSPORTATION | 4975 OLD GRANT RD | ELLENWOOD | Clayton | 9031046 | 4 | Flapper Valve | 1989-01-01 | TRUE | 1989-01-01 | TRUE | Removed from Ground | Used Oil | 2000 | Fiberglass | 1989-01-01 | 2014-04-17 | Fiberglass Reinforced Plastic | Gravity Fed
TARA FORD INC/SOUTHLAKE FORD | 6667 TARA BLVD | JONESBORO | Clayton | 9031098 | 3 | [5 empty] | Removed from Ground | Other | 500 | Bare Steel | 1972-01-01 | 1990-01-01 | Bare Steel
GEORGIA DEPARTMENT OF TRANSPORTA | 7898 GA HWY 138 | JONESBORO | Clayton | 9031064 | 712G1 | [5 empty] | Permanently Out of Use - historical purposes | Gas (Historical Use) | 10000 | Bare Steel | 1985-09-01 | 1899-12-31 | Galvanized Steel | Pressurized
CITGO FOOD MART | 7930 TARA BLVD | JONESBORO | Clayton | 9031065 | 1 | [5 empty] | Removed from Ground | Other | 0 | Not Marked/Unknown | 1987-01-01 | 1987-01-01 | Not Marked
MAY & CARTER OIL CO | 7933 TARA BLVD | JONESBORO | Clayton | 9031021 | 2 |  | 1989-01-01 |  | 1989-01-01 |  | Removed from Ground | Gas (Historical Use) | 10000 | Fiberglass | 1989-01-01 | 2005-01-13 | Fiberglass Reinforced Plastic
OLD PUBLIC WORKS LOT | 157 WEST MILL ST | JONESBORO | Clayton | 10000530 | 1 |  |  | FALSE |  | FALSE | Removed from Ground | Diesel | 1000 | Bare Steel | 2003-12-01 | 2003-12-01 | Bare Steel | Safe Suction (Euro)
SHELL FOOD MART | 1725 NOAHS ARK RD | JONESBORO | Clayton | 10000325 | 1 | Ball Float | 2002-10-16 | FALSE | 2002-10-16 | FALSE | Currently in Use | Diesel | 12000 | Fiberglass | 2002-10-04 |  | Double-Walled Fiberglass | Pressurized
BP FOOD MART | 35 GA HWY 138 | RIVERDALE | Clayton | 9031040 | 2 | Flapper Valve | 1988-01-01 | FALSE | 1988-01-01 | FALSE | Currently in Use | Regular | 10000 | Galvanic (STIP-3) | 1988-01-01 |  | Fiberglass Reinforced Plastic | Pressurized
CLAYTON CO FIRE DEPT #1 | 6375 GARDEN WALK BLVD | RIVERDALE | Clayton | 9031138 | 2 | Ball Float | 1998-02-01 | FALSE | 1998-02-01 | FALSE | Currently in Use | Diesel | 1000 | Galvanic (STIP-3) | 1986-10-15 |  | Fiberglass Reinforced Plastic | Safe Suction (Euro)
CITGO FOOD MART | 8425 GA HWY 85 | RIVERDALE | Clayton | 9031166 | 3 | Flapper Valve | 1995-02-01 | FALSE | 1995-02-01 | FALSE | Currently in Use | Premium | 8000 | Galvanic (STIP-3) | 1985-04-18 |  | Fiberglass Reinforced Plastic | Pressurized
CHEVRON #52886 | 7512 GA HWY 85 | RIVERDALE | Clayton | 9000358 | 6 | [5 empty] | Removed from Ground | Gas (Historical Use) | 10000 | Fiberglass | 1989-08-08 | 1991-09-01 | Fiberglass Reinforced Plastic
ALWAYS SUNSHINE ENT INC | 407 SW GA HWY 138 | RIVERDALE | Clayton | 310059 | 6 | Ball Float | 1994-05-01 | FALSE | 1994-05-01 | FALSE | Currently in Use | Regular | 10000 | Composite | 1994-05-01 |  | Double-Walled Flex | Pressurized
FIRESTONE STORE #07E8 | 608 VALLEY HILL RD | RIVERDALE | Clayton | 310036 | 1 |  |  | TRUE |  | TRUE | Removed from Ground | Used Oil | 270 | Bare Steel | 1978-03-26 | 1994-01-26 | Bare Steel | Gravity Fed
R+L CARRIERS- ATL | 2975 ELLENWOOD RD | ELLENWOOD | Clayton | 9031198 | 3 | Flapper Valve | 1996-12-01 | FALSE | 1996-12-01 | FALSE | Removed from Ground | Diesel | 20000 | Tank Jacket | 1996-12-01 |  | Double-Walled Flex | Pressurized
AAA COOPER TRANSPORTATION | 4975 OLD GRANT RD | ELLENWOOD | Clayton | 9031046 | 3 | Flapper Valve | 1989-01-01 | TRUE | 1989-01-01 | TRUE | Removed from Ground | Gas (Historical Use) | 4000 | Fiberglass | 1989-01-01 | 2014-04-14 | Fiberglass Reinforced Plastic | Pressurized
HARTSFIELD-JACKSON DEPARTMENT OF AVIATION/FAA TOWER | 1100 AVIATION BOULEVARD | HAPEVILLE | Clayton | 10001644 | 1 |  |  | FALSE |  | FALSE | Removed from Ground | Not Marked/Tank Removed | 500 | Bare Steel | 2008-09-19 | 2008-09-19 | Unknown
THE EARTHGRAINS CO | 273 CENTRAL AVE | FOREST PARK | Clayton | 310153 | 6 |  | 1988-01-01 |  | 1988-01-01 |  | Removed from Ground | Diesel | 20000 | Double Walled | 1988-01-01 | 2009-08-19 | Double Walled | Pressurized
SOUTH EXPRESSWAY AIRPORT INC | 9109 POSTON RD | JONESBORO | Clayton | 310064 | 1 | [5 empty] | Removed from Ground | Gas (Historical Use) | 2000 | Bare Steel | 1976-03-08 | 1998-11-11 | Bare Steel
PONY EXPRESS 2 | 10569 TARA BLVD | JONESBORO | Clayton | 310224 | 3 | Flapper Valve | 2017-02-08 | FALSE | 2017-02-08 | FALSE | Currently in Use | Premium | 6000 | Steel-Impressed Current | 1966-05-13 |  | Fiberglass Reinforced Plastic | Pressurized
KING'S OIL #344 | 4209 JONESBORO RD | FOREST PARK | Clayton | 310066 | 3 | Flapper Valve | 1998-05-24 | FALSE | 1998-05-24 | FALSE | Currently in Use | Regular | 10000 | Fiberglass | 1984-02-04 |  | Fiberglass Reinforced Plastic | Pressurized
ADS MARATHON | 6558 HWY 42 | REX | Clayton | 9031208 | 2 | Overfill Alarm | 1998-07-01 | FALSE | 1998-07-01 | FALSE | Currently in Use | Premium | 12000 | Epoxy | 1998-07-01 |  | Fiberglass Reinforced Plastic | Pressurized
SHELL FOOD MART | 1210 HWY 138 SW | RIVERDALE | Clayton | 9031250 | 3 | Ball Float | 2002-01-04 | FALSE | 2002-01-04 | FALSE | Currently in Use | Diesel | 8000 | Composite | 2002-01-03 |  | Double-Walled Fiberglass | Pressurized
FORMER SHELL | 5675 JONESBORO RD | LAKE CITY | Clayton | 312003 | 5 | [5 empty] | Removed from Ground | Kerosene | 2000 | Cathodically Protected Steel | 1987-11-04 | 2001-12-01 | Fiberglass Reinforced Plastic
GAINEY TRANSPORTERS | 4480 MORELAND AVE | CONLEY | Clayton | 9031048 | 3 | [5 empty] | Removed from Ground | Gas (Historical Use) | 550 | Not Marked/Unknown |  | 1899-12-31 | Not Marked
NO FACILITY NAME | 4483 MORELAND AVE | CONLEY | Clayton | 9031114 | 3 | [5 empty] | Removed from Ground | Other | 1 | Not Marked/Unknown |  | 1899-12-31 | Not Marked
DOT | 3699 MORELAND AVE | CONLEY | Clayton | 9031113 | 1 | [5 empty] | Removed from Ground | Other | 0 | Not Marked/Unknown |  | 1899-12-31 | Not Marked
O H ADAMSON | 5192 GA HWY 42 | ELLENWOOD | Clayton | 5031001 | 1 | [5 empty] | Removed from Ground | Diesel | 1000 | Marked Unknown | 2003-12-05 | 2003-12-05 | Unknown
J & H MINI MART | 3680 MORELAND AVE | CONLEY | Clayton | 4440699 | 1 | [5 empty] | Removed from Ground | Gas (Historical Use) | 10000 | Bare Steel | 2001-12-01 | 2001-12-01 | Bare Steel
HOWELL OIL CORP/SUPER SAVE (FORM | 8781 TARA BLVD | JONESBORO | Clayton | 310032 | 5 | [5 empty] | Removed from Ground | Other | 8000 | Marked Unknown | 1992-08-14 | 1992-08-14 | Unknown
ESTES EXPRESS LINES | 5161 GA HWY 42 | ELLENWOOD | Clayton | 9000273 | 1 | [5 empty] | Removed from Ground | Diesel | 20000 | Bare Steel | 1973-03-23 | 1899-12-31 | Unknown
ESTES EXPRESS LINES | 5161 GA HWY 42 | ELLENWOOD | Clayton | 9000273 | 4 | [5 empty] | Removed from Ground | Other | 6000 | Bare Steel | 1973-03-23 | 1899-12-31 | Unknown
O H ADAMSON | 5192 GA HWY 42 | ELLENWOOD | Clayton | 5031001 | 2 | [5 empty] | Removed from Ground | Gas (Historical Use) | 2000 | Marked Unknown | 2003-12-05 | 2003-12-05 | Unknown
R+L CARRIERS- ATL | 2975 ELLENWOOD RD | ELLENWOOD | Clayton | 9031198 | 4 | Flapper Valve | 1996-12-01 | FALSE | 1996-12-01 | FALSE | Removed from Ground | Diesel | 2000 | Tank Jacket | 1996-12-01 |  | Double-Walled Flex | Pressurized
CHEVRON FOOD MART | 5245 BOULDERCREST RD | ELLENWOOD | Clayton | 9031242 | 3 | Flapper Valve | 2000-12-27 | FALSE | 2000-12-27 | FALSE | Currently in Use | Diesel | 8000 | Fiberglass Double Walled | 2000-12-15 |  | Fiberglass Reinforced Plastic | Pressurized
AAA COOPER TRANSPORTATION | 4975 OLD GRANT RD | ELLENWOOD | Clayton | 9031046 | 2 |  | 1989-01-01 |  | 1989-01-01 |  | Closed in Ground | Diesel | 10000 | Fiberglass | 1989-01-01 | 2002-04-30 | Fiberglass Reinforced Plastic | Pressurized
REX GAS & GO | 6381 GA HWY 42 | REX | Clayton | 9031045 | 2 | Ball Float | 1994-07-11 | FALSE | 1994-07-11 | FALSE | Currently in Use | Plus | 10000 | Fiberglass | 1987-08-01 |  | Fiberglass Reinforced Plastic | Pressurized
CHEVRON | 5540 JONESBORO RD | LAKE CITY | Clayton | 310145 | 5A | Flapper Valve | 2019-07-18 | FALSE | 2019-07-18 | FALSE | Currently in Use | Premium | 8000 | Composite Double Walled | 2019-07-18 |  | Double-Walled Fiberglass | Pressurized
CONLEY SVC STA | 4602 MORELAND AVE | CONLEY | Clayton | 310306 | 3 | [5 empty] | Removed from Ground | Gas (Historical Use) | 2000 | Marked Unknown | 1959-05-15 | 1899-12-31 | Unknown
OLD DIXIE UFO 5 | 4130 OLD DIXIE HWY | HAPEVILLE | Clayton | 9031041 | 2 | [5 empty] | Removed from Ground | Gas (Historical Use) | 3000 | Bare Steel | 1971-01-01 | 1995-02-16 | Galvanized Steel
THE EARTHGRAINS CO | 273 CENTRAL AVE | FOREST PARK | Clayton | 310153 | 3 | [5 empty] | Closed in Ground | Other | 1000 | Bare Steel | 1990-12-01 | 1990-12-01 | Bare Steel
THE EARTHGRAINS CO | 273 CENTRAL AVE | FOREST PARK | Clayton | 310153 | 183 | [5 empty] | Closed in Ground | Diesel | 10000 | Bare Steel | 1971-04-26 | 1990-12-01 | Bare Steel
THE EARTHGRAINS CO | 273 CENTRAL AVE | FOREST PARK | Clayton | 310153 | 182 | [5 empty] | Closed in Ground | Diesel | 10000 | Bare Steel | 1969-01-01 | 1988-12-01 | Bare Steel
CHEVRON | 5540 JONESBORO RD | LAKE CITY | Clayton | 310145 | 5B | Flapper Valve | 2019-07-18 | FALSE | 2019-07-18 | FALSE | Currently in Use | Diesel | 4000 | Composite Double Walled | 2019-07-18 |  | Double-Walled Fiberglass | Pressurized
TRUCKS INC | 4120 MORELAND AVE | CONLEY | Clayton | 9031168 | 2 | [5 empty] | Removed from Ground | Diesel | 3000 | Not Marked/Unknown | 1998-11-30 | 1998-11-30 | Galvanized Steel | Safe Suction (Euro)
FED EX FREIGHTT INC | 4290 THURMAN ROAD | CONLEY | Clayton | 9031192 | 3 | Flapper Valve | 1996-10-18 | FALSE | 1996-10-18 | FALSE | Currently in Use | New Oil | 10000 | Composite Double Walled | 1996-10-18 |  | Double-Walled Fiberglass | Pressurized
HOWELL OIL CORP/SUPER SAVE (FORM | 8781 TARA BLVD | JONESBORO | Clayton | 310032 | 1 | [5 empty] | Removed from Ground | Gas (Historical Use) | 8127 | Bare Steel | 1974-01-01 | 1992-08-07 | Galvanized Steel | Pressurized
HOWELL OIL CORP/SUPER SAVE (FORM | 8781 TARA BLVD | JONESBORO | Clayton | 310032 | 4 | [5 empty] | Removed from Ground | Gas (Historical Use) | 8127 | Bare Steel | 1974-01-01 | 1992-08-07 | Galvanized Steel | Pressurized
U S XPRESS INC | 2664 CAMPBELL BLVD | ELLENWOOD | Clayton | 9031011 | 2 |  | 1992-08-17 | FALSE | 1992-08-17 | FALSE | Currently in Use | Diesel | 20000 |  | 1992-08-17 |  | Fiberglass Reinforced Plastic | Pressurized
OLD DIXIE UFO 5 | 4130 OLD DIXIE HWY | HAPEVILLE | Clayton | 9031041 | 3 | [5 empty] | Removed from Ground | Diesel | 3000 | Bare Steel | 1971-01-01 | 1995-02-16 | Galvanized Steel
CHEVRON | 5540 JONESBORO RD | LAKE CITY | Clayton | 310145 | 3 | [5 empty] | Removed from Ground | Gas (Historical Use) | 10000 | Bare Steel | 1977-01-03 | 1993-09-13 | Bare Steel | Pressurized
THE EARTHGRAINS CO | 273 CENTRAL AVE | FOREST PARK | Clayton | 310153 | 2 |  |  | TRUE |  | TRUE | Closed in Ground | Used Oil | 500 | Bare Steel | 1990-12-01 | 1990-12-01 | Bare Steel
THE EARTHGRAINS CO | 273 CENTRAL AVE | FOREST PARK | Clayton | 310153 | 184 | [5 empty] | Closed in Ground | Diesel | 15000 | Bare Steel | 1974-04-25 | 1988-12-01 | Galvanized Steel
Ray 1610 Food Mart Inc. | 8075 HWY 85 | RIVERDALE | Clayton | 312000 | 2 | Ball Float | 1988-06-29 | FALSE | 1988-06-29 | FALSE | Currently in Use | Premium | 10000 | Fiberglass | 1988-06-29 |  | Fiberglass Reinforced Plastic | Pressurized
Exxon Food Mart | 5716 OLD DIXIE HWY | FOREST PARK | Clayton | 312002 | 4 | Ball Float | 1988-03-16 | FALSE | 1988-03-16 | FALSE | Currently in Use | Diesel | 4000 | Fiberglass | 1988-03-16 |  | Fiberglass Reinforced Plastic | Pressurized
QUICK STOP FOOD MART | 4962 JONESBORO RD | FOREST PARK | Clayton | 310009 | 5 | Flapper Valve | 1991-05-01 | FALSE | 1991-05-01 | FALSE | Currently in Use | Empty | 4000 | Steel-Impressed Current | 1989-04-07 |  | Steel (Impressed Current) | Pressurized
QUICK STOP FOOD MART | 4962 JONESBORO RD | FOREST PARK | Clayton | 310009 | 4 | Flapper Valve | 1991-05-01 | FALSE | 1991-05-01 | FALSE | Currently in Use | Kerosene | 6000 | Steel-Impressed Current | 1986-03-01 |  | Steel (Impressed Current) | Pressurized
U S XPRESS INC | 2664 CAMPBELL BLVD | ELLENWOOD | Clayton | 9031011 | 6 | [5 empty] | Removed from Ground | Gas (Historical Use) | 10000 | Not Marked/Unknown | 1991-12-01 | 1991-12-01 | Not Marked
GFA TRANSPORTATION INC | 3929 THURMOND RD | FOREST PARK | Clayton | 310140 | 2 | [5 empty] | Removed from Ground | Diesel | 8000 | Bare Steel | 1986-03-27 | 1991-06-10 | Galvanized Steel | Safe Suction (Euro)
JAY MAHARIR LLC | 5735 OLD DIXIE HWY | FOREST PARK | Clayton | 310069 | 6 |  | 1994-02-01 | FALSE | 1994-02-01 | FALSE | Currently in Use | Diesel | 3000 | Fiberglass | 1994-02-01 |  | Fiberglass Reinforced Plastic | Pressurized
BUILDING 4 FUEL ISLAND | 1300 INNER LOOP RD | ATLANTA | Clayton | 9031202 | DIESEL | Flapper Valve | 1995-10-15 | FALSE | 1995-10-15 | FALSE | Currently in Use | Diesel | 12000 | Epoxy Double-Walled | 1995-10-15 |  | Double-Walled Fiberglass | Pressurized
EASTERN AIRLINES/GROUND SUPP EQU | HARTSFIELD INTL AIRPORT | ATLANTA | Clayton | 9031085 | 3 | [5 empty] | Removed from Ground | Gas (Historical Use) | 10000 | Marked Unknown | 1992-03-01 | 1992-03-01 | Unknown
NATIONAL CAR RENTAL/ALAMO RENT A CAR | 4205 CAR RENTAL ROW | ATLANTA | Clayton | 310231 | 2 |  | 1997-09-01 |  | 1997-09-01 |  | Removed from Ground | Diesel | 10000 | Fiberglass | 1981-06-01 | 2010-01-05 | Double-Walled Fiberglass | Pressurized
TEXACO FOODMART | 5209 WEST FAYETTEVILLE RD | COLLEGE PARK | Clayton | 310124 | 3 |  |  | FALSE |  | FALSE | Removed from Ground | Gas (Historical Use) | 10000 | Bare Steel | 1972-04-26 | 1899-12-31 | Galvanized Steel
JET | 5525 RIVERDALE RD | COLLEGE PARK | Clayton | 310098 | 2 | [5 empty] | Removed from Ground | Gas (Historical Use) | 10000 | Cathodically Protected Steel | 1983-04-18 | 1990-08-09 | Galvanized Steel
GREENWAY #620/PHOENIX AMOCO | 5097 WEST FAYETTEVILLE RD | COLLEGE PARK | Clayton | 310228 | 4 | [5 empty] | Removed from Ground | Kerosene | 560 | Bare Steel | 1977-05-10 | 1988-12-02 | Galvanized Steel
GREENWAY #620/PHOENIX AMOCO | 5097 WEST FAYETTEVILLE RD | COLLEGE PARK | Clayton | 310228 | 5 |  | 1989-06-27 |  | 1989-06-27 |  | Currently in Use | Gas (Historical Use) | 10000 | Cathodically Protected Steel | 1989-06-27 |  | Fiberglass Reinforced Plastic | Pressurized
MARTA/SOUTHYARD FACILITY | 2126 WEST POINT AVE | COLLEGE PARK | Clayton | 312007 | 2 | [5 empty] | Closed in Ground | Empty | 4000 | Fiberglass | 1987-11-04 | 2000-06-01 | Fiberglass Reinforced Plastic | Safe Suction (Euro)
SUPER SERVICE INC | 2665 CAMPBELL BLVD | ELLENWOOD | Clayton | 310193 | 4 | Flapper Valve | 1995-07-29 | FALSE | 1995-07-29 | FALSE | Removed from Ground | Diesel | 12000 | Composite Double Walled | 1990-10-01 |  | Double-Walled Fiberglass | Pressurized
TRAX INC | 1340 S PERIMETER HWY | ATLANTA | Clayton | 9031006 | 3 |  | 1998-07-01 |  | 1998-07-01 |  | Removed from Ground | Gas (Historical Use) | 7896 | Steel-Impressed Current | 1971-01-01 | 2002-06-04 | Cathodically Protected | Suction (American)
Citgo Food Mart | 6009 RIVERDALE ROAD | COLLEGE PARK | Clayton | 10000426 | 1A | Ball Float | 2003-04-01 | FALSE | 2003-04-01 | FALSE | Currently in Use | Regular | 10000 | Fiberglass | 2003-04-01 |  | Fiberglass Reinforced Plastic | Pressurized
QUIKTRIP #724 | 5390 RIVERDALE RD | COLLEGE PARK | Clayton | 9031051 | 3 |  | 1989-01-01 |  | 1989-01-01 |  | Removed from Ground | Gas (Historical Use) | 12000 | Fiberglass | 1988-12-01 | 2013-01-17 | Copper | Pressurized
OMNI EXPRESS INC | 640 TERRELL MILL RD | COLLEGE PARK | Clayton | 9031133 | 2 | [5 empty] | Removed from Ground | Gas (Historical Use) | 10000 | Epoxy | 1984-09-13 | 1994-06-06 | Galvanized Steel | Pressurized
CIRCLE K #191 | 5690 JONESBORO RD | LAKE CITY | Clayton | 9000599 | 6 | Ball Float | 1996-02-14 | FALSE | 1996-02-14 | FALSE | Currently in Use | Regular | 10000 | Composite | 1996-02-14 |  | Fiberglass Reinforced Plastic | Pressurized
CIRCLE K #191 | 5690 JONESBORO RD | LAKE CITY | Clayton | 9000599 | 8 | Ball Float | 1996-02-14 | FALSE | 1996-02-14 | FALSE | Currently in Use | Diesel | 10000 | Composite | 1996-02-14 |  | Fiberglass Reinforced Plastic | Pressurized
ATLANTA PROCESSING/DARLING DE | 4413 TANNERS CHURCH | CONLEY | Clayton | 310040 | 3 | [5 empty] | Removed from Ground | Diesel | 3000 | Bare Steel | 1978-02-20 | 1992-11-19 | Galvanized Steel
READY TRUCKING INC | 2717 CAMPBELL BLVD | ELLENWOOD | Clayton | 310037 | 2 |  | 1997-07-28 |  | 1998-07-28 |  | Removed from Ground | Diesel | 10000 | Steel-Impressed Current | 1980-10-31 | 2002-09-06 | Cathodically Protected | Safe Suction (Euro)
ESTES EXPRESS LINES | 5161 GA HWY 42 | ELLENWOOD | Clayton | 9000273 | 2 | [5 empty] | Removed from Ground | Diesel | 20000 | Bare Steel | 1973-03-23 | 1899-12-31 | Unknown
U S XPRESS INC | 2664 CAMPBELL BLVD | ELLENWOOD | Clayton | 9031011 | 1 | [5 empty] | Removed from Ground | Diesel | 12000 | Marked Unknown | 1991-12-13 | 1991-12-13 | Unknown
REX GAS & GO | 6381 GA HWY 42 | REX | Clayton | 9031045 | 1 | Ball Float | 1994-07-11 | FALSE | 1994-07-11 | FALSE | Currently in Use | Premium | 10000 | Fiberglass | 1987-08-01 |  | Fiberglass Reinforced Plastic | Pressurized
READY TRUCKING INC | 2717 CAMPBELL BLVD | ELLENWOOD | Clayton | 310037 | 1 |  | 1997-07-28 |  | 1997-07-28 |  | Removed from Ground | Diesel | 10000 | Steel-Impressed Current | 1980-10-31 | 2002-09-06 | Cathodically Protected | Safe Suction (Euro)
HESS #10253 | 4910 RIVERDALE RD | COLLEGE PARK | Clayton | 9031090 | 4 |  | 1993-07-01 |  | 1993-07-01 |  | Removed from Ground | Gas (Historical Use) | 10000 | Fiberglass | 1983-04-09 | 1999-07-01 | Fiberglass Reinforced Plastic | Pressurized
CIRCLE K #4410 | 5957 MT ZION BLVD | ELLENWOOD | Clayton | 310156 | 2 | [5 empty] | Removed from Ground | Gas (Historical Use) | 10000 | Bare Steel | 1976-05-02 | 1899-12-31 | Galvanized Steel
OLD DIXIE UFO 5 | 4130 OLD DIXIE HWY | HAPEVILLE | Clayton | 9031041 | 1 | [5 empty] | Removed from Ground | Gas (Historical Use) | 3000 | Bare Steel | 1971-01-01 | 1995-02-16 | Galvanized Steel
O H ADAMSON | 5192 GA HWY 42 | ELLENWOOD | Clayton | 5031001 | 3 |  |  | FALSE |  | FALSE | Removed from Ground | Kerosene | 250 | Unknown | 2003-12-05 | 2003-12-05 | Unknown
REX GAS & GO | 6381 GA HWY 42 | REX | Clayton | 9031045 | 3 | Ball Float | 1994-07-11 | FALSE | 1994-07-11 | FALSE | Currently in Use | Regular | 10000 | Fiberglass | 1987-08-01 |  | Fiberglass Reinforced Plastic | Pressurized
CHEVRON | 5540 JONESBORO RD | LAKE CITY | Clayton | 310145 | 1 | [5 empty] | Removed from Ground | Gas (Historical Use) | 10000 | Bare Steel | 1977-01-03 | 1993-09-13 | Bare Steel | Pressurized
CHEVRON | 5540 JONESBORO RD | LAKE CITY | Clayton | 310145 | 4 | Flapper Valve | 2019-07-18 | FALSE | 2019-07-18 | FALSE | Currently in Use | Regular | 12000 | Composite Double Walled | 2019-07-18 |  | Double-Walled Fiberglass | Pressurized
MARTIN BROWER | 4261 SOUTH MEADOW E PKWY | ATLANTA | Clayton | 10002200 | 2 |  | 2013-03-06 | FALSE | 2013-03-06 | FALSE | Currently in Use | Diesel | 6000 | Fiberglass Double Walled | 2012-12-19 |  | Double-Walled Flex
MARTIN BROWER | 4261 SOUTH MEADOW E PKWY | ATLANTA | Clayton | 10002200 | 1 |  | 2013-03-06 | FALSE | 2013-03-06 | FALSE | Currently in Use | Diesel | 14000 | Fiberglass Double Walled | 2012-12-19 |  | Double-Walled Flex
TRAX INC | 1340 S PERIMETER HWY | ATLANTA | Clayton | 9031006 | 2 |  | 1998-07-01 |  | 1998-07-01 |  | Removed from Ground | Diesel | 7896 | Steel-Impressed Current | 1971-01-01 | 2002-06-04 | Cathodically Protected | Suction (American)
BRENCO ENTERPRISES INC | 11622 MAIN ST | LOVEJOY | Clayton | 750028 | 2 | [5 empty] | Removed from Ground | Gas (Historical Use) | 6000 | Cathodically Protected Steel | 1985-04-21 | 1997-10-21 | Fiberglass Reinforced Plastic | Pressurized
LOVEJOY FOODMART | 11350 -A TARA BLVD | LOVEJOY | Clayton | 10000373 | 1 | Ball Float | 2002-10-11 | FALSE | 2002-10-11 | FALSE | Currently in Use | Regular | 12000 | Fiberglass | 2002-10-10 |  | Double-Walled Fiberglass | Pressurized
MURPHY USA #7156 | 11461 TARA BLVD | LOVEJOY | Clayton | 10000812 | 1 | Flapper Valve | 2004-11-17 | FALSE | 2004-11-17 | FALSE | Currently in Use | Gas (Historical Use) | 20000 | Fiberglass Double Walled | 2004-11-11 |  | Double-Walled Fiberglass | Pressurized
LOVEJOY BP | 11205 TARA BLVD | LOVEJOY | Clayton | 9031214 | 2 | Flapper Valve | 1998-11-01 | FALSE | 1998-11-01 | FALSE | Currently in Use | Premium | 8000 | Fiberglass | 1998-11-01 |  | Fiberglass Reinforced Plastic | Pressurized
RACETRAC SVC STA #316 | 4987 RIVERDALE RD | COLLEGE PARK | Clayton | 310240 | 3 |  | 1988-01-01 |  | 1988-01-01 |  | Removed from Ground | Gas (Historical Use) | 11300 | Fiberglass | 1982-05-09 | 1998-12-16 | Fiberglass Reinforced Plastic | Pressurized
QUICK FUEL INC | 4786 CLARK HOWELL HWY | ATLANTA | Clayton | 9031100 | 1 | Ball Float | 1999-11-09 | FALSE | 1999-11-09 | FALSE | Currently in Use | Diesel | 20000 | Fiberglass | 1993-04-20 |  | Double-Walled Fiberglass | Pressurized
SWIFT FUEL MART | 5780 RIVERDALE RD | COLLEGE PARK | Clayton | 310309 | 3 | Flapper Valve | 1994-09-07 | FALSE | 1994-09-07 | TRUE | Currently in Use | Diesel | 10000 | Fiberglass | 1986-11-01 |  | Fiberglass Reinforced Plastic | Pressurized
QUICK FUEL INC | 4786 CLARK HOWELL HWY | ATLANTA | Clayton | 9031100 | 3 | Ball Float | 1999-11-09 | FALSE | 1999-11-09 | FALSE | Currently in Use | Diesel | 20000 | Fiberglass | 1999-11-05 |  | Double-Walled Fiberglass | Pressurized