PUTNAM CO MIDDLE SCHOOL | 314 SOUTH WASHINGTON | EATONTON | Putnam | 1170006 | 1 | [5 empty] | Permanently Out of Use - historical purposes | Empty | 10000 | Bare Steel | 1954-01-21 | 1899-12-31 | Bare Steel
B G SMITH AMOCO | US HWY 441 | EATONTON | Putnam | 1170053 | 1 |  |  | FALSE |  | FALSE | Closed in Ground | Gas (Historical Use) | 4000 | Bare Steel | 1966-05-12 | 2017-12-11 | Galvanized Steel
HARMONY CROSSING FOOD MART | 1001 LAKE OCONEE PKWY | EATONTON | Putnam | 10000875 | 1 |  | 2005-03-01 | FALSE | 2005-03-01 | FALSE | Currently in Use | Gas (Historical Use) | 12000 | Composite | 2005-01-15 |  | Fiberglass Reinforced Plastic | Pressurized
TWIN BRIDGES | 609 TWIN BRIDGES ROAD | EATONTON | Putnam | 9117027 | 1 | Flapper Valve | 1998-07-17 | FALSE | 1988-03-30 | FALSE | Currently in Use | Regular | 8000 | Steel-Impressed Current | 1988-04-29 |  | Steel (Impressed Current) | Pressurized
BORDEN/MEADOW GOLD DAIRY | 110 DICKEY DR | EATONTON | Putnam | 9117002 | 2 | [5 empty] | Removed from Ground | Gas (Historical Use) | 1000 | Bare Steel | 1971-01-01 | 1991-02-14 | Unknown
B G SMITH AMOCO | US HWY 441 | EATONTON | Putnam | 1170053 | 2 |  |  | FALSE |  | FALSE | Closed in Ground | Gas (Historical Use) | 6000 | Bare Steel | 1966-05-12 | 2017-12-11 | Galvanized Steel
DAIRYMEN | 321 S JEFFERSON ST | EATONTON | Putnam | 1170054 | 7 | [5 empty] | Removed from Ground | Diesel | 7500 | Not Marked/Unknown |  | 1899-12-31 | Not Marked
DAIRYMEN | 321 S JEFFERSON ST | EATONTON | Putnam | 1170054 | 5 | [5 empty] | Removed from Ground | Diesel | 2000 | Not Marked/Unknown | 1994-09-01 | 1994-09-01 | Not Marked
FOWLER FLEMISTER CONCRETE | 114 SAMMONS PKWY | EATONTON | Putnam | 9117028 | 1 | Flapper Valve | 2000-01-15 | FALSE | 2000-01-15 | FALSE | Currently in Use | Diesel | 12000 | Composite | 2000-01-13 |  | Fiberglass Reinforced Plastic | Pressurized
TRI-COUNTY EMC | RECREATION RD | EATONTON | Putnam | 9117007 | E-1 | [5 empty] | Removed from Ground | Diesel | 10000 | Bare Steel | 1979-01-01 | 1997-09-01 | Galvanized Steel
OCONEE BAIT & TACKLE | 886 GREENSBORO RD | EATONTON | Putnam | 9117008 | 3 | [5 empty] | Removed from Ground | Gas (Historical Use) | 4000 | Bare Steel | 1985-01-01 | 1994-05-13 | Galvanized Steel | Pressurized
THE FORKS | 1198 MONTICELLO RD | EATONTON | Putnam | 9117017 | DIESEL2 | [5 empty] | Removed from Ground | Diesel | 1000 | Bare Steel | 1981-04-01 | 1999-02-01 | Galvanized Steel | Safe Suction (Euro)
SAV-A-LOT 958 INC | 958 GREENSBORO RD | EATONTON | Putnam | 9117010 | 3 | [5 empty] | Removed from Ground | Other | 4000 | Bare Steel | 1994-05-18 | 1994-05-18 | Bare Steel | Pressurized
OCONEE MARINA & C-STORE | 891 GREENSBORO RD | EATONTON | Putnam | 1170004 | 1 |  | 1997-03-01 |  | 1997-03-01 |  | Currently in Use | Diesel | 6000 | Steel-Impressed Current | 1978-02-22 |  | Cathodically Protected | Pressurized
S&S CAFETERIA | 1100 MILLEDGEVILLE RD OR | EATONTON | Putnam | 1170003 | 3 | [5 empty] | Removed from Ground | Gas (Historical Use) | 4000 | Bare Steel | 1995-06-29 | 1995-06-29 | Galvanized Steel
LONG SHOALS COUNTRY STORE | 1093 SPARTA HWY | EATONTON | Putnam | 10001633 | 2 | Flapper Valve | 2008-09-01 | FALSE | 2008-08-01 | FALSE | Currently in Use | Premium | 4000 | Composite Double Walled | 2008-07-01 |  | Double-Walled Fiberglass | Pressurized
JET FOOD STORE #24 | 301 WEST MARION ST | EATONTON | Putnam | 9117001 | 1 | Flapper Valve | 1991-06-10 | FALSE | 1991-06-10 | FALSE | Currently in Use | Regular | 8200 | Fiberglass | 1988-01-01 |  | Fiberglass Reinforced Plastic | Pressurized
US FOREST SVC/ROCK EAGLE WORK CE | US HWY 441 | EATONTON | Putnam | 9117006 | 63 | [5 empty] | Removed from Ground | Diesel | 1000 | Cathodically Protected Steel | 1981-01-01 | 1990-11-01 | Galvanized Steel
THE FORKS | 1198 MONTICELLO RD | EATONTON | Putnam | 9117017 | PREMIUM2 | [5 empty] | Removed from Ground | Gas (Historical Use) | 1000 | Bare Steel | 1981-04-01 | 1999-02-01 | Galvanized Steel | Safe Suction (Euro)
GOLDEN PANTRY #106 | 742 MILLEDGEVILLE RD | EATONTON | Putnam | 9117016 | 2 |  | 1998-11-16 |  | 1997-08-19 |  | Removed from Ground | Gas (Historical Use) | 8000 | Steel-Impressed Current | 1978-09-01 | 2010-01-06 | Cathodically Protected | Pressurized
BROOKS AUTO PARTS | 108 OAK ST | EATONTON | Putnam | 9117026 | 1 | [5 empty] | Removed from Ground | Diesel | 6000 | Bare Steel | 1997-07-18 | 1997-07-18 | Bare Steel | Suction (American)
BROOKS AUTO PARTS | 108 OAK ST | EATONTON | Putnam | 9117026 | 2 | [5 empty] | Removed from Ground | Diesel | 6000 | Bare Steel | 1997-07-18 | 1997-07-18 | Bare Steel | Suction (American)
LAKE OCONEE CENTER/RIC'S DELI | 888 GREENSBORO RD NE | EATONTON | Putnam | 9117011 | 1 | [5 empty] | Removed from Ground | Gas (Historical Use) | 10000 | Not Marked/Unknown | 1994-04-01 | 1994-04-01 | Not Marked
DAIRYMEN | 321 S JEFFERSON ST | EATONTON | Putnam | 1170054 | 1 | [5 empty] | Removed from Ground | Gas (Historical Use) | 4000 | Bare Steel | 1976-05-10 | 1990-10-08 | Galvanized Steel
PUTNAM COUNTY MAINT SHOP | 215 W FOREST ST | EATONTON | Putnam | 1170057 | 3 |  | 1998-09-15 | FALSE | 1998-09-15 | FALSE | Removed from Ground | Gas (Historical Use) | 20000 | Composite | 1998-09-15 | 2013-10-30 | Double Walled/Sec. Containment | Pressurized
OCONEE SPRINGS PARK | 109 S SPRING RD | EATONTON | Putnam | 1170058 | 2 |  |  | FALSE |  | FALSE | Removed from Ground | Gas (Historical Use) | 2000 |  | 1966-05-13 | 1993-07-15 | Bare Steel
FORMER CROWN GAS STATION | 121 NORTH JEFFERSON AVE | EATONTON | Putnam | 10003122 | 2 |  |  | FALSE |  | FALSE | Closed in Ground | Gas (Historical Use) | 2000 | Bare Steel |  | 2021-07-07
FORMER CROWN GAS STATION | 121 NORTH JEFFERSON AVE | EATONTON | Putnam | 10003122 | 1 |  |  | FALSE |  | FALSE | Closed in Ground | Gas (Historical Use) | 2000 | Bare Steel |  | 2021-07-07
FORMER CROWN GAS STATION | 121 NORTH JEFFERSON AVE | EATONTON | Putnam | 10003122 | 3 |  |  | FALSE |  | FALSE | Closed in Ground | Gas (Historical Use) | 2000 | Bare Steel |  | 2021-07-07
FORMER GAS STATION | 1244 MADISON RD | EATONTON | Putnam | 10003145 | 2 |  |  | FALSE |  | FALSE | Removed from Ground | Empty | 500 |  |  | 2021-03-12
FORMER GAS STATION | 1244 MADISON RD | EATONTON | Putnam | 10003145 | 1 |  |  | FALSE |  | FALSE | Removed from Ground | Empty | 500 |  |  | 2021-03-12
Corner Store | 1856 HWY 82 EAST | GEORGETOWN | Quitman | 9118007 | 2 | [5 empty] | Removed from Ground | Gas (Historical Use) | 2000 | Bare Steel | 1998-12-01 | 1998-12-01 | Galvanized Steel | Safe Suction (Euro)
QUITMAN COUNTY BOARD OF EDUCATIO | RT 2 BOX 233 KAIGLER RD | GEORGETOWN | Quitman | 9118006 | 1 | [5 empty] | Removed from Ground | Gas (Historical Use) | 10000 | Not Marked/Unknown | 1996-11-01 | 1996-11-01 | Not Marked
WILLIAM L HINSON | RTE 1 CUTBERT HWY | GEORGETOWN | Quitman | 1180002 | 5 | [5 empty] | Removed from Ground | Gas (Historical Use) | 3000 | Bare Steel | 1975-04-05 | 1899-12-31 | Galvanized Steel | Safe Suction (Euro)
FIRST STOP | 732 US HWY 82 E | GEORGETOWN | Quitman | 9118002 | 10A | Ball Float | 1989-09-05 | FALSE | 1989-09-05 | FALSE | Currently in Use | Regular | 10000 | Galvanic (STIP-3) | 1989-09-05 |  | Fiberglass Reinforced Plastic | Pressurized
FIRST STOP | 732 US HWY 82 E | GEORGETOWN | Quitman | 9118002 | 10C | Ball Float | 1989-09-05 | FALSE | 1989-09-05 | FALSE | Currently in Use | Premium | 10000 | Galvanic (STIP-3) | 1989-09-05 |  | Fiberglass Reinforced Plastic | Pressurized
Corner Store | 1856 HWY 82 EAST | GEORGETOWN | Quitman | 9118007 | 3 | [5 empty] | Removed from Ground | Gas (Historical Use) | 550 | Not Marked/Unknown | 1998-12-01 | 1998-12-01 | Not Marked
RUBO'S CHEVRON | 763 HWY 82 w | GEORGETOWN | Quitman | 9118005 | 3 | Ball Float | 1986-03-01 | FALSE | 1986-03-01 | FALSE | Currently in Use | E-10 | 8000 | Galvanic (STIP-3) | 1986-03-01 |  | Fiberglass Reinforced Plastic | Pressurized
SUNNYS FOOD MART | 765 US HWY 82 W | GEORGETOWN | Quitman | 9118003 | 2 | [5 empty] | Removed from Ground | Gas (Historical Use) | 10000 | Bare Steel | 1981-01-01 | 1991-10-02 | Galvanized Steel
Family Food Mart | 1193 US HWY 82 E | GEORGETOWN | Quitman | 1180003 | 3 | Ball Float | 1991-03-01 | FALSE | 1991-03-01 | FALSE | Temporarily out of use | Premium | 2000 | Steel-Impressed Current | 1988-05-18 |  | Double-Walled Fiberglass | Pressurized
BROTHER'S FOOD MART | 1213 HWY 82 | GEORGETOWN | Quitman | 9118001 | 3 |  | 1998-12-01 |  | 1998-12-01 |  | Removed from Ground | Gas (Historical Use) | 4000 | Steel-Impressed Current | 1998-12-01 | 2001-08-23 | Fiberglass Reinforced Plastic | Safe Suction (Euro)
BROTHER'S FOOD MART | 1213 HWY 82 | GEORGETOWN | Quitman | 9118001 | 1 |  | 1998-12-01 |  | 1998-12-01 |  | Removed from Ground | Gas (Historical Use) | 4000 | Steel-Impressed Current | 1998-12-01 | 2001-08-23 | Fiberglass Reinforced Plastic | Safe Suction (Euro)
BROTHER'S FOOD MART | 1213 HWY 82 | GEORGETOWN | Quitman | 9118001 | 4 |  | 1998-12-01 |  | 1998-12-01 |  | Currently in Use | Gas (Historical Use) | 8000 | Steel-Impressed Current | 1990-01-01 |  | Double Walled | Pressurized
FIRST STOP | 732 US HWY 82 E | GEORGETOWN | Quitman | 9118002 | 4A | Ball Float | 1989-09-05 | FALSE | 1989-09-05 | FALSE | Currently in Use | Diesel | 4000 | Galvanic (STIP-3) | 1989-09-05 |  | Fiberglass Reinforced Plastic | Pressurized
SUNNYS FOOD MART | 765 US HWY 82 W | GEORGETOWN | Quitman | 9118003 | 1 | [5 empty] | Removed from Ground | Gas (Historical Use) | 10000 | Bare Steel | 1981-01-01 | 1991-10-02 | Galvanized Steel
Corner Store | 1856 HWY 82 EAST | GEORGETOWN | Quitman | 9118007 | 1 | [5 empty] | Removed from Ground | Gas (Historical Use) | 2000 | Bare Steel | 1998-12-01 | 1998-12-01 | Galvanized Steel | Safe Suction (Euro)
SUNNYS FOOD MART | 765 US HWY 82 W | GEORGETOWN | Quitman | 9118003 | 5 | Flapper Valve | 1991-10-15 | FALSE | 1991-10-15 | FALSE | Currently in Use | Diesel | 10000 | Fiberglass | 1991-11-18 |  | Fiberglass Reinforced Plastic | Pressurized
SUNNYS FOOD MART | 765 US HWY 82 W | GEORGETOWN | Quitman | 9118003 | 4 | Flapper Valve | 1991-10-15 | FALSE | 1991-10-15 | FALSE | Currently in Use | Regular | 12000 | Fiberglass | 1991-11-18 |  | Fiberglass Reinforced Plastic | Pressurized
Galaxy Georgetown | #1 MAIN ST | GEORGETOWN | Quitman | 9118010 | 1 | Ball Float | 1999-10-01 | FALSE | 1999-10-01 | FALSE | Currently in Use | Regular | 10000 | Fiberglass | 1999-01-01 |  | Fiberglass Reinforced Plastic | Pressurized
BROTHER'S FOOD MART | 1213 HWY 82 | GEORGETOWN | Quitman | 9118001 | 5 |  | 2001-08-25 | FALSE | 2001-08-25 | FALSE | Currently in Use | Gas (Historical Use) | 12000 | Composite | 2001-08-25 |  | Secondary Containment | Pressurized
RUBO'S CHEVRON | 763 HWY 82 w | GEORGETOWN | Quitman | 9118005 | 1 | Ball Float | 1986-03-01 | FALSE | 1986-03-01 | FALSE | Currently in Use | Diesel On Road | 8000 | Galvanic (STIP-3) | 1986-03-01 |  | Fiberglass Reinforced Plastic | Pressurized
Galaxy Georgetown | #1 MAIN ST | GEORGETOWN | Quitman | 9118010 | 2 | Ball Float | 1999-10-01 | FALSE | 1999-10-01 | FALSE | Currently in Use | Premium | 10000 | Fiberglass | 1999-01-01 |  | Fiberglass Reinforced Plastic | Pressurized
GA DOT #10435 | GA HWY 27/ 1/2 MI NORTH US 82 | GEORGETOWN | Quitman | 1180001 | 10435-1 | [5 empty] | Removed from Ground | Gas (Historical Use) | 550 | Bare Steel | 1971-05-03 | 1990-10-01 | Galvanized Steel
WILLIAM L HINSON | RTE 1 CUTBERT HWY | GEORGETOWN | Quitman | 1180002 | 2 | [5 empty] | Removed from Ground | Gas (Historical Use) | 5200 | Bare Steel | 1972-04-05 | 1899-12-31 | Galvanized Steel | Safe Suction (Euro)
Family Food Mart | 1193 US HWY 82 E | GEORGETOWN | Quitman | 1180003 | 1 | Ball Float | 1991-03-01 | FALSE | 1991-03-01 | FALSE | Temporarily out of use | Regular | 6000 | Steel-Impressed Current | 1977-05-10 |  | Double-Walled Fiberglass | Pressurized
Corner Store | 1856 HWY 82 EAST | GEORGETOWN | Quitman | 9118007 | 5A | Ball Float | 2000-08-01 | FALSE | 2000-08-01 | FALSE | Currently in Use | Premium | 8000 | Galvanic (STIP-3) | 2000-08-01 |  | Double-Walled Flex | Pressurized
SUNNYS FOOD MART | 765 US HWY 82 W | GEORGETOWN | Quitman | 9118003 | 3 | [5 empty] | Removed from Ground | Gas (Historical Use) | 10000 | Bare Steel | 1981-01-01 | 1991-10-02 | Galvanized Steel
WILLIAM L HINSON | RTE 1 CUTBERT HWY | GEORGETOWN | Quitman | 1180002 | 3 | [5 empty] | Removed from Ground | Diesel | 3000 | Bare Steel | 1976-04-04 | 1899-12-31 | Galvanized Steel | Safe Suction (Euro)
Corner Store | 1856 HWY 82 EAST | GEORGETOWN | Quitman | 9118007 | 4 | [5 empty] | Removed from Ground | Gas (Historical Use) | 550 | Not Marked/Unknown | 1998-12-01 | 1998-12-01 | Not Marked
Corner Store | 1856 HWY 82 EAST | GEORGETOWN | Quitman | 9118007 | 5B | Ball Float | 2000-08-01 | FALSE | 2000-08-01 | FALSE | Currently in Use | Regular | 4000 | Galvanic (STIP-3) | 2000-08-01 |  | Double-Walled Flex | Pressurized
WILLIAM L HINSON | RTE 1 CUTBERT HWY | GEORGETOWN | Quitman | 1180002 | 1 | [5 empty] | Removed from Ground | Gas (Historical Use) | 7400 | Bare Steel | 1972-04-05 | 1899-12-31 | Galvanized Steel | Safe Suction (Euro)
Family Food Mart | 1193 US HWY 82 E | GEORGETOWN | Quitman | 1180003 | 2 | Ball Float | 1991-03-01 | FALSE | 1991-03-01 | FALSE | Temporarily out of use | Plus | 6000 | Steel-Impressed Current | 1977-05-10 |  | Double-Walled Fiberglass | Pressurized
BROTHER'S FOOD MART | 1213 HWY 82 | GEORGETOWN | Quitman | 9118001 | 2 |  | 1998-12-01 |  | 1998-12-01 |  | Removed from Ground | Gas (Historical Use) | 4000 | Steel-Impressed Current | 1998-12-01 | 2001-08-23 | Fiberglass Reinforced Plastic | Safe Suction (Euro)
WILLIAM L HINSON | RTE 1 CUTBERT HWY | GEORGETOWN | Quitman | 1180002 | 4 | [5 empty] | Removed from Ground | Diesel | 3000 | Bare Steel | 1976-04-04 | 1899-12-31 | Galvanized Steel | Safe Suction (Euro)
SUNNYS FOOD MART | 765 US HWY 82 W | GEORGETOWN | Quitman | 9118003 | 6 | Flapper Valve | 1991-10-15 | FALSE | 1991-10-15 | FALSE | Currently in Use | Premium | 10000 | Fiberglass | 1991-11-18 |  | Fiberglass Reinforced Plastic | Pressurized
GEORGETOWN CITY HALL |  | GEORGETOWN | Quitman | 9118009 | 1 | [5 empty] | Removed from Ground | Gas (Historical Use) | 550 | Bare Steel | 2001-03-09 | 2001-03-09 | Bare Steel | Safe Suction (Euro)
Galaxy Georgetown | #1 MAIN ST | GEORGETOWN | Quitman | 9118010 | 3 | Ball Float | 1999-10-01 | FALSE | 1999-10-01 | FALSE | Currently in Use | Diesel | 10000 | Fiberglass | 1999-01-01 |  | Fiberglass Reinforced Plastic | Pressurized
BROTHER'S FOOD MART | 1213 HWY 82 | GEORGETOWN | Quitman | 9118001 | 6 |  | 2001-08-25 |  | 2001-08-25 |  | Currently in Use | Diesel | 12000 | Composite | 2001-08-25 |  | Secondary Containment | Pressurized
Galaxy Georgetown | #1 MAIN ST | GEORGETOWN | Quitman | 9118010 | 4 | Ball Float | 1999-10-01 | FALSE | 1999-10-01 | FALSE | Currently in Use | Diesel | 10000 | Fiberglass | 1999-01-01 |  | Fiberglass Reinforced Plastic | Pressurized
RUBO'S CHEVRON | 763 HWY 82 w | GEORGETOWN | Quitman | 9118005 | 2 | Ball Float | 1986-03-01 | FALSE | 1986-03-01 | FALSE | Currently in Use | Premium | 8000 | Galvanic (STIP-3) | 1986-03-01 |  | Fiberglass Reinforced Plastic | Pressurized
FIRST STOP | 732 US HWY 82 E | GEORGETOWN | Quitman | 9118002 | 10B | Ball Float | 1989-09-05 | FALSE | 1989-09-05 | FALSE | Currently in Use | E-10 | 10000 | Galvanic (STIP-3) | 1989-09-05 |  | Fiberglass Reinforced Plastic | Pressurized
TOMMY NOLAN | US HWY 82 WEST | MORRIS | Quitman | 1200042 | 1 |  | 1998-12-01 |  | 1998-12-01 |  | Removed from Ground | Gas (Historical Use) | 2000 | Steel-Impressed Current | 1979-05-10 | 2010-12-28 | Cathodically Protected | Safe Suction (Euro)
GA DOT #10435 | GA HWY 27/ 1/2 MI NORTH US 82 | GEORGETOWN | Quitman | 1180001 | 10435-2 | [5 empty] | Removed from Ground | Diesel | 550 | Bare Steel | 1971-05-03 | 1990-10-01 | Galvanized Steel
TOMMY NOLAN | US HWY 82 WEST | MORRIS | Quitman | 1200042 | 2 | [5 empty] | Removed from Ground | Gas (Historical Use) | 560 | Bare Steel | 1966-05-13 | 2000-08-09 | Galvanized Steel | Safe Suction (Euro)
TOMMY NOLAN | US HWY 82 WEST | MORRIS | Quitman | 1200042 | 3 | [5 empty] | Removed from Ground | Gas (Historical Use) | 560 | Bare Steel | 1966-05-13 | 2000-08-09 | Galvanized Steel | Safe Suction (Euro)
FORMER SVC STATION | MAIN ST/US HWY 82 | GEORGETOWN | Quitman | 9118004 | 1 | [5 empty] | Removed from Ground | Other | 0 | Not Marked/Unknown | 1993-04-27 | 1993-04-27 | Not Marked
CENTRAL POINT BAIT AND TACKLE | 1194 US HWY 82 | GEORGETOWN | Quitman | 10003568 | 1C | Flapper Valve | 2024-11-15 | FALSE | 2024-11-15 | FALSE | Currently in Use | Premium | 4000 | Fiberglass Double Walled | 2024-11-15 |  | Double-Walled Flex | Pressurized
CENTRAL POINT BAIT AND TACKLE | 1194 US HWY 82 | GEORGETOWN | Quitman | 10003568 | 1D | Flapper Valve | 2024-11-15 | FALSE | 2024-11-15 | FALSE | Currently in Use | E-0 | 4000 | Fiberglass Double Walled | 2024-11-15 |  | Double-Walled Flex | Pressurized
CENTRAL POINT BAIT AND TACKLE | 1194 US HWY 82 | GEORGETOWN | Quitman | 10003568 | 1A | Overfill Alarm | 2024-11-15 | FALSE | 2024-11-15 | FALSE | Currently in Use | E-10 | 10000 | Fiberglass Double Walled | 2024-11-15 |  | Double-Walled Flex | Pressurized
CENTRAL POINT BAIT AND TACKLE | 1194 US HWY 82 | GEORGETOWN | Quitman | 10003568 | 1B | Flapper Valve | 2024-11-15 | FALSE | 2024-11-15 | FALSE | Currently in Use | Diesel On Road | 7000 | Fiberglass Double Walled | 2024-11-15 |  | Double-Walled Flex | Pressurized
FORMER SVC STATION | MAIN ST/US HWY 82 | GEORGETOWN | Quitman | 9118004 | 2 | [5 empty] | Removed from Ground | Other | 0 | Not Marked/Unknown | 1993-04-27 | 1993-04-27 | Not Marked
SEASONS OF LAKE BURTON | 223 MARINA LANE | CLARKESVILLE | Rabun | 9119019 | 2 | [5 empty] | Removed from Ground | Gas (Historical Use) | 1000 | Not Marked/Unknown | 1985-01-01 | 1997-02-01 | Not Marked
CLAYTON FOOD MART | 17 HIGHWAY 441 N | CLAYTON | Rabun | 1190048 | 1 | Flapper Valve | 1999-04-10 | FALSE | 1999-02-01 | FALSE | Currently in Use | Regular | 6000 | Steel-Impressed Current | 1972-05-08 |  | Fiberglass Reinforced Plastic | Pressurized
KASTNERS PLACE | GA HWY 197 | CLARKESVILLE | Rabun | 680052 | U50001 | [5 empty] | Removed from Ground | Gas (Historical Use) | 1000 | Bare Steel | 1961-05-07 | 2000-10-31 | Galvanized Steel
SEASONS OF LAKE BURTON | 223 MARINA LANE | CLARKESVILLE | Rabun | 9119019 | 3 | [5 empty] | Removed from Ground | Gas (Historical Use) | 1000 | Not Marked/Unknown | 1985-01-01 | 1997-02-01 | Not Marked
CLAYTON OIL FOOD MART #1 | 339 HWY 441 S | CLAYTON | Rabun | 1190040 | UO#1001 |  |  | TRUE |  | TRUE | Closed in Ground | Used Oil | 3000 | Steel-Impressed Current | 1986-05-01 | 2006-12-05 | Cathodically Protected
DERRICK SERVICE STATION | MAIN ST | CLAYTON | Rabun | 1190039 | U70001 | [5 empty] | Closed in Ground | Empty | 1000 | Bare Steel | 1961-05-07 | 1984-07-01 | Galvanized Steel
THE STATION #1 | 109 S MAIN ST | CLAYTON | Rabun | 1190031 | 7 | [5 empty] | Removed from Ground | Diesel | 10000 | Bare Steel | 1985-04-29 | 1999-05-13 | Galvanized Steel
THE STATION #1 | 109 S MAIN ST | CLAYTON | Rabun | 1190031 | 4 | [5 empty] | Removed from Ground | Gas (Historical Use) | 3000 | Bare Steel | 1985-04-29 | 1999-05-13 | Galvanized Steel | Pressurized
SEASONS OF LAKE BURTON | 223 MARINA LANE | CLARKESVILLE | Rabun | 9119019 | 1 | [5 empty] | Removed from Ground | Gas (Historical Use) | 1000 | Not Marked/Unknown | 1985-01-01 | 1997-02-01 | Not Marked
RIDGECREST HOSPITAL | US HWY 76 WEST | CLAYTON | Rabun | 1190060 | 1 | [5 empty] | Removed from Ground | Gas (Historical Use) | 1 | Not Marked/Unknown | 1991-01-01 | 1991-01-01 | Not Marked
CIRCLE S | 215 HWY 441 N | CLAYTON | Rabun | 1190058 | 5 | Flapper Valve | 1987-01-01 | FALSE | 1998-04-28 | FALSE | Temporarily out of use | Empty | 8000 | Galvanic (STIP-3) | 1987-01-01 |  | Fiberglass Reinforced Plastic | Pressurized
CIRCLE S | 215 HWY 441 N | CLAYTON | Rabun | 1190058 | 7 | [5 empty] | Removed from Ground | Gas (Historical Use) | 8000 | Bare Steel | 1973-05-10 | 1899-12-31 | Galvanized Steel
CIRCLE S | 215 HWY 441 N | CLAYTON | Rabun | 1190058 | 4 | Flapper Valve | 1987-01-01 | FALSE | 1998-04-28 | FALSE | Currently in Use | E-0 | 6000 | Galvanic (STIP-3) | 1987-01-01 |  | Fiberglass Reinforced Plastic | Pressurized
THE STATION #1 | 109 S MAIN ST | CLAYTON | Rabun | 1190031 | 1 | [5 empty] | Removed from Ground | Gas (Historical Use) | 3000 | Bare Steel | 1985-04-29 | 1999-05-13 | Bare Steel | Pressurized
CIRCLE S | 215 HWY 441 N | CLAYTON | Rabun | 1190058 | 6 | [5 empty] | Removed from Ground | Gas (Historical Use) | 8000 | Bare Steel | 1973-05-10 | 1899-12-31 | Galvanized Steel
CLAYTON FOOD MART | 17 HIGHWAY 441 N | CLAYTON | Rabun | 1190048 | 5A | Flapper Valve | 2001-11-20 | FALSE | 2001-11-20 | FALSE | Currently in Use | Diesel | 5000 | Composite | 2001-11-20 |  | Fiberglass Reinforced Plastic | Pressurized
MCCOYS GENERAL STORE | 2174 PERSIMMON RD | CLAYTON | Rabun | 1190042 | 2 | [5 empty] | Removed from Ground | Gas (Historical Use) | 4000 | Marked Unknown | 1961-04-29 | 2000-11-29 | Galvanized Steel
KASTNERS PLACE | GA HWY 197 | CLARKESVILLE | Rabun | 680052 | R50001 | [5 empty] | Removed from Ground | Gas (Historical Use) | 1000 | Bare Steel | 1961-05-07 | 2000-10-31 | Galvanized Steel
DUVALL FORD | US HWY 441 | CLAYTON | Rabun | 1190041 | R90001 | [5 empty] | Removed from Ground | Gas (Historical Use) | 1000 | Bare Steel | 1966-05-06 | 1985-04-10 | Galvanized Steel
LAPRADES MARINA | 25 SHORELINE TRAIL | CLARKESVILLE | Rabun | 9119022 | 2 | Flapper Valve | 1994-06-24 | FALSE | 1994-06-24 | FALSE | Currently in Use | E-0 | 4000 | Galvanic (STIP-3) | 1994-06-24 |  | Galvanized Steel | Pressurized
CLAYTON OIL FOOD MART #1 | 339 HWY 441 S | CLAYTON | Rabun | 1190040 | D1001 |  | 1993-11-01 |  | 1993-11-01 |  | Closed in Ground | Diesel | 15000 | Steel-Impressed Current | 1982-05-02 | 2006-06-13 | Cathodically Protected | Pressurized
LAKE BURTON GROCERY | 7335 HWY 76 W | CLAYTON | Rabun | 1190018 | 2 | Flapper Valve | 1998-07-26 | FALSE | 1998-07-26 | FALSE | Permanently Out of Use - historical purposes | Gas (Historical Use) | 550 | Galvanic (STIP-3) | 1970-03-07 | 2019-07-12 | Fiberglass Reinforced Plastic | Safe Suction (Euro)
THE STATION #1 | 109 S MAIN ST | CLAYTON | Rabun | 1190031 | 6 | [5 empty] | Removed from Ground | Gas (Historical Use) | 6000 | Bare Steel | 1985-04-29 | 1999-05-13 | Galvanized Steel
CIRCLE S | 215 HWY 441 N | CLAYTON | Rabun | 1190058 | 3 | Flapper Valve | 1987-01-01 | FALSE | 1998-04-28 | FALSE | Currently in Use | Regular | 8000 | Galvanic (STIP-3) | 1987-01-01 |  | Fiberglass Reinforced Plastic | Pressurized
CLAYTON ELEMENTARY SCHOOL | HIAWASSEE RD | CLAYTON | Rabun | 1190004 | 3 | [5 empty] | Removed from Ground | Gas (Historical Use) | 6000 | Bare Steel | 1978-04-11 | 1990-12-01 | Galvanized Steel
SEASONS OF LAKE BURTON | 223 MARINA LANE | CLARKESVILLE | Rabun | 9119019 | 5 | [5 empty] | Removed from Ground | Gas (Historical Use) | 2005 | Not Marked/Unknown | 1985-01-01 | 1997-02-01 | Not Marked
SEASONS OF LAKE BURTON | 223 MARINA LANE | CLARKESVILLE | Rabun | 9119019 | 7 |  | 1997-03-01 |  | 1997-03-01 |  | Removed from Ground | Diesel | 6000 | Composite | 1997-03-01 | 2008-06-11 | Double Walled | Suction (American)
SEASONS OF LAKE BURTON | 223 MARINA LANE | CLARKESVILLE | Rabun | 9119019 | 4 | [5 empty] | Removed from Ground | Gas (Historical Use) | 1000 | Not Marked/Unknown | 1985-01-01 | 1997-02-01 | Not Marked
LAKE BURTON FISH HATCHERY | 3695 HWY 197 N | CLARKESVILLE | Rabun | 1190001 | 3 | Flapper Valve | 1997-05-30 | FALSE | 1997-05-30 | FALSE | Currently in Use | Diesel | 2500 | Fiberglass Double Walled | 1997-05-30 |  | Fiberglass Reinforced Plastic | Safe Suction (Euro)
LAPRADES CAMP | 68 TRADITIONAL CIRCLE | CLARKESVILLE | Rabun | 1190049 | 2 | [5 empty] | Removed from Ground | Gas (Historical Use) | 1000 | Bare Steel | 1961-05-13 | 1990-03-18 | Galvanized Steel
LOVELL TIRE CO | OLD US HWY 441 | CLAYTON | Rabun | 1190019 | 1 | [5 empty] | Removed from Ground | Gas (Historical Use) | 1000 | Bare Steel | 1976-03-05 | 1998-08-01 | Galvanized Steel
THE STATION #1 | 109 S MAIN ST | CLAYTON | Rabun | 1190031 | 2 | [5 empty] | Removed from Ground | Gas (Historical Use) | 3000 | Bare Steel | 1985-04-29 | 1999-05-13 | Bare Steel | Pressurized
LAKE BURTON GROCERY | 7335 HWY 76 W | CLAYTON | Rabun | 1190018 | 3 | Flapper Valve | 1998-07-26 | FALSE | 1998-07-26 | FALSE | Permanently Out of Use - historical purposes | Diesel | 550 | Galvanic (STIP-3) | 1970-03-07 | 2019-07-12 | Fiberglass Reinforced Plastic | Safe Suction (Euro)
LOVELL TIRE CO | OLD US HWY 441 | CLAYTON | Rabun | 1190019 | 2 | [5 empty] | Removed from Ground | Gas (Historical Use) | 1000 | Bare Steel | 1976-03-05 | 1998-08-01 | Galvanized Steel
RABUN COUNTY MEMORIAL HOSP | SOUTH MAIN | CLAYTON | Rabun | 1190020 | 2 |  |  | FALSE |  | FALSE | Permanently Out of Use - historical purposes |  | 5000 |  |  |  | Not Marked
CRESTVIEW STORE | 1965 HWY 76 W | CLAYTON | Rabun | 1190034 | P20001 | Flapper Valve | 1998-07-08 | FALSE | 1998-07-08 | FALSE | Temporarily out of use | Gas (Historical Use) | 4000 | Steel-Impressed Current | 1983-05-02 |  |  | Pressurized
WELBORNS GROCERY | PERSIMMION RD | CLAYTON | Rabun | 1190027 | 2 | [5 empty] | Removed from Ground | Gas (Historical Use) | 550 | Cathodically Protected Steel | 1976-05-01 | 1990-01-01 | Galvanized Steel
T & W OIL CO | 259 NORTH MAIN | CLAYTON | Rabun | 9119021 | 2 | [5 empty] | Removed from Ground | Gas (Historical Use) | 8000 | Bare Steel | 1960-01-01 | 1998-11-03 | Galvanized Steel | Suction (American)
TUCKALUGE GROCERY | 6166 WARWOMAN RD | CLAYTON | Rabun | 9119011 | 2 | Flapper Valve | 1998-11-30 |  | 1998-11-30 |  | Removed from Ground | Gas (Historical Use) | 550 | Galvanic (STIP-3) | 1988-05-01 | 2012-07-08 | Galvanized Steel | Safe Suction (Euro)
CIRCLE M FOOD SHOP # 25 | 110 HWY 441 N | CLAYTON | Rabun | 9119027 | 1 | Flapper Valve | 2024-05-09 | FALSE | 2024-05-09 | FALSE | Currently in Use | Regular | 20000 | Composite Double Walled | 1997-06-01 |  | Double-Walled Fiberglass | Pressurized
LAPRADES MARINA | 25 SHORELINE TRAIL | CLARKESVILLE | Rabun | 9119022 | 1 | Flapper Valve | 1994-06-24 | FALSE | 1994-06-24 | FALSE | Currently in Use | E-0 | 4000 | Galvanic (STIP-3) | 1994-06-24 |  | Galvanized Steel | Pressurized
TALLALAH WORK CENTER | NORTH MAIN ST | CLAYTON | Rabun | 1190022 | 39 | [5 empty] | Removed from Ground | Diesel | 500 | Bare Steel | 1970-02-17 | 1988-12-15 | Galvanized Steel
THE STATION #1 | 109 S MAIN ST | CLAYTON | Rabun | 1190031 | 3 | [5 empty] | Removed from Ground | Gas (Historical Use) | 3000 | Bare Steel | 1985-04-29 | 1999-05-13 | Galvanized Steel
FIVE POINTS GROCERY | 762 HWY 76 E | CLAYTON | Rabun | 1190024 | 3 | Flapper Valve | 1999-04-16 | FALSE | 1998-12-20 | FALSE | Currently in Use | Diesel | 2000 | Galvanic (STIP-3) | 1971-05-03 |  | Fiberglass Reinforced Plastic | Safe Suction (Euro)
LAKE BURTON FISH HATCHERY | 3695 HWY 197 N | CLARKESVILLE | Rabun | 1190001 | 2 | Flapper Valve | 1997-05-30 | FALSE | 1997-05-30 | FALSE | Currently in Use | Regular | 2500 | Fiberglass Double Walled | 1997-05-30 |  | Fiberglass Reinforced Plastic | Safe Suction (Euro)
CRESTVIEW STORE | 1965 HWY 76 W | CLAYTON | Rabun | 1190034 | U20001 | Flapper Valve | 1998-07-08 | FALSE | 1998-07-08 | FALSE | Temporarily out of use | Gas (Historical Use) | 4000 | Steel-Impressed Current | 1983-05-02 |  | Steel (Impressed Current) | Pressurized
LAPRADES CAMP | 68 TRADITIONAL CIRCLE | CLARKESVILLE | Rabun | 1190049 | 1 | [5 empty] | Removed from Ground | Gas (Historical Use) | 1000 | Bare Steel | 1961-05-13 | 1990-03-28 | Galvanized Steel
CLAYTON FOOD MART | 17 HIGHWAY 441 N | CLAYTON | Rabun | 1190048 | 3 | Flapper Valve | 1999-04-10 | FALSE | 1999-02-01 | FALSE | Currently in Use | E-0 | 6000 | Steel-Impressed Current | 1972-05-08 |  | Fiberglass Reinforced Plastic | Pressurized
MCCOYS GENERAL STORE | 2174 PERSIMMON RD | CLAYTON | Rabun | 1190042 | 1 | [5 empty] | Removed from Ground | Gas (Historical Use) | 4000 | Bare Steel | 1961-04-29 | 2000-11-29 | Galvanized Steel
CLAYTON OIL FOOD MART #1 | 339 HWY 441 S | CLAYTON | Rabun | 1190040 | R1001 |  | 1993-11-01 |  | 1993-11-01 |  | Removed from Ground | Gas (Historical Use) | 15000 | Steel-Impressed Current | 1982-05-02 | 2008-07-22 | Cathodically Protected | Pressurized
CRESTVIEW STORE | 1965 HWY 76 W | CLAYTON | Rabun | 1190034 | S20001 | Flapper Valve | 1998-07-08 | FALSE | 1998-07-08 | FALSE | Temporarily out of use | Gas (Historical Use) | 4000 | Steel-Impressed Current | 1983-05-02 |  | Steel (Impressed Current) | Pressurized
RAMEYS SERVICE CENTER & FOOD MAR | 36 TIGER CONNECTOR | CLAYTON | Rabun | 9119014 | 1 |  | 1993-07-01 |  | 1993-07-01 |  | Removed from Ground | Gas (Historical Use) | 8000 | Galvanic (STIP-3) | 1993-07-01 | 2008-08-18 | Fiberglass Reinforced Plastic | Suction (American)
SOUTHEASTERN EXPEDITIONS | ROUTE 3 BOX 3178 EAST | CLAYTON | Rabun | 9119028 | 1 | [5 empty] | Removed from Ground | Gas (Historical Use) | 900 | Epoxy | 1998-11-14 | 1998-11-14 | Galvanized Steel | Safe Suction (Euro)
LAPRADES CAMP | 68 TRADITIONAL CIRCLE | CLARKESVILLE | Rabun | 1190049 | 4 | [5 empty] | Removed from Ground | Empty | 1000 | Bare Steel | 1961-05-13 | 1990-03-28 | Galvanized Steel
DERRICK SERVICE STATION | MAIN ST | CLAYTON | Rabun | 1190039 | R70001 | [5 empty] | Closed in Ground | Empty | 1000 | Bare Steel | 1961-05-07 | 1984-07-01 | Galvanized Steel
LAKE BURTON GROCERY | 7335 HWY 76 W | CLAYTON | Rabun | 1190018 | 1 | Overfill Alarm | 1998-07-26 | FALSE | 1998-07-26 | FALSE | Permanently Out of Use - historical purposes | Gas (Historical Use) | 2000 | Galvanic (STIP-3) | 1970-03-07 | 2019-07-12 | Fiberglass Reinforced Plastic | Safe Suction (Euro)
ROYAL FOOD # 25 | 1519 HWY 76 W | CLAYTON | Rabun | 9119010 | 2 | Ball Float | 1999-06-13 | FALSE | 1992-08-21 | FALSE | Currently in Use | Premium | 6000 | Steel-Impressed Current | 1982-05-08 |  | Fiberglass Reinforced Plastic | Pressurized
CIRCLE M FOOD SHOP # 25 | 110 HWY 441 N | CLAYTON | Rabun | 9119027 | 3 | Flapper Valve | 2024-05-09 | FALSE | 2024-05-09 | FALSE | Currently in Use | E-0 | 10000 | Epoxy | 1997-06-01 |  | Double-Walled Fiberglass | Pressurized
THE STATION #2 | US HWY 441 NORTH | CLAYTON | Rabun | 1190032 | 2 | [5 empty] | Removed from Ground | Gas (Historical Use) | 8000 | Cathodically Protected Steel | 1978-05-01 | 1899-12-31 | Galvanized Steel
THE STATION #1 | 109 S MAIN ST | CLAYTON | Rabun | 1190031 | 5 | [5 empty] | Removed from Ground | Gas (Historical Use) | 10000 | Bare Steel | 1985-04-29 | 1999-05-13 | Galvanized Steel | Pressurized
FIVE POINTS GROCERY | 762 HWY 76 E | CLAYTON | Rabun | 1190024 | 2 | Flapper Valve | 1999-04-16 | FALSE | 1998-12-20 | FALSE | Currently in Use | Regular | 2000 | Galvanic (STIP-3) | 1971-05-03 |  | Fiberglass Reinforced Plastic | Safe Suction (Euro)
ELAINES GROCERY | WARWOMAN RD | CLAYTON | Rabun | 1190025 | 2 | [5 empty] | Removed from Ground | Gas (Historical Use) | 550 | Cathodically Protected Steel | 1976-05-01 | 1987-01-01 | Galvanized Steel
WELBORNS GROCERY | PERSIMMION RD | CLAYTON | Rabun | 1190027 | 1 | [5 empty] | Removed from Ground | Gas (Historical Use) | 550 | Cathodically Protected Steel | 1976-05-01 | 1990-01-01 | Galvanized Steel
RABUN COUNTY SCHOOL BUS SHOP | HWY 76 WEST | CLAYTON | Rabun | 1190003 | 1 |  |  | TRUE |  | TRUE | Removed from Ground | Used Oil | 4000 | Bare Steel | 1963-04-15 | 1899-12-31 | Copper
CHURCH OIL CO | US HWY 441 & US HWY 23 NORTH | CLAYTON | Rabun | 1190015 | 3 | [5 empty] | Currently in Use | Gas (Historical Use) | 8000 | Bare Steel | 1974-03-06 |  | Galvanized Steel
Raceway #7016 | 401 US HWY 441 SE | CLAYTON | Rabun | 9119006 | 2 | Overfill Alarm | 1993-01-01 | FALSE | 1993-01-01 | FALSE | Currently in Use | Diesel | 12000 | Fiberglass Double Walled | 1993-02-19 |  | Double-Walled Fiberglass | Pressurized
ELAINES GROCERY | WARWOMAN RD | CLAYTON | Rabun | 1190025 | 4 | [5 empty] | Removed from Ground | Diesel | 550 | Cathodically Protected Steel | 1976-05-01 | 1987-01-01 | Galvanized Steel
CIRCLE S | 215 HWY 441 N | CLAYTON | Rabun | 1190058 | 2 | Flapper Valve | 1987-01-01 | FALSE | 1998-04-28 | FALSE | Currently in Use | Diesel | 8000 | Galvanic (STIP-3) | 1987-01-01 |  | Fiberglass Reinforced Plastic | Pressurized
CLAYTON FOOD MART | 17 HIGHWAY 441 N | CLAYTON | Rabun | 1190048 | 5B | Flapper Valve | 2001-11-20 | FALSE | 2001-11-20 | FALSE | Currently in Use | Kerosene | 1000 | Composite | 2001-11-20 |  | Fiberglass Reinforced Plastic | Safe Suction (Euro)
DON L INC | HWY 441 NORTH | CLAYTON | Rabun | 1190047 | 1 |  |  | FALSE |  | FALSE | Permanently Out of Use - historical purposes | Diesel | 5000 | Bare Steel | 1953-05-09 |  | Galvanized Steel
CLAYTON OIL FOOD MART #1 | 339 HWY 441 S | CLAYTON | Rabun | 1190040 | S1001 |  | 1993-11-01 |  | 1993-11-01 |  | Removed from Ground | Gas (Historical Use) | 15000 | Steel-Impressed Current | 1982-05-02 | 2008-07-22 | Cathodically Protected | Pressurized
THE STATION #2 | US HWY 441 NORTH | CLAYTON | Rabun | 1190032 | 1 | [5 empty] | Removed from Ground | Gas (Historical Use) | 8000 | Cathodically Protected Steel | 1978-05-01 | 1899-12-31 | Galvanized Steel
CLAYTON ELEMENTARY SCHOOL | HIAWASSEE RD | CLAYTON | Rabun | 1190004 | 2 | [5 empty] | Closed in Ground | Other | 500 | Bare Steel | 1974-04-12 | 1994-06-01 | Bare Steel
RABUN COUNTY RD DEPARTMENT | 152 SURVEYOR LN | CLAYTON | Rabun | 9119015 | 2 | Ball Float | 1991-05-01 |  | 1991-05-01 |  | Currently in Use | Gas (Historical Use) | 10000 | Galvanic (STIP-3) | 1991-05-01 |  | Fiberglass Reinforced Plastic | Pressurized
CHURCH OIL CO | US HWY 441 & US HWY 23 NORTH | CLAYTON | Rabun | 1190015 | 2 | [5 empty] | Currently in Use | Gas (Historical Use) | 8000 | Bare Steel | 1974-03-06 |  | Galvanized Steel
RAMEYS SERVICE CENTER & FOOD MAR | 36 TIGER CONNECTOR | CLAYTON | Rabun | 9119014 | 2 |  | 1993-07-01 |  | 1993-07-01 |  | Removed from Ground | Gas (Historical Use) | 8000 | Galvanic (STIP-3) | 1993-07-01 | 2008-08-18 | Fiberglass Reinforced Plastic | Suction (American)
DERRICK SERVICE STATION | MAIN ST | CLAYTON | Rabun | 1190039 | S70001 | [5 empty] | Closed in Ground | Empty | 1000 | Bare Steel | 1961-05-07 | 1984-07-01 | Galvanized Steel
RABUN COUNTY MEMORIAL HOSP | SOUTH MAIN | CLAYTON | Rabun | 1190020 | 1 |  |  | FALSE |  | FALSE | Permanently Out of Use - historical purposes | Diesel | 600 | Bare Steel | 1952-03-08 |  | Galvanized Steel
THE STATION #2 | US HWY 441 NORTH | CLAYTON | Rabun | 1190032 | 3 | [5 empty] | Removed from Ground | Gas (Historical Use) | 8000 | Cathodically Protected Steel | 1978-05-01 | 1899-12-31 | Galvanized Steel
CHURCH OIL CO | US HWY 441 & US HWY 23 NORTH | CLAYTON | Rabun | 1190015 | 5 | [5 empty] | Currently in Use | Kerosene | 250 | Bare Steel | 1984-03-03 |  | Galvanized Steel
T & W OIL CO | 259 NORTH MAIN | CLAYTON | Rabun | 9119021 | 1 | [5 empty] | Removed from Ground | Kerosene | 4000 | Bare Steel | 1960-01-01 | 1998-11-03 | Galvanized Steel | Suction (American)
441 BP/SMITYS SPIRITS | US HWY 441 NORTH | CLAYTON | Rabun | 9119002 | 1 | [5 empty] | Removed from Ground | Gas (Historical Use) | 1000 | Cathodically Protected Steel | 1979-01-01 | 1999-05-13 | Galvanized Steel
Raceway #7016 | 401 US HWY 441 SE | CLAYTON | Rabun | 9119006 | 3 | Overfill Alarm | 1993-01-01 | FALSE | 1993-01-01 | FALSE | Currently in Use | Premium | 12000 | Fiberglass Double Walled | 1993-02-19 |  | Double-Walled Fiberglass | Pressurized
DRESSER STORE/GREEN PROPERTY | MAIN STREET | CLAYTON | Rabun | 9119016 | 1 | [5 empty] | Removed from Ground | Diesel | 0 | Not Marked/Unknown | 1992-01-01 | 1992-01-01 | Not Marked
RABUN COUNTY RD DEPARTMENT | 152 SURVEYOR LN | CLAYTON | Rabun | 9119015 | 3 |  | 1991-05-01 |  | 1991-05-01 |  | Removed from Ground | Used Oil | 1000 | Bare Steel | 1999-07-06 | 2015-09-25 | Fiberglass Reinforced Plastic | Gravity Fed
ROYAL FOOD # 25 | 1519 HWY 76 W | CLAYTON | Rabun | 9119010 | 1 | Ball Float | 1999-06-13 | FALSE | 1992-08-21 | FALSE | Currently in Use | Regular | 8000 | Steel-Impressed Current | 1982-05-08 |  | Steel (Impressed Current) | Pressurized
VACANT SITE | MAIN STREET & MILL STREET | CLAYTON | Rabun | 10000177 | 1 |  |  | FALSE |  | FALSE | Removed from Ground | Gas (Historical Use) | 6000 | Bare Steel | 2002-10-01 | 2002-10-01 | Bare Steel
LAPRADES CAMP | 68 TRADITIONAL CIRCLE | CLARKESVILLE | Rabun | 1190049 | 3 | [5 empty] | Removed from Ground | Gas (Historical Use) | 1000 | Bare Steel | 1961-05-13 | 1990-03-28 | Galvanized Steel
ELAINES GROCERY | WARWOMAN RD | CLAYTON | Rabun | 1190025 | 1 | [5 empty] | Removed from Ground | Gas (Historical Use) | 550 | Cathodically Protected Steel | 1976-05-01 | 1987-01-01 | Galvanized Steel
CHURCH OIL CO | US HWY 441 & US HWY 23 NORTH | CLAYTON | Rabun | 1190015 | 6 | [5 empty] | Currently in Use | Gas (Historical Use) | 550 | Bare Steel | 1979-03-05 |  | Galvanized Steel
441 BP/SMITYS SPIRITS | US HWY 441 NORTH | CLAYTON | Rabun | 9119002 | 2 | [5 empty] | Removed from Ground | Gas (Historical Use) | 8000 | Cathodically Protected Steel | 1979-01-01 | 1999-05-13 | Galvanized Steel
CLAYTON FOOD MART | 17 HIGHWAY 441 N | CLAYTON | Rabun | 1190048 | 4 | [5 empty] | Removed from Ground | Diesel | 550 | Cathodically Protected Steel | 1985-01-01 | 1998-11-01 | Galvanized Steel | Pressurized
CLAYTON OIL FOOD MART #1 | 339 HWY 441 S | CLAYTON | Rabun | 1190040 | BO1001 |  |  | FALSE |  | FALSE | Closed in Ground | New Oil | 3000 | Unknown | 2006-12-05 | 2006-12-05 | Unknown
FIVE POINTS GROCERY | 762 HWY 76 E | CLAYTON | Rabun | 1190024 | 1 | Flapper Valve | 1999-04-16 | FALSE | 1998-12-20 | FALSE | Currently in Use | Regular | 2000 | Galvanic (STIP-3) | 1971-05-03 |  | Fiberglass Reinforced Plastic | Safe Suction (Euro)
GA DOT 10118/RABUN CO MTC HQ | 0 .5 MI S OF CLAYTON ON US 441 | CLAYTON | Rabun | 1190002 | 118G1 | [5 empty] | Removed from Ground | Gas (Historical Use) | 1000 | Cathodically Protected Steel | 1988-12-19 | 2001-09-20 | Cathodically Protected | Suction (American)
CHURCH OIL CO | US HWY 441 & US HWY 23 NORTH | CLAYTON | Rabun | 1190015 | 4 | [5 empty] | Currently in Use | Diesel | 8000 | Bare Steel | 1974-03-06 |  | Galvanized Steel
T & W OIL CO | 259 NORTH MAIN | CLAYTON | Rabun | 9119021 | 5 | [5 empty] | Removed from Ground | Diesel | 6000 | Bare Steel | 1960-01-01 | 1998-11-03 | Galvanized Steel | Suction (American)
T & W OIL CO | 259 NORTH MAIN | CLAYTON | Rabun | 9119021 | 4 | [5 empty] | Removed from Ground | Diesel | 6000 | Bare Steel | 1960-01-01 | 1998-11-03 | Galvanized Steel | Suction (American)
CLAYTON MOTORS INC | 102 SOUTH MAIN STREET | CLAYTON | Rabun | 10001183 | 2 |  |  | FALSE |  | FALSE | Removed from Ground | Gas (Historical Use) | 500 | Unknown | 2006-07-05 | 2006-07-05 | Unknown
FIVE POINTS GROCERY | 762 HWY 76 E | CLAYTON | Rabun | 1190024 | 4 | [5 empty] | Removed from Ground | Kerosene | 560 | Bare Steel | 1984-04-29 | 1999-04-22 | Galvanized Steel | Suction (American)
CHURCH OIL CO | US HWY 441 & US HWY 23 NORTH | CLAYTON | Rabun | 1190015 | 1 | [5 empty] | Currently in Use | Gas (Historical Use) | 8000 | Bare Steel | 1974-03-06 |  | Galvanized Steel
RABUN COUNTY HIGH SCHOOL | US HWY 441 SOUTH | CLAYTON | Rabun | 1190005 | 1 | [5 empty] | Removed from Ground | Gas (Historical Use) | 10000 | Bare Steel | 1979-04-11 | 1996-02-10 | Bare Steel | Gravity Fed
441 BP/SMITYS SPIRITS | US HWY 441 NORTH | CLAYTON | Rabun | 9119002 | 3 | [5 empty] | Removed from Ground | Gas (Historical Use) | 8000 | Cathodically Protected Steel | 1979-01-01 | 1999-05-13 | Galvanized Steel
TUCKALUGE GROCERY | 6166 WARWOMAN RD | CLAYTON | Rabun | 9119011 | 1 | Flapper Valve | 1998-11-30 |  | 1998-11-30 |  | Removed from Ground | Gas (Historical Use) | 550 | Galvanic (STIP-3) | 1988-05-01 | 2012-07-08 | Galvanized Steel | Safe Suction (Euro)
CLAYTON MOTORS INC | 102 SOUTH MAIN STREET | CLAYTON | Rabun | 10001183 | 1 |  |  | FALSE |  | FALSE | Removed from Ground | Gas (Historical Use) | 500 | Unknown | 2006-07-05 | 2006-07-05 | Unknown
T & W OIL CO | 259 NORTH MAIN | CLAYTON | Rabun | 9119021 | 3 | [5 empty] | Removed from Ground | Gas (Historical Use) | 6000 | Bare Steel | 1960-01-01 | 1998-11-03 | Galvanized Steel | Suction (American)
Raceway #7016 | 401 US HWY 441 SE | CLAYTON | Rabun | 9119006 | 1 | Overfill Alarm | 1993-01-01 | FALSE | 1993-01-01 | FALSE | Currently in Use | Regular | 12000 | Fiberglass Double Walled | 1993-02-19 |  | Double-Walled Fiberglass | Pressurized
CLAYTON ELEMENTARY SCHOOL | HIAWASSEE RD | CLAYTON | Rabun | 1190004 | 1 | [5 empty] | Closed in Ground | Diesel | 4000 | Bare Steel | 1971-04-13 | 1992-06-01 | Copper
GA DOT 10118/RABUN CO MTC HQ | 0 .5 MI S OF CLAYTON ON US 441 | CLAYTON | Rabun | 1190002 | 118D1 | [5 empty] | Removed from Ground | Diesel | 1000 | Cathodically Protected Steel | 1988-12-19 | 2001-09-20 | Cathodically Protected | Suction (American)
RABUN COUNTY RD DEPARTMENT | 152 SURVEYOR LN | CLAYTON | Rabun | 9119015 | 1 | Ball Float | 1991-05-01 |  | 1991-05-01 |  | Currently in Use | Diesel | 10000 | Galvanic (STIP-3) | 1991-05-01 |  | Fiberglass Reinforced Plastic | Pressurized
ROYAL FOOD # 25 | 1519 HWY 76 W | CLAYTON | Rabun | 9119010 | 3 | Flapper Valve | 1999-06-13 | FALSE | 1992-08-21 | FALSE | Currently in Use | Diesel | 4000 | Steel-Impressed Current | 1982-05-08 |  | Fiberglass Reinforced Plastic | Pressurized
CIRCLE M FOOD SHOP # 25 | 110 HWY 441 N | CLAYTON | Rabun | 9119027 | 2 | Flapper Valve | 2024-05-09 | FALSE | 2024-05-09 | FALSE | Currently in Use | Premium | 10000 | Epoxy | 1997-06-01 |  | Double-Walled Fiberglass | Pressurized
LOVELLS GULF | S MAIN ST | CLAYTON | Rabun | 7000097 | 5 |  |  | TRUE |  | TRUE | Removed from Ground | Used Oil | 280 | Cathodically Protected Steel | 1971-05-10 | 1997-08-01 | Galvanized Steel
THE I MARKET #788 | 180 HIGHWAY 441 NORTH | CLAYTON | Rabun | 10001715 | 3 | Flapper Valve | 2008-11-01 | FALSE | 2008-11-01 | FALSE | Currently in Use | Diesel | 5000 | Fiberglass Double Walled | 2008-11-01 |  | Double-Walled Flex | Pressurized
VALLEY GAS | 6619 HWY 441 N | DILLARD | Rabun | 9119007 | 3 | [5 empty] | Removed from Ground | Gas (Historical Use) | 2000 | Bare Steel | 1998-05-01 | 1998-05-01 | Galvanized Steel | Suction (American)
THE I MARKET #788 | 180 HIGHWAY 441 NORTH | CLAYTON | Rabun | 10001715 | 1 | Flapper Valve | 2008-11-01 | FALSE | 2008-11-01 | FALSE | Currently in Use | Regular | 25000 | Fiberglass Double Walled | 2008-11-01 |  | Double-Walled Flex | Pressurized
441 SELF SERVICE | 2391 HWY 441 S | MOUNTAIN CITY | Rabun | 1190057 | 4 |  | 1998-08-27 |  | 1998-08-27 |  | Temporarily out of use | Diesel | 3000 | Steel-Impressed Current | 1971-06-17 |  | Cathodically Protected
441 SELF SERVICE | 2391 HWY 441 S | MOUNTAIN CITY | Rabun | 1190057 | 5 |  | 1998-08-27 |  | 1998-08-27 |  | Temporarily out of use | Kerosene | 2000 | Steel-Impressed Current | 1971-06-17 |  | Cathodically Protected | Suction (American)
TERRY'S SERVICE STATION | US HWY 441 NORTH | MOUNTAIN CITY | Rabun | 9119005 | 2 | [5 empty] | Removed from Ground | Gas (Historical Use) | 6000 | Not Marked/Unknown | 1966-01-01 | 1993-02-01 | Not Marked
RABUN CO BOARD OF EDUCATION BUS SHOP | 385 WILDCAT PRIDE WAY | TIGER | Rabun | 10002099 | 1B |  | 2012-04-03 | FALSE | 2012-04-03 | FALSE | Currently in Use | Gas (Historical Use) | 3000 | Composite Double Walled | 2012-04-03 |  | Double-Walled Flex | Safe Suction (Euro)
WOODS STORE | BRIDGE CREEK RD | TIGER | Rabun | 1190023 | 3 | [5 empty] | Removed from Ground | Gas (Historical Use) | 1000 | Bare Steel | 1976-03-15 | 1997-10-01 | Galvanized Steel
VALLEY GAS | 6619 HWY 441 N | DILLARD | Rabun | 9119007 | 2 | [5 empty] | Removed from Ground | Gas (Historical Use) | 2000 | Bare Steel | 1998-05-01 | 1998-05-01 | Galvanized Steel | Suction (American)
FORMER CIRCLE K #1235 | US HWY 441 | DILLARD | Rabun | 1190051 | 3 |  | 1994-06-01 |  | 1994-06-01 |  | Removed from Ground | Gas (Historical Use) | 10000 | Cathodically Protected Steel | 1981-05-08 | 1996-07-23 | Bare Steel | Pressurized
ACREE PETROLEUM | 6676 HWY 441 N | DILLARD | Rabun | 9119024 | 3A | Flapper Valve | 2023-12-23 | FALSE | 1996-10-10 | FALSE | Currently in Use | E-0 | 2000 | Composite | 1996-10-10 |  | Fiberglass Reinforced Plastic | Safe Suction (Euro)
ABANDONED - BURNETTE PURE | PO BOX 351 | DILLARD | Rabun | 1190056 | 4 |  | 1998-08-28 | FALSE | 1998-08-28 | FALSE | Temporarily out of use | Diesel | 8000 | Steel-Impressed Current | 1979-06-15 |  |  | Pressurized
RABUN COUNTY BOARD OF EDUCATION | HWY 441 S | TIGER | Rabun | 9119013 | 1 | Flapper Valve | 1995-09-16 |  | 1995-09-16 |  | Removed from Ground | Diesel | 10150 | Composite | 1995-09-16 | 2012-06-18 | Fiberglass Reinforced Plastic | Safe Suction (Euro)
ACREE PETROLEUM | 6676 HWY 441 N | DILLARD | Rabun | 9119024 | 3 | Flapper Valve | 2023-12-23 | FALSE | 1996-10-10 | FALSE | Currently in Use | Diesel | 6000 | Composite | 1996-10-10 |  | Fiberglass Reinforced Plastic | Pressurized
ACREE PETROLEUM | 6676 HWY 441 N | DILLARD | Rabun | 9119024 | A | [5 empty] | Removed from Ground | Gas (Historical Use) | 0 | Not Marked/Unknown | 1986-01-01 | 1986-01-01 | Not Marked
THE I MARKET #788 | 180 HIGHWAY 441 NORTH | CLAYTON | Rabun | 10001715 | 4 | Flapper Valve | 2008-11-01 | FALSE | 2008-11-01 | FALSE | Currently in Use | Diesel | 5000 | Fiberglass Double Walled | 2008-11-01 |  | Double-Walled Flex | Pressurized
FORMER CIRCLE K #1235 | US HWY 441 | DILLARD | Rabun | 1190051 | 4 | [5 empty] | Removed from Ground | Other | 1000 | Bare Steel | 1996-07-23 | 1996-07-23 | Not Marked
FORMER CIRCLE K #1235 | US HWY 441 | DILLARD | Rabun | 1190051 | 5 | [5 empty] | Removed from Ground | Other | 1000 | Bare Steel | 1996-07-23 | 1996-07-23 | Not Marked
GA POWER/FORMER RABUN GAP OP HQ/ | JOHN BECK DOCKINS RD | RABUN GAP | Rabun | 1190044 | 12142 | [5 empty] | Closed in Ground | Diesel | 10000 | Marked Unknown | 1976-05-09 | 1995-03-30 | Unknown
LOVELLS GULF | S MAIN ST | CLAYTON | Rabun | 7000097 | 6 | [5 empty] | Removed from Ground | Kerosene | 550 | Not Marked/Unknown | 1997-08-01 | 1997-08-01 | Not Marked
LOVELLS GULF | S MAIN ST | CLAYTON | Rabun | 7000097 | 1 | [5 empty] | Removed from Ground | Gas (Historical Use) | 3000 | Cathodically Protected Steel | 1971-05-10 | 1997-08-01 | Galvanized Steel
LOVELLS GULF | S MAIN ST | CLAYTON | Rabun | 7000097 | 4 | [5 empty] | Removed from Ground | Diesel | 3000 | Cathodically Protected Steel | 1971-05-10 | 1997-08-01 | Galvanized Steel
HANES KNIT PRODUCTS | US HWY 441 & JOHN BECK DOCKINS R | RABUN GAP | Rabun | 1190043 | 2 | [5 empty] | Closed in Ground | Gas (Historical Use) | 2000 | Bare Steel | 1980-01-03 | 1899-12-31 | Unknown
GA POWER/FORMER RABUN GAP OP HQ/ | JOHN BECK DOCKINS RD | RABUN GAP | Rabun | 1190044 | 221098 |  | 1990-04-26 |  | 1990-04-26 |  | Removed from Ground | Diesel | 10000 | Composite | 1990-04-26 | 2008-01-09 | Fiberglass Reinforced Plastic
LAWS GROCERY | US HWY 441 | MOUNTAIN CITY | Rabun | 1190038 | DUP173 | [5 empty] | Removed from Ground | Empty | 1000 | Bare Steel | 1976-05-03 | 1984-04-30 | Galvanized Steel | Suction (American)
BLACK ROCK MOUNTAIN STATE PARK | BLACK ROCK MTN RD (OFF US 441) | MOUNTAIN CITY | Rabun | 1190013 | 5 | Flapper Valve | 2002-01-01 | FALSE | 2002-01-01 | FALSE | Temporarily out of use | Gas (Historical Use) | 2500 | Fiberglass Double Walled | 2002-01-01 |  | Double-Walled Fiberglass | Safe Suction (Euro)
ACREE PETROLEUM | 6676 HWY 441 N | DILLARD | Rabun | 9119024 | 1 | Flapper Valve | 2023-12-23 | FALSE | 1996-10-10 | FALSE | Currently in Use | Plus | 10000 | Composite | 1996-10-10 |  | Fiberglass Reinforced Plastic | Pressurized
ACREE PETROLEUM | 6676 HWY 441 N | DILLARD | Rabun | 9119024 | 4 | Flapper Valve | 2023-12-23 | FALSE | 2006-06-22 | FALSE | Currently in Use | Regular | 8000 | Composite | 2006-06-22 |  | Fiberglass Reinforced Plastic | Pressurized
RABUN COUNTY CANNERY | DILLARD HOUSE RD | DILLARD | Rabun | 1190010 | 1 |  |  | FALSE |  | FALSE | Permanently Out of Use - historical purposes | Diesel | 2000 |  | 1961-04-15 |  | Copper
LOVELLS GULF | S MAIN ST | CLAYTON | Rabun | 7000097 | 2 | [5 empty] | Removed from Ground | Gas (Historical Use) | 3000 | Cathodically Protected Steel | 1971-05-10 | 1997-08-01 | Galvanized Steel
RABUN CO BOARD OF EDUCATION BUS SHOP | 385 WILDCAT PRIDE WAY | TIGER | Rabun | 10002099 | 1A |  | 2012-04-03 | FALSE | 2012-04-03 | FALSE | Currently in Use | Diesel | 9000 | Composite Double Walled | 2012-04-03 |  | Double-Walled Flex | Safe Suction (Euro)
WOODS STORE | BRIDGE CREEK RD | TIGER | Rabun | 1190023 | 2 | [5 empty] | Removed from Ground | Gas (Historical Use) | 1000 | Bare Steel | 1976-03-15 | 1997-10-01 | Galvanized Steel
LAWS GROCERY | US HWY 441 | MOUNTAIN CITY | Rabun | 1190038 | K40001 | [5 empty] | Removed from Ground | Kerosene | 550 | Bare Steel | 1976-05-03 | 1984-04-30 | Galvanized Steel | Suction (American)
LAWS GROCERY | US HWY 441 | MOUNTAIN CITY | Rabun | 1190038 | U40001 | [5 empty] | Removed from Ground | Gas (Historical Use) | 3000 | Bare Steel | 1984-05-01 | 1998-10-01 | Galvanized Steel | Suction (American)
VALLEY GAS | 6619 HWY 441 N | DILLARD | Rabun | 9119007 | 1 | [5 empty] | Removed from Ground | Gas (Historical Use) | 2000 | Bare Steel | 1998-05-01 | 1998-05-01 | Galvanized Steel | Suction (American)
DILLARD SERVICE CENTER | US HWY 441 NORTH | DILLARD | Rabun | 1190029 | 1 | [5 empty] | Removed from Ground | Gas (Historical Use) | 2000 | Cathodically Protected Steel | 1971-05-03 | 1996-07-01 | Galvanized Steel
CLAYTON FOOD MART | 17 HIGHWAY 441 N | CLAYTON | Rabun | 1190048 | 2 | Flapper Valve | 1999-04-10 | FALSE | 1999-02-01 | FALSE | Currently in Use | Regular | 6000 | Steel-Impressed Current | 1972-05-08 |  | Fiberglass Reinforced Plastic | Pressurized
CRESTVIEW STORE | 1965 HWY 76 W | CLAYTON | Rabun | 1190034 | D20001 | Flapper Valve | 1998-07-08 | FALSE | 1998-07-08 | FALSE | Temporarily out of use | Diesel | 4000 | Steel-Impressed Current | 1983-05-02 |  | Steel (Impressed Current) | Pressurized
VACANT SITE | MAIN STREET & MILL STREET | CLAYTON | Rabun | 10000177 | 2 |  |  | FALSE |  | FALSE | Removed from Ground | Gas (Historical Use) | 6000 | Bare Steel | 2002-10-01 | 2002-10-01 | Bare Steel
THE I MARKET #788 | 180 HIGHWAY 441 NORTH | CLAYTON | Rabun | 10001715 | 2 | Flapper Valve | 2008-11-01 | FALSE | 2008-11-01 | FALSE | Currently in Use | Premium | 7000 | Fiberglass Double Walled | 2008-11-01 |  | Double-Walled Flex | Pressurized
LAWS GROCERY | US HWY 441 | MOUNTAIN CITY | Rabun | 1190038 | E40001 | [5 empty] | Removed from Ground | Empty | 550 | Bare Steel | 1966-05-06 | 1984-04-30 | Galvanized Steel | Suction (American)
TERRY'S SERVICE STATION | US HWY 441 NORTH | MOUNTAIN CITY | Rabun | 9119005 | 1 | [5 empty] | Removed from Ground | Gas (Historical Use) | 6000 | Not Marked/Unknown | 1966-01-01 | 1993-02-01 | Not Marked
VALLEY GAS | 6619 HWY 441 N | DILLARD | Rabun | 9119007 | 6 | Ball Float | 1998-06-01 | FALSE | 1998-06-01 | FALSE | Removed from Ground | Premium | 4000 | Epoxy | 1998-06-01 |  | Flex | Pressurized
PETROFAST FOOD STORE #9 | 7656 HWY 441 N | DILLARD | Rabun | 9119023 | 2 | Flapper Valve | 1996-06-01 | FALSE | 1996-06-01 | FALSE | Currently in Use | Premium | 12000 | Fiberglass | 1996-06-01 |  | Fiberglass Reinforced Plastic | Pressurized
TIGER FOOD MART | 3250 OLD HWY 441 S | TIGER | Rabun | 9119012 | RU | Flapper Valve | 1998-07-01 |  | 1998-07-01 |  | Temporarily out of use | Gas (Historical Use) | 2000 | Steel-Impressed Current | 1998-07-01 |  | Fiberglass Reinforced Plastic | Safe Suction (Euro)
441 SELF SERVICE | 2391 HWY 441 S | MOUNTAIN CITY | Rabun | 1190057 | 2 |  | 1998-08-27 |  | 1998-08-27 |  | Temporarily out of use | Gas (Historical Use) | 8000 | Steel-Impressed Current | 1971-06-17 |  | Cathodically Protected | Suction (American)
JONES GARAGE | 2995 HWY 441 | MOUNTAIN CITY | Rabun | 1190017 | 1 | [5 empty] | Removed from Ground | Gas (Historical Use) | 550 | Bare Steel | 1972-03-06 | 1899-12-31 | Galvanized Steel
TERRY'S SERVICE STATION | US HWY 441 NORTH | MOUNTAIN CITY | Rabun | 9119005 | 4 | [5 empty] | Removed from Ground | Gas (Historical Use) | 4000 | Not Marked/Unknown | 1966-01-01 | 1993-02-01 | Not Marked
DILLARD SERVICE CENTER | US HWY 441 NORTH | DILLARD | Rabun | 1190029 | 3 | [5 empty] | Removed from Ground | Gas (Historical Use) | 2000 | Cathodically Protected Steel | 1971-05-03 | 1996-07-01 | Galvanized Steel
SOUTH RABUN ELEMENTARY SCHOOL |  | TIGER | Rabun | 1190006 | 1 | [5 empty] | Removed from Ground | Diesel | 1000 | Marked Unknown | 1966-04-14 | 1983-09-01 | Copper
PETROFAST FOOD STORE #9 | 7656 HWY 441 N | DILLARD | Rabun | 9119023 | 3 | Flapper Valve | 1996-06-01 | FALSE | 1996-06-01 | FALSE | Currently in Use | Diesel | 10000 | Fiberglass | 1996-06-01 |  | Fiberglass Reinforced Plastic | Pressurized
ACREE PETROLEUM | 6676 HWY 441 N | DILLARD | Rabun | 9119024 | 2 | Flapper Valve | 2023-12-23 | FALSE | 1996-10-10 | FALSE | Currently in Use | Regular | 8000 | Composite | 1996-10-10 |  | Fiberglass Reinforced Plastic | Pressurized
ABANDONED - BURNETTE PURE | PO BOX 351 | DILLARD | Rabun | 1190056 | 1 |  | 1998-08-28 | FALSE | 1998-08-28 | FALSE | Temporarily out of use | Gas (Historical Use) | 8000 | Steel-Impressed Current | 1979-06-15 |  |  | Pressurized
ABANDONED - BURNETTE PURE | PO BOX 351 | DILLARD | Rabun | 1190056 | 2 |  | 1998-08-28 | FALSE | 1998-08-28 | FALSE | Temporarily out of use | Gas (Historical Use) | 8000 | Steel-Impressed Current | 1979-06-15 |  |  | Pressurized
DONS MOBILE | 4244 HWY 441 NORTH | RABUN GAP | Rabun | 1190012 | 8 | Ball Float | 2008-02-01 | FALSE | 2008-02-01 | FALSE | Removed from Ground | Premium | 4000 | Epoxy Double-Walled | 2008-02-01 |  |  | Pressurized
LAWS GROCERY | US HWY 441 | MOUNTAIN CITY | Rabun | 1190038 | T40001 | [5 empty] | Removed from Ground | Gas (Historical Use) | 2000 | Bare Steel | 1984-05-01 | 1998-10-01 | Galvanized Steel | Suction (American)
LAWS GROCERY | US HWY 441 | MOUNTAIN CITY | Rabun | 1190038 | R40001 | [5 empty] | Removed from Ground | Gas (Historical Use) | 3000 | Bare Steel | 1984-05-01 | 1998-10-01 | Galvanized Steel | Suction (American)
441 SELF SERVICE | 2391 HWY 441 S | MOUNTAIN CITY | Rabun | 1190057 | 1 |  | 1998-08-27 |  | 1998-08-27 |  | Temporarily out of use | Gas (Historical Use) | 8000 | Steel-Impressed Current | 1971-06-17 |  | Cathodically Protected | Suction (American)
LOVELLS GULF | S MAIN ST | CLAYTON | Rabun | 7000097 | 3 | [5 empty] | Removed from Ground | Gas (Historical Use) | 3000 | Cathodically Protected Steel | 1971-05-10 | 1997-08-01 | Galvanized Steel
DILLARD SERVICE CENTER | US HWY 441 NORTH | DILLARD | Rabun | 1190029 | 6 | [5 empty] | Removed from Ground | Kerosene | 280 | Cathodically Protected Steel | 1971-05-03 | 1996-07-01 | Galvanized Steel
BURLINGTON INDUSTRIES-RABUN PLAN | RT 1 BOX 1 KELLY'S CREEK RD | RABUN GAP | Rabun | 1190053 | 1 | [5 empty] | Removed from Ground | Diesel | 10000 | Bare Steel | 1970-01-01 | 1988-12-14 | Bare Steel
JONES GARAGE | 2995 HWY 441 | MOUNTAIN CITY | Rabun | 1190017 | 2 | [5 empty] | Removed from Ground | Gas (Historical Use) | 550 | Bare Steel | 1972-03-06 | 1899-12-31 | Galvanized Steel
DILLARD SERVICE CENTER | US HWY 441 NORTH | DILLARD | Rabun | 1190029 | 2 | [5 empty] | Removed from Ground | Gas (Historical Use) | 2000 | Cathodically Protected Steel | 1971-05-03 | 1996-07-01 | Galvanized Steel
HANES KNIT PRODUCTS | US HWY 441 & JOHN BECK DOCKINS R | RABUN GAP | Rabun | 1190043 | 1 | [5 empty] | Closed in Ground | Gas (Historical Use) | 2000 | Bare Steel | 1980-01-03 | 1899-12-31 | Unknown
HANES KNIT PRODUCTS | US HWY 441 & JOHN BECK DOCKINS R | RABUN GAP | Rabun | 1190043 | 4 | [5 empty] | Removed from Ground | Diesel | 30000 | Bare Steel | 1977-01-01 | 1899-12-31 | Unknown
DONS MOBILE | 4244 HWY 441 NORTH | RABUN GAP | Rabun | 1190012 | 9D |  |  | FALSE |  | FALSE | Currently in Use | Diesel | 12000 | Bare Steel | 2021-08-04 |  | Double-Walled Fiberglass | Pressurized
TERRY'S SERVICE STATION | US HWY 441 NORTH | MOUNTAIN CITY | Rabun | 9119005 | 3 | [5 empty] | Removed from Ground | Gas (Historical Use) | 4000 | Not Marked/Unknown | 1966-01-01 | 1993-02-01 | Not Marked
PETROFAST FOOD STORE #9 | 7656 HWY 441 N | DILLARD | Rabun | 9119023 | 1 | Flapper Valve | 1996-06-01 | FALSE | 1996-06-01 | FALSE | Currently in Use | Regular | 10000 | Fiberglass | 1996-06-01 |  | Fiberglass Reinforced Plastic | Pressurized
RABUN GAP NACOOCHEE SCHOOL | HIGHWAY 441 NORTH | RABUN GAP | Rabun | 1190021 | 1 | [5 empty] | Removed from Ground | Gas (Historical Use) | 800 | Marked Unknown | 1986-03-03 | 1998-01-09 | Unknown | Safe Suction (Euro)
DONS MOBILE | 4244 HWY 441 NORTH | RABUN GAP | Rabun | 1190012 | 5 | Ball Float | 1997-11-01 | FALSE | 1997-11-01 | FALSE | Removed from Ground | Regular | 10000 | Fiberglass | 1997-11-01 |  | Fiberglass Reinforced Plastic | Pressurized
DONS MOBILE | 4244 HWY 441 NORTH | RABUN GAP | Rabun | 1190012 | 4 | [5 empty] | Removed from Ground | Diesel | 10000 | Bare Steel | 1981-04-12 | 1899-12-31 | Galvanized Steel
CIRCLE M FOOD SHOP #43 | 4548 HWY 441 N | RABUN GAP | Rabun | 10001487 | 3A | Ball Float | 2007-12-01 | FALSE | 2007-12-01 | FALSE | Currently in Use | Diesel On Road | 15000 | Composite | 2007-12-01 |  | Double-Walled Flex | Pressurized
CIRCLE M FOOD SHOP #43 | 4548 HWY 441 N | RABUN GAP | Rabun | 10001487 | 1 | Ball Float | 2007-12-01 | FALSE | 2007-12-01 | FALSE | Currently in Use | Regular | 20000 | Composite | 2007-12-01 |  | Double-Walled Flex | Pressurized
FORMER CIRCLE K #1235 | US HWY 441 | DILLARD | Rabun | 1190051 | 1 |  | 1994-06-01 |  | 1994-06-01 |  | Removed from Ground | Gas (Historical Use) | 6000 | Cathodically Protected Steel | 1981-05-08 | 1996-07-23 | Bare Steel | Pressurized
TIGER FOOD MART | 3250 OLD HWY 441 S | TIGER | Rabun | 9119012 | DS | Flapper Valve | 1998-07-01 |  | 1998-07-01 |  | Temporarily out of use | Diesel | 2000 | Steel-Impressed Current | 1998-07-01 |  | Fiberglass Reinforced Plastic | Safe Suction (Euro)
VALLEY GAS | 6619 HWY 441 N | DILLARD | Rabun | 9119007 | 4 | [5 empty] | Removed from Ground | Gas (Historical Use) | 2000 | Bare Steel | 1998-05-01 | 1998-05-01 | Galvanized Steel | Suction (American)
VALLEY GAS | 6619 HWY 441 N | DILLARD | Rabun | 9119007 | 7 | Ball Float | 1998-06-01 | FALSE | 1998-06-01 | FALSE | Removed from Ground | Diesel | 2000 | Epoxy | 1998-06-01 |  | Flex | Pressurized
WILEY JUNCTION | US HWY 441 S | WILEY | Rabun | 1190030 | 1 |  | 1999-02-01 |  | 1999-02-01 |  | Removed from Ground | Gas (Historical Use) | 6000 | Steel-Impressed Current | 1983-04-30 | 2004-03-16 | Cathodically Protected | Suction (American)
GA POWER/FORMER RABUN GAP OP HQ/ | JOHN BECK DOCKINS RD | RABUN GAP | Rabun | 1190044 | 12141 | [5 empty] | Closed in Ground | Gas (Historical Use) | 10000 | Bare Steel | 1990-05-16 | 1990-05-16 | Galvanized Steel
DONS MOBILE | 4244 HWY 441 NORTH | RABUN GAP | Rabun | 1190012 | 7A | Ball Float | 1997-11-01 | FALSE | 1997-11-01 | FALSE | Removed from Ground | Diesel On Road | 6000 | Fiberglass | 1997-11-01 |  | Fiberglass Reinforced Plastic | Pressurized
DONS MOBILE | 4244 HWY 441 NORTH | RABUN GAP | Rabun | 1190012 | 9B |  |  | FALSE |  | FALSE | Currently in Use | Diesel | 5000 | Bare Steel | 2021-08-04 |  | Double-Walled Fiberglass | Pressurized
GROVERS GAS & GOODS | 5414 US HWY 441 | WILEY | Rabun | 1190035 | R30001 | Flapper Valve | 1997-11-25 |  | 1997-11-25 |  | Removed from Ground | Gas (Historical Use) | 2000 | Steel-Impressed Current | 1983-05-02 | 2012-02-08 | Cathodically Protected | Suction (American)
FORMER CIRCLE K #1235 | US HWY 441 | DILLARD | Rabun | 1190051 | 2 |  | 1994-06-01 |  | 1994-06-01 |  | Removed from Ground | Gas (Historical Use) | 6000 | Cathodically Protected Steel | 1981-05-08 | 1996-07-23 | Bare Steel | Pressurized
LAWS GROCERY | US HWY 441 | MOUNTAIN CITY | Rabun | 1190038 | S40001 | [5 empty] | Removed from Ground | Diesel | 2000 | Bare Steel | 1984-05-01 | 1998-10-01 | Galvanized Steel | Suction (American)
MOUNTAIN CITY SCHOOL BUILDING | US HWY 441 NORTH OF CLAYTON | MOUNTAIN CITY | Rabun | 1190008 | 1 | [5 empty] | Permanently Out of Use - historical purposes | Diesel | 2000 | Bare Steel | 1968-04-13 | 1899-12-31 | Galvanized Steel
VALLEY GAS | 6619 HWY 441 N | DILLARD | Rabun | 9119007 | 5 | Ball Float | 1998-06-01 | FALSE | 1998-06-01 | FALSE | Removed from Ground | Regular | 8000 | Epoxy | 1998-06-01 |  | Flex | Pressurized
DONS MOBILE | 4244 HWY 441 NORTH | RABUN GAP | Rabun | 1190012 | 9A |  |  | FALSE |  | FALSE | Currently in Use | Diesel | 5000 | Bare Steel | 2021-08-04 |  | Double-Walled Fiberglass | Pressurized
DONS MOBILE | 4244 HWY 441 NORTH | RABUN GAP | Rabun | 1190012 | 9C |  |  | FALSE |  | FALSE | Currently in Use | Diesel | 8000 | Bare Steel | 2021-08-04 |  | Double-Walled Fiberglass | Pressurized
DONS MOBILE | 4244 HWY 441 NORTH | RABUN GAP | Rabun | 1190012 | 7B | Ball Float | 1997-11-01 | FALSE | 1997-11-01 | FALSE | Removed from Ground | Diesel Off Road | 4000 | Fiberglass | 1997-11-01 |  | Fiberglass Reinforced Plastic | Pressurized
DONS MOBILE | 4244 HWY 441 NORTH | RABUN GAP | Rabun | 1190012 | 1 | [5 empty] | Removed from Ground | Gas (Historical Use) | 8000 | Bare Steel | 1972-04-14 | 1899-12-31 | Galvanized Steel
CIRCLE M FOOD SHOP #43 | 4548 HWY 441 N | RABUN GAP | Rabun | 10001487 | 2 | Ball Float | 2007-12-01 | FALSE | 2007-12-01 | FALSE | Currently in Use | Premium | 20000 | Composite | 2007-12-01 |  | Double-Walled Flex | Pressurized
HANES KNIT PRODUCTS | US HWY 441 & JOHN BECK DOCKINS R | RABUN GAP | Rabun | 1190043 | 3 | [5 empty] | Removed from Ground | Diesel | 30000 | Bare Steel | 1977-01-01 | 1899-12-31 | Unknown
WILEY JUNCTION | US HWY 441 S | WILEY | Rabun | 1190030 | 6 | [5 empty] | Removed from Ground | Kerosene | 2000 | Cathodically Protected Steel | 1983-04-30 | 2004-03-16 | Galvanized Steel
441 SELF SERVICE | 2391 HWY 441 S | MOUNTAIN CITY | Rabun | 1190057 | 3 |  | 1998-08-27 |  | 1998-08-27 |  | Temporarily out of use | Gas (Historical Use) | 8000 | Steel-Impressed Current | 1971-06-17 |  | Cathodically Protected | Suction (American)
BLACK ROCK MOUNTAIN STATE PARK | BLACK ROCK MTN RD (OFF US 441) | MOUNTAIN CITY | Rabun | 1190013 | 1 | [5 empty] | Removed from Ground | Gas (Historical Use) | 250 | Bare Steel | 1968-01-27 | 1995-07-17 | Unknown
DILLARD SERVICE CENTER | US HWY 441 NORTH | DILLARD | Rabun | 1190029 | 4 | [5 empty] | Removed from Ground | Diesel | 2000 | Cathodically Protected Steel | 1971-05-03 | 1996-07-01 | Galvanized Steel
DILLARD SERVICE CENTER | US HWY 441 NORTH | DILLARD | Rabun | 1190029 | 5 |  |  | TRUE |  | TRUE | Removed from Ground | Used Oil | 2000 | Cathodically Protected Steel | 1971-05-03 | 1996-07-01 | Galvanized Steel
WILEY JUNCTION | US HWY 441 S | WILEY | Rabun | 1190030 | 3 |  | 1999-02-01 |  | 1999-02-01 |  | Removed from Ground | Gas (Historical Use) | 3000 | Steel-Impressed Current | 1983-04-30 | 2004-03-16 | Cathodically Protected | Suction (American)
RABUN GAP QUARRY | KELLYS CREEK RD | RABUN | Rabun | 1190033 | 535-4 | [5 empty] | Removed from Ground | Diesel | 15000 | Bare Steel | 1976-05-03 | 1991-01-01 | Galvanized Steel
RABUN GAP QUARRY | KELLYS CREEK RD | RABUN | Rabun | 1190033 | 535-1 | [5 empty] | Removed from Ground | Gas (Historical Use) | 1000 | Bare Steel | 1974-05-04 | 1988-06-01 | Galvanized Steel
RABUN GAP QUARRY | KELLYS CREEK RD | RABUN | Rabun | 1190033 | 535-2 | [5 empty] | Removed from Ground | Diesel | 8300 | Bare Steel | 1974-05-04 | 1991-01-01 | Galvanized Steel
DONS MOBILE | 4244 HWY 441 NORTH | RABUN GAP | Rabun | 1190012 | 2 | [5 empty] | Removed from Ground | Gas (Historical Use) | 8000 | Bare Steel | 1972-04-14 | 1899-12-31 | Galvanized Steel
GROVERS GAS & GOODS | 5414 US HWY 441 | WILEY | Rabun | 1190035 | K30001 |  | 1997-11-25 |  | 1997-11-25 |  | Removed from Ground | Kerosene | 1000 | Steel-Impressed Current | 1980-05-02 | 2012-02-08 | Cathodically Protected | Suction (American)
DONS MOBILE | 4244 HWY 441 NORTH | RABUN GAP | Rabun | 1190012 | 6 | Ball Float | 1997-11-01 | FALSE | 1997-11-01 | FALSE | Removed from Ground | Premium | 8000 | Fiberglass | 1997-11-01 |  | Fiberglass Reinforced Plastic | Pressurized
CIRCLE M FOOD SHOP #43 | 4548 HWY 441 N | RABUN GAP | Rabun | 10001487 | 3B | Ball Float | 2007-12-01 | FALSE | 2007-12-01 | FALSE | Currently in Use | Diesel Off Road | 5000 | Composite | 2007-12-01 |  | Double-Walled Flex | Pressurized
GROVERS GAS & GOODS | 5414 US HWY 441 | WILEY | Rabun | 1190035 | R30002 | Flapper Valve | 1997-11-25 |  | 1997-11-25 |  | Removed from Ground | Gas (Historical Use) | 2000 | Steel-Impressed Current | 1983-05-02 | 2012-02-08 | Cathodically Protected | Suction (American)
RABUN GAP QUARRY | KELLYS CREEK RD | RABUN | Rabun | 1190033 | 535-3 | [5 empty] | Removed from Ground | Diesel | 8300 | Bare Steel | 1966-05-06 | 1991-01-01 | Galvanized Steel
GROVERS GAS & GOODS | 5414 US HWY 441 | WILEY | Rabun | 1190035 | S30001 |  | 1997-11-25 |  | 1997-11-25 |  | Removed from Ground | Gas (Historical Use) | 2000 | Steel-Impressed Current | 1980-05-02 | 2012-02-08 | Cathodically Protected | Suction (American)
SEASONS OF LAKE BURTON | 223 MARINA LANE | CLARKESVILLE | Rabun | 9119019 | 6 |  | 1997-03-01 |  | 1997-03-01 |  | Removed from Ground | Gas (Historical Use) | 6000 | Composite | 1997-03-01 | 2008-06-11 | Double Walled | Suction (American)
LAKE BURTON FISH HATCHERY | 3695 HWY 197 N | CLARKESVILLE | Rabun | 1190001 | 1 | [5 empty] | Removed from Ground | Gas (Historical Use) | 2000 | Bare Steel | 1966-04-22 | 1997-04-27 | Galvanized Steel
DON L INC | HWY 441 NORTH | CLAYTON | Rabun | 1190047 | 2 |  |  | FALSE |  | FALSE | Permanently Out of Use - historical purposes | Diesel | 5000 | Bare Steel | 1953-05-09 |  | Galvanized Steel
CLAYTON OIL FOOD MART #1 | 339 HWY 441 S | CLAYTON | Rabun | 1190040 | U1001 |  | 1993-11-01 |  | 1993-11-01 |  | Removed from Ground | Gas (Historical Use) | 15000 | Steel-Impressed Current | 1982-05-02 | 2008-07-22 | Cathodically Protected | Pressurized
DUVALL FORD | US HWY 441 | CLAYTON | Rabun | 1190041 | D90001 | [5 empty] | Removed from Ground | Diesel | 1000 | Bare Steel | 1966-05-06 | 1985-01-01 | Galvanized Steel
TALLALAH WORK CENTER | NORTH MAIN ST | CLAYTON | Rabun | 1190022 | 42 | [5 empty] | Removed from Ground | Gas (Historical Use) | 1000 | Bare Steel | 1970-02-17 | 1988-12-15 | Galvanized Steel
LOVELL TIRE CO | OLD US HWY 441 | CLAYTON | Rabun | 1190019 | 3 | [5 empty] | Removed from Ground | Gas (Historical Use) | 2000 | Bare Steel | 1976-03-05 | 1998-08-01 | Galvanized Steel
CIRCLE S | 215 HWY 441 N | CLAYTON | Rabun | 1190058 | 1 | [5 empty] | Removed from Ground | Gas (Historical Use) | 2000 | Cathodically Protected Steel | 1987-01-01 | 1998-06-03 | Fiberglass Reinforced Plastic | Pressurized
ANCHORAGE BOAT DOCK | 75 ANCHOR LN | CLAYTON | Rabun | 9119009 | PLUS | Flapper Valve | 1999-04-15 | FALSE | 1999-04-15 | FALSE | Closed in Ground | E-0 | 6000 | Steel-Impressed Current | 1988-01-01 |  | Steel (Impressed Current) | Safe Suction (Euro)
441 BP/SMITYS SPIRITS | US HWY 441 NORTH | CLAYTON | Rabun | 9119002 | 4 | [5 empty] | Removed from Ground | Gas (Historical Use) | 8000 | Cathodically Protected Steel | 1979-01-01 | 1999-05-13 | Galvanized Steel
GROVERS GAS & GOODS | 5414 US HWY 441 | WILEY | Rabun | 1190035 | D30001 |  | 1997-11-25 |  | 1997-11-25 |  | Removed from Ground | Diesel | 2000 | Steel-Impressed Current | 1980-05-02 | 2012-02-08 | Cathodically Protected | Suction (American)
GROVERS GAS & GOODS | 5414 US HWY 441 | WILEY | Rabun | 1190035 | U30001 |  | 1997-11-25 |  | 1997-11-25 |  | Removed from Ground | Gas (Historical Use) | 2000 | Steel-Impressed Current | 1983-05-02 | 2012-02-08 | Cathodically Protected | Suction (American)
WILEY JUNCTION | US HWY 441 S | WILEY | Rabun | 1190030 | 2 |  | 1999-02-01 |  | 1999-02-01 |  | Removed from Ground | Gas (Historical Use) | 6000 | Steel-Impressed Current | 1983-04-30 | 2004-03-16 | Cathodically Protected | Suction (American)
WILEY JUNCTION | US HWY 441 S | WILEY | Rabun | 1190030 | 7 |  |  | FALSE |  | FALSE | Removed from Ground | Not Marked/Tank Removed | 900 | Unknown | 2004-03-16 | 2004-03-16
WILEY JUNCTION | US HWY 441 S | WILEY | Rabun | 1190030 | 4 |  | 1999-02-01 |  | 1999-02-01 |  | Removed from Ground | Diesel | 2000 | Steel-Impressed Current | 1983-04-30 | 2004-03-16 | Cathodically Protected | Suction (American)
TIGER FOOD MART | 3250 OLD HWY 441 S | TIGER | Rabun | 9119012 | PL | Flapper Valve | 1998-07-01 |  | 1998-07-01 |  | Temporarily out of use | Gas (Historical Use) | 2000 | Steel-Impressed Current | 1998-07-01 |  | Fiberglass Reinforced Plastic | Safe Suction (Euro)
WOODS STORE | BRIDGE CREEK RD | TIGER | Rabun | 1190023 | 1 | [5 empty] | Removed from Ground | Gas (Historical Use) | 2000 | Bare Steel | 1976-03-15 | 1997-10-01 | Galvanized Steel
ACREE PETROLEUM | 6676 HWY 441 N | DILLARD | Rabun | 9119024 | B | [5 empty] | Removed from Ground | Gas (Historical Use) | 0 | Not Marked/Unknown | 1986-01-01 | 1986-01-01 | Not Marked
ABANDONED - BURNETTE PURE | PO BOX 351 | DILLARD | Rabun | 1190056 | 3 |  | 1998-08-28 | FALSE | 1998-08-28 | FALSE | Temporarily out of use | Gas (Historical Use) | 8000 | Steel-Impressed Current | 1979-06-15 |  |  | Pressurized
DONS MOBILE | 4244 HWY 441 NORTH | RABUN GAP | Rabun | 1190012 | 3 | [5 empty] | Removed from Ground | Gas (Historical Use) | 6000 | Bare Steel | 1972-04-14 | 1899-12-31 | Galvanized Steel
RACETRAC #2674 | 18 RADIO LANE | CALYTON | Rabun | 10003506 | 2A | Overfill Alarm | 2024-07-15 | FALSE | 2024-07-15 | FALSE | Currently in Use | Premium | 12000 | Fiberglass Double Walled | 2024-06-26 |  | Double-Walled Fiberglass | Pressurized
RACETRAC #2674 | 18 RADIO LANE | CALYTON | Rabun | 10003506 | 3B | Overfill Alarm | 2024-07-15 | FALSE | 2024-07-15 | FALSE | Currently in Use | Biodiesel | 12000 | Fiberglass Double Walled | 2024-06-26 |  | Double-Walled Fiberglass | Pressurized
RACETRAC #2674 | 18 RADIO LANE | CALYTON | Rabun | 10003506 | 1 | Overfill Alarm | 2024-07-15 | FALSE | 2024-07-15 | FALSE | Currently in Use | Regular | 20000 | Fiberglass Double Walled | 2024-06-26 |  | Double-Walled Fiberglass | Pressurized
RACETRAC #2674 | 18 RADIO LANE | CALYTON | Rabun | 10003506 | 2B | Overfill Alarm | 2024-07-15 | FALSE | 2024-07-15 | FALSE | Currently in Use | E-0 | 12000 | Fiberglass Double Walled | 2024-06-26 |  | Double-Walled Fiberglass | Pressurized
RACETRAC #2674 | 18 RADIO LANE | CALYTON | Rabun | 10003506 | 4 | Overfill Alarm | 2024-07-15 | FALSE | 2024-07-15 | FALSE | Currently in Use | Diesel | 24000 | Fiberglass Double Walled | 2024-06-26 |  | Double-Walled Fiberglass | Pressurized
FORMER FILLING STATION | 34 NORTH MAIN ST | CLAYTON | Rabun | 10003395 | 5 |  |  | FALSE |  | FALSE | Closed in Ground |  | 300 |  |  | 2024-01-18
FORMER FILLING STATION | 34 NORTH MAIN ST | CLAYTON | Rabun | 10003395 | 4 |  |  | FALSE |  | FALSE | Closed in Ground |  | 1000 |  |  | 2024-01-18
FORMER FILLING STATION | 34 NORTH MAIN ST | CLAYTON | Rabun | 10003395 | 3 |  |  | FALSE |  | FALSE | Closed in Ground |  | 1000 |  |  | 2024-01-18
SKY VALLEY RESORT | 696 SKY VALLEY WAY | SKY VALLEY | Rabun | 9119004 | SVD | [5 empty] | Removed from Ground | Diesel | 2000 | Bare Steel | 2001-05-24 | 2001-05-24 | Galvanized Steel | Safe Suction (Euro)
BEACH STORE | 5628 LAKE RABUN ROAD | LAKEMONT | Rabun | 9119025 | 2 | [5 empty] | Closed in Ground | Gas (Historical Use) | 1000 | Not Marked/Unknown | 1999-09-01 | 1999-09-01 | Not Marked
STATELINE GAS | HWY 441 N | DILLARD | Rabun | 9119020 | 1 | [5 empty] | Removed from Ground | Gas (Historical Use) | 8000 | Not Marked/Unknown | 1975-01-01 | 1998-07-01 | Not Marked
SKY VALLEY RESORT | 696 SKY VALLEY WAY | SKY VALLEY | Rabun | 9119004 | 1 | [5 empty] | Removed from Ground | Gas (Historical Use) | 6000 | Cathodically Protected Steel | 1987-10-01 | 1992-12-02 | Galvanized Steel | Safe Suction (Euro)
STATELINE GAS | HWY 441 N | DILLARD | Rabun | 9119020 | 2 | [5 empty] | Removed from Ground | Gas (Historical Use) | 8000 | Not Marked/Unknown | 1975-01-01 | 1998-07-01 | Not Marked
HALL'S LEGACY GROUP LLC | 1897 LAKE RABUN RD | LAKEMONT | Rabun | 9119026 | 1 | Ball Float | 1997-03-18 | FALSE | 1997-03-18 | FALSE | Currently in Use | Regular | 12000 | Composite | 1997-03-18 |  | Double-Walled Flex | Pressurized
SKY VALLEY RESORT | 696 SKY VALLEY WAY | SKY VALLEY | Rabun | 9119004 | 3 | [5 empty] | Removed from Ground | Gas (Historical Use) | 6000 | Cathodically Protected Steel | 1987-10-01 | 1992-12-02 | Galvanized Steel | Safe Suction (Euro)
SKY VALLEY RESORT | 696 SKY VALLEY WAY | SKY VALLEY | Rabun | 9119004 | SVG | [5 empty] | Removed from Ground | Gas (Historical Use) | 2000 | Bare Steel | 2001-05-24 | 2001-05-24 | Galvanized Steel | Safe Suction (Euro)
HALL'S LEGACY GROUP LLC | 1897 LAKE RABUN RD | LAKEMONT | Rabun | 9119026 | UNK2 | [5 empty] | Closed in Ground | Gas (Historical Use) | 6000 | Not Marked/Unknown | 1997-12-01 | 1997-12-01 | Not Marked
SKY VALLEY RESORT | 696 SKY VALLEY WAY | SKY VALLEY | Rabun | 9119004 | 2 | [5 empty] | Removed from Ground | Gas (Historical Use) | 6000 | Cathodically Protected Steel | 1987-10-01 | 1992-12-02 | Galvanized Steel | Safe Suction (Euro)
STATELINE GAS | HWY 441 N | DILLARD | Rabun | 9119020 | 4 | [5 empty] | Removed from Ground | Diesel | 8000 | Not Marked/Unknown | 1975-01-01 | 1998-07-01 | Not Marked
BEACH STORE | 5628 LAKE RABUN ROAD | LAKEMONT | Rabun | 9119025 | 1 | [5 empty] | Closed in Ground | Gas (Historical Use) | 1000 | Not Marked/Unknown | 1999-09-01 | 1999-09-01 | Not Marked
STATELINE GAS | HWY 441 N | DILLARD | Rabun | 9119020 | 3 | [5 empty] | Removed from Ground | Gas (Historical Use) | 8000 | Not Marked/Unknown | 1975-01-01 | 1998-07-01 | Not Marked
HALL'S LEGACY GROUP LLC | 1897 LAKE RABUN RD | LAKEMONT | Rabun | 9119026 | UNK1 | [5 empty] | Closed in Ground | Gas (Historical Use) | 6000 | Not Marked/Unknown | 1997-12-01 | 1997-12-01 | Not Marked
FORMER FILLING STATION | 34 NORTH MAIN ST | CLAYTON | Rabun | 10003395 | 2 |  |  | FALSE |  | FALSE | Closed in Ground |  | 1000 |  |  | 2024-01-18
Heaven's Landing | 863 Anderson Dr Unit 6 | Clayton | Rabun | 10003042 | 2 | Ball Float | 2004-12-14 | FALSE | 2004-12-14 | FALSE | Currently in Use | Jet fuel | 10000 | Composite | 2004-12-14 |  | Bare Steel | Safe Suction (Euro)
FORMER FILLING STATION | 34 NORTH MAIN ST | CLAYTON | Rabun | 10003395 | 1 |  |  | FALSE |  | FALSE | Closed in Ground |  | 1000 |  |  | 2024-01-18
Heaven's Landing | 863 Anderson Dr Unit 6 | Clayton | Rabun | 10003042 | 1 | Ball Float | 2004-12-14 | FALSE | 2004-12-14 | FALSE | Currently in Use | Aviaion gas/AV Gas | 10000 | Composite | 2004-12-14 |  | Bare Steel | Safe Suction (Euro)
HIXON HARDWARE | 105 PEACHTREE ST | CUTHBERT | Randolph | 10000679 | 1B | Overfill Alarm | 2002-05-17 | FALSE | 2002-05-17 | FALSE | Currently in Use | Premium | 4000 | Composite | 2002-05-17 |  | Fiberglass Reinforced Plastic | Pressurized
RANDOLPH CO AIRPORT AUTH | PO BOX 260 | CUTHBERT | Randolph | 1200008 | 1 | [5 empty] | Removed from Ground | Other | 4000 | Bare Steel | 1966-03-22 | 1982-11-01 | Galvanized Steel
THOMAS E TAYLOR | 205 WEST LAKE DR | CUTHBERT | Randolph | 1200014 | 1 | [5 empty] | Permanently Out of Use - historical purposes | Empty | 500 | Bare Steel | 1980-02-28 | 1899-12-31 | Galvanized Steel
RANDOLPH CO AIRPORT AUTH | PO BOX 260 | CUTHBERT | Randolph | 1200008 | 2 | [5 empty] | Permanently Out of Use - historical purposes | Other | 4000 | Bare Steel | 1966-03-22 | 1899-12-31 | Galvanized Steel
GA POWER/CUTHBERT DIST OP HQ | 411 FIRST ST | CUTHBERT | Randolph | 1200022 | 2 | [5 empty] | Closed in Ground | Gas (Historical Use) | 6000 | Fiberglass | 1981-05-08 | 1993-09-13 | Fiberglass Reinforced Plastic | Pressurized
HIXON HARDWARE | 105 PEACHTREE ST | CUTHBERT | Randolph | 10000679 | 1A | Overfill Alarm | 2002-05-17 | FALSE | 2002-05-17 | FALSE | Currently in Use | E-10 | 8000 | Composite | 2002-05-17 |  | Fiberglass Reinforced Plastic | Pressurized
VILLAGE PEDDLER | 201 PLUM ST | CUTHBERT | Randolph | 10000678 | 1 | Flapper Valve | 1998-10-01 | FALSE | 1998-10-01 | FALSE | Currently in Use | E-10 | 8000 | Steel-Impressed Current | 2004-07-15 |  | Steel (Impressed Current) | Pressurized
SKINNER FURNITURE | 115 BLAKELY ST | CUTHBERT | Randolph | 7120001 | 1 | [5 empty] | Removed from Ground | Gas (Historical Use) | 1000 | Bare Steel | 1993-03-19 | 1993-03-19 | Galvanized Steel | Safe Suction (Euro)
GA POWER/CUTHBERT DIST OP HQ | 411 FIRST ST | CUTHBERT | Randolph | 1200022 | 1 | [5 empty] | Closed in Ground | Diesel | 6000 | Fiberglass | 1981-05-08 | 1993-09-13 | Fiberglass Reinforced Plastic | Pressurized
GA DOT #10436 RANDOLPH CO MAINT | 503 N WEBSTER ST | CUTHBERT | Randolph | 1200020 | 10436-1 | [5 empty] | Removed from Ground | Gas (Historical Use) | 1000 | Bare Steel | 1981-04-30 | 1990-10-01 | Galvanized Steel
VILLAGE PEDDLER | 201 PLUM ST | CUTHBERT | Randolph | 10000678 | 3 | Flapper Valve | 1998-10-01 | FALSE | 1998-10-01 | FALSE | Currently in Use | Premium | 8000 | Steel-Impressed Current | 2004-07-15 |  | Steel (Impressed Current) | Pressurized
PATAULA EMC | 925 BLAKELY ST | CUTHBERT | Randolph | 1200019 | 1 | [5 empty] | Removed from Ground | Empty | 10000 | Bare Steel | 1974-04-12 | 1995-06-01 | Galvanized Steel | Suction (American)
GA DOT #10436 RANDOLPH CO MAINT | 503 N WEBSTER ST | CUTHBERT | Randolph | 1200020 | 10436-3 | [5 empty] | Removed from Ground | Diesel | 550 | Bare Steel | 1982-04-30 | 1899-12-31 | Galvanized Steel
PATTERSON HOSPITAL | 109 RANDOLPH ST | CUTHBERT | Randolph | 1200013 | 2-137698 |  | 1991-02-15 |  | 1991-02-15 |  | Removed from Ground | Diesel | 1000 | Cathodically Protected Steel | 1991-02-15 | 1999-12-01 | Galvanized Steel
PATTERSON HOSPITAL | 109 RANDOLPH ST | CUTHBERT | Randolph | 1200013 | 1-135363 |  | 1991-02-15 |  | 1991-02-15 |  | Removed from Ground | Diesel | 1000 | Cathodically Protected Steel | 1991-02-15 | 1999-12-01 | Galvanized Steel
GA DOT #10436 RANDOLPH CO MAINT | 503 N WEBSTER ST | CUTHBERT | Randolph | 1200020 | 436G1 |  | 1989-11-16 |  | 1989-11-16 |  | Removed from Ground | Gas (Historical Use) | 1040 | Cathodically Protected Steel | 1989-11-16 | 2005-03-18 | Galvanized Steel | Suction (American)
GA DOT #10436 RANDOLPH CO MAINT | 503 N WEBSTER ST | CUTHBERT | Randolph | 1200020 | 10436-4 | [5 empty] | Removed from Ground | Other | 1000 | Bare Steel | 1973-05-03 | 1899-12-31 | Galvanized Steel
PATAULA EMC | 925 BLAKELY ST | CUTHBERT | Randolph | 1200019 | 2 | [5 empty] | Permanently Out of Use - historical purposes | Empty | 1000 | Bare Steel | 1961-04-15 | 1899-12-31 | Galvanized Steel | Suction (American)
VILLAGE PEDDLER | 201 PLUM ST | CUTHBERT | Randolph | 10000678 | 2 | Flapper Valve | 1998-10-01 | FALSE | 1998-10-01 | FALSE | Currently in Use | Plus | 8000 | Steel-Impressed Current | 2004-07-15 |  | Steel (Impressed Current) | Pressurized
HIXON HARDWARE | 105 PEACHTREE ST | CUTHBERT | Randolph | 10000679 | 1C | Overfill Alarm | 2002-05-17 | FALSE | 2002-05-17 | FALSE | Currently in Use | Diesel | 3000 | Composite | 2002-05-17 |  | Fiberglass Reinforced Plastic | Pressurized
GA DOT #10436 RANDOLPH CO MAINT | 503 N WEBSTER ST | CUTHBERT | Randolph | 1200020 | 10436-2 | [5 empty] | Removed from Ground | Gas (Historical Use) | 550 | Bare Steel | 1982-04-30 | 1990-10-01 | Galvanized Steel
CONTAINER CORP OF AMERICA | US HWY 27 NORTH | CUTHBERT | Randolph | 1200032 | 2 | [5 empty] | Removed from Ground | Gas (Historical Use) | 1000 | Bare Steel | 1971-05-09 | 1990-05-21 | Galvanized Steel
JAMES GRUBBS & SONS | RFD 1 | CUTHBERT | Randolph | 1200039 | 1 | [5 empty] | Removed from Ground | Gas (Historical Use) | 4000 | Bare Steel | 1976-05-10 | 1899-12-31 | Galvanized Steel
GA FC/RANDOLPH CO UNIT | US HWY 27/3 MI N OF CUTHBERT | CUTHBERT | Randolph | 9120003 | 212513 |  | 1993-06-10 |  | 1993-06-10 |  | Removed from Ground | Diesel | 1000 | Galvanic (STIP-3) | 1993-06-10 | 2003-11-17 | Cathodically Protected | Safe Suction (Euro)
FERGUSON FARM | RT 1 BOX 377 (HWY 22) | CUTHBERT | Randolph | 9120005 | 1 | [5 empty] | Permanently Out of Use - historical purposes | Diesel | 6000 | Bare Steel | 1976-06-01 | 1899-12-31 | Galvanized Steel | Suction (American)
WHATLEY OIL & AUTO PARTS CO | 720 BLAKELY ST | CUTHBERT | Randolph | 1200037 | 1 | Overfill Alarm | 1990-09-09 | FALSE | 1990-09-09 | FALSE | Currently in Use | E-10 | 12000 | Steel-Impressed Current | 1977-05-10 |  | Fiberglass Reinforced Plastic | Pressurized
ED'S CAR CARE | 212 WEST DAWSON ST | CUTHBERT | Randolph | 1200021 | 1 | [5 empty] | Permanently Out of Use - historical purposes | Empty | 2000 | Bare Steel | 1984-03-25 | 1899-12-31 | Galvanized Steel | Suction (American)
CONTAINER CORP OF AMERICA | US HWY 27 NORTH | CUTHBERT | Randolph | 1200032 | 1 | [5 empty] | Removed from Ground | Diesel | 1000 | Bare Steel | 1971-05-09 | 1990-05-21 | Galvanized Steel
WHATLEY OIL & AUTO PARTS CO | 720 BLAKELY ST | CUTHBERT | Randolph | 1200037 | 7 | Overfill Alarm | 1999-06-01 | FALSE | 1999-06-01 | FALSE | Currently in Use | Diesel | 20000 | Composite | 1999-06-01 |  | Fiberglass Reinforced Plastic | Pressurized
WHATLEY OIL & AUTO PARTS CO | 720 BLAKELY ST | CUTHBERT | Randolph | 1200037 | 4 | Overfill Alarm | 1990-09-09 | FALSE | 1990-09-09 | FALSE | Currently in Use | Premium | 4000 | Steel-Impressed Current | 1977-05-10 |  | Fiberglass Reinforced Plastic | Pressurized
WHATLEY OIL & AUTO PARTS CO | 720 BLAKELY ST | CUTHBERT | Randolph | 1200037 | 5 | Overfill Alarm | 1993-10-10 | FALSE | 1993-10-10 | FALSE | Currently in Use | Diesel | 12000 | Composite | 1993-10-10 |  | Fiberglass Reinforced Plastic | Pressurized
LOVETT FARMS | RFD | CUTHBERT | Randolph | 1200043 | 1 | [5 empty] | Removed from Ground | Diesel | 2000 | Bare Steel | 1978-05-10 | 2000-08-09 | Galvanized Steel | Safe Suction (Euro)
GA FC/RANDOLPH CO UNIT | US HWY 27/3 MI N OF CUTHBERT | CUTHBERT | Randolph | 9120003 | 212512 |  | 1993-06-10 |  | 1993-06-10 |  | Removed from Ground | Gas (Historical Use) | 1000 | Galvanic (STIP-3) | 1993-06-10 | 2003-11-17 | Cathodically Protected | Safe Suction (Euro)
EVERGREEN LOGGING | 3596 FOUNTAIN BRIDGE RD | CUTHBERT | Randolph | 9120013 | 1 | Flapper Valve | 1994-06-01 | FALSE | 1994-06-01 | FALSE | Currently in Use | Regular | 2000 | Composite | 1994-06-01 |  | Fiberglass Reinforced Plastic | Pressurized
ED'S CAR CARE | 212 WEST DAWSON ST | CUTHBERT | Randolph | 1200021 | 2 | [5 empty] | Permanently Out of Use - historical purposes | Empty | 2000 | Bare Steel | 1984-03-25 | 1899-12-31 | Galvanized Steel | Suction (American)
HIGHLAND TIMBER CO | US HWY 27 S | CUTHBERT | Randolph | 1200046 | 3 | [5 empty] | Removed from Ground | Diesel | 1000 | Bare Steel | 1986-06-10 | 1999-10-01 | Galvanized Steel
GA DOT #10436 RANDOLPH CO MAINT | 503 N WEBSTER ST | CUTHBERT | Randolph | 1200020 | 436D1 |  | 1989-11-16 |  | 1989-11-16 |  | Removed from Ground | Diesel | 1020 | Cathodically Protected Steel | 1989-11-16 | 2005-03-18 | Galvanized Steel | Suction (American)
HIGHLAND TIMBER CO | US HWY 27 S | CUTHBERT | Randolph | 1200046 | 5 |  |  | TRUE |  | TRUE | Removed from Ground | Used Oil | 500 | Bare Steel | 1986-06-10 | 1999-10-01 | Galvanized Steel
KLECKLEY TIRE & LUBE | BLAKELY ST | CUTHBERT | Randolph | 1200051 | 1 |  |  | TRUE |  | TRUE | Removed from Ground | Used Oil | 500 | Bare Steel | 1970-08-03 | 2000-04-05 | Galvanized Steel | Safe Suction (Euro)
WOODS SVC STATION/RAYMOND WOOD | 104 BROAD ST | CUTHBERT | Randolph | 1200045 | 1 | [5 empty] | Removed from Ground | Gas (Historical Use) | 1000 | Bare Steel | 1971-05-12 | 1995-02-15 | Galvanized Steel
EVERGREEN LOGGING | 3596 FOUNTAIN BRIDGE RD | CUTHBERT | Randolph | 9120013 | 2 | Flapper Valve | 1998-12-10 | FALSE | 1998-12-10 | FALSE | Currently in Use | Diesel | 10000 | Steel-Impressed Current | 2001-08-23 |  | Fiberglass Reinforced Plastic | Pressurized
BURGIN LUMBER CO LTD | OLD LUMPKIN RD | CUTHBERT | Randolph | 1200033 | 1 | [5 empty] | Removed from Ground | Diesel | 2000 | Bare Steel | 1983-05-07 | 1999-07-01 | Galvanized Steel | Safe Suction (Euro)
WHATLEY OIL & AUTO PARTS CO | 720 BLAKELY ST | CUTHBERT | Randolph | 1200037 | 2 | Overfill Alarm | 1990-09-09 | FALSE | 1990-09-09 | FALSE | Currently in Use | Diesel | 12000 | Steel-Impressed Current | 1977-05-10 |  | Fiberglass Reinforced Plastic | Pressurized
MERCER TIRE CO | 317 BLAKELY STREET | CUTHBERT | Randolph | 9120015 | 1 | [5 empty] | Removed from Ground | Gas (Historical Use) | 8000 | Bare Steel | 2002-01-01 | 2002-01-01 | Bare Steel
RANDOLPH CO BOARD OF EDUCATION | 1208 ANDREW ST | CUTHBERT | Randolph | 9120001 | 1 | Flapper Valve | 1998-12-10 | FALSE | 1998-12-10 | FALSE | Temporarily out of use | Diesel | 10000 | Steel-Impressed Current | 1998-12-01 |  | Steel/FG Secondary containment | Safe Suction (Euro)
GA DEPARTMENT OF PUBLIC SAFETY POST 39 | RT 1 BOX 186/STATE 1 RT 3 | CUTHBERT | Randolph | 120001 | 1 | [5 empty] | Removed from Ground | Gas (Historical Use) | 3000 | Bare Steel | 1972-03-09 | 2008-04-10 | Galvanized Steel
HIGHLAND TIMBER CO | US HWY 27 S | CUTHBERT | Randolph | 1200046 | 4 | [5 empty] | Removed from Ground | Diesel | 500 | Bare Steel | 1986-06-10 | 1999-10-01 | Galvanized Steel
GA FC/RANDOLPH CO UNIT | US HWY 27/3 MI N OF CUTHBERT | CUTHBERT | Randolph | 9120003 | 1 | [5 empty] | Removed from Ground | Gas (Historical Use) | 2000 | Bare Steel | 1985-10-01 | 1993-06-08 | Galvanized Steel | Safe Suction (Euro)
WOODS SVC STATION/RAYMOND WOOD | 104 BROAD ST | CUTHBERT | Randolph | 1200045 | 3 | [5 empty] | Removed from Ground | Gas (Historical Use) | 1000 | Bare Steel | 1981-05-09 | 1995-02-15 | Galvanized Steel
HIGHLAND TIMBER CO | US HWY 27 S | CUTHBERT | Randolph | 1200046 | 2 | [5 empty] | Removed from Ground | Gas (Historical Use) | 10000 | Bare Steel | 1986-06-10 | 1999-10-01 | Galvanized Steel
GA FC/RANDOLPH CO UNIT | US HWY 27/3 MI N OF CUTHBERT | CUTHBERT | Randolph | 9120003 | 2 | [5 empty] | Removed from Ground | Diesel | 560 | Bare Steel | 1985-10-01 | 1993-06-08 | Galvanized Steel | Safe Suction (Euro)
MERCER TIRE CO | 317 BLAKELY STREET | CUTHBERT | Randolph | 9120015 | 2 | [5 empty] | Removed from Ground | Gas (Historical Use) | 4000 | Bare Steel | 2002-01-01 | 2002-01-01 | Bare Steel
WOODS SVC STATION/RAYMOND WOOD | 104 BROAD ST | CUTHBERT | Randolph | 1200045 | 2 | [5 empty] | Removed from Ground | Gas (Historical Use) | 1000 | Bare Steel | 1975-05-11 | 1995-02-15 | Galvanized Steel
HIGHLAND TIMBER CO | US HWY 27 S | CUTHBERT | Randolph | 1200046 | 1 | [5 empty] | Removed from Ground | Gas (Historical Use) | 10000 | Bare Steel | 1986-06-10 | 1999-10-01 | Galvanized Steel
MERCER TIRE CO | 317 BLAKELY STREET | CUTHBERT | Randolph | 9120015 | 3 | [5 empty] | Removed from Ground | Gas (Historical Use) | 2000 | Bare Steel | 2002-01-01 | 2002-01-01 | Bare Steel
GOLD KIST STORE | US HWY 27 SOUTH | CUTHBERT | Randolph | 1200024 | 1 | [5 empty] | Removed from Ground | Gas (Historical Use) | 1000 | Bare Steel | 1973-05-11 | 1990-09-20 | Galvanized Steel
WHATLEY OIL & AUTO PARTS CO | 720 BLAKELY ST | CUTHBERT | Randolph | 1200037 | 6 | Overfill Alarm | 1994-03-10 | FALSE | 1994-03-10 | FALSE | Currently in Use | Plus | 10000 | Steel-Impressed Current | 1994-03-10 |  | Fiberglass Reinforced Plastic | Pressurized
ROY MERRITT | RFD | CUTHBERT | Randolph | 1200040 | 1 | [5 empty] | Permanently Out of Use - historical purposes | Gas (Historical Use) | 2000 | Bare Steel | 1978-05-10 | 1899-12-31 | Galvanized Steel
CUTHBERT COCA-COLA CO | 301 PLUM ST | CUTHBERT | Randolph | 1200041 | 1 | [5 empty] | Removed from Ground | Gas (Historical Use) | 2000 | Bare Steel | 1980-05-09 | 1986-11-01 | Galvanized Steel
LOVETT FARMS | RFD | CUTHBERT | Randolph | 1200043 | 2 | [5 empty] | Currently in Use | Gas (Historical Use) | 1000 | Bare Steel | 1978-05-10 |  | Galvanized Steel | Safe Suction (Euro)
MERCER TIRE CO | 317 BLAKELY STREET | CUTHBERT | Randolph | 9120015 | 4 | [5 empty] | Removed from Ground | Diesel | 2000 | Bare Steel | 2002-01-01 | 2002-01-01 | Bare Steel
MERCER TIRE CO | 317 BLAKELY STREET | CUTHBERT | Randolph | 9120015 | 5 | [5 empty] | Removed from Ground | Other | 200 | Bare Steel | 2002-01-01 | 2002-01-01 | Bare Steel
BELLS GASOLINE ALLEY GARAGE | BUFORD & ARTHUR STS | SHELLMAN | Randolph | 1200023 | 3 | [5 empty] | Permanently Out Of Use | Empty | 500 | Bare Steel | 1956-05-08 | 1984-03-01 | Galvanized Steel
J R CURRY FARMS INC | 2413 Fountain Bridge RD | SHELLMAN | Randolph | 1200004 | 3 | Flapper Valve | 2003-08-01 | FALSE | 2003-08-01 | FALSE | Currently in Use | Diesel | 10000 | Steel-Impressed Current | 1986-03-07 |  | Aboveground | Pressurized
BILLY SAULS FARM | 467 BURNEY RD | SHELLMAN | Randolph | 1200018 | 2 | Flapper Valve | 1994-01-27 | FALSE | 1994-01-27 | FALSE | Currently in Use | Diesel | 10000 | Galvanic (STIP-3) | 1994-01-27 |  | Steel/FG Secondary containment | Safe Suction (Euro)
CUTHBERT SUPER STORE | 110 COURT STREET | CUTHBERT | Randolph | 9120014 | 2 | Overfill Alarm | 1999-01-21 | FALSE | 1999-01-21 | FALSE | Currently in Use | E-10 | 6000 | Steel-Impressed Current | 1986-01-01 |  | Steel (Impressed Current) | Safe Suction (Euro)
JAMES GRUBBS & SONS INC | RT 1 BOX 336 | CUTHBERT | Randolph | 1200005 | 2 |  | 1998-12-10 |  | 1998-12-10 |  | Removed from Ground | Gas (Historical Use) | 5000 | Steel-Impressed Current | 1976-03-09 | 1899-12-31 | Cathodically Protected | Pressurized
HIREN PATEL | 13 CHURCH AVE | SHELLMAN | Randolph | 1200035 | 3 | Flapper Valve | 1994-06-30 | FALSE | 1994-06-30 | FALSE | Currently in Use | E-0 | 6000 | Steel-Impressed Current | 1984-05-07 |  | Steel (Impressed Current) | Pressurized
BRUMBY FOODS | HWY 41 PO BOX 282 / 3032 CALHOUN ST | SHELLMAN | Randolph | 9120012 | 1 |  | 1998-11-01 |  | 1998-11-01 |  | Closed in Ground | Gas (Historical Use) | 6000 | Galvanic (STIP-3) | 1985-05-01 | 2006-08-14 | Fiberglass Reinforced Plastic | Pressurized
JKP TOP MANAGMENT LLC | 374 BLAKELY ST | CUTHBERT | Randolph | 1200050 | 25606A | Flapper Valve | 1996-05-24 | FALSE | 1996-05-24 | FALSE | Currently in Use | E-10 | 10000 | Composite | 1996-05-15 |  | Double-Walled Flex | Pressurized
BRUMBY FOODS | HWY 41 PO BOX 282 / 3032 CALHOUN ST | SHELLMAN | Randolph | 9120012 | 3 | Flapper Valve | 1998-11-01 | FALSE | 1998-11-01 | FALSE | Temporarily out of use | Premium | 6000 | Galvanic (STIP-3) | 1985-05-01 |  | Fiberglass Reinforced Plastic | Pressurized
COUNTRY CORNER | 272 E DAWSON ST | CUTHBERT | Randolph | 1200034 | 1 | Flapper Valve | 1994-05-31 | FALSE | 1994-05-31 | FALSE | Currently in Use | E-10 | 8068 | Steel-Impressed Current | 1984-04-01 |  | Steel (Impressed Current) | Pressurized
TOP BAIT & TACKLE | 6437 HWY 82 WEST | CUTHBERT | Randolph | 1200044 | 3B | Flapper Valve | 1995-05-01 | FALSE | 1995-05-01 | FALSE | Currently in Use | Premium | 2000 | Composite | 1995-05-01 |  | Fiberglass Reinforced Plastic | Pressurized
HIREN PATEL | 13 CHURCH AVE | SHELLMAN | Randolph | 1200035 | 2 | Flapper Valve | 1994-06-30 | FALSE | 1994-06-30 | FALSE | Currently in Use | Diesel | 8000 | Steel-Impressed Current | 1983-05-01 |  | Steel (Impressed Current) | Pressurized
Home Oil | 130 HWY 82 E | CUTHBERT | Randolph | 10001913 | 1B | Ball Float | 2010-05-01 | FALSE | 2010-05-01 | FALSE | Currently in Use | Premium | 5000 | Fiberglass Double Walled | 2010-05-06 |  | Double-Walled Fiberglass | Pressurized
BILLY SAULS FARM | 467 BURNEY RD | SHELLMAN | Randolph | 1200018 | 1 |  | 1994-01-27 |  | 1994-01-27 |  | Removed from Ground | Diesel | 4000 | Not Marked/Unknown | 1979-04-12 | 1994-01-20 | Aboveground
BELLS GASOLINE ALLEY GARAGE | BUFORD & ARTHUR STS | SHELLMAN | Randolph | 1200023 | 2 | [5 empty] | Permanently Out Of Use | Empty | 1000 | Bare Steel | 1974-05-04 | 1985-04-01 | Galvanized Steel
CUTHBERT SUPER STORE | 110 COURT STREET | CUTHBERT | Randolph | 9120014 | 4 |  |  | FALSE |  | FALSE | Removed from Ground | Used Oil | 250 | Unknown | 2006-07-02 | 2006-07-02
J R CURRY FARMS INC | 2413 Fountain Bridge RD | SHELLMAN | Randolph | 1200004 | 1 | Flapper Valve | 1998-12-01 |  | 1998-12-01 |  | Removed from Ground | Gas (Historical Use) | 3000 | Steel-Impressed Current | 1986-03-07 | 2006-01-07 | Secondary Containment | Safe Suction (Euro)
MRS ELLEN DUKE | RAILROAD ST | SHELLMAN | Randolph | 1200003 | 1 | [5 empty] | Removed from Ground | Gas (Historical Use) | 4000 | Bare Steel | 1966-03-29 | 1899-12-31 | Galvanized Steel
WILKERSON LANDSCAPE | 2645 HWY 82 WEST | SHELLMAN | Randolph | 1200025 | 2 | [5 empty] | Removed from Ground | Diesel | 15000 | Bare Steel | 1978-05-09 | 1998-12-09 | Galvanized Steel
SHELLMAN CITGO | 2824 HWY 82 EAST | SHELLMAN | Randolph | 9120011 | 1A | Overfill Alarm | 1996-09-01 | FALSE | 1996-09-01 | FALSE | Currently in Use | E-10 | 9000 | Composite | 1996-09-01 |  | Fiberglass Reinforced Plastic | Pressurized
QUALITY GIN INC | BEAUFORD STREET @CHURCH STREET | SHELLMAN | Randolph | 10001082 | 1 |  |  | FALSE |  | FALSE | Removed from Ground | Diesel | 1000 | Bare Steel | 2006-01-07 | 2006-01-07 | Bare Steel
BEELINE SMART SHOP | 657 COLLEGE ST | CUTHBERT | Randolph | 1200007 | 2 | Flapper Valve | 2000-08-16 | FALSE | 2001-08-16 | FALSE | Temporarily out of use | Premium | 8000 | Galvanic (STIP-3) | 1986-03-17 |  | Fiberglass Reinforced Plastic | Pressurized
Home Oil | 130 HWY 82 E | CUTHBERT | Randolph | 10001913 | 2A | Ball Float | 2010-05-01 | FALSE | 2010-05-01 | FALSE | Currently in Use | E-10 | 16000 | Fiberglass Double Walled | 2010-05-06 |  | Double-Walled Fiberglass | Pressurized
PEAVY BROS FARM | 138 PACHITLA RD | CUTHBERT | Randolph | 9120008 | 1 | Overfill Alarm | 1990-01-01 | FALSE | 1990-01-01 | FALSE | Temporarily out of use | Diesel | 10000 | Composite | 1990-01-01 |  |  | Safe Suction (Euro)
COUNTRY CORNER | 272 E DAWSON ST | CUTHBERT | Randolph | 1200034 | 4 | Flapper Valve | 1994-05-31 | FALSE | 1994-05-31 | FALSE | Currently in Use | Diesel | 6048 | Steel-Impressed Current | 1984-04-01 |  | Steel (Impressed Current) | Pressurized
TOP BAIT & TACKLE | 6437 HWY 82 WEST | CUTHBERT | Randolph | 1200044 | 2 | [5 empty] | Removed from Ground | Gas (Historical Use) | 2000 | Bare Steel | 1983-05-09 | 1899-12-31 | Galvanized Steel | Safe Suction (Euro)
JKP TOP MANAGMENT LLC | 374 BLAKELY ST | CUTHBERT | Randolph | 1200050 | 2 | [5 empty] | Removed from Ground | Gas (Historical Use) | 8000 | Bare Steel | 1976-05-18 | 1996-05-14 | Galvanized Steel | Suction (American)
TOP BAIT & TACKLE | 6437 HWY 82 WEST | CUTHBERT | Randolph | 1200044 | 3A | Flapper Valve | 1995-05-01 | FALSE | 1995-05-01 | FALSE | Currently in Use | Diesel | 3000 | Composite | 1995-05-01 |  | Fiberglass Reinforced Plastic | Pressurized
CUTHBERT SUPER STORE | 110 COURT STREET | CUTHBERT | Randolph | 9120014 | 1 | Overfill Alarm | 1999-01-21 | FALSE | 1999-01-21 | FALSE | Currently in Use | Premium | 3000 | Steel-Impressed Current | 1986-01-01 |  | Steel (Impressed Current) | Safe Suction (Euro)
BILLY SAULS FARM | 467 BURNEY RD | SHELLMAN | Randolph | 1200018 | 3 |  | 1994-01-28 | FALSE | 1994-01-28 | FALSE | Temporarily out of use | Diesel | 4000 | Galvanic (STIP-3) | 1994-01-28 |  | Copper/Secondry Containment | Safe Suction (Euro)
PEERLESS MANUFACTURING CO | GA HWY 82 EAST | SHELLMAN | Randolph | 9120006 | 1 | [5 empty] | Removed from Ground | Gas (Historical Use) | 1 | Bare Steel | 1998-05-01 | 1998-05-01
CUTHBERT SUPER STORE | 110 COURT STREET | CUTHBERT | Randolph | 9120014 | 3 | Overfill Alarm | 1999-01-21 | FALSE | 1999-01-21 | FALSE | Temporarily out of use | E-10 | 6000 | Steel-Impressed Current | 1986-01-01 |  | Steel (Impressed Current) | Safe Suction (Euro)
J R CURRY FARMS INC | 2413 Fountain Bridge RD | SHELLMAN | Randolph | 1200004 | 2 | Flapper Valve | 1998-12-01 |  | 1998-12-01 |  | Removed from Ground | Diesel | 4000 | Steel-Impressed Current | 1986-03-07 | 2006-01-07 | Secondary Containment | Safe Suction (Euro)
HIREN PATEL | 13 CHURCH AVE | SHELLMAN | Randolph | 1200035 | 1 | Flapper Valve | 1994-06-30 | FALSE | 1994-06-30 | FALSE | Currently in Use | E-10 | 8000 | Steel-Impressed Current | 1983-05-01 |  | Steel (Impressed Current) | Pressurized
Home Oil | 130 HWY 82 E | CUTHBERT | Randolph | 10001913 | 1A | Ball Float | 2010-05-01 | FALSE | 2010-05-01 | FALSE | Currently in Use | Diesel | 15000 | Fiberglass Double Walled | 2010-05-06 |  | Double-Walled Fiberglass | Pressurized
JAMES GRUBBS & SONS INC | RT 1 BOX 336 | CUTHBERT | Randolph | 1200005 | 1 |  | 1998-12-10 |  | 1998-12-10 |  | Removed from Ground | Diesel | 10000 | Steel-Impressed Current | 1976-03-09 | 1899-12-31 | Cathodically Protected | Safe Suction (Euro)
BEELINE SMART SHOP | 657 COLLEGE ST | CUTHBERT | Randolph | 1200007 | 1 | Flapper Valve | 2000-08-16 | FALSE | 2000-08-16 | FALSE | Currently in Use | E-10 | 8000 | Galvanic (STIP-3) | 1986-03-17 |  | Fiberglass Reinforced Plastic | Pressurized
PEERLESS MANUFACTURING CO | GA HWY 82 EAST | SHELLMAN | Randolph | 9120006 | 2 | [5 empty] | Removed from Ground | Diesel | 1 | Bare Steel | 1998-05-01 | 1998-05-01
LOCKE FARM CENTER | RAILROAD STREET | SHELLMAN | Randolph | 10001094 | 1 |  |  | FALSE |  | FALSE | Removed from Ground |  | 0 | Unknown | 2006-03-15 | 2006-03-15
COUNTRY CORNER | 272 E DAWSON ST | CUTHBERT | Randolph | 1200034 | 2 | Flapper Valve | 1994-05-31 | FALSE | 1994-05-31 | FALSE | Currently in Use | Premium | 8068 | Steel-Impressed Current | 1984-04-01 |  | Steel (Impressed Current) | Pressurized
BEELINE SMART SHOP | 657 COLLEGE ST | CUTHBERT | Randolph | 1200007 | 3 | Flapper Valve | 2000-08-16 | FALSE | 2000-08-16 | FALSE | Temporarily out of use | Plus | 8000 | Galvanic (STIP-3) | 1986-03-17 |  | Fiberglass Reinforced Plastic | Pressurized
BELLS GASOLINE ALLEY GARAGE | BUFORD & ARTHUR STS | SHELLMAN | Randolph | 1200023 | 1 | [5 empty] | Permanently Out Of Use | Empty | 1000 | Bare Steel | 1956-05-08 | 1984-03-01 | Galvanized Steel
WILKERSON LANDSCAPE | 2645 HWY 82 WEST | SHELLMAN | Randolph | 1200025 | 1 | [5 empty] | Removed from Ground | Diesel | 10000 | Bare Steel | 1978-05-09 | 1998-12-09 | Galvanized Steel
JKP TOP MANAGMENT LLC | 374 BLAKELY ST | CUTHBERT | Randolph | 1200050 | 25606B | Flapper Valve | 1996-05-24 | FALSE | 1996-05-24 | FALSE | Currently in Use | Premium | 6000 | Composite | 1996-05-15 |  | Double-Walled Flex | Pressurized
TOP BAIT & TACKLE | 6437 HWY 82 WEST | CUTHBERT | Randolph | 1200044 | 1 | [5 empty] | Removed from Ground | Gas (Historical Use) | 2000 | Bare Steel | 1983-05-09 | 1899-12-31 | Galvanized Steel | Safe Suction (Euro)
MRS ELLEN DUKE | RAILROAD ST | SHELLMAN | Randolph | 1200003 | 2 | [5 empty] | Removed from Ground | Gas (Historical Use) | 3000 | Bare Steel | 1966-03-29 | 1899-12-31 | Galvanized Steel
TEA INC HQ | RFD 1 BOX 10/CUTHBERT-DOVERE RD | SHELLMAN | Randolph | 1200027 | 1 | [5 empty] | Removed from Ground | Diesel | 4000 | Bare Steel | 1982-05-08 | 1899-12-31 | Galvanized Steel | Safe Suction (Euro)
BRUMBY FOODS | HWY 41 PO BOX 282 / 3032 CALHOUN ST | SHELLMAN | Randolph | 9120012 | 2 | Flapper Valve | 1998-11-01 | FALSE | 1998-11-01 | FALSE | Currently in Use | E-0 | 6000 | Galvanic (STIP-3) | 1985-05-01 |  | Fiberglass Reinforced Plastic | Pressurized
SHELLMAN CITGO | 2824 HWY 82 EAST | SHELLMAN | Randolph | 9120011 | 1B | Overfill Alarm | 1996-09-01 | FALSE | 1996-09-01 | FALSE | Currently in Use | Premium | 6000 | Composite | 1996-09-01 |  | Fiberglass Reinforced Plastic | Pressurized
Home Oil | 130 HWY 82 E | CUTHBERT | Randolph | 10001913 | 2B | Ball Float | 2010-05-01 | FALSE | 2010-05-01 | FALSE | Currently in Use | E-0 | 4000 | Fiberglass Double Walled | 2010-05-06 |  | Double-Walled Fiberglass | Pressurized
TOP BAIT & TACKLE | 6437 HWY 82 WEST | CUTHBERT | Randolph | 1200044 | 4 | Flapper Valve | 2003-07-15 | FALSE | 2003-07-15 | FALSE | Currently in Use | E-10 | 6000 | Composite | 2003-07-15 |  | Fiberglass Reinforced Plastic | Pressurized
COUNTRY CORNER | 272 E DAWSON ST | CUTHBERT | Randolph | 1200034 | 3 | Flapper Valve | 1994-05-31 | FALSE | 1994-05-31 | FALSE | Currently in Use | E-0 | 8068 | Steel-Impressed Current | 1984-04-01 |  | Steel (Impressed Current) | Pressurized
JKP TOP MANAGMENT LLC | 374 BLAKELY ST | CUTHBERT | Randolph | 1200050 | 3 | [5 empty] | Removed from Ground | Gas (Historical Use) | 8000 | Bare Steel | 1976-05-18 | 1996-05-14 | Galvanized Steel | Suction (American)
WILKERSON LANDSCAPE | 2645 HWY 82 WEST | SHELLMAN | Randolph | 1200025 | 3 | Flapper Valve | 1998-06-01 | FALSE | 1998-06-01 | FALSE | Currently in Use | Diesel | 12000 | Composite | 1998-06-01 |  | Steel/FG Secondary containment | Safe Suction (Euro)
SHELLMAN CITGO | 2824 HWY 82 EAST | SHELLMAN | Randolph | 9120011 | 2 | Overfill Alarm | 2004-01-01 | FALSE | 2004-01-01 | FALSE | Currently in Use | Diesel | 4000 | Composite | 2004-01-01 |  | Fiberglass Reinforced Plastic | Pressurized
JKP TOP MANAGMENT LLC | 374 BLAKELY ST | CUTHBERT | Randolph | 1200050 | 1 | [5 empty] | Removed from Ground | Gas (Historical Use) | 8000 | Bare Steel | 1976-05-18 | 1996-05-14 | Galvanized Steel | Suction (American)
DIVERSE POWER | 373 US Hwy 82 E | CUTHBERT | Randolph | 10002740 | 1 | Flapper Valve | 2017-08-22 | FALSE | 2017-08-22 | FALSE | Currently in Use | Diesel | 20000 | Fiberglass Double Walled | 2016-08-22 |  | Double-Walled Fiberglass | Pressurized
WHATLEY OIL CO | 598 BLAKELY ST | CUTHBERT | Randolph | 10002704 | 1 | Overfill Alarm | 2017-06-08 | FALSE | 2017-06-08 | FALSE | Currently in Use | Diesel | 20000 | Tank Jacket | 2017-06-08 |  | Double-Walled Fiberglass | Pressurized
DIVERSE POWER | 373 US Hwy 82 E | CUTHBERT | Randolph | 10002740 | 2 | Flapper Valve | 2019-07-26 | FALSE | 2019-06-24 | FALSE | Currently in Use | Regular | 10000 | Composite Double Walled | 2019-05-16 |  | Double-Walled Fiberglass | Pressurized
RACEWAY #703 | 3309 PEACH ORCHARD RD | AUGUSTA | Richmond | 1210300 | 4 |  | 1982-01-01 | FALSE | 1982-01-01 | FALSE | Removed from Ground | Diesel | 11300 | Fiberglass | 1998-06-17 | 2017-12-11 | Fiberglass Reinforced Plastic | Pressurized
RaceWay #921 - Deans Bridge | 3224 DEANS BRIDGE RD | AUGUSTA | Richmond | 1210301 | 3 |  | 1989-01-01 |  | 1989-01-01 |  | Removed from Ground | Gas (Historical Use) | 11300 | Fiberglass | 1989-05-09 | 2004-10-13 | Fiberglass Reinforced Plastic | Pressurized
SULLIVANS TEXACO/PASKELS AUTO SE | 3059 DEANS BRIDGE RD | AUGUSTA | Richmond | 1210281 | 1 | [5 empty] | Removed from Ground | Gas (Historical Use) | 4000 | Bare Steel | 1961-05-13 | 1993-01-26 | Galvanized Steel | Suction (American)
LARRY EDENFIELD | 2603 PEACH ORCHARD RD | AUGUSTA | Richmond | 1210208 | 1 |  | 1998-12-17 |  | 1998-12-17 |  | Removed from Ground | Gas (Historical Use) | 8000 | Steel-Impressed Current | 1985-04-08 | 2005-10-26 | Cathodically Protected | Pressurized
DAVIS EQUIPMENT & RENTAL CO INC | 3521 OLD SAVANNAH RD | AUGUSTA | Richmond | 1210324 | 2 | [5 empty] | Permanently Out of Use - historical purposes | Gas (Historical Use) | 8000 | Bare Steel | 1978-03-02 | 1899-12-31 | Galvanized Steel
SMILE GAS #2 | 2625 OLD SAVANNAH RD | AUGUSTA | Richmond | 1210247 | 1 |  | 1989-01-01 |  | 1989-01-01 |  | Removed from Ground | Gas (Historical Use) | 8000 | Cathodically Protected Steel | 1976-04-23 | 1993-03-01 | Galvanized Steel | Pressurized
RACEWAY #703 | 3309 PEACH ORCHARD RD | AUGUSTA | Richmond | 1210300 | 2 |  | 1982-01-01 | FALSE | 1982-01-01 | FALSE | Removed from Ground | Empty | 11300 | Fiberglass | 1982-05-09 | 2017-12-10 | Fiberglass Reinforced Plastic | Pressurized
RaceWay #921 - Deans Bridge | 3224 DEANS BRIDGE RD | AUGUSTA | Richmond | 1210301 | 6 | Ball Float | 2004-10-25 | FALSE | 2004-10-25 | FALSE | Currently in Use | Premium | 12000 | Composite Double Walled | 2004-10-25 |  | Double-Walled Fiberglass | Pressurized
FULCHERS SERVICE STATION INC | 3324 PEACH ORCHARD RD | AUGUSTA | Richmond | 1210279 | 4 |  |  | TRUE |  | TRUE | Removed from Ground | Used Oil | 550 | Bare Steel | 1972-05-10 | 1997-05-23 | Galvanized Steel | Suction (American)
FULCHERS SERVICE STATION INC | 3324 PEACH ORCHARD RD | AUGUSTA | Richmond | 1210279 | 2 | [5 empty] | Removed from Ground | Gas (Historical Use) | 10000 | Bare Steel | 1972-05-10 | 1997-05-23 | Galvanized Steel | Pressurized
GA DEPT JUVENILE JUSTICE | 3481 MIKE PADGETT HWY | AUGUSTA | Richmond | 1210214 | 1 | [5 empty] | Removed from Ground | Gas (Historical Use) | 1000 | Marked Unknown | 1963-05-07 | 1899-12-31 | Galvanized Steel
DIXIE-RIVERSIDE INC | 2719 OLD SAVANNAH RD | AUGUSTA | Richmond | 1210262 | 1 | [5 empty] | Removed from Ground | Empty | 10000 | Bare Steel | 1983-04-22 | 1992-12-01 | Galvanized Steel
BST/FLEMING CO/R3537 | 3107 PEACH ORCHARD RD | AUGUSTA | Richmond | 1210223 | 3 |  | 1989-01-10 |  | 1989-01-10 |  | Removed from Ground | Diesel | 3000 | Bare Steel | 1989-01-10 | 1997-08-06 | Fiberglass Reinforced Plastic | Suction (American)
BUSH HOG #17 | 2401 WASHINGTON RD | AUGUSTA | Richmond | 1210228 | 5 | [5 empty] | Removed from Ground | Gas (Historical Use) | 0 | Bare Steel | 1986-05-08 | 1899-12-31 | Galvanized Steel
EXXON Gas Station | 4002 DEANS BRIDGE RD | Hephzibah | Richmond | 1210236 | 2 |  | 1997-08-02 |  | 1989-03-01 |  | Currently in Use | Gas (Historical Use) | 10000 | Galvanic (STIP-3) | 1989-03-01 |  | Fiberglass Reinforced Plastic | Pressurized
DAVIS EQUIPMENT & RENTAL CO INC | 3521 OLD SAVANNAH RD | AUGUSTA | Richmond | 1210324 | 1 | [5 empty] | Permanently Out of Use - historical purposes | Diesel | 8000 | Bare Steel | 1978-03-02 | 1899-12-31 | Galvanized Steel
JOHN & ALAN HITCHOOK | 1803 LUMPKIN RD | AUGUSTA | Richmond | 1210295 | 2 | [5 empty] | Permanently Out of Use - historical purposes | Gas (Historical Use) | 0 | Bare Steel | 1986-05-08 | 1899-12-31 | Galvanized Steel
YANCEY BROS CO | 4165 OLD SAVANNAH RD | AUGUSTA | Richmond | 1210189 | 4 | [5 empty] | Removed from Ground | Other | 2000 | Bare Steel | 1986-04-07 | 1995-12-01 | Bare Steel
TOBACCO RD FAST FARE | 3705 MIKE PADGETT HIGHWAY | AUGUSTA | Richmond | 1210232 | 2 |  | 1997-08-02 |  | 1997-08-02 |  | Removed from Ground | Gas (Historical Use) | 10000 | Steel-Impressed Current | 1980-05-08 | 2014-11-06 | Fiberglass Reinforced Plastic | Pressurized
Super Express #4 | 1342 GORDON HWY | AUGUSTA | Richmond | 1210163 | 3 | [5 empty] | Removed from Ground | Gas (Historical Use) | 4000 | Bare Steel | 1971-05-05 | 1989-01-01 | Galvanized Steel
JOHN & ALAN HITCHOOK | 1803 LUMPKIN RD | AUGUSTA | Richmond | 1210295 | 1 | [5 empty] | Permanently Out of Use - historical purposes | Gas (Historical Use) | 0 | Bare Steel | 1986-05-08 | 1899-12-31 | Galvanized Steel
CRYSTAL CLEAN CARWASH | 1639 GORDON HWY | AUGUSTA | Richmond | 1210273 | 3 | [5 empty] | Removed from Ground | Gas (Historical Use) | 6000 | Bare Steel | 1967-05-05 | 1995-07-17 | Galvanized Steel
LARRY EDENFIELD | 2603 PEACH ORCHARD RD | AUGUSTA | Richmond | 1210208 | 4 |  |  | TRUE | 1998-12-17 | TRUE | Removed from Ground | Used Oil | 500 | Steel-Impressed Current | 1981-04-09 | 1985-04-04 | Cathodically Protected | Gravity Fed
SULLIVANS TEXACO/PASKELS AUTO SE | 3059 DEANS BRIDGE RD | AUGUSTA | Richmond | 1210281 | 2 | [5 empty] | Removed from Ground | Gas (Historical Use) | 4000 | Bare Steel | 1961-05-13 | 1993-01-26 | Galvanized Steel | Suction (American)
YANCEY BROS CO | 4165 OLD SAVANNAH RD | AUGUSTA | Richmond | 1210189 | 3 | [5 empty] | Removed from Ground | Other | 2000 | Bare Steel | 1986-04-07 | 1995-12-01 | Bare Steel
TOBACCO RD FAST FARE | 3705 MIKE PADGETT HIGHWAY | AUGUSTA | Richmond | 1210232 | 1 |  | 1997-08-02 |  | 1997-08-02 |  | Removed from Ground | Gas (Historical Use) | 10000 | Steel-Impressed Current | 1980-05-08 | 2014-11-06 | Fiberglass Reinforced Plastic | Pressurized
BUSH HOG #17 | 2401 WASHINGTON RD | AUGUSTA | Richmond | 1210228 | 2 | [5 empty] | Removed from Ground | Gas (Historical Use) | 10000 | Bare Steel | 1976-05-10 | 1899-12-31 | Galvanized Steel
EXXON Gas Station | 4002 DEANS BRIDGE RD | Hephzibah | Richmond | 1210236 | 5 | [5 empty] | Removed from Ground | Gas (Historical Use) | 10000 | Bare Steel | 1988-11-01 | 1988-11-01 | Galvanized Steel
Super Express #4 | 1342 GORDON HWY | AUGUSTA | Richmond | 1210163 | 6 | [5 empty] | Removed from Ground | Gas (Historical Use) | 4000 | Bare Steel | 1971-05-05 | 1989-01-01 | Galvanized Steel
Super Express #4 | 1342 GORDON HWY | AUGUSTA | Richmond | 1210163 | 9 | [5 empty] | Removed from Ground | Empty | 285 | Bare Steel | 1971-05-05 | 1989-01-01 | Galvanized Steel
Super Express #4 | 1342 GORDON HWY | AUGUSTA | Richmond | 1210163 | 8 |  |  | FALSE |  | FALSE | Removed from Ground | Diesel | 12000 | Bare Steel | 1989-01-01 | 1989-01-01 | Galvanized Steel
GA DOT #10230/RICHMOND CO MAINT | 4006 MACK LN | AUGUSTA | Richmond | 1210147 | 230G1 | [5 empty] | Removed from Ground | Gas (Historical Use) | 2000 | Cathodically Protected Steel | 1988-05-01 | 2005-01-21 | Galvanized Steel | Suction (American)
FORMER POWELLS AMOCO | 3120 DEANS BRIDGE RD | AUGUSTA | Richmond | 1210120 | 3 | [5 empty] | Removed from Ground | Empty | 2000 | Bare Steel | 1955-05-14 | 1977-07-01 | Galvanized Steel
THE KROGER CO #245 | 3435 WRIGHTSBORO RD | AUGUSTA | Richmond | 1210127 | 1 | [5 empty] | Removed from Ground | Gas (Historical Use) | 12000 | Bare Steel | 1978-04-25 | 1990-05-04 | Galvanized Steel
RaceWay #921 - Deans Bridge | 3224 DEANS BRIDGE RD | AUGUSTA | Richmond | 1210301 | 2 |  | 1989-01-01 |  | 1989-01-01 |  | Removed from Ground | Gas (Historical Use) | 11300 | Fiberglass | 1989-05-09 | 2004-10-13 | Fiberglass Reinforced Plastic | Pressurized
ALLIEDSIGNAL AVIATION SVCS/GARRE | 1550 HANGAR RD/BUSH FIELD | AUGUSTA | Richmond | 1210212 | 1 | [5 empty] | Removed from Ground | Other | 3000 | Bare Steel | 1982-04-05 | 1994-06-07 | Bare Steel
US POSTAL SERVICE | 2704 PEACH ORCHARD RD | AUGUSTA | Richmond | 1210222 | 33 | [5 empty] | Removed from Ground | Gas (Historical Use) | 10000 | Bare Steel | 1977-01-03 | 1996-08-21 | Unknown
EXXON Gas Station | 4002 DEANS BRIDGE RD | Hephzibah | Richmond | 1210236 | 4 | [5 empty] | Removed from Ground | Gas (Historical Use) | 10000 | Bare Steel | 1988-11-01 | 1988-11-01 | Galvanized Steel
EXXON Gas Station | 4002 DEANS BRIDGE RD | Hephzibah | Richmond | 1210236 | 1 |  | 1997-08-02 |  | 1989-03-01 |  | Currently in Use | Gas (Historical Use) | 10000 | Galvanic (STIP-3) | 1989-03-01 |  | Fiberglass Reinforced Plastic | Pressurized
WATKINS MOTOR LINES INC | 1984 TOBACCO RD | AUGUSTA | Richmond | 1210177 | 1 | [5 empty] | Removed from Ground | Diesel | 10000 | Bare Steel | 1980-04-23 | 1996-12-18 | Unknown
Super Express #4 | 1342 GORDON HWY | AUGUSTA | Richmond | 1210163 | 10 | Flapper Valve |  | FALSE |  | FALSE | Currently in Use | Gas (Historical Use) | 10000 | Fiberglass | 2014-02-05 |  | Fiberglass Reinforced Plastic | Pressurized
CIRCLE K #2723266 | 3003 DEANS BRIDGE RD | AUGUSTA | Richmond | 1210133 | 1 | [5 empty] | Removed from Ground | Gas (Historical Use) | 12000 | Cathodically Protected Steel | 1986-01-01 | 1988-11-01 | Fiberglass Reinforced Plastic
NATIONAL CAR RENTAL | 1511 AVIATION WAY | AUGUSTA | Richmond | 1210307 | 1 |  | 1998-11-01 |  | 1998-11-01 |  | Removed from Ground | Gas (Historical Use) | 12000 | Cathodically Protected Steel | 1972-06-01 | 2010-05-20 | Cathodically Protected | Pressurized
CLAUSSEN CONCRETE/AUGUSTA PLANT | 109 LANEY WALKER BLVD | AUGUSTA | Richmond | 1210198 | 1 | [5 empty] | Removed from Ground | Empty | 1000 | Bare Steel | 1975-05-03 | 1978-01-15 | Galvanized Steel
KYONG DONG KIM | 2451 GOLDEN CAMP RD | AUGUSTA | Richmond | 1210217 | 2 | [5 empty] | Closed in Ground | Gas (Historical Use) | 8000 | Bare Steel | 1972-01-05 | 1997-12-02 | Galvanized Steel
SMILE GAS #2 | 2625 OLD SAVANNAH RD | AUGUSTA | Richmond | 1210247 | 3 |  | 1989-01-01 |  | 1989-01-01 |  | Removed from Ground | Gas (Historical Use) | 8000 | Cathodically Protected Steel | 1976-04-23 | 1993-03-01 | Galvanized Steel | Pressurized
FAST FARE GA-509/ZIPPY MART #469 | 1902 WINDSOR SPRING RD | AUGUSTA | Richmond | 1210237 | 2 | [5 empty] | Removed from Ground | Gas (Historical Use) | 10000 | Bare Steel | 1978-05-09 | 1993-07-13 | Galvanized Steel | Safe Suction (Euro)
FORMER POWELLS AMOCO | 3120 DEANS BRIDGE RD | AUGUSTA | Richmond | 1210120 | 1 | [5 empty] | Removed from Ground | Empty | 4000 | Bare Steel | 1966-05-11 | 1977-07-01 | Galvanized Steel
THE KROGER CO #245 | 3435 WRIGHTSBORO RD | AUGUSTA | Richmond | 1210127 | 3 | [5 empty] | Removed from Ground | Gas (Historical Use) | 12000 | Bare Steel | 1978-04-25 | 1990-05-04 | Galvanized Steel
CIRCLE K 2705341 | 3603 PEACH ORCHARD RD | AUGUSTA | Richmond | 1210038 | 9B | Flapper Valve | 2017-12-17 | FALSE | 2017-12-17 | FALSE | Currently in Use | E-0 | 5000 | Composite Double Walled | 2017-12-17 |  | Double-Walled Fiberglass | Pressurized
BABCOCK & WILCOX CO | 2102 OLD SAVANNAH RD | AUGUSTA | Richmond | 1210049 | 15 | [5 empty] | Removed from Ground | Gas (Historical Use) | 2000 | Bare Steel | 1951-05-14 | 1988-10-01 | Bare Steel
BABCOCK & WILCOX CO | 2102 OLD SAVANNAH RD | AUGUSTA | Richmond | 1210049 | 17 | [5 empty] | Removed from Ground | Other | 2000 | Bare Steel | 1951-05-14 | 1988-10-01 | Bare Steel
BABCOCK & WILCOX CO | 2102 OLD SAVANNAH RD | AUGUSTA | Richmond | 1210049 | 12 | [5 empty] | Removed from Ground | Diesel | 6000 | Bare Steel | 1951-05-14 | 1988-10-01 | Bare Steel
CRYSTAL CLEAN CARWASH | 1639 GORDON HWY | AUGUSTA | Richmond | 1210273 | 2 | [5 empty] | Removed from Ground | Gas (Historical Use) | 6000 | Bare Steel | 1967-05-05 | 1995-07-17 | Galvanized Steel
YANCEY BROS CO | 4165 OLD SAVANNAH RD | AUGUSTA | Richmond | 1210189 | 1 | [5 empty] | Removed from Ground | Gas (Historical Use) | 6000 | Bare Steel | 1972-04-10 | 1995-12-01 | Bare Steel
WICKES LUMBER CO | 1825 GORDON HWY | AUGUSTA | Richmond | 1210259 | 1 | [5 empty] | Removed from Ground | Gas (Historical Use) | 1000 | Bare Steel | 1974-04-24 | 1988-12-20 | Bare Steel
LARRY EDENFIELD | 2603 PEACH ORCHARD RD | AUGUSTA | Richmond | 1210208 | 3 |  | 1998-12-17 |  | 1998-12-17 |  | Removed from Ground | Gas (Historical Use) | 8000 | Steel-Impressed Current | 1985-04-08 | 2005-10-26 | Cathodically Protected | Pressurized
GA DEPT JUVENILE JUSTICE | 3481 MIKE PADGETT HWY | AUGUSTA | Richmond | 1210214 | 2 |  | 1997-07-21 | FALSE | 1997-07-21 | FALSE | Temporarily out of use | Empty | 2000 | Composite | 1990-02-20 |  | Fiberglass Reinforced Plastic | Safe Suction (Euro)
DIXIE-RIVERSIDE INC | 2719 OLD SAVANNAH RD | AUGUSTA | Richmond | 1210262 | 2 | [5 empty] | Removed from Ground | Diesel | 2000 | Bare Steel | 1976-04-23 | 1992-12-01 | Galvanized Steel
CROWN GA-506/ZIPPY MART #433 | 2479 TOBACCO RD | AUGUSTA | Richmond | 1210241 | 1 | [5 empty] | Removed from Ground | Gas (Historical Use) | 10000 | Bare Steel | 1975-05-10 | 1990-08-01 | Galvanized Steel
MOCK & SONS GEN CONTR INC | 1660 NIXON RD | AUGUSTA | Richmond | 1210115 | 2 | [5 empty] | Removed from Ground | Diesel | 500 | Bare Steel | 1981-05-02 | 1988-11-29 | Galvanized Steel
CIRCLE K 2705341 | 3603 PEACH ORCHARD RD | AUGUSTA | Richmond | 1210038 | 6 | Ball Float | 1996-11-14 | FALSE | 1996-11-14 | FALSE | Removed from Ground | Gas (Historical Use) | 12000 | Fiberglass Double Walled | 1996-11-14 | 2017-11-17 | Fiberglass Reinforced Plastic | Pressurized
Sprint 716 | 3138 PEACH ORCHARD RD | AUGUSTA | Richmond | 1210045 | 4 | Flapper Valve | 2001-11-16 | FALSE | 2001-11-16 | FALSE | Currently in Use | Diesel | 8000 | Composite | 1985-03-17 |  | Fiberglass Reinforced Plastic | Pressurized
Sprint 716 | 3138 PEACH ORCHARD RD | AUGUSTA | Richmond | 1210045 | 5 | Flapper Valve | 2001-11-16 | FALSE | 2001-11-16 | FALSE | Currently in Use | Kerosene | 4000 | Composite | 1985-03-17 |  | Fiberglass Reinforced Plastic | Safe Suction (Euro)
OK MART | 2301 LUMPKIN RD | AUGUSTA | Richmond | 1210068 | PREM | Flapper Valve | 1998-02-01 | FALSE | 1998-02-01 | FALSE | Currently in Use | Gas (Historical Use) | 4000 | Steel-Impressed Current | 1975-05-05 |  |  | Suction (American)
GLOBAL VAN LINES/ACME MOV & STG | 1615 NIXON RD | AUGUSTA | Richmond | 9000584 | 1 | [5 empty] | Removed from Ground | Gas (Historical Use) | 1000 | Bare Steel | 1972-01-21 | 1991-05-01 | Galvanized Steel
MAJIK MARKET 37010 | 2909 OLD SAVANNAH RD | AUGUSTA | Richmond | 9000061 | 1 | [5 empty] | Removed from Ground | Gas (Historical Use) | 8000 | Bare Steel | 1972-05-16 | 1899-12-31 | Galvanized Steel
SIMI 414 INC | 3403 MIKE PADGETT HWY | AUGUSTA | Richmond | 9000439 | 2 | Ball Float | 1998-01-01 |  | 1998-01-01 |  | Currently in Use | Gas (Historical Use) | 10000 | Galvanic (STIP-3) | 1987-03-01 |  | Fiberglass Reinforced Plastic | Pressurized
GAS WORLD #13 | 2260 LUMPKIN RD | AUGUSTA | Richmond | 1210130 | 6 |  | 1989-01-01 | FALSE | 1989-01-01 | FALSE | Currently in Use |  | 10000 | Fiberglass Double Walled | 1989-01-01 |  | Fiberglass Reinforced Plastic | Pressurized
RaceWay #921 - Deans Bridge | 3224 DEANS BRIDGE RD | AUGUSTA | Richmond | 1210301 | 1 |  | 1989-01-01 |  | 1989-01-01 |  | Removed from Ground | Gas (Historical Use) | 11300 | Fiberglass | 1989-05-09 | 2004-10-13 | Fiberglass Reinforced Plastic | Pressurized
SULLIVANS TEXACO/PASKELS AUTO SE | 3059 DEANS BRIDGE RD | AUGUSTA | Richmond | 1210281 | 3 | [5 empty] | Removed from Ground | Gas (Historical Use) | 3000 | Bare Steel | 1961-05-13 | 1993-01-26 | Galvanized Steel | Suction (American)
YANCEY BROS CO | 4165 OLD SAVANNAH RD | AUGUSTA | Richmond | 1210189 | 2 | [5 empty] | Removed from Ground | Diesel | 6000 | Bare Steel | 1972-04-10 | 1995-12-01 | Bare Steel
BST/FLEMING CO/R3537 | 3107 PEACH ORCHARD RD | AUGUSTA | Richmond | 1210223 | 1 | [5 empty] | Removed from Ground | Diesel | 2000 | Bare Steel | 1973-01-04 | 1989-04-24 | Galvanized Steel | Suction (American)
CIRCLE K STORE #3174 | 1947 GORDON HWY | AUGUSTA | Richmond | 1210159 | 7 |  | 1986-04-01 |  | 1986-04-01 |  | Removed from Ground | Diesel | 10000 | Composite | 1986-04-01 | 2016-06-22 | Fiberglass Reinforced Plastic | Pressurized
CIRCLE K STORE #3174 | 1947 GORDON HWY | AUGUSTA | Richmond | 1210159 | 4 | [5 empty] | Removed from Ground | Gas (Historical Use) | 6000 | Bare Steel | 1971-05-05 | 1899-12-31 | Galvanized Steel
CIRCLE K STORE #3174 | 1947 GORDON HWY | AUGUSTA | Richmond | 1210159 | 1 | [5 empty] | Removed from Ground | Gas (Historical Use) | 5000 | Bare Steel | 1971-05-05 | 1899-12-31 | Galvanized Steel
FORMER POWELLS AMOCO | 3120 DEANS BRIDGE RD | AUGUSTA | Richmond | 1210120 | 2 | [5 empty] | Removed from Ground | Empty | 2000 | Bare Steel | 1955-05-14 | 1977-07-01 | Galvanized Steel
CIRCLE K #2723266 | 3003 DEANS BRIDGE RD | AUGUSTA | Richmond | 1210133 | 2 | [5 empty] | Removed from Ground | Gas (Historical Use) | 12000 | Cathodically Protected Steel | 1986-01-01 | 1988-11-01 | Fiberglass Reinforced Plastic
CHEVRON #43121 | 2945 DEANSBRIDGE RD | AUGUSTA | Richmond | 1210132 | 4 | [5 empty] | Removed from Ground | Gas (Historical Use) | 4000 | Bare Steel | 1961-04-29 | 1986-12-05 | Galvanized Steel
GET N GO | 2350 WINDSOR SPRING RD | AUGUSTA | Richmond | 1210219 | 4A | Flapper Valve | 2018-05-15 | FALSE | 2018-05-15 | FALSE | Currently in Use | Gas (Historical Use) | 12000 | Composite Double Walled | 2018-03-17 |  | Double-Walled Fiberglass | Pressurized
GET N GO | 2350 WINDSOR SPRING RD | AUGUSTA | Richmond | 1210219 | 1 |  | 1998-12-16 | FALSE | 1998-12-16 | FALSE | Removed from Ground | Gas (Historical Use) | 8200 | Galvanic (STIP-3) | 1986-01-01 | 2018-04-18 |  | Pressurized
Super Express #4 | 1342 GORDON HWY | AUGUSTA | Richmond | 1210163 | 5 | [5 empty] | Removed from Ground | Gas (Historical Use) | 4000 | Bare Steel | 1971-05-05 | 1989-01-01 | Galvanized Steel
Super Express #4 | 1342 GORDON HWY | AUGUSTA | Richmond | 1210163 | 4 | [5 empty] | Removed from Ground | Gas (Historical Use) | 4000 | Bare Steel | 1971-05-05 | 1989-01-01 | Galvanized Steel
KMART #4135 | 1647 GORDON HWY | AUGUSTA | Richmond | 1210141 | 1 |  |  | TRUE |  | TRUE | Removed from Ground | Used Oil | 1000 | Bare Steel | 1966-04-09 | 1990-11-19 | Galvanized Steel
CIRCLE K 2705341 | 3603 PEACH ORCHARD RD | AUGUSTA | Richmond | 1210038 | 7 | Ball Float | 1996-11-14 | FALSE | 1996-11-14 | FALSE | Removed from Ground | Diesel | 12000 | Fiberglass Double Walled | 1996-11-14 | 2017-11-17 | Fiberglass Reinforced Plastic | Pressurized
CIRCLE K 2705341 | 3603 PEACH ORCHARD RD | AUGUSTA | Richmond | 1210038 | 5 | Ball Float | 1996-11-14 | FALSE | 1996-11-14 | FALSE | Removed from Ground | Gas (Historical Use) | 12000 | Fiberglass Double Walled | 1996-11-14 | 2017-11-17 | Fiberglass Reinforced Plastic | Pressurized
CIRCLE K 2705341 | 3603 PEACH ORCHARD RD | AUGUSTA | Richmond | 1210038 | 4 | Ball Float | 1996-11-14 | FALSE | 1996-11-14 | FALSE | Removed from Ground | Gas (Historical Use) | 12000 | Fiberglass Double Walled | 1996-11-14 | 2017-11-17 | Fiberglass Reinforced Plastic | Pressurized
Sprint 716 | 3138 PEACH ORCHARD RD | AUGUSTA | Richmond | 1210045 | 3 | Flapper Valve | 2001-11-16 | FALSE | 2001-11-16 | FALSE | Currently in Use | Premium | 8000 | Composite | 1985-03-17 |  | Fiberglass Reinforced Plastic | Pressurized
TRANSUS-AUGUSTA GA TERMINAL | 1551 NEW SAVANNAH RD | AUGUSTA | Richmond | 1210213 | 1 | [5 empty] | Removed from Ground | Diesel | 8000 | Bare Steel | 1971-04-13 | 1994-01-10 | Galvanized Steel
GET N GO | 2350 WINDSOR SPRING RD | AUGUSTA | Richmond | 1210219 | 2 |  | 1998-12-16 | FALSE | 1998-12-16 | FALSE | Removed from Ground | Gas (Historical Use) | 8200 | Galvanic (STIP-3) | 1986-01-01 | 2018-04-18 |  | Pressurized
Super Express #4 | 1342 GORDON HWY | AUGUSTA | Richmond | 1210163 | 11 | Flapper Valve |  | FALSE |  | FALSE | Currently in Use | Gas (Historical Use) | 10000 | Fiberglass | 2014-02-05 |  | Fiberglass Reinforced Plastic | Pressurized
CIRCLE K STORE #3174 | 1947 GORDON HWY | AUGUSTA | Richmond | 1210159 | 2 | [5 empty] | Removed from Ground | Gas (Historical Use) | 5000 | Bare Steel | 1971-05-05 | 1899-12-31 | Galvanized Steel
CIRCLE K STORE #3174 | 1947 GORDON HWY | AUGUSTA | Richmond | 1210159 | 8 | Flapper Valve | 2016-08-25 | FALSE | 2016-08-25 | FALSE | Currently in Use | Regular | 20000 | Composite Double Walled | 2016-08-25 |  | Double-Walled Fiberglass
RACEWAY #703 | 3309 PEACH ORCHARD RD | AUGUSTA | Richmond | 1210300 | 1 |  | 1982-01-01 | FALSE | 1982-01-01 | FALSE | Removed from Ground | Empty | 11300 | Fiberglass | 1982-05-09 | 2017-12-10 | Fiberglass Reinforced Plastic | Pressurized
GAS WORLD #13 | 2260 LUMPKIN RD | AUGUSTA | Richmond | 1210130 | 5 |  | 1989-01-01 | FALSE | 1989-01-01 | FALSE | Currently in Use |  | 10000 | Fiberglass Double Walled | 1989-01-01 |  | Fiberglass Reinforced Plastic | Pressurized
CIRCLE K 2705341 | 3603 PEACH ORCHARD RD | AUGUSTA | Richmond | 1210038 | 10B | Flapper Valve | 2017-12-17 | FALSE | 2017-12-17 | FALSE | Currently in Use | Diesel | 12000 | Composite Double Walled | 2017-12-17 |  | Double-Walled Fiberglass | Pressurized
CIRCLE K 2705341 | 3603 PEACH ORCHARD RD | AUGUSTA | Richmond | 1210038 | 3 |  | 1989-01-01 |  | 1989-01-01 |  | Removed from Ground | Gas (Historical Use) | 10000 | Bare Steel | 1978-04-23 | 1996-11-25 | Bare Steel | Pressurized
S&S FOOD STORE | 2657 BARTON CHAPEL RD | AUGUSTA | Richmond | 1210067 | 1 | Flapper Valve | 1998-10-01 | FALSE | 1998-10-01 | FALSE | Closed in Ground | Gas (Historical Use) | 4000 | Steel-Impressed Current | 1976-05-04 |  | Steel (Impressed Current) | Pressurized
SIMI 414 INC | 3403 MIKE PADGETT HWY | AUGUSTA | Richmond | 9000439 | 3 | Flapper Valve | 1998-01-01 |  | 1998-01-01 |  | Currently in Use | Gas (Historical Use) | 10000 | Galvanic (STIP-3) | 1987-03-01 |  | Fiberglass Reinforced Plastic | Pressurized
CIRCLE K #8021/7-11 #1433/#11810 | 3040 MEADOWBROOK DR | AUGUSTA | Richmond | 9000254 | 1 | [5 empty] | Removed from Ground | Gas (Historical Use) | 10000 | Bare Steel | 1976-02-03 | 1993-09-03 | Bare Steel | Pressurized
Split Stop 2161 | 2161 Gordon Hwy | Augusta | Richmond | 9121024 | 3 | Ball Float | 1989-01-01 | FALSE | 1989-01-01 | FALSE | Removed from Ground | Regular | 12000 | Composite Double Walled | 1989-01-01 | 2017-12-02 | Double-Walled Fiberglass | Pressurized
SHREE GANESH FOODMART INC | 3105 DEANS BRIDGE RD | AUGUSTA | Richmond | 9121021 | 1 | [5 empty] | Removed from Ground | Gas (Historical Use) | 15000 | Bare Steel | 1981-01-01 | 1899-12-31 | Galvanized Steel
BELLSOUTH TELECOM/R-3554 | 3301 PERKINS RD | AUGUSTA | Richmond | 9121014 | 1 |  |  | TRUE |  | TRUE | Removed from Ground | Used Oil | 550 | Bare Steel | 1973-01-01 | 1992-10-28 | Unknown | Gravity Fed
RaceWay #921 - Deans Bridge | 3224 DEANS BRIDGE RD | AUGUSTA | Richmond | 1210301 | 5 | Ball Float | 2004-10-25 | FALSE | 2004-10-25 | FALSE | Currently in Use | Regular | 20000 | Composite Double Walled | 2004-10-25 |  | Double-Walled Fiberglass | Pressurized
FULCHERS SERVICE STATION INC | 3324 PEACH ORCHARD RD | AUGUSTA | Richmond | 1210279 | 1 | [5 empty] | Removed from Ground | Gas (Historical Use) | 10000 | Bare Steel | 1972-05-10 | 1997-05-23 | Galvanized Steel | Pressurized
TOBACCO RD FAST FARE | 3705 MIKE PADGETT HIGHWAY | AUGUSTA | Richmond | 1210232 | 3 |  | 1997-08-02 |  | 1997-08-02 |  | Removed from Ground | Gas (Historical Use) | 10000 | Steel-Impressed Current | 1980-05-08 | 2014-11-06 | Fiberglass Reinforced Plastic | Pressurized
FAST FARE GA-509/ZIPPY MART #469 | 1902 WINDSOR SPRING RD | AUGUSTA | Richmond | 1210237 | 1 | [5 empty] | Removed from Ground | Gas (Historical Use) | 10000 | Bare Steel | 1978-05-09 | 1993-07-13 | Galvanized Steel | Safe Suction (Euro)
Super Express #4 | 1342 GORDON HWY | AUGUSTA | Richmond | 1210163 | 2 | [5 empty] | Removed from Ground | Gas (Historical Use) | 4000 | Bare Steel | 1971-05-05 | 1989-01-01 | Galvanized Steel
CIRCLE K STORE #3174 | 1947 GORDON HWY | AUGUSTA | Richmond | 1210159 | 9A | Flapper Valve | 2016-08-25 | FALSE | 2016-08-25 | FALSE | Currently in Use | Premium | 7000 | Composite Double Walled | 2016-08-25 |  | Double-Walled Fiberglass
CIRCLE K STORE #3174 | 1947 GORDON HWY | AUGUSTA | Richmond | 1210159 | 6 |  | 1986-04-01 |  | 1986-04-01 |  | Removed from Ground | Gas (Historical Use) | 10000 | Composite | 1986-04-01 | 2016-06-22 | Fiberglass Reinforced Plastic | Pressurized
JOHN & ALAN HITCHOOK | 1803 LUMPKIN RD | AUGUSTA | Richmond | 1210295 | 3 | [5 empty] | Permanently Out of Use - historical purposes | Gas (Historical Use) | 0 | Bare Steel | 1986-05-08 | 1899-12-31 | Galvanized Steel
CRYSTAL CLEAN CARWASH | 1639 GORDON HWY | AUGUSTA | Richmond | 1210273 | 1 | [5 empty] | Closed in Ground | Gas (Historical Use) | 2000 | Bare Steel | 1971-05-11 | 1899-12-31 | Galvanized Steel | Suction (American)
FULCHERS SERVICE STATION INC | 3324 PEACH ORCHARD RD | AUGUSTA | Richmond | 1210279 | 3 | [5 empty] | Removed from Ground | Gas (Historical Use) | 8000 | Bare Steel | 1972-05-10 | 1997-05-23 | Galvanized Steel | Pressurized
LARRY EDENFIELD | 2603 PEACH ORCHARD RD | AUGUSTA | Richmond | 1210208 | 2 |  | 1998-12-17 |  | 1998-12-17 |  | Removed from Ground | Gas (Historical Use) | 8000 | Steel-Impressed Current | 1985-04-08 | 2005-10-26 | Cathodically Protected | Pressurized
BST/FLEMING CO/R3537 | 3107 PEACH ORCHARD RD | AUGUSTA | Richmond | 1210223 | 5 | Flapper Valve | 1997-09-27 | FALSE | 1997-09-27 | FALSE | Currently in Use | Diesel | 6000 | Fiberglass Double Walled | 1997-09-27 |  |  | Safe Suction (Euro)
BUSH HOG #17 | 2401 WASHINGTON RD | AUGUSTA | Richmond | 1210228 | 3 | [5 empty] | Removed from Ground | Gas (Historical Use) | 4000 | Bare Steel | 1976-05-10 | 1899-12-31 | Galvanized Steel
Super Express #4 | 1342 GORDON HWY | AUGUSTA | Richmond | 1210163 | 7 | [5 empty] | Removed from Ground | Empty | 4000 | Bare Steel | 1971-05-05 | 1989-01-01 | Galvanized Steel
Super Express #4 | 1342 GORDON HWY | AUGUSTA | Richmond | 1210163 | 1 | [5 empty] | Removed from Ground | Gas (Historical Use) | 4000 | Bare Steel | 1971-05-05 | 1989-01-01 | Galvanized Steel
CIRCLE K STORE #3174 | 1947 GORDON HWY | AUGUSTA | Richmond | 1210159 | 5 |  | 1986-04-01 |  | 1986-04-01 |  | Removed from Ground | Gas (Historical Use) | 10000 | Composite | 1986-04-01 | 2016-06-22 | Fiberglass Reinforced Plastic | Pressurized
CIRCLE K STORE #3174 | 1947 GORDON HWY | AUGUSTA | Richmond | 1210159 | 9B | Flapper Valve | 2016-08-25 | FALSE | 2016-08-25 | FALSE | Currently in Use | Diesel | 8000 | Composite Double Walled | 2016-08-25 |  | Double-Walled Fiberglass
GA DOT #10230/RICHMOND CO MAINT | 4006 MACK LN | AUGUSTA | Richmond | 1210147 | 10230-1 | [5 empty] | Removed from Ground | Gas (Historical Use) | 1000 | Bare Steel | 1976-01-01 | 1993-06-24 | Galvanized Steel
KYONG DONG KIM | 2451 GOLDEN CAMP RD | AUGUSTA | Richmond | 1210217 | 1 | [5 empty] | Closed in Ground | Gas (Historical Use) | 8000 | Bare Steel | 1972-01-05 | 1997-12-02 | Galvanized Steel
GET N GO | 2350 WINDSOR SPRING RD | AUGUSTA | Richmond | 1210219 | 4B | Flapper Valve | 2018-05-15 | FALSE | 2018-05-15 | FALSE | Currently in Use | Gas (Historical Use) | 3000 | Composite Double Walled | 2018-03-17 |  | Double-Walled Fiberglass | Pressurized
GET N GO | 2350 WINDSOR SPRING RD | AUGUSTA | Richmond | 1210219 | 3 |  | 1998-12-16 | FALSE | 1998-12-16 | FALSE | Removed from Ground | Gas (Historical Use) | 8200 | Galvanic (STIP-3) | 1986-01-01 | 2018-04-18 |  | Pressurized
Super Express #4 | 1342 GORDON HWY | AUGUSTA | Richmond | 1210163 | 12 | Flapper Valve |  | FALSE |  | FALSE | Currently in Use | Gas (Historical Use) | 10000 | Fiberglass | 2014-02-05 |  | Fiberglass Reinforced Plastic | Pressurized
MOCK & SONS GEN CONTR INC | 1660 NIXON RD | AUGUSTA | Richmond | 1210115 | 1 | [5 empty] | Removed from Ground | Gas (Historical Use) | 1000 | Bare Steel | 1981-05-02 | 1988-11-29 | Galvanized Steel
LIBERTY CAR RENTAL/PUMPING STATI | 1899 GORDON HWY | AUGUSTA | Richmond | 1210109 | 3 | [5 empty] | Removed from Ground | Gas (Historical Use) | 8000 | Cathodically Protected Steel | 1974-05-11 | 1992-12-12 | Galvanized Steel
PEACH ORCHARD AMOCO | 3321 PEACH ORCHARD RD | AUGUSTA | Richmond | 1210066 | 3 | [5 empty] | Removed from Ground | Gas (Historical Use) | 8000 | Bare Steel | 1967-05-07 | 1989-04-24 | Galvanized Steel
CIRCLE K #2723266 | 3003 DEANS BRIDGE RD | AUGUSTA | Richmond | 1210133 | 3 | [5 empty] | Removed from Ground | Gas (Historical Use) | 12000 | Cathodically Protected Steel | 1986-01-01 | 1988-11-01 | Fiberglass Reinforced Plastic
GAS WORLD #13 | 2260 LUMPKIN RD | AUGUSTA | Richmond | 1210130 | 4 |  |  | TRUE |  | TRUE | Removed from Ground | Used Oil | 550 | Cathodically Protected Steel | 1969-04-27 | 1987-05-09 | Galvanized Steel
GAS WORLD #13 | 2260 LUMPKIN RD | AUGUSTA | Richmond | 1210130 | 7 |  | 1989-01-01 | FALSE | 1989-01-01 | FALSE | Currently in Use |  | 10000 | Fiberglass Double Walled | 1989-01-01 |  | Fiberglass Reinforced Plastic | Pressurized
GAS WORLD #13 | 2260 LUMPKIN RD | AUGUSTA | Richmond | 1210130 | 1 | [5 empty] | Removed from Ground | Gas (Historical Use) | 5000 | Cathodically Protected Steel | 1969-04-27 | 1987-05-09 | Galvanized Steel
FUEL EXPRESS | 2700 PEACH ORCHARD | AUGUSTA | Richmond | 1210122 | 2 | Flapper Valve | 1986-01-01 | FALSE | 1986-01-01 | FALSE | Currently in Use | Diesel | 10000 | Fiberglass | 1985-04-11 |  | Fiberglass Reinforced Plastic | Pressurized
OK MART | 2301 LUMPKIN RD | AUGUSTA | Richmond | 1210068 | REG | Flapper Valve | 1998-02-01 | FALSE | 1998-02-01 | FALSE | Currently in Use | Gas (Historical Use) | 4000 | Steel-Impressed Current | 1975-05-05 |  |  | Suction (American)
CIRCLE K STORE #3175 | 3418 MIKE PADGETT HIGHWAY | AUGUSTA | Richmond | 9121042 | 3 |  | 1991-11-01 |  | 1991-11-01 |  | Removed from Ground | Gas (Historical Use) | 10000 | Cathodically Protected Steel | 1991-11-01 | 2001-12-09 | Fiberglass Reinforced Plastic | Pressurized
E-Z GO TEXTRON | 2421 OLD SAVANNAH RD/REAR | AUGUSTA | Richmond | 9121073 | 2 | [5 empty] | Removed from Ground | Diesel | 8000 | Bare Steel | 1993-05-30 | 1993-05-30 | Galvanized Steel | Pressurized
Sprint 732 | 3771 PEACH ORCHARD RD | AUGUSTA | Richmond | 9121236 | 4 | Flapper Valve | 2001-11-05 |  | 2001-11-05 |  | Currently in Use | Diesel | 2000 | Composite | 2001-11-05 |  | Fiberglass Reinforced Plastic | Pressurized
BUSH HOG #17 | 2401 WASHINGTON RD | AUGUSTA | Richmond | 1210228 | 4 | [5 empty] | Removed from Ground | Gas (Historical Use) | 0 | Bare Steel | 1986-05-08 | 1899-12-31 | Galvanized Steel
BUSH HOG #17 | 2401 WASHINGTON RD | AUGUSTA | Richmond | 1210228 | 1 | [5 empty] | Removed from Ground | Gas (Historical Use) | 10000 | Bare Steel | 1976-05-10 | 1899-12-31 | Galvanized Steel
EXXON Gas Station | 4002 DEANS BRIDGE RD | Hephzibah | Richmond | 1210236 | 6 | [5 empty] | Removed from Ground | Gas (Historical Use) | 10000 | Bare Steel | 1988-11-01 | 1988-11-01 | Galvanized Steel
FORMER POWELLS AMOCO | 3120 DEANS BRIDGE RD | AUGUSTA | Richmond | 1210120 | 4 |  |  | TRUE |  | TRUE | Removed from Ground | Used Oil | 550 | Bare Steel | 1955-05-14 | 1977-07-01 | Galvanized Steel
THE KROGER CO #245 | 3435 WRIGHTSBORO RD | AUGUSTA | Richmond | 1210127 | A 95264-B | Flapper Valve | 2006-09-30 | FALSE | 2006-09-30 | FALSE | Removed from Ground | Premium | 8000 | Fiberglass Double Walled | 2006-08-10 | 2019-11-21 | Double-Walled Flex | Pressurized
OLIN CHEMICALS | 2402 GA HWY 56 LOOP | AUGUSTA | Richmond | 1210056 | 1 | [5 empty] | Closed in Ground | Gas (Historical Use) | 500 | Bare Steel | 1973-05-04 | 1988-03-31 | Galvanized Steel | Suction (American)
S&S FOOD STORE | 2657 BARTON CHAPEL RD | AUGUSTA | Richmond | 1210067 | 2 | Flapper Valve | 1998-10-01 | FALSE | 1998-10-01 | FALSE | Closed in Ground | Gas (Historical Use) | 4000 | Steel-Impressed Current | 1976-05-04 |  | Steel (Impressed Current) | Pressurized
SIMI 414 INC | 3403 MIKE PADGETT HWY | AUGUSTA | Richmond | 9000439 | 5 | Flapper Valve | 1998-01-01 |  | 1998-01-01 |  | Currently in Use | Diesel | 4000 | Galvanic (STIP-3) | 1987-03-01 |  | Fiberglass Reinforced Plastic | Pressurized
SIMI 414 INC | 3403 MIKE PADGETT HWY | AUGUSTA | Richmond | 9000439 | 4 | Flapper Valve | 1998-01-01 | FALSE | 1998-01-01 | FALSE | Currently in Use | Regular | 20000 | Galvanic (STIP-3) | 1987-03-01 |  | Fiberglass Reinforced Plastic | Pressurized
CIRCLE K #8021/7-11 #1433/#11810 | 3040 MEADOWBROOK DR | AUGUSTA | Richmond | 9000254 | 3 | [5 empty] | Removed from Ground | Gas (Historical Use) | 6000 | Bare Steel | 1976-02-03 | 1993-09-03 | Bare Steel | Pressurized
DINOS GROCERY | 3460 PEACH ORCHARD RD | AUGUSTA | Richmond | 7117245 | 1 | Flapper Valve | 1998-02-28 | FALSE | 1998-02-28 | FALSE | Removed from Ground | Gas (Historical Use) | 8000 | Steel-Impressed Current | 1984-01-01 | 2018-11-26 | Steel (Impressed Current) | Safe Suction (Euro)
SHREE GANESH FOODMART INC | 3105 DEANS BRIDGE RD | AUGUSTA | Richmond | 9121021 | 2 | [5 empty] | Removed from Ground | Gas (Historical Use) | 6000 | Bare Steel |  | 1899-12-31 | Galvanized Steel
SMILE GAS #29 | 3332 MIKE PADGETT HWY | AUGUSTA | Richmond | 9121040 | 5 |  | 1988-02-01 |  | 1988-02-01 |  | Removed from Ground | Kerosene | 10000 | Unknown | 1988-02-01 | 1899-12-31 | Fiberglass Reinforced Plastic | Pressurized
SMILE GAS #29 | 3332 MIKE PADGETT HWY | AUGUSTA | Richmond | 9121040 | 4 |  | 1988-02-01 |  | 1988-02-01 |  | Removed from Ground | Diesel | 12000 | Unknown | 1988-02-01 | 1899-12-31 | Fiberglass Reinforced Plastic | Pressurized
CLAUSSEN CONCRETE/AUGUSTA PLANT | 109 LANEY WALKER BLVD | AUGUSTA | Richmond | 1210198 | 2 | [5 empty] | Removed from Ground | Empty | 500 | Bare Steel | 1975-05-03 | 1978-01-15 | Galvanized Steel
Super Express #4 | 1342 GORDON HWY | AUGUSTA | Richmond | 1210163 | 13 | Flapper Valve |  | FALSE |  | FALSE | Currently in Use | Gas (Historical Use) | 10000 | Fiberglass | 2014-02-05 |  | Fiberglass Reinforced Plastic | Pressurized
GAS WORLD #13 | 2260 LUMPKIN RD | AUGUSTA | Richmond | 1210130 | 8 |  | 1989-01-01 | FALSE | 1989-01-01 | FALSE | Currently in Use | Diesel | 2500 | Fiberglass Double Walled | 1989-01-01 |  | Fiberglass Reinforced Plastic | Safe Suction (Euro)
GAS WORLD #13 | 2260 LUMPKIN RD | AUGUSTA | Richmond | 1210130 | 2 | [5 empty] | Removed from Ground | Gas (Historical Use) | 10000 | Cathodically Protected Steel | 1969-04-27 | 1987-05-09 | Galvanized Steel
FUEL EXPRESS | 2700 PEACH ORCHARD | AUGUSTA | Richmond | 1210122 | 4 |  | 1986-01-01 |  | 1986-01-01 |  | Temporarily out of use | Kerosene | 10000 | Fiberglass | 1985-04-11 |  | Fiberglass Reinforced Plastic | Pressurized
FUEL EXPRESS | 2700 PEACH ORCHARD | AUGUSTA | Richmond | 1210122 | 1 | Flapper Valve | 1986-01-01 | FALSE | 1986-01-01 | FALSE | Currently in Use | Premium | 10000 | Fiberglass | 1985-04-11 |  | Fiberglass Reinforced Plastic | Pressurized
BABCOCK & WILCOX CO | 2102 OLD SAVANNAH RD | AUGUSTA | Richmond | 1210049 | 27 | [5 empty] | Removed from Ground | Propane | 250 | Bare Steel | 1971-05-09 | 1983-06-15 | Bare Steel
OLIN CHEMICALS | 2402 GA HWY 56 LOOP | AUGUSTA | Richmond | 1210056 | 2 | [5 empty] | Closed in Ground | Gas (Historical Use) | 500 | Bare Steel | 1979-05-03 | 1988-03-31 | Galvanized Steel | Suction (American)
GOSHEN GROCERY | 1657 GOSHEN RD | AUGUSTA | Richmond | 9121025 | 2 |  | 1988-01-01 | FALSE | 1988-01-01 | FALSE | Temporarily out of use | Gas (Historical Use) | 4000 | Steel-Impressed Current | 1988-01-01 |  | Fiberglass Reinforced Plastic | Pressurized
BP STATION #00568/DEPOT FOOD STO | 1659 GORDON HWY | AUGUSTA | Richmond | 9121066 | 1 | [5 empty] | Removed from Ground | Gas (Historical Use) | 10000 | Fiberglass | 1989-07-20 | 1994-07-01 | Fiberglass Reinforced Plastic | Pressurized
3706 ST FOODMART INC. | 3706 Mike Padgett Hwy | Augusta | Richmond | 9121094 | 4 |  | 1993-09-02 | FALSE | 1993-09-02 | FALSE | Temporarily out of use | Kerosene | 2000 | Composite | 2012-02-06 |  | Fiberglass Reinforced Plastic | Safe Suction (Euro)
Sprint 732 | 3771 PEACH ORCHARD RD | AUGUSTA | Richmond | 9121236 | 3 | Flapper Valve | 2001-11-05 |  | 2001-11-05 |  | Currently in Use | Diesel | 8000 | Composite | 2001-11-05 |  | Fiberglass Reinforced Plastic | Pressurized
SHREE GANESH FOODMART INC | 3105 DEANS BRIDGE RD | AUGUSTA | Richmond | 9121021 | 5 | Flapper Valve | 1989-12-01 | FALSE | 1989-12-01 | FALSE | Currently in Use | Diesel On Road | 10000 | Galvanic (STIP-3) | 1989-12-01 |  | Fiberglass Reinforced Plastic | Pressurized
SHREE GANESH FOODMART INC | 3105 DEANS BRIDGE RD | AUGUSTA | Richmond | 9121021 | 4 | Flapper Valve | 1989-12-01 | FALSE | 1989-12-01 | FALSE | Currently in Use | Regular | 10000 | Galvanic (STIP-3) | 1989-12-01 |  | Fiberglass Reinforced Plastic | Pressurized
PENSKE TRUCK LEASING CO LP | 1806 CARMICHAEL CT | AUGUSTA | Richmond | 9121019 | 735-4 |  |  | TRUE |  | TRUE | Removed from Ground | Used Oil | 1000 | Bare Steel | 1985-01-01 | 1994-01-17 | Galvanized Steel | Safe Suction (Euro)
PENSKE TRUCK LEASING CO LP | 1806 CARMICHAEL CT | AUGUSTA | Richmond | 9121019 | 735-1 | Ball Float | 1991-01-01 |  | 1991-01-01 |  | Removed from Ground | Diesel | 6000 | Steel-Impressed Current | 1985-01-01 | 2007-10-16 | Steel (Impressed Current) | Pressurized
CIRCLE K STORE #3175 | 3418 MIKE PADGETT HIGHWAY | AUGUSTA | Richmond | 9121042 | 8 | Flapper Valve | 2001-12-14 | FALSE | 2001-12-14 | FALSE | Currently in Use | Diesel | 15000 | Composite | 2001-12-14 |  | Fiberglass Reinforced Plastic | Pressurized
CIRCLE K STORE #3175 | 3418 MIKE PADGETT HIGHWAY | AUGUSTA | Richmond | 9121042 | 2 |  | 1991-11-01 |  | 1991-11-01 |  | Removed from Ground | Gas (Historical Use) | 6000 | Cathodically Protected Steel | 1991-11-01 | 2001-12-09 | Fiberglass Reinforced Plastic | Pressurized
LIBERTY CAR RENTAL/PUMPING STATI | 1899 GORDON HWY | AUGUSTA | Richmond | 1210109 | 1 | [5 empty] | Removed from Ground | Gas (Historical Use) | 8000 | Cathodically Protected Steel | 1974-05-11 | 1992-12-12 | Galvanized Steel
CIRCLE K 2705341 | 3603 PEACH ORCHARD RD | AUGUSTA | Richmond | 1210038 | 2 |  | 1989-01-01 |  | 1989-01-01 |  | Removed from Ground | Gas (Historical Use) | 8000 | Bare Steel | 1978-04-23 | 1996-11-25 | Bare Steel | Pressurized
CIRCLE K 2705341 | 3603 PEACH ORCHARD RD | AUGUSTA | Richmond | 1210038 | 8 | Ball Float | 1996-11-14 | FALSE | 1996-11-14 | FALSE | Removed from Ground | Gas (Historical Use) | 8000 | Fiberglass Double Walled | 1996-11-14 | 2017-11-17 | Fiberglass Reinforced Plastic | Pressurized
Sprint 716 | 3138 PEACH ORCHARD RD | AUGUSTA | Richmond | 1210045 | 1 | Flapper Valve | 2001-11-16 | FALSE | 2002-11-16 | FALSE | Currently in Use | Regular | 10000 | Composite | 1985-03-17 |  | Fiberglass Reinforced Plastic | Pressurized
SIMI 414 INC | 3403 MIKE PADGETT HWY | AUGUSTA | Richmond | 9000439 | 6 | Flapper Valve | 1998-01-01 | FALSE |  | FALSE | Temporarily out of use | Kerosene | 3000 | Galvanic (STIP-3) | 1998-01-01 |  | Fiberglass Reinforced Plastic | Pressurized
BELLSOUTH TELECOM/R-3554 | 3301 PERKINS RD | AUGUSTA | Richmond | 9121014 | 2 | [5 empty] | Removed from Ground | Gas (Historical Use) | 3000 | Bare Steel | 1973-01-01 | 1992-10-28 | Unknown
VERIZON BUSINESS | 2167 GORDON HWY | AUGUSTA | Richmond | 9121015 | 1 | [5 empty] | Closed in Ground | Gas (Historical Use) | 500 | Fiberglass | 1985-06-01 | 1994-12-02 | Not Marked
CHEVRON #43121 | 2945 DEANSBRIDGE RD | AUGUSTA | Richmond | 1210132 | 5 |  |  | TRUE |  | TRUE | Removed from Ground | Used Oil | 550 | Bare Steel | 1961-04-29 | 1986-12-05 | Galvanized Steel
FUEL EXPRESS | 2700 PEACH ORCHARD | AUGUSTA | Richmond | 1210122 | 3 | Flapper Valve | 1986-01-01 | FALSE | 1986-01-01 | FALSE | Currently in Use | Regular | 10000 | Fiberglass | 1985-04-11 |  | Fiberglass Reinforced Plastic | Pressurized
CIRCLE K 2705341 | 3603 PEACH ORCHARD RD | AUGUSTA | Richmond | 1210038 | 9A | Flapper Valve | 2017-12-17 | FALSE | 2017-12-17 | FALSE | Currently in Use | Regular | 20000 | Composite Double Walled | 2017-12-17 |  | Double-Walled Fiberglass | Pressurized
CIRCLE K 2705341 | 3603 PEACH ORCHARD RD | AUGUSTA | Richmond | 1210038 | 11 | Flapper Valve | 2017-12-17 | FALSE | 2017-12-17 | FALSE | Currently in Use | Regular | 12000 | Composite Double Walled | 2017-12-17 |  | Fiberglass Reinforced Plastic | Pressurized
PEACH ORCHARD AMOCO | 3321 PEACH ORCHARD RD | AUGUSTA | Richmond | 1210066 | 2 | [5 empty] | Removed from Ground | Gas (Historical Use) | 6000 | Bare Steel | 1981-05-03 | 1989-04-24 | Galvanized Steel
SMILE GAS #29 | 3332 MIKE PADGETT HWY | AUGUSTA | Richmond | 9121040 | 2 |  | 1988-02-01 |  | 1988-02-01 |  | Removed from Ground | Gas (Historical Use) | 10000 | Unknown | 1988-02-01 | 1899-12-31 | Fiberglass Reinforced Plastic | Pressurized
TRAX AUGUSTA FACILITY | 3336 OLD SAVANNAH RD | AUGUSTA | Richmond | 9121065 | 2AST |  |  | TRUE |  | TRUE | Removed from Ground | Used Oil | 500 | Marked Unknown | 1992-06-01 | 1992-06-01 | Unknown
3706 ST FOODMART INC. | 3706 Mike Padgett Hwy | Augusta | Richmond | 9121094 | 2 |  | 1993-09-02 | FALSE | 1993-09-02 | FALSE | Currently in Use | Premium | 12000 | Composite | 2012-02-06 |  | Fiberglass Reinforced Plastic | Pressurized
RUGBY BUILDING PRODUCTS INC | 1411 MARVIN GRIFFIN RD | AUGUSTA | Richmond | 9121224 | 1 | [5 empty] | Removed from Ground | Gas (Historical Use) | 2000 | Not Marked/Unknown | 1990-01-01 | 1990-01-01 | Not Marked
PEACH ORCHARD AMOCO | 3321 PEACH ORCHARD RD | AUGUSTA | Richmond | 1210066 | 1 | [5 empty] | Removed from Ground | Gas (Historical Use) | 8000 | Bare Steel | 1967-05-07 | 1989-04-24 | Galvanized Steel
PEACH ORCHARD AMOCO | 3321 PEACH ORCHARD RD | AUGUSTA | Richmond | 1210066 | 4 |  |  | TRUE |  | TRUE | Removed from Ground | Used Oil | 550 | Bare Steel | 1967-05-07 | 1989-04-24 | Galvanized Steel
KRISPY KREME DOUGHNUTS | 1644 GORDON HWY | AUGUSTA | Richmond | 1210075 | 1 | [5 empty] | Removed from Ground | Gas (Historical Use) | 1000 | Bare Steel | 1979-05-04 | 1988-11-01 | Galvanized Steel
CHEVRON #43121 | 2945 DEANSBRIDGE RD | AUGUSTA | Richmond | 1210132 | 2 | [5 empty] | Removed from Ground | Gas (Historical Use) | 10000 | Bare Steel | 1968-04-27 | 1986-12-05 | Galvanized Steel
LIBERTY CAR RENTAL/PUMPING STATI | 1899 GORDON HWY | AUGUSTA | Richmond | 1210109 | 2 | [5 empty] | Removed from Ground | Gas (Historical Use) | 8000 | Cathodically Protected Steel | 1974-05-11 | 1992-12-12 | Galvanized Steel
Sprint 716 | 3138 PEACH ORCHARD RD | AUGUSTA | Richmond | 1210045 | 2 | Flapper Valve | 2001-11-16 | FALSE | 2001-11-16 | FALSE | Currently in Use | Regular | 10000 | Composite | 1985-03-17 |  | Fiberglass Reinforced Plastic | Pressurized
MAJIK MARKET 37010 | 2909 OLD SAVANNAH RD | AUGUSTA | Richmond | 9000061 | 3 | [5 empty] | Removed from Ground | Gas (Historical Use) | 8000 | Bare Steel | 1972-05-16 | 1899-12-31 | Galvanized Steel
VERIZON BUSINESS | 2167 GORDON HWY | AUGUSTA | Richmond | 9121015 | 2 |  | 1993-12-01 |  | 1993-12-01 |  | Currently in Use | Diesel | 600 | Double Walled | 1993-12-07 |  | Fiberglass Reinforced Plastic | Suction (American)
CIRCLE K STORE #3175 | 3418 MIKE PADGETT HIGHWAY | AUGUSTA | Richmond | 9121042 | 7A | Flapper Valve | 2001-12-14 | FALSE | 2001-12-14 | FALSE | Currently in Use | Premium | 10000 | Composite | 2001-12-14 |  | Fiberglass Reinforced Plastic | Pressurized
BP STATION #00568/DEPOT FOOD STO | 1659 GORDON HWY | AUGUSTA | Richmond | 9121066 | 2 | [5 empty] | Removed from Ground | Gas (Historical Use) | 10000 | Fiberglass | 1989-07-20 | 1994-07-01 | Fiberglass Reinforced Plastic | Pressurized
IN-N-OUT | 2749 BARTON CHAPEL RD | AUGUSTA | Richmond | 9121225 | 1 | Ball Float | 1997-04-10 |  | 1997-04-10 |  | Currently in Use | Gas (Historical Use) | 12000 | Composite | 1997-04-10 |  | Fiberglass Reinforced Plastic | Pressurized
JOHN J HARLEY | 2840 DEANS BRIDGE RD | AUGUSTA | Richmond | 9121216 | 2 | [5 empty] | Removed from Ground | Gas (Historical Use) | 1000 | Bare Steel | 1999-08-23 | 1999-08-23 | Galvanized Steel | Safe Suction (Euro)
EAST CENTRAL REGIONAL HOSPITAL | 3405 MIKE PADGETT HWY | AUGUSTA | Richmond | 9121193 | 1 | Flapper Valve | 1995-08-07 | FALSE | 1995-08-07 | FALSE | Currently in Use | Diesel | 1500 | Composite | 1995-09-08 |  | Double-Walled Fiberglass | Suction (American)
SMILE GAS #2 | 2625 OLD SAVANNAH RD | AUGUSTA | Richmond | 1210247 | 2 |  | 1989-01-01 |  | 1989-01-01 |  | Removed from Ground | Gas (Historical Use) | 6000 | Cathodically Protected Steel | 1976-04-23 | 1993-03-01 | Galvanized Steel | Pressurized
GAS WORLD #13 | 2260 LUMPKIN RD | AUGUSTA | Richmond | 1210130 | 3 | [5 empty] | Removed from Ground | Gas (Historical Use) | 10000 | Cathodically Protected Steel | 1969-04-27 | 1987-05-09 | Galvanized Steel
DINOS GROCERY | 3460 PEACH ORCHARD RD | AUGUSTA | Richmond | 7117245 | 2 | Flapper Valve | 1998-02-28 | FALSE | 1998-02-28 | FALSE | Removed from Ground | Gas (Historical Use) | 8000 | Steel-Impressed Current | 1984-01-01 | 2018-11-26 | Steel (Impressed Current) | Safe Suction (Euro)
Split Stop 2161 | 2161 Gordon Hwy | Augusta | Richmond | 9121024 | 2 | Ball Float | 1989-01-01 | FALSE | 1989-01-01 | FALSE | Removed from Ground | Diesel | 12000 | Composite Double Walled | 1989-01-01 | 2017-12-02 | Double-Walled Fiberglass | Pressurized
E-Z GO TEXTRON | 2421 OLD SAVANNAH RD/REAR | AUGUSTA | Richmond | 9121073 | 1 | [5 empty] | Removed from Ground | Gas (Historical Use) | 10000 | Bare Steel | 1993-05-30 | 1993-05-30 | Galvanized Steel | Pressurized
PANTRY #3258 DBA DEPOT | 2459 WINDSOR SPRINGS RD | AUGUSTA | Richmond | 9121095 | 5 |  | 1990-05-01 |  | 1990-05-01 |  | Removed from Ground | Diesel | 10000 | Composite | 1990-04-09 | 2005-12-07 | Fiberglass Reinforced Plastic | Pressurized
PANTRY #3258 DBA DEPOT | 2459 WINDSOR SPRINGS RD | AUGUSTA | Richmond | 9121095 | 4 |  | 1990-05-01 |  | 1990-05-01 |  | Removed from Ground | Kerosene | 10000 | Bare Steel | 1990-04-09 | 1998-05-01 | Bare Steel | Safe Suction (Euro)
Sprint 732 | 3771 PEACH ORCHARD RD | AUGUSTA | Richmond | 9121236 | 2 | Flapper Valve | 2001-11-05 |  | 2001-11-05 |  | Currently in Use | Gas (Historical Use) | 12000 | Composite | 2001-11-05 |  | Fiberglass Reinforced Plastic | Pressurized
C K FOOD STORE | 2852 DEANS BRIDGE ROAD | AUGUSTA | Richmond | 9121160 | 2 | Ball Float | 1989-11-13 | FALSE | 1989-11-13 | FALSE | Currently in Use | Premium | 10000 | Galvanic (STIP-3) | 1989-11-13 |  | Fiberglass Reinforced Plastic | Pressurized
SPLIT STOP 3671 | 3671 PEACH ORCHARD RD | AUGUSTA | Richmond | 9121143 | 2 | Flapper Valve | 1989-05-01 |  | 1989-05-01 |  | Currently in Use | Gas (Historical Use) | 12000 | Galvanic (STIP-3) | 1989-06-15 |  | Fiberglass Reinforced Plastic | Pressurized
THE KROGER CO #245 | 3435 WRIGHTSBORO RD | AUGUSTA | Richmond | 1210127 | 4 | [5 empty] | Removed from Ground | Gas (Historical Use) | 12000 | Bare Steel | 1978-04-25 | 1990-05-04 | Galvanized Steel
THE KROGER CO #245 | 3435 WRIGHTSBORO RD | AUGUSTA | Richmond | 1210127 | A 95264-A | Flapper Valve | 2006-09-30 | FALSE | 2006-09-30 | FALSE | Removed from Ground | Regular | 20000 | Fiberglass Double Walled | 2006-08-10 | 2019-11-21 | Double-Walled Flex | Pressurized
Split Stop 2161 | 2161 Gordon Hwy | Augusta | Richmond | 9121024 | 1 | Ball Float | 1989-01-01 | FALSE | 1989-01-01 | FALSE | Removed from Ground | Premium | 12000 | Composite Double Walled | 1989-01-01 | 2017-12-02 | Double-Walled Fiberglass | Pressurized
BP OIL #00019/GULF PRODUCTS DIV | LUMPKIN RD & PEACH ORCHARD RD | AUGUSTA | Richmond | 9121033 | 1 | [5 empty] | Currently in Use | Gas (Historical Use) | 10000 | Fiberglass | 1988-01-01 |  | Fiberglass Reinforced Plastic
SMILE GAS #29 | 3332 MIKE PADGETT HWY | AUGUSTA | Richmond | 9121040 | 3 |  | 1988-02-01 |  | 1988-02-01 |  | Removed from Ground | Gas (Historical Use) | 10000 | Unknown | 1988-02-01 | 1899-12-31 | Fiberglass Reinforced Plastic | Pressurized
LAMAR ADVERTISING CO | 2723 OLD LOUISVILLE RD | AUGUSTA | Richmond | 9121030 | 1 | [5 empty] | Removed from Ground | Diesel | 600 | Marked Unknown | 1992-05-01 | 1992-05-01 | Galvanized Steel
3706 ST FOODMART INC. | 3706 Mike Padgett Hwy | Augusta | Richmond | 9121094 | 1 |  | 1993-09-02 | FALSE | 1993-09-02 | FALSE | Currently in Use | Regular | 12000 | Composite | 2012-02-06 |  | Fiberglass Reinforced Plastic | Pressurized
PANTRY #3258 DBA DEPOT | 2459 WINDSOR SPRINGS RD | AUGUSTA | Richmond | 9121095 | 3 |  | 1990-05-01 |  | 1990-05-01 |  | Removed from Ground | Gas (Historical Use) | 10000 | Composite | 1990-04-09 | 2005-12-07 | Fiberglass Reinforced Plastic | Pressurized
RUGBY BUILDING PRODUCTS INC | 1411 MARVIN GRIFFIN RD | AUGUSTA | Richmond | 9121224 | 2 | [5 empty] | Removed from Ground | Diesel | 2000 | Not Marked/Unknown | 1990-01-01 | 1990-01-01 | Not Marked
CUMBEE'S GROCERY | 4628 MIKE PADGETT HWY | AUGUSTA | Richmond | 9121237 | 1B | Flapper Valve | 2001-10-30 | FALSE | 2001-10-30 | FALSE | Temporarily out of use | Gas (Historical Use) | 4000 | Composite | 2001-10-30 |  | Fiberglass Reinforced Plastic | Safe Suction (Euro)
CIRCLE K #2723266 | 3003 DEANS BRIDGE RD | AUGUSTA | Richmond | 1210133 | 6 | Ball Float | 1988-11-01 | FALSE | 1988-11-01 | FALSE | Currently in Use | Regular | 10000 | Fiberglass | 1988-11-14 |  | Double-Walled Fiberglass | Pressurized
CHEVRON #43121 | 2945 DEANSBRIDGE RD | AUGUSTA | Richmond | 1210132 | 1 | [5 empty] | Removed from Ground | Gas (Historical Use) | 5000 | Bare Steel | 1961-04-29 | 1986-12-05 | Galvanized Steel
CIRCLE K 2705341 | 3603 PEACH ORCHARD RD | AUGUSTA | Richmond | 1210038 | 1 |  | 1989-01-01 |  | 1989-01-01 |  | Removed from Ground | Gas (Historical Use) | 10000 | Bare Steel | 1978-04-23 | 1996-11-25 | Bare Steel | Pressurized
OK MART | 2301 LUMPKIN RD | AUGUSTA | Richmond | 1210068 | UNLEAD | Flapper Valve | 1998-02-01 | FALSE | 1998-02-01 | FALSE | Currently in Use | Gas (Historical Use) | 4000 | Steel-Impressed Current | 1975-05-05 |  |  | Suction (American)
SIMI 414 INC | 3403 MIKE PADGETT HWY | AUGUSTA | Richmond | 9000439 | 1 | Flapper Valve | 1998-01-01 |  | 1998-01-01 |  | Currently in Use | Gas (Historical Use) | 10000 | Galvanic (STIP-3) | 1987-03-01 |  | Fiberglass Reinforced Plastic | Pressurized
SHREE GANESH FOODMART INC | 3105 DEANS BRIDGE RD | AUGUSTA | Richmond | 9121021 | 3 | [5 empty] | Removed from Ground | Gas (Historical Use) | 6000 | Bare Steel |  | 1899-12-31 | Galvanized Steel
BELLSOUTH TELECOM/R-3554 | 3301 PERKINS RD | AUGUSTA | Richmond | 9121014 | 3 | [5 empty] | Removed from Ground | Gas (Historical Use) | 12000 | Bare Steel | 1980-01-01 | 1992-10-28 | Galvanized Steel | Pressurized
CIRCLE K STORE #3175 | 3418 MIKE PADGETT HIGHWAY | AUGUSTA | Richmond | 9121042 | 4 |  | 1991-11-01 |  | 1991-11-01 |  | Removed from Ground | Gas (Historical Use) | 15000 | Cathodically Protected Steel | 1991-11-01 | 2001-12-09 | Fiberglass Reinforced Plastic | Pressurized
CS CORNER CONVENIENCE STORE LLC | 2302 WHEELESS RD | AUGUSTA | Richmond | 9121047 | 1 | Flapper Valve | 1988-01-01 | FALSE | 1988-01-01 | FALSE | Temporarily out of use | Regular | 10152 | Steel-Impressed Current | 1999-01-01 |  | Steel (Impressed Current) | Pressurized
FORMER CIRCLE K #5591 | 332 MIKE PADGETT HWY | AUGUSTA | Richmond | 9121227 | 2 |  | 1988-02-01 |  | 1988-02-01 |  | Removed from Ground | Gas (Historical Use) | 10152 | Epoxy | 1988-02-01 | 2002-01-01 | Fiberglass Reinforced Plastic | Pressurized
S&S FOOD STORE | 2657 BARTON CHAPEL RD | AUGUSTA | Richmond | 1210067 | 3 | Flapper Valve | 1998-10-01 | FALSE | 1998-10-01 | FALSE | Closed in Ground | Gas (Historical Use) | 4000 | Steel-Impressed Current | 1976-05-04 |  | Steel (Impressed Current) | Pressurized
CIRCLE K #8021/7-11 #1433/#11810 | 3040 MEADOWBROOK DR | AUGUSTA | Richmond | 9000254 | 2 | [5 empty] | Removed from Ground | Gas (Historical Use) | 10000 | Bare Steel | 1976-02-03 | 1993-09-03 | Bare Steel | Pressurized
Split Stop 2161 | 2161 Gordon Hwy | Augusta | Richmond | 9121024 | 4B | Flapper Valve | 2019-12-15 | FALSE | 2019-12-15 | FALSE | Currently in Use | Premium | 4000 | Composite Double Walled | 2019-12-16 |  | Double-Walled Flex | Pressurized
PENSKE TRUCK LEASING CO LP | 1806 CARMICHAEL CT | AUGUSTA | Richmond | 9121019 | 735-2 | Ball Float | 1991-01-01 |  | 1991-01-01 |  | Removed from Ground | Diesel | 6000 | Steel-Impressed Current | 1985-01-01 | 2007-10-16 | Steel (Impressed Current) | Pressurized
CIRCLE K STORE #3175 | 3418 MIKE PADGETT HIGHWAY | AUGUSTA | Richmond | 9121042 | 1 |  | 1991-11-01 |  | 1991-11-01 |  | Removed from Ground | Gas (Historical Use) | 10000 | Cathodically Protected Steel | 1991-11-01 | 2001-12-09 | Fiberglass Reinforced Plastic | Pressurized
GOSHEN GROCERY | 1657 GOSHEN RD | AUGUSTA | Richmond | 9121025 | 3 |  | 1988-01-01 | FALSE | 1988-01-01 | FALSE | Temporarily out of use | Gas (Historical Use) | 4000 | Steel-Impressed Current | 1988-01-01 |  | Fiberglass Reinforced Plastic | Pressurized
SPRINT 712 | 2480 CROSSCREEK ROAD | AUGUSTA | Richmond | 9081028 | 2 |  | 2000-04-12 | FALSE | 2000-04-12 | FALSE | Currently in Use | Gas (Historical Use) | 12000 | Fiberglass | 2000-04-12 |  | Fiberglass Reinforced Plastic | Pressurized
SUPER EXPRESS #9 | 3696 PEACH ORCHARD ROAD | AUGUSTA | Richmond | 10002035 | 2 |  | 2011-10-01 | FALSE | 2011-10-01 | FALSE | Currently in Use | Diesel | 4000 | Fiberglass Double Walled | 2011-10-01 |  | Fiberglass Reinforced Plastic | Pressurized
GELCO TRUCK LEASING | 525 LANEY WALKER BLVD | AUGUSTA | Richmond | 1210024 | 2 | [5 empty] | Removed from Ground | Diesel | 12000 | Bare Steel | 1982-01-01 | 1989-06-14 | Galvanized Steel
TRAILWAYS INC | 638 GREENE ST | AUGUSTA | Richmond | 1210001 | 2 | [5 empty] | Removed from Ground | Diesel | 6000 | Bare Steel | 1965-04-19 | 1989-05-15 | Bare Steel
C K FOOD STORE | 2852 DEANS BRIDGE ROAD | AUGUSTA | Richmond | 9121160 | 1 | Ball Float | 1989-11-13 | FALSE | 1989-11-13 | FALSE | Currently in Use | Regular | 10000 | Galvanic (STIP-3) | 1989-11-13 |  | Fiberglass Reinforced Plastic | Pressurized
SPLIT STOP 3671 | 3671 PEACH ORCHARD RD | AUGUSTA | Richmond | 9121143 | 3 | Flapper Valve | 1989-05-01 |  | 1989-05-01 |  | Currently in Use | Gas (Historical Use) | 12000 | Galvanic (STIP-3) | 1989-06-15 |  | Fiberglass Reinforced Plastic | Pressurized
RYDER TRUCK RENTAL INC | 3433 COOKIE RD | AUGUSTA | Richmond | 9121139 | 2 | [5 empty] | Removed from Ground | Diesel | 10000 | Bare Steel | 1997-11-17 | 1997-11-17 | Bare Steel | Pressurized
CIRCLE K STORE #3175 | 3418 MIKE PADGETT HIGHWAY | AUGUSTA | Richmond | 9121042 | 6 | Flapper Valve | 2001-12-14 | FALSE | 2001-12-14 | FALSE | Currently in Use | Regular | 15000 | Composite | 2001-12-14 |  | Fiberglass Reinforced Plastic | Pressurized
AUGUSTA WASTE WATER TREATMENT FA | 1820 NEW SAVANNAH RD | AUGUSTA | Richmond | 9121098 | UNLEADED |  |  |  | 1995-03-01 |  | Removed from Ground | Empty | 10000 | Cathodically Protected Steel | 1984-01-01 | 1998-09-22 | Galvanized Steel | Pressurized
IN-N-OUT | 2749 BARTON CHAPEL RD | AUGUSTA | Richmond | 9121225 | 2 | Ball Float | 1997-04-10 |  | 1997-04-10 |  | Currently in Use | Gas (Historical Use) | 6000 | Composite | 1997-04-10 |  | Fiberglass Reinforced Plastic | Pressurized
A'S CONVENIENCE STORE | 1857 GORDON HWY | AUGUSTA | Richmond | 9121200 | 1 | Ball Float | 1997-12-01 | FALSE | 1997-12-01 | FALSE | Currently in Use | Regular | 10000 | Fiberglass | 1996-10-01 |  | Fiberglass Reinforced Plastic | Pressurized
ORCHARD SQUARE SHOPPING CENTER | 3206 PEACH ORCHARD RD | AUGUSTA | Richmond | 9121209 | 1 |  |  | TRUE |  | TRUE | Removed from Ground | Used Oil | 1000 | Not Marked/Unknown | 1998-10-01 | 1998-10-01 | Not Marked
CIRCLE K #2723264 | 2822 PEACH ORCHARD RD | AUGUSTA | Richmond | 9121146 | 1 | Ball Float | 1994-07-01 | FALSE | 1994-07-01 | FALSE | Currently in Use | Regular | 20000 | Composite | 1994-07-01 |  | Double-Walled Fiberglass | Pressurized
RICHMOND CO/PUBLIC WORKS DEPT | 1851 MARVIN GRIFFIN RD | AUGUSTA | Richmond | 9121106 | 1 | [5 empty] | Removed from Ground | Gas (Historical Use) | 4000 | Bare Steel | 1994-02-18 | 1994-02-18 | Bare Steel | Suction (American)
IN-N-OUT | 2749 BARTON CHAPEL RD | AUGUSTA | Richmond | 9121225 | 3 | Ball Float | 1997-04-10 |  | 1997-04-10 |  | Currently in Use | Diesel | 2000 | Composite | 1997-04-10 |  | Fiberglass Reinforced Plastic | Pressurized
ICHOI CORPORATION | 2419 PEACH ORCHARD RD | AUGUSTA | Richmond | 9121145 | UL+ | Ball Float | 1989-12-01 | TRUE | 1989-12-01 | TRUE | Currently in Use | Regular | 12000 | Composite | 1989-01-12 |  | Fiberglass Reinforced Plastic | Pressurized
FLORIDA ROCK & TANK LINES | 1814 CARMICHAEL DR | AUGUSTA | Richmond | 9121140 | T2 | Flapper Valve | 1998-08-19 |  | 1990-12-01 |  | Currently in Use | Diesel | 6000 | Composite | 1990-12-01 |  | Fiberglass Reinforced Plastic | Safe Suction (Euro)
SPRINT 712 | 2480 CROSSCREEK ROAD | AUGUSTA | Richmond | 9081028 | 4A |  | 2000-04-12 | FALSE | 2000-04-12 | FALSE | Currently in Use | Diesel | 6000 | Fiberglass | 2000-04-12 |  | Fiberglass Reinforced Plastic | Pressurized
FEDERAL PAPER BOARD | GA HWY 56 SOUTH | AUGUSTA | Richmond | 1210423 | 1 | [5 empty] | Removed from Ground | Diesel | 2000 | Bare Steel | 1960-05-14 | 1986-10-01 | Unknown
SERVICE AMERICA | 1817 MARVIN GRIFFIN ROAD | AUGUSTA | Richmond | 9121180 | 1 | [5 empty] | Removed from Ground | Gas (Historical Use) | 10000 | Not Marked/Unknown | 1990-01-01 | 1990-01-01 | Not Marked
PONTIAC MASTER AUTO SERVICE INC | 1027 TELFAIR ST | AUGUSTA | Richmond | 1210293 | 2 |  |  | TRUE |  | TRUE | Removed from Ground | Used Oil | 1000 | Marked Unknown | 1949-05-17 | 1991-08-10 | Unknown
SUPER EXPRESS #11 | 1237 GORDON HWY | AUGUSTA | Richmond | 1210275 | 2 | [5 empty] | Removed from Ground | Gas (Historical Use) | 6000 | Bare Steel | 1966-05-12 | 1998-04-21 | Galvanized Steel | Suction (American)
SUPER EXPRESS #11 | 1237 GORDON HWY | AUGUSTA | Richmond | 1210275 | 12 | Flapper Valve | 2003-05-15 | FALSE | 2003-05-15 | FALSE | Currently in Use | Diesel | 12000 | Composite | 2003-05-15 |  | Fiberglass Reinforced Plastic | Pressurized
GLOBAL VAN LINES/ACME MOV & STG | 1615 NIXON RD | AUGUSTA | Richmond | 9000584 | 2 | [5 empty] | Removed from Ground | Gas (Historical Use) | 3000 | Bare Steel | 1974-01-20 | 1991-05-04 | Galvanized Steel
Split Stop 2161 | 2161 Gordon Hwy | Augusta | Richmond | 9121024 | 4C | Flapper Valve | 2019-12-15 | FALSE | 2019-12-15 | FALSE | Currently in Use | Diesel | 4000 | Composite Double Walled | 2019-12-16 |  | Double-Walled Flex | Pressurized
Split Stop 2161 | 2161 Gordon Hwy | Augusta | Richmond | 9121024 | 4A | Flapper Valve | 2019-12-15 | FALSE | 2019-12-15 | FALSE | Currently in Use | Regular | 12000 | Composite Double Walled | 2019-12-16 |  | Double-Walled Flex | Pressurized
PENSKE TRUCK LEASING CO LP | 1806 CARMICHAEL CT | AUGUSTA | Richmond | 9121019 | 735-3 | Ball Float | 1991-01-01 |  | 1991-01-01 |  | Removed from Ground | Diesel | 6000 | Steel-Impressed Current | 1985-01-01 | 2007-10-16 | Steel (Impressed Current) | Pressurized
PANTRY #3258 DBA DEPOT | 2459 WINDSOR SPRINGS RD | AUGUSTA | Richmond | 9121095 | 2 |  | 1990-05-01 |  | 1990-05-01 |  | Removed from Ground | Gas (Historical Use) | 10000 | Composite | 1990-04-09 | 2005-12-07 | Fiberglass Reinforced Plastic | Pressurized
FORMER CIRCLE K #5591 | 332 MIKE PADGETT HWY | AUGUSTA | Richmond | 9121227 | 3 |  | 1988-02-01 |  | 1988-02-01 |  | Removed from Ground | Gas (Historical Use) | 10152 | Epoxy | 1988-02-01 | 2002-01-01 | Fiberglass Reinforced Plastic | Pressurized
WATERS VAN & CAR RENTALS | 1514 GORDON HWY | AUGUSTA | Richmond | 9121166 | 1 |  |  | TRUE |  | TRUE | Permanently Out of Use - historical purposes | Used Oil | 250 | Marked Unknown |  | 1899-12-31 | Bare Steel | Gravity Fed
AUGUSTA TECH INST | 3116 DEANS BRIDGE RD | AUGUSTA | Richmond | 9121126 | 1 |  |  | TRUE |  | TRUE | Removed from Ground | Used Oil | 250 | Bare Steel | 1980-01-01 | 2007-10-05 | Not Marked | Gravity Fed
BOARL BRICK MERRY BROS TRUCKING | 1475 DOUG BERNARD PKWY | AUGUSTA | Richmond | 9121117 | 4 | [5 empty] | Removed from Ground | Other | 2000 | Bare Steel | 1978-01-01 | 1993-11-16 | Galvanized Steel | Safe Suction (Euro)
AUGUSTA NEWSPRINT CO | 2434 HWY 56 LOOP | AUGUSTA | Richmond | 1210018 | 2 | [5 empty] | Removed from Ground | Gas (Historical Use) | 3000 | Bare Steel | 1980-03-11 | 1995-07-26 | Galvanized Steel
GELCO TRUCK LEASING | 525 LANEY WALKER BLVD | AUGUSTA | Richmond | 1210024 | 1 | [5 empty] | Removed from Ground | Diesel | 20000 | Bare Steel | 1981-04-15 | 1989-06-14 | Galvanized Steel
AUGUSTA WASTE WATER TREATMENT FA | 1820 NEW SAVANNAH RD | AUGUSTA | Richmond | 9121098 | DIESEL |  |  |  | 1995-03-01 |  | Removed from Ground | Empty | 10000 | Cathodically Protected Steel | 1984-01-01 | 1998-09-22 | Galvanized Steel | Pressurized
MAHA LAXMI 2021 LLC | 3040 MEADOWBROOK Drive | AUGUSTA | Richmond | 9121165 | 2 | Ball Float | 1993-10-11 | FALSE | 1993-10-11 | FALSE | Temporarily out of use | Premium | 10000 | Galvanic (STIP-3) | 1993-10-06 |  | Fiberglass Reinforced Plastic | Pressurized
A'S CONVENIENCE STORE | 1857 GORDON HWY | AUGUSTA | Richmond | 9121200 | 2 | Ball Float | 1997-12-01 | FALSE | 1997-12-01 | FALSE | Currently in Use | Premium | 10000 | Fiberglass | 1997-12-01 |  | Fiberglass Reinforced Plastic | Pressurized
FAST FARE GA-509/ZIPPY MART #469 | 1902 WINDSOR SPRING RD | AUGUSTA | Richmond | 1210237 | 3 | [5 empty] | Removed from Ground | Gas (Historical Use) | 6000 | Bare Steel | 1978-05-09 | 1993-07-13 | Galvanized Steel | Safe Suction (Euro)
CIRCLE K STORE #3174 | 1947 GORDON HWY | AUGUSTA | Richmond | 1210159 | 3 | [5 empty] | Removed from Ground | Gas (Historical Use) | 8000 | Bare Steel | 1971-05-05 | 1899-12-31 | Galvanized Steel
CIRCLE K #2723266 | 3003 DEANS BRIDGE RD | AUGUSTA | Richmond | 1210133 | 4 | [5 empty] | Removed from Ground | Diesel | 4000 | Cathodically Protected Steel | 1986-01-01 | 1988-11-01 | Fiberglass Reinforced Plastic
CIRCLE K #2723266 | 3003 DEANS BRIDGE RD | AUGUSTA | Richmond | 1210133 | 7 | Ball Float | 1988-11-01 | FALSE | 1988-11-01 | FALSE | Currently in Use | Plus | 10000 | Fiberglass | 1988-11-14 |  | Double-Walled Fiberglass | Pressurized
CIRCLE K #2723266 | 3003 DEANS BRIDGE RD | AUGUSTA | Richmond | 1210133 | 5 | Ball Float | 1988-11-01 | FALSE | 1988-11-01 | FALSE | Currently in Use | Premium | 10000 | Fiberglass | 1988-11-14 |  | Double-Walled Fiberglass | Pressurized
CIRCLE K 2705341 | 3603 PEACH ORCHARD RD | AUGUSTA | Richmond | 1210038 | 10A | Flapper Valve | 2017-12-17 | FALSE | 2017-12-17 | FALSE | Currently in Use | Premium | 8000 | Composite Double Walled | 2017-12-17 |  | Fiberglass Reinforced Plastic | Pressurized
MAJIK MARKET 37010 | 2909 OLD SAVANNAH RD | AUGUSTA | Richmond | 9000061 | 2 | [5 empty] | Removed from Ground | Gas (Historical Use) | 8000 | Bare Steel | 1972-05-16 | 1899-12-31 | Galvanized Steel
SHREE GANESH FOODMART INC | 3105 DEANS BRIDGE RD | AUGUSTA | Richmond | 9121021 | 6 | Flapper Valve | 1989-12-01 | FALSE | 1989-12-01 | FALSE | Currently in Use | Premium | 10000 | Galvanic (STIP-3) | 1989-12-01 |  | Fiberglass Reinforced Plastic | Pressurized
BP OIL #00019/GULF PRODUCTS DIV | LUMPKIN RD & PEACH ORCHARD RD | AUGUSTA | Richmond | 9121033 | 2 | [5 empty] | Currently in Use | Gas (Historical Use) | 10000 | Fiberglass | 1988-01-01 |  | Fiberglass Reinforced Plastic
TRAX AUGUSTA FACILITY | 3336 OLD SAVANNAH RD | AUGUSTA | Richmond | 9121065 | 1AST | [5 empty] | Removed from Ground | Diesel | 250 | Marked Unknown | 1992-06-01 | 1992-06-01 | Unknown
RYDER TRUCK RENTAL INC | 3433 COOKIE RD | AUGUSTA | Richmond | 9121139 | 4 |  |  | TRUE |  | TRUE | Removed from Ground | Used Oil | 1000 | Bare Steel | 1995-06-12 | 1995-06-12 | Bare Steel | Gravity Fed
SPRINT 712 | 2480 CROSSCREEK ROAD | AUGUSTA | Richmond | 9081028 | 1 |  | 2000-04-12 | FALSE | 2000-04-12 | FALSE | Currently in Use | Gas (Historical Use) | 12000 | Fiberglass | 2000-04-12 |  | Fiberglass Reinforced Plastic | Pressurized
MERRY COMPANIES INC TRUCKING SHO | NEW SAVANNAH RD | AUGUSTA | Richmond | 1210119 | 3 | [5 empty] | Removed from Ground | Other | 4000 | Bare Steel | 1978-05-08 | 1993-11-16 | Galvanized Steel
SUPER EXPRESS #11 | 1237 GORDON HWY | AUGUSTA | Richmond | 1210275 | 9 | [5 empty] | Removed from Ground | Gas (Historical Use) | 4000 | Bare Steel | 1966-05-12 | 1998-04-21 | Galvanized Steel | Safe Suction (Euro)
CS CORNER CONVENIENCE STORE LLC | 2302 WHEELESS RD | AUGUSTA | Richmond | 9121047 | 3 | Flapper Valve | 1988-01-01 | FALSE | 1988-01-01 | FALSE | Temporarily out of use | Premium | 10000 | Steel-Impressed Current | 1988-01-01 |  | Steel (Impressed Current) | Pressurized
WATERS VAN & CAR RENTALS | 1514 GORDON HWY | AUGUSTA | Richmond | 9121166 | 2 | [5 empty] | Permanently Out of Use - historical purposes | Kerosene | 250 | Marked Unknown |  | 1899-12-31 | Bare Steel | Gravity Fed
ICHOI CORPORATION | 2419 PEACH ORCHARD RD | AUGUSTA | Richmond | 9121145 | UL | Ball Float | 1989-12-01 | TRUE | 1989-12-01 | TRUE | Currently in Use | Regular | 12000 | Composite | 1989-01-12 |  | Fiberglass Reinforced Plastic | Pressurized
ICHOI CORPORATION | 2419 PEACH ORCHARD RD | AUGUSTA | Richmond | 9121145 | SUPER | Ball Float | 1989-12-01 | TRUE | 1989-12-01 | TRUE | Currently in Use | Premium | 12000 | Composite | 1989-01-12 |  | Fiberglass Reinforced Plastic | Pressurized
RYDER TRUCK RENTAL INC | 3433 COOKIE RD | AUGUSTA | Richmond | 9121139 | 1 |  |  | TRUE |  | TRUE | Removed from Ground | Used Oil | 1000 | Not Marked/Unknown | 1995-04-01 | 1995-04-01 | Unknown
SPRINT 712 | 2480 CROSSCREEK ROAD | AUGUSTA | Richmond | 9081028 | 3 |  | 2000-04-12 | FALSE | 2000-04-12 | FALSE | Currently in Use | Gas (Historical Use) | 12000 | Fiberglass | 2000-04-12 |  | Fiberglass Reinforced Plastic | Pressurized
SUPER EXPRESS #9 | 3696 PEACH ORCHARD ROAD | AUGUSTA | Richmond | 10002035 | 3 |  | 2011-10-01 | FALSE | 2011-10-01 | FALSE | Currently in Use | Premium | 8000 | Fiberglass Double Walled | 2011-10-01 |  | Fiberglass Reinforced Plastic | Pressurized
MAHA LAXMI 2021 LLC | 3040 MEADOWBROOK Drive | AUGUSTA | Richmond | 9121165 | 1 | Ball Float | 1993-10-11 | FALSE | 1993-10-11 | FALSE | Temporarily out of use | Regular | 10000 | Galvanic (STIP-3) | 1993-10-06 |  | Fiberglass Reinforced Plastic | Pressurized
SUPER EXPRESS #11 | 1237 GORDON HWY | AUGUSTA | Richmond | 1210275 | 3 | [5 empty] | Removed from Ground | Gas (Historical Use) | 3000 | Bare Steel | 1966-05-12 | 1998-04-21 | Galvanized Steel | Suction (American)
SUPER EXPRESS #11 | 1237 GORDON HWY | AUGUSTA | Richmond | 1210275 | 11 | Ball Float | 2003-05-15 | FALSE | 2003-05-15 | FALSE | Currently in Use | Premium | 12000 | Composite | 2003-05-15 |  |  | Pressurized
BODIES SHELL | 306 THIRTEENTH ST | AUGUSTA | Richmond | 1210284 | 1 | [5 empty] | Removed from Ground | Gas (Historical Use) | 7000 | Bare Steel | 1966-05-12 | 1997-04-29 | Galvanized Steel | Suction (American)
BODIES SHELL | 306 THIRTEENTH ST | AUGUSTA | Richmond | 1210284 | 4 | Flapper Valve | 1997-09-17 |  | 1997-09-17 |  | Currently in Use | Gas (Historical Use) | 12000 | Composite | 1997-09-17 |  | Double Walled | Pressurized
BODIES SHELL | 306 THIRTEENTH ST | AUGUSTA | Richmond | 1210284 | 5 | Flapper Valve | 1997-09-17 |  | 1997-09-17 |  | Currently in Use | Gas (Historical Use) | 10000 | Composite | 1997-09-17 |  | Double Walled | Pressurized
LUCY LANEY HIGH SCHOOL | 1339 LANE WALKER BLVD | AUGUSTA | Richmond | 1210350 | 2 | [5 empty] | Removed from Ground | Diesel | 2000 | Bare Steel | 1997-04-16 | 1997-04-16 | Bare Steel | Safe Suction (Euro)
SPEEDY CAB INC | 711 Laney Walker Blvd | AUGUSTA | Richmond | 1210339 | 4 |  | 1998-08-31 | FALSE | 1998-08-31 | TRUE | Temporarily out of use | Gas (Historical Use) | 8000 | Fiberglass | 1987-01-01 |  | Fiberglass Reinforced Plastic | Pressurized
DONS AUTO AND TRUCK | 1550 DOUG BANARD PARKWAY | AUGUSTA | Richmond | 9121158 | 1 | [5 empty] | Removed from Ground | Diesel | 4000 | Epoxy | 1998-10-01 | 1998-10-01 | Galvanized Steel | Suction (American)
ICHOI CORPORATION | 2419 PEACH ORCHARD RD | AUGUSTA | Richmond | 9121145 | DIESEL | Ball Float | 1989-12-01 | TRUE | 1989-12-01 | TRUE | Currently in Use | Diesel | 4000 | Composite | 1989-01-12 |  | Fiberglass Reinforced Plastic | Pressurized
L & B USED CAR LOT | 2364 GORDON HWY | AUGUSTA | Richmond | 10002278 | 3 |  |  | FALSE |  | FALSE | Removed from Ground |  | 3000 | Bare Steel | 2013-05-10 | 2013-05-10
GA | NEW SAVANNAH RD | AUGUSTA | Richmond | 1210117 | 2 | [5 empty] | Removed from Ground | Diesel | 6000 | Bare Steel | 1968-05-10 | 1989-12-16 | Cathodically Protected
MERRY BROTHERS BRICK | 1630 ARTHERN RD | AUGUSTA | Richmond | 1210118 | 2 | [5 empty] | Removed from Ground | Diesel | 6000 | Bare Steel | 1961-05-12 | 1990-05-21 | Galvanized Steel
BOARL BRICK MERRY BROS TRUCKING | 1475 DOUG BERNARD PKWY | AUGUSTA | Richmond | 9121117 | 2 | [5 empty] | Removed from Ground | Gas (Historical Use) | 4000 | Bare Steel | 1978-01-01 | 1993-11-16 | Galvanized Steel | Safe Suction (Euro)
L & B USED CAR LOT | 2364 GORDON HWY | AUGUSTA | Richmond | 10002278 | 1 |  |  | FALSE |  | FALSE | Removed from Ground |  | 3000 | Bare Steel | 2013-05-10 | 2013-05-10
MERRY COMPANIES INC TRUCKING SHO | NEW SAVANNAH RD | AUGUSTA | Richmond | 1210119 | 1 | [5 empty] | Removed from Ground | Diesel | 12000 | Bare Steel | 1978-05-08 | 1993-11-16 | Galvanized Steel
AUGUSTA NEWSPRINT CO | 2434 HWY 56 LOOP | AUGUSTA | Richmond | 1210018 | 5 | [5 empty] | Removed from Ground | Gas (Historical Use) | 3000 | Bare Steel | 1980-03-11 | 1990-07-01 | Galvanized Steel
AUGUSTA NEWSPRINT CO | 2434 HWY 56 LOOP | AUGUSTA | Richmond | 1210018 | 4 | [5 empty] | Removed from Ground | Diesel | 1000 | Bare Steel | 1966-03-15 | 1984-09-15 | Unknown
PONTIAC MASTER AUTO SERVICE INC | 1027 TELFAIR ST | AUGUSTA | Richmond | 1210293 | 1 | [5 empty] | Removed from Ground | Gas (Historical Use) | 500 | Marked Unknown | 1949-05-17 | 1991-08-10 | Unknown
NATIONAL LINEN SVC | 1825 OLD SAVANNAH RD | AUGUSTA | Richmond | 1210296 | 3 | [5 empty] | Removed from Ground | Other | 10000 | Bare Steel | 1977-05-09 | 1993-02-18 | Galvanized Steel
RED LION TEXACO | 1934 WALTON WAY | AUGUSTA | Richmond | 1210278 | 6 | [5 empty] | Removed from Ground | Gas (Historical Use) | 500 | Not Marked/Unknown | 1997-03-26 | 1997-03-26 | Not Marked
RED LION TEXACO | 1934 WALTON WAY | AUGUSTA | Richmond | 1210278 | 9 | [5 empty] | Removed from Ground | Gas (Historical Use) | 500 | Not Marked/Unknown | 1997-03-26 | 1997-03-26 | Not Marked
LANEY WALKER EXXON | 1136 LANEY WALKER BLVD | AUGUSTA | Richmond | 1210111 | 5 |  |  | TRUE |  | TRUE | Removed from Ground | Used Oil | 550 | Bare Steel | 1963-05-14 | 1993-09-28 | Galvanized Steel
EASTSIDE AMOCO | 302 E BOUNDARY ST | AUGUSTA | Richmond | 1210061 | 4 | [5 empty] | Removed from Ground | Gas (Historical Use) | 2000 | Bare Steel | 1954-05-10 | 1999-01-01 | Galvanized Steel | Suction (American)
PRIME EQUIP #414 | 915 MOLLY POND RD | AUGUSTA | Richmond | 1212005 | 1 | [5 empty] | Removed from Ground | Diesel | 3000 | Cathodically Protected Steel | 1987-11-04 | 1998-01-01 | Bare Steel | Suction (American)
PLANT #1 | 1310 WALKER ST | AUGUSTA | Richmond | 1210292 | 3 | [5 empty] | Removed from Ground | Gas (Historical Use) | 1000 | Bare Steel | 1960-05-14 | 1988-12-08 | Galvanized Steel
AUGUSTA NEWSPRINT CO | 2434 HWY 56 LOOP | AUGUSTA | Richmond | 1210018 | 1 | [5 empty] | Removed from Ground | Diesel | 10000 | Bare Steel | 1985-03-10 | 1995-07-26 | Galvanized Steel
BP OIL #00019/GULF PRODUCTS DIV | LUMPKIN RD & PEACH ORCHARD RD | AUGUSTA | Richmond | 9121033 | 3 | [5 empty] | Currently in Use | Gas (Historical Use) | 10000 | Fiberglass | 1988-01-01 |  | Fiberglass Reinforced Plastic
Sprint 732 | 3771 PEACH ORCHARD RD | AUGUSTA | Richmond | 9121236 | 1 | Flapper Valve | 2001-11-05 |  | 2001-11-05 |  | Currently in Use | Gas (Historical Use) | 12000 | Composite | 2001-11-05 |  | Fiberglass Reinforced Plastic | Pressurized
DS WHISKEY ROAD LLC | 2902 PEACH ORCHARD RD | AUGUSTA | Richmond | 9121208 | 1 |  |  | TRUE |  | TRUE | Removed from Ground | Used Oil | 550 | Bare Steel | 1999-05-03 | 1999-05-03 | Galvanized Steel
MERRY COMPANIES INC TRUCKING SHO | NEW SAVANNAH RD | AUGUSTA | Richmond | 1210119 | 4 |  |  | TRUE |  | TRUE | Removed from Ground | Used Oil | 2000 | Bare Steel | 1978-05-08 | 1993-11-16 | Galvanized Steel
PLANT #1 | 1310 WALKER ST | AUGUSTA | Richmond | 1210292 | 2 | [5 empty] | Removed from Ground | Diesel | 6000 | Bare Steel | 1960-05-14 | 1988-12-08 | Galvanized Steel
PONTIAC MASTER AUTO SERVICE INC | 1027 TELFAIR ST | AUGUSTA | Richmond | 1210293 | 7 |  |  | TRUE |  | TRUE | Removed from Ground | Used Oil | 1000 | Marked Unknown | 1949-05-17 | 1991-08-10 | Unknown
PONTIAC MASTER AUTO SERVICE INC | 1027 TELFAIR ST | AUGUSTA | Richmond | 1210293 | 5 | [5 empty] | Removed from Ground | Other | 550 | Marked Unknown | 1976-05-10 | 1989-09-19 | Unknown
PONTIAC MASTER AUTO SERVICE INC | 1027 TELFAIR ST | AUGUSTA | Richmond | 1210293 | 4 | [5 empty] | Removed from Ground | Other | 550 | Marked Unknown | 1976-05-10 | 1989-09-19 | Unknown
SUPER EXPRESS #11 | 1237 GORDON HWY | AUGUSTA | Richmond | 1210275 | 5 | [5 empty] | Removed from Ground | Gas (Historical Use) | 3000 | Bare Steel | 1966-05-12 | 1998-04-21 | Galvanized Steel | Safe Suction (Euro)
SUPER EXPRESS #11 | 1237 GORDON HWY | AUGUSTA | Richmond | 1210275 | 4 | [5 empty] | Removed from Ground | Gas (Historical Use) | 3000 | Bare Steel | 1966-05-12 | 1998-04-21 | Galvanized Steel | Suction (American)
SUPER EXPRESS #11 | 1237 GORDON HWY | AUGUSTA | Richmond | 1210275 | 10 | Ball Float | 2003-05-15 | FALSE | 2003-05-15 | FALSE | Currently in Use | Regular | 12000 | Composite | 2003-05-15 |  |  | Pressurized
SPEEDY CAB INC | 711 Laney Walker Blvd | AUGUSTA | Richmond | 1210339 | 2 |  | 1998-08-31 | FALSE | 1998-08-31 | TRUE | Temporarily out of use | Gas (Historical Use) | 15000 | Steel-Impressed Current | 1964-01-20 |  |  | Pressurized
GOSHEN GROCERY | 1657 GOSHEN RD | AUGUSTA | Richmond | 9121025 | 1 |  | 1988-01-01 | FALSE | 1988-01-01 | FALSE | Temporarily out of use | Gas (Historical Use) | 4000 | Steel-Impressed Current | 1988-01-01 |  | Fiberglass Reinforced Plastic | Pressurized
CS CORNER CONVENIENCE STORE LLC | 2302 WHEELESS RD | AUGUSTA | Richmond | 9121047 | 2 | Flapper Valve | 1988-01-01 | FALSE | 1988-01-01 | FALSE | Temporarily out of use | Plus | 10000 | Steel-Impressed Current | 1988-01-01 |  | Steel (Impressed Current) | Pressurized
BP STATION #00568/DEPOT FOOD STO | 1659 GORDON HWY | AUGUSTA | Richmond | 9121066 | 3 | [5 empty] | Removed from Ground | Gas (Historical Use) | 10000 | Fiberglass | 1989-07-20 | 1994-07-01 | Fiberglass Reinforced Plastic | Pressurized
3706 ST FOODMART INC. | 3706 Mike Padgett Hwy | Augusta | Richmond | 9121094 | 3 |  | 1993-09-02 | FALSE | 1993-09-02 | FALSE | Currently in Use | Diesel On Road | 8000 | Composite | 2012-02-06 |  | Fiberglass Reinforced Plastic | Safe Suction (Euro)
PANTRY #3258 DBA DEPOT | 2459 WINDSOR SPRINGS RD | AUGUSTA | Richmond | 9121095 | 1 |  | 1990-05-01 |  | 1990-05-01 |  | Removed from Ground | Gas (Historical Use) | 10000 | Composite | 1990-04-09 | 2005-12-07 | Fiberglass Reinforced Plastic | Pressurized
FORMER CIRCLE K #5591 | 332 MIKE PADGETT HWY | AUGUSTA | Richmond | 9121227 | 1 |  | 1988-02-01 |  | 1988-02-01 |  | Removed from Ground | Gas (Historical Use) | 10152 | Epoxy | 1988-02-01 | 2002-01-01 | Fiberglass Reinforced Plastic | Pressurized
SEABOARD RR/DIESEL SHOP | 1507 JORDAN RD | AUGUSTA | Richmond | 1210305 | 3 | [5 empty] | Removed from Ground | Diesel | 500 | Marked Unknown | 1966-05-13 | 1993-02-09 | Unknown
CONAGRA FEED CO INC | 980 MOLLY POND RD | AUGUSTA | Richmond | 1210319 | 1 | [5 empty] | Removed from Ground | Diesel | 10000 | Bare Steel | 1974-02-13 | 1995-05-09 | Galvanized Steel
SPEEDY CAB INC | 711 Laney Walker Blvd | AUGUSTA | Richmond | 1210339 | 1 | [5 empty] | Removed from Ground | Gas (Historical Use) | 6000 | Bare Steel | 1964-01-20 | 1987-01-01 | Galvanized Steel
POP SHOP | 1738 OLD SAVANNAH RD | AUGUSTA | Richmond | 1210218 | 3 |  | 2000-01-20 |  | 2000-01-20 |  | Closed in Ground | Gas (Historical Use) | 8000 | Galvanic (STIP-3) | 1986-01-01 | 2002-07-25 | Cathodically Protected | Pressurized
CIRCLE K #2705339 | 1 E BOUNDARY ST | AUGUSTA | Richmond | 1210252 | 2 |  | 1995-09-12 |  | 1995-09-12 |  | Removed from Ground | Gas (Historical Use) | 10000 | Steel-Impressed Current | 1983-04-22 | 2005-04-11 | Cathodically Protected | Pressurized
CLAUSSEN CONCRETE CO/MAIN PLANT | 109 -111 LANEY WALKER BLVD EXT | AUGUSTA | Richmond | 1210197 | 1 | [5 empty] | Closed in Ground | Diesel | 4000 | Bare Steel | 1956-05-07 | 1987-10-26 | Galvanized Steel
RED LION TEXACO | 1934 WALTON WAY | AUGUSTA | Richmond | 1210278 | 8 | [5 empty] | Removed from Ground | Gas (Historical Use) | 500 | Not Marked/Unknown | 1997-03-26 | 1997-03-26 | Not Marked
RED LION TEXACO | 1934 WALTON WAY | AUGUSTA | Richmond | 1210278 | 2 | [5 empty] | Removed from Ground | Gas (Historical Use) | 4000 | Bare Steel | 1963-05-13 | 1997-03-25 | Galvanized Steel | Pressurized
RYDER TRUCK RENTAL 1504 | 710 LANEY WALKER BLVD EXT | AUGUSTA | Richmond | 1210309 | 2 |  |  | TRUE |  | TRUE | Removed from Ground | Empty | 2000 | Bare Steel | 1986-05-08 | 1899-12-31 | Galvanized Steel
CLAUSSEN CONCRETE CO/MAIN PLANT | 109 -111 LANEY WALKER BLVD EXT | AUGUSTA | Richmond | 1210197 | 4 |  |  | TRUE |  | TRUE | Removed from Ground | Used Oil | 2000 | Cathodically Protected Steel | 1985-04-30 | 1995-03-22 | Fiberglass Reinforced Plastic
LANEY WALKER EXXON | 1136 LANEY WALKER BLVD | AUGUSTA | Richmond | 1210111 | 4 | [5 empty] | Removed from Ground | Diesel | 550 | Bare Steel | 1963-05-14 | 1993-09-28 | Galvanized Steel
UPS AUGUSTA (UST) | 2921 MIXON CT | AUGUSTA | Richmond | 1210097 | RU-1 | Flapper Valve | 1992-05-01 | FALSE | 1992-05-01 | FALSE | Currently in Use | Diesel | 10000 | Fiberglass | 1986-06-01 |  | Double-Walled Fiberglass | Pressurized
AUGUSTA TRANSPORTATION INC | 940 MOLLY POND RD | AUGUSTA | Richmond | 1210152 | 1 | [5 empty] | Removed from Ground | Gas (Historical Use) | 1000 | Bare Steel | 1966-04-09 | 1988-12-20 | Bare Steel
EASTSIDE AMOCO | 302 E BOUNDARY ST | AUGUSTA | Richmond | 1210061 | 1 | [5 empty] | Removed from Ground | Empty | 2000 | Bare Steel | 1954-05-10 | 1988-12-10 | Galvanized Steel
FORMER FINA #134-6790-709 | 2106 PEACH ORCHARD RD | AUGUSTA | Richmond | 9000601 | 2 | [5 empty] | Removed from Ground | Gas (Historical Use) | 3000 | Bare Steel | 1956-04-30 | 1989-10-31 | Galvanized Steel
SEARLE | 1750 LOVERS LANE | AUGUSTA | Richmond | 9121032 | 04-108 | [5 empty] | Removed from Ground | Hazardous Substance | 10000 | Bare Steel | 1982-06-01 | 1995-08-18 | Bare Steel | Safe Suction (Euro)
SEARLE | 1750 LOVERS LANE | AUGUSTA | Richmond | 9121032 | 04-117 | [5 empty] | Removed from Ground | Hazardous Substance | 10000 | Bare Steel | 1982-06-01 | 1995-09-26 | Bare Steel | Safe Suction (Euro)
SPLIT STOP 3671 | 3671 PEACH ORCHARD RD | AUGUSTA | Richmond | 9121143 | 4 | Flapper Valve | 1989-05-01 |  | 1989-05-01 |  | Currently in Use | Diesel | 12000 | Galvanic (STIP-3) | 1989-06-15 |  | Fiberglass Reinforced Plastic | Pressurized
SPLIT STOP 3671 | 3671 PEACH ORCHARD RD | AUGUSTA | Richmond | 9121143 | 5 | Flapper Valve | 1989-05-01 |  | 1989-05-01 |  | Currently in Use | Diesel | 1000 | Galvanic (STIP-3) | 1989-06-15 |  | Fiberglass Reinforced Plastic | Safe Suction (Euro)
CIRCLE K #2723264 | 2822 PEACH ORCHARD RD | AUGUSTA | Richmond | 9121146 | 2 | Ball Float | 1994-07-01 | FALSE | 1994-07-01 | FALSE | Currently in Use | Premium | 10000 | Composite | 1994-07-01 |  | Double-Walled Fiberglass | Pressurized
BOARL BRICK MERRY BROS TRUCKING | 1475 DOUG BERNARD PKWY | AUGUSTA | Richmond | 9121117 | 1 | [5 empty] | Removed from Ground | Diesel | 12000 | Bare Steel | 1978-01-01 | 1993-11-16 | Galvanized Steel | Safe Suction (Euro)
SUPER EXPRESS #9 | 3696 PEACH ORCHARD ROAD | AUGUSTA | Richmond | 10002035 | 1 |  | 2011-10-01 | FALSE | 2011-10-01 | FALSE | Currently in Use | Regular | 12000 | Fiberglass Double Walled | 2011-10-01 |  | Fiberglass Reinforced Plastic | Pressurized
PRIME EQUIP #414 | 915 MOLLY POND RD | AUGUSTA | Richmond | 1212005 | 3 | [5 empty] | Removed from Ground | Diesel | 3000 | Cathodically Protected Steel | 1987-11-04 | 1998-01-01 | Bare Steel | Suction (American)
DSM CHEMICALS | 1 COLUMBIA NITROGEN DR | AUGUSTA | Richmond | 1210012 | 3 | [5 empty] | Removed from Ground | Gas (Historical Use) | 10000 | Bare Steel | 1963-03-26 | 1998-07-01 | Bare Steel | Pressurized
RED LION TEXACO | 1934 WALTON WAY | AUGUSTA | Richmond | 1210278 | 5 |  |  | TRUE |  | TRUE | Removed from Ground | Used Oil | 250 | Bare Steel | 1963-05-13 | 1997-03-25 | Galvanized Steel | Safe Suction (Euro)
SPLIT STOP 3671 | 3671 PEACH ORCHARD RD | AUGUSTA | Richmond | 9121143 | 1 | Flapper Valve | 1989-05-01 |  | 1989-05-01 |  | Currently in Use | Gas (Historical Use) | 12000 | Galvanic (STIP-3) | 1989-06-15 |  | Fiberglass Reinforced Plastic | Pressurized
SUPER EXPRESS #11 | 1237 GORDON HWY | AUGUSTA | Richmond | 1210275 | 7 | [5 empty] | Removed from Ground | Hazardous Substance | 2000 | Bare Steel | 1966-05-12 | 1983-03-29 | Galvanized Steel | Safe Suction (Euro)
SUPER EXPRESS #11 | 1237 GORDON HWY | AUGUSTA | Richmond | 1210275 | 1 | [5 empty] | Removed from Ground | Diesel | 12000 | Bare Steel | 1983-05-08 | 1998-04-21 | Bare Steel | Pressurized
RED LION TEXACO | 1934 WALTON WAY | AUGUSTA | Richmond | 1210278 | 4 | [5 empty] | Removed from Ground | Gas (Historical Use) | 3000 | Bare Steel | 1963-05-13 | 1997-03-25 | Galvanized Steel | Pressurized
RED LION TEXACO | 1934 WALTON WAY | AUGUSTA | Richmond | 1210278 | 7 | [5 empty] | Removed from Ground | Gas (Historical Use) | 1000 | Not Marked/Unknown | 1997-03-26 | 1997-03-26 | Not Marked
RED LION TEXACO | 1934 WALTON WAY | AUGUSTA | Richmond | 1210278 | 1 | [5 empty] | Removed from Ground | Gas (Historical Use) | 4000 | Bare Steel | 1963-05-13 | 1997-03-25 | Galvanized Steel | Pressurized
SEABOARD RR/DIESEL SHOP | 1507 JORDAN RD | AUGUSTA | Richmond | 1210305 | 1 | [5 empty] | Removed from Ground | Empty | 800 | Marked Unknown | 1966-05-13 | 1993-02-09 | Unknown
CONAGRA FEED CO INC | 980 MOLLY POND RD | AUGUSTA | Richmond | 1210319 | 3 | [5 empty] | Removed from Ground | Diesel | 10000 | Bare Steel | 1983-02-11 | 1995-05-09 | Galvanized Steel
LUCY LANEY HIGH SCHOOL | 1339 LANE WALKER BLVD | AUGUSTA | Richmond | 1210350 | 1 | [5 empty] | Removed from Ground | Empty | 10000 | Bare Steel | 1977-01-01 | 1977-01-01 | Galvanized Steel
CLAUSSEN CONCRETE CO/MAIN PLANT | 109 -111 LANEY WALKER BLVD EXT | AUGUSTA | Richmond | 1210197 | 3 | [5 empty] | Closed in Ground | Empty | 1000 | Bare Steel | 1956-05-07 | 1987-11-04 | Unknown
SMILE GAS #106 | 545 SANDBAR FERRY RD | AUGUSTA | Richmond | 1210053 | 3 |  | 1990-12-05 |  | 1990-12-05 |  | Removed from Ground | Gas (Historical Use) | 10000 | Bare Steel | 1976-05-07 | 1997-04-16 | Fiberglass Reinforced Plastic | Pressurized
OLD HAJOCA BUILDING | 1506 & 1508 GORDON HWY | AUGUSTA | Richmond | 9121199 | 1 | [5 empty] | Removed from Ground | Diesel | 1000 | Not Marked/Unknown | 1995-08-25 | 1995-08-25 | Not Marked
PRIME EQUIP #414 | 915 MOLLY POND RD | AUGUSTA | Richmond | 1212005 | 2 | [5 empty] | Removed from Ground | Gas (Historical Use) | 3000 | Cathodically Protected Steel | 1987-11-04 | 1998-01-01 | Bare Steel | Suction (American)
DSM CHEMICALS | 1 COLUMBIA NITROGEN DR | AUGUSTA | Richmond | 1210012 | 2 |  |  | TRUE |  | TRUE | Removed from Ground | Used Oil | 280 | Bare Steel | 1976-03-22 | 1992-12-21 | Galvanized Steel
BODIES SHELL | 306 THIRTEENTH ST | AUGUSTA | Richmond | 1210284 | 2 | [5 empty] | Removed from Ground | Gas (Historical Use) | 6000 | Bare Steel | 1966-05-12 | 1997-04-29 | Galvanized Steel | Suction (American)
POP SHOP | 1738 OLD SAVANNAH RD | AUGUSTA | Richmond | 1210218 | 1 |  | 2000-01-20 |  | 2000-01-20 |  | Closed in Ground | Gas (Historical Use) | 8000 | Galvanic (STIP-3) | 1986-01-01 | 2002-07-25 | Cathodically Protected | Pressurized
UPS AUGUSTA (UST) | 2921 MIXON CT | AUGUSTA | Richmond | 1210097 | 2 |  |  | TRUE |  | TRUE | Removed from Ground | Used Oil | 500 | Fiberglass | 1987-01-01 | 1992-05-01 | Fiberglass Reinforced Plastic
GA0003 1713 MARTIN LUTHER KING | 1713 MARTIN LUTHER KING BLVD | AUGUSTA | Richmond | 1210154 | 5 | Flapper Valve | 1988-08-10 | FALSE | 1988-08-10 | FALSE | Closed in Ground | Gas (Historical Use) | 10000 | Galvanic (STIP-3) | 1988-08-10 |  | Fiberglass Reinforced Plastic | Pressurized
ARCHER DANIELS MIDLAND CO | 960 MOLLY POND RD | AUGUSTA | Richmond | 1210036 | 1 | [5 empty] | Removed from Ground | Gas (Historical Use) | 560 | Bare Steel | 1966-04-21 | 1990-01-01 | Bare Steel
EASTSIDE AMOCO | 302 E BOUNDARY ST | AUGUSTA | Richmond | 1210061 | 5 | [5 empty] | Removed from Ground | Gas (Historical Use) | 4000 | Bare Steel | 1976-05-04 | 1999-01-01 | Galvanized Steel | Suction (American)
COLISEUM AMOCO | 620 WALTON WAY | AUGUSTA | Richmond | 1210062 | PREM | [5 empty] | Removed from Ground | Gas (Historical Use) | 8000 | Bare Steel | 1978-05-04 | 1899-12-31 | Galvanized Steel
FORMER FINA #134-6790-709 | 2106 PEACH ORCHARD RD | AUGUSTA | Richmond | 9000601 | 9 |  |  | TRUE |  | TRUE | Removed from Ground | Used Oil | 600 | Bare Steel | 1959-04-30 | 1989-10-31 | Galvanized Steel
RENTAL UNIFORM SERVICE INC | 529 LANEY WALKER BLVD EXT | AUGUSTA | Richmond | 1210185 | 2 | [5 empty] | Removed from Ground | Gas (Historical Use) | 10000 | Bare Steel | 1971-03-31 | 1899-12-31 | Galvanized Steel
LANEY WALKER EXXON | 1136 LANEY WALKER BLVD | AUGUSTA | Richmond | 1210111 | 1 | [5 empty] | Removed from Ground | Gas (Historical Use) | 2000 | Bare Steel | 1963-05-14 | 1993-09-28 | Galvanized Steel
GA0003 1713 MARTIN LUTHER KING | 1713 MARTIN LUTHER KING BLVD | AUGUSTA | Richmond | 1210154 | 6 | Flapper Valve | 1988-08-10 | FALSE | 1988-08-10 | FALSE | Closed in Ground | Gas (Historical Use) | 10000 | Galvanic (STIP-3) | 1988-08-10 |  | Fiberglass Reinforced Plastic | Pressurized
GLASS FACTORY PLANT | 1032 GLASS FACTORY AVE | AUGUSTA | Richmond | 1210074 | 1 | [5 empty] | Removed from Ground | Empty | 550 | Bare Steel | 1961-05-08 | 1988-09-03 | Galvanized Steel
PARK RITE PARKING | 845 REYNOLDS ST | AUGUSTA | Richmond | 1210050 | 3 | [5 empty] | Removed from Ground | Empty | 1000 | Bare Steel | 1966-05-10 | 1989-05-12 | Galvanized Steel
JOHNSON MOTOR CO OF GA | 1122 WALTON WAY | AUGUSTA | Richmond | 9000630 | 1 | [5 empty] | Removed from Ground | Gas (Historical Use) | 10000 | Fiberglass | 1966-04-26 | 1990-07-01 | Galvanized Steel | Suction (American)
ST SERVICES | 209 SANDBAR FERRY RD | AUGUSTA | Richmond | 9000440 | 1 | [5 empty] | Removed from Ground | Other | 2000 | Bare Steel | 1965-01-01 | 1989-07-01 | Not Marked
ST SERVICES | 209 SANDBAR FERRY RD | AUGUSTA | Richmond | 9000440 | 4 | [5 empty] | Removed from Ground | Other | 2000 | Fiberglass | 1981-01-01 | 1986-01-01 | Not Marked
RYDER TRUCK RENTAL 1504 | 710 LANEY WALKER BLVD EXT | AUGUSTA | Richmond | 1210309 | 5 | Flapper Valve | 1997-09-04 | FALSE | 1997-09-04 | FALSE | Removed from Ground | Diesel | 10000 | Fiberglass Double Walled | 1988-05-08 |  | Fiberglass Reinforced Plastic | Pressurized
RYDER TRUCK RENTAL 1504 | 710 LANEY WALKER BLVD EXT | AUGUSTA | Richmond | 1210309 | 4 | Flapper Valve | 1997-09-04 | FALSE | 1997-09-04 | FALSE | Removed from Ground | Diesel | 12000 | Fiberglass Double Walled | 1988-05-08 |  | Fiberglass Reinforced Plastic | Pressurized
RENTAL UNIFORM SERVICE INC | 529 LANEY WALKER BLVD EXT | AUGUSTA | Richmond | 1210185 | 1 | [5 empty] | Removed from Ground | Kerosene | 12000 | Bare Steel | 1974-03-30 | 1899-12-31 | Galvanized Steel
GA0003 1713 MARTIN LUTHER KING | 1713 MARTIN LUTHER KING BLVD | AUGUSTA | Richmond | 1210154 | 3 | [5 empty] | Removed from Ground | Gas (Historical Use) | 8000 | Bare Steel | 1976-05-03 | 1899-12-31 | Galvanized Steel
FORMER FINA #134-6790-709 | 2106 PEACH ORCHARD RD | AUGUSTA | Richmond | 9000601 | 10 |  |  | TRUE |  | TRUE | Removed from Ground | Used Oil | 600 | Bare Steel | 1959-04-30 | 1989-10-31 | Galvanized Steel
SUPER EXPRESS 2 | 1502 CENTRAL AVE | AUGUSTA | Richmond | 9000059 | 1 | [5 empty] | Removed from Ground | Gas (Historical Use) | 10000 | Bare Steel | 1976-05-03 | 1899-12-31 | Galvanized Steel
AUGUSTA NEWSPRINT CO | 2434 HWY 56 LOOP | AUGUSTA | Richmond | 1210018 | 3 | [5 empty] | Removed from Ground | Kerosene | 1000 | Bare Steel | 1966-03-15 | 1985-06-01 | Bare Steel
CLAUSSEN CONCRETE CO/MAIN PLANT | 109 -111 LANEY WALKER BLVD EXT | AUGUSTA | Richmond | 1210197 | 2 | [5 empty] | Closed in Ground | Gas (Historical Use) | 1000 | Bare Steel | 1958-05-07 | 1987-11-25 | Galvanized Steel
EASTSIDE AMOCO | 302 E BOUNDARY ST | AUGUSTA | Richmond | 1210061 | 3 | [5 empty] | Removed from Ground | Gas (Historical Use) | 2000 | Bare Steel | 1954-05-10 | 1999-01-01 | Galvanized Steel | Suction (American)
FORMER FINA #134-6790-709 | 2106 PEACH ORCHARD RD | AUGUSTA | Richmond | 9000601 | 4 | [5 empty] | Removed from Ground | Gas (Historical Use) | 3000 | Bare Steel | 1956-04-30 | 1989-10-31 | Galvanized Steel
FORMER FINA #134-6790-709 | 2106 PEACH ORCHARD RD | AUGUSTA | Richmond | 9000601 | 5 | [5 empty] | Removed from Ground | Diesel | 10000 | Bare Steel | 1980-04-24 | 1989-10-31 | Galvanized Steel
WASTE MANAGEMENT OF AUGUSTA AIKE | 208 PREP PHILLIPS DR | AUGUSTA | Richmond | 9000359 | 3 | Flapper Valve | 1989-11-01 | FALSE | 1989-11-01 | FALSE | Currently in Use | Diesel | 10000 | Fiberglass | 1989-01-01 |  | Fiberglass Reinforced Plastic | Safe Suction (Euro)
ST SERVICES | 209 SANDBAR FERRY RD | AUGUSTA | Richmond | 9000440 | 5 | [5 empty] | Closed in Ground | Gas (Historical Use) | 2000 | Not Marked/Unknown | 1998-12-07 | 1998-12-07 | Not Marked
RYDER TRUCK RENTAL INC | 315 HALE ST | AUGUSTA | Richmond | 9000414 | 4 |  |  | TRUE |  | TRUE | Removed from Ground | Used Oil | 500 | Marked Unknown | 1961-01-01 | 1989-10-01 | Unknown
GAS EXPRESS #288 | 912 WALTON WAY | AUGUSTA | Richmond | 9000068 | 8 |  | 2003-05-07 | FALSE | 2003-05-07 | FALSE | Currently in Use | Regular | 12000 | Composite | 2003-05-07 |  | Fiberglass Reinforced Plastic | Pressurized
GAS EXPRESS #288 | 912 WALTON WAY | AUGUSTA | Richmond | 9000068 | 9 |  | 2003-05-07 | FALSE | 2003-05-07 | FALSE | Currently in Use | Premium | 8000 | Composite | 2003-05-07 |  | Fiberglass Reinforced Plastic | Pressurized
GAS EXPRESS #288 | 912 WALTON WAY | AUGUSTA | Richmond | 9000068 | 6 |  | 1988-08-01 |  | 1988-08-01 |  | Removed from Ground | Gas (Historical Use) | 10000 | Cathodically Protected Steel | 1988-08-01 | 2003-04-25 | Fiberglass Reinforced Plastic | Pressurized
SEARLE | 1750 LOVERS LANE | AUGUSTA | Richmond | 9121032 | 04-105 | [5 empty] | Removed from Ground | Hazardous Substance | 10000 | Bare Steel | 1982-06-01 | 1995-09-26 | Bare Steel | Safe Suction (Euro)
SEARLE | 1750 LOVERS LANE | AUGUSTA | Richmond | 9121032 | 03-115 | [5 empty] | Removed from Ground | Hazardous Substance | 15000 | Bare Steel | 1982-06-01 | 1994-11-01 | Bare Steel | Safe Suction (Euro)
FORMER FINA #134-6790-709 | 2106 PEACH ORCHARD RD | AUGUSTA | Richmond | 9000601 | 8 |  |  | TRUE |  | TRUE | Removed from Ground | Used Oil | 600 | Bare Steel | 1959-04-30 | 1989-10-31 | Galvanized Steel
FORMER FINA #134-6790-709 | 2106 PEACH ORCHARD RD | AUGUSTA | Richmond | 9000601 | 6 | [5 empty] | Removed from Ground | Diesel | 10000 | Bare Steel | 1980-04-24 | 1989-10-31 | Galvanized Steel
GARRENS CORNER BP | 203 THIRTEENTH ST @ BROAD ST | AUGUSTA | Richmond | 9000075 | 6 | [5 empty] | Removed from Ground | Gas (Historical Use) | 10000 | Fiberglass | 1988-11-14 | 1997-11-01 | Fiberglass Reinforced Plastic | Pressurized
GARRENS CORNER BP | 203 THIRTEENTH ST @ BROAD ST | AUGUSTA | Richmond | 9000075 | 8 |  |  | TRUE |  | TRUE | Permanently Out of Use - historical purposes | Used Oil | 550 | Not Marked/Unknown |  | 1899-12-31 | Not Marked
GAS EXPRESS #288 | 912 WALTON WAY | AUGUSTA | Richmond | 9000068 | 4 | [5 empty] | Removed from Ground | Gas (Historical Use) | 5000 | Bare Steel | 1961-05-07 | 1899-12-31 | Galvanized Steel
GAS EXPRESS #288 | 912 WALTON WAY | AUGUSTA | Richmond | 9000068 | 5 |  | 1988-08-01 |  | 1988-08-01 |  | Removed from Ground | Gas (Historical Use) | 10000 | Cathodically Protected Steel | 1988-08-01 | 2003-04-25 | Fiberglass Reinforced Plastic | Pressurized
SUPER EXPRESS 2 | 1502 CENTRAL AVE | AUGUSTA | Richmond | 9000059 | 2 | [5 empty] | Removed from Ground | Gas (Historical Use) | 10000 | Bare Steel | 1976-05-03 | 1899-12-31 | Galvanized Steel
CIRCLE K #2705372 | 1488 REYNOLDS ST | AUGUSTA | Richmond | 9121036 | 1 |  | 1992-01-01 | FALSE | 1992-01-01 | FALSE | Currently in Use | Regular | 12000 | Galvanic (STIP-3) | 1992-01-01 |  | Fiberglass Reinforced Plastic | Pressurized
SEARLE | 1750 LOVERS LANE | AUGUSTA | Richmond | 9121032 | 04-101 | [5 empty] | Removed from Ground | Hazardous Substance | 10000 | Bare Steel | 1982-06-01 | 1995-11-21 | Bare Steel | Safe Suction (Euro)
SEARLE | 1750 LOVERS LANE | AUGUSTA | Richmond | 9121032 | 03-138 | [5 empty] | Removed from Ground | Hazardous Substance | 7900 | Bare Steel | 1982-06-01 | 1994-06-01 | Bare Steel | Safe Suction (Euro)
SEARLE | 1750 LOVERS LANE | AUGUSTA | Richmond | 9121032 | 03-137 | [5 empty] | Removed from Ground | Hazardous Substance | 7900 | Bare Steel | 1982-06-01 | 1994-08-01 | Bare Steel | Safe Suction (Euro)
JOHNSON MOTOR CO OF GA | 1122 WALTON WAY | AUGUSTA | Richmond | 9000630 | 2 |  |  | TRUE |  | TRUE | Removed from Ground | Used Oil | 500 | Bare Steel | 1966-04-26 | 1899-12-31 | Galvanized Steel
GARRENS CORNER BP | 203 THIRTEENTH ST @ BROAD ST | AUGUSTA | Richmond | 9000075 | 2 | [5 empty] | Permanently Out of Use - historical purposes | Gas (Historical Use) | 10000 | Bare Steel | 1961-05-07 | 1899-12-31 | Galvanized Steel
SUPER EXPRESS 2 | 1502 CENTRAL AVE | AUGUSTA | Richmond | 9000059 | 9 | Flapper Valve | 1990-04-01 | FALSE | 1990-04-01 | FALSE | Currently in Use | Premium | 10000 | Fiberglass | 1990-04-01 |  | Fiberglass Reinforced Plastic | Pressurized
SUPER EXPRESS 2 | 1502 CENTRAL AVE | AUGUSTA | Richmond | 9000059 | 8 |  | 1990-04-01 | FALSE | 1990-04-01 | FALSE | Currently in Use | Regular | 10000 | Fiberglass | 1990-04-01 |  | Fiberglass Reinforced Plastic | Pressurized
SUPER EXPRESS 2 | 1502 CENTRAL AVE | AUGUSTA | Richmond | 9000059 | 6 | [5 empty] | Removed from Ground | Gas (Historical Use) | 4000 | Bare Steel | 1971-05-05 | 1899-12-31 | Galvanized Steel
SEARLE | 1750 LOVERS LANE | AUGUSTA | Richmond | 9121032 | 04-123 | [5 empty] | Removed from Ground | Hazardous Substance | 20000 | Bare Steel | 1982-06-01 | 1899-12-31 | Bare Steel | Safe Suction (Euro)
SEARLE | 1750 LOVERS LANE | AUGUSTA | Richmond | 9121032 | 04-116 | [5 empty] | Removed from Ground | Hazardous Substance | 10000 | Bare Steel | 1982-06-01 | 1995-10-09 | Bare Steel | Safe Suction (Euro)
SEARLE | 1750 LOVERS LANE | AUGUSTA | Richmond | 9121032 | 04-106 | [5 empty] | Removed from Ground | Hazardous Substance | 10000 | Bare Steel | 1982-06-01 | 1995-08-29 | Bare Steel | Safe Suction (Euro)
SOUTHERN BEVERAGE PACKERS INC | 1891 OLD SAVANNAH RD | AUGUSTA | Richmond | 9121026 | 1 | [5 empty] | Removed from Ground | Gas (Historical Use) | 2000 | Marked Unknown | 1978-01-01 | 1991-01-01 | Unknown
Short Stop | 1714 FIFTEENTH ST | AUGUSTA | Richmond | 9121050 | 7 | Flapper Valve | 1988-01-01 |  | 1988-01-01 |  | Currently in Use | Kerosene | 10000 | Composite | 1988-01-01 |  | Fiberglass Reinforced Plastic | Pressurized
SEARLE | 1750 LOVERS LANE | AUGUSTA | Richmond | 9121032 | 03-119 | [5 empty] | Removed from Ground | Hazardous Substance | 20000 | Bare Steel | 1982-06-01 | 1994-09-01 | Bare Steel | Safe Suction (Euro)
SEARLE | 1750 LOVERS LANE | AUGUSTA | Richmond | 9121032 | 4101 | [5 empty] | Removed from Ground | Hazardous Substance | 10000 | Not Marked/Unknown |  | 1899-12-31 | Not Marked
SEARLE | 1750 LOVERS LANE | AUGUSTA | Richmond | 9121032 | 04-113 | [5 empty] | Removed from Ground | Hazardous Substance | 10000 | Bare Steel | 1982-06-01 | 1899-12-31 | Bare Steel | Safe Suction (Euro)
SHORT STOP #1 | 2159 MARTIN LUTHER KING JR BLVD | AUGUSTA | Richmond | 9121009 | 4 | Flapper Valve | 1995-06-01 | FALSE | 1995-06-01 | FALSE | Removed from Ground | Kerosene | 1000 | Composite | 1995-06-01 |  | Fiberglass Reinforced Plastic | Safe Suction (Euro)
BELLSOUTH TELECOM/AGSTGASA R6503 | 1574 SUNSET AVE | AUGUSTA | Richmond | 1210224 | 2 | [5 empty] | Removed from Ground | Gas (Historical Use) | 10000 | Bare Steel | 1978-01-03 | 1990-12-03 | Galvanized Steel | Pressurized
CIRCLE K #2705339 | 1 E BOUNDARY ST | AUGUSTA | Richmond | 1210252 | 1 |  | 1995-09-12 |  | 1995-09-12 |  | Removed from Ground | Gas (Historical Use) | 10000 | Steel-Impressed Current | 1983-04-22 | 2005-04-11 | Cathodically Protected | Pressurized
CIRCLE K #2705339 | 1 E BOUNDARY ST | AUGUSTA | Richmond | 1210252 | 4 |  | 1995-09-12 |  | 1995-09-12 |  | Removed from Ground | Kerosene | 10000 | Steel-Impressed Current | 1983-04-22 | 2005-04-11 | Cathodically Protected | Pressurized
ROADWAY EXPRESS INC | 725 LANEY WALKER BLVD EXT | AUGUSTA | Richmond | 1210179 | 1 | [5 empty] | Removed from Ground | Diesel | 10000 | Bare Steel | 1975-03-01 | 1996-12-01 | Unknown | Safe Suction (Euro)
RICHMOND SUPPLY CO | 700 7TH ST | AUGUSTA | Richmond | 1210076 | 1 | [5 empty] | Removed from Ground | Empty | 1000 | Bare Steel | 1976-05-04 | 1988-09-03 | Galvanized Steel
RED LION TEXACO | 1934 WALTON WAY | AUGUSTA | Richmond | 1210278 | 3 | [5 empty] | Removed from Ground | Gas (Historical Use) | 4000 | Bare Steel | 1963-05-13 | 1997-03-25 | Galvanized Steel | Pressurized
RYDER TRUCK RENTAL 1504 | 710 LANEY WALKER BLVD EXT | AUGUSTA | Richmond | 1210309 | 3 |  |  | TRUE |  | TRUE | Removed from Ground | Empty | 550 |  | 1988-06-15 | 1994-04-01 | Fiberglass Reinforced Plastic
COLORCRAFT CORP | 626 13TH ST | AUGUSTA | Richmond | 1210321 | 1 | [5 empty] | Removed from Ground | Gas (Historical Use) | 4000 | Bare Steel | 1979-02-21 | 1988-01-01 | Galvanized Steel
PETER H CRAIG ELEM SCHOOL | 400 HALE ST | AUGUSTA | Richmond | 1210352 | 1 | [5 empty] | Closed in Ground | Empty | 6000 | Bare Steel | 1977-01-01 | 1977-01-01 | Galvanized Steel
UPS AUGUSTA (UST) | 2921 MIXON CT | AUGUSTA | Richmond | 1210097 | 4 |  |  | TRUE |  | TRUE | Removed from Ground | Used Oil | 500 | Bare Steel | 1970-05-09 | 1987-06-01
EASTSIDE AMOCO | 302 E BOUNDARY ST | AUGUSTA | Richmond | 1210061 | 2 | [5 empty] | Removed from Ground | Empty | 2000 | Bare Steel | 1954-05-10 | 1988-12-10 | Galvanized Steel
GARRENS CORNER BP | 203 THIRTEENTH ST @ BROAD ST | AUGUSTA | Richmond | 9000075 | 5 | [5 empty] | Removed from Ground | Gas (Historical Use) | 10000 | Fiberglass | 1988-11-14 | 1997-11-01 | Fiberglass Reinforced Plastic | Pressurized
GARRENS CORNER BP | 203 THIRTEENTH ST @ BROAD ST | AUGUSTA | Richmond | 9000075 | 4 |  |  | TRUE |  | TRUE | Permanently Out of Use - historical purposes | Used Oil | 285 | Not Marked/Unknown | 1961-05-07 | 1899-12-31 | Galvanized Steel
GARRENS CORNER BP | 203 THIRTEENTH ST @ BROAD ST | AUGUSTA | Richmond | 9000075 | 7 | [5 empty] | Removed from Ground | Gas (Historical Use) | 10000 | Fiberglass | 1988-11-14 | 1997-11-01 | Fiberglass Reinforced Plastic | Pressurized
PLANT #2 | SCOTT NIXON RD | AUGUSTA | Richmond | 9121038 | 1 | [5 empty] | Removed from Ground | Diesel | 1000 | Not Marked/Unknown | 1988-12-12 | 1988-12-12 | Not Marked
GA | NEW SAVANNAH RD | AUGUSTA | Richmond | 1210117 | 1 | [5 empty] | Removed from Ground | Empty | 10000 | Bare Steel | 1968-05-10 | 1989-12-16 | Cathodically Protected
DSM CHEMICALS | 1 COLUMBIA NITROGEN DR | AUGUSTA | Richmond | 1210012 | 1 |  |  | TRUE |  | TRUE | Removed from Ground | Used Oil | 550 | Bare Steel | 1981-03-20 | 1992-12-21 | Galvanized Steel
GELCO TRUCK LEASING | 525 LANEY WALKER BLVD | AUGUSTA | Richmond | 1210024 | 3 |  |  | TRUE |  | TRUE | Removed from Ground | Used Oil | 1000 | Bare Steel | 1982-01-01 | 1989-06-14 | Galvanized Steel
TRAILWAYS INC | 638 GREENE ST | AUGUSTA | Richmond | 1210001 | 1 | [5 empty] | Removed from Ground | Diesel | 8000 | Bare Steel | 1965-04-19 | 1989-05-15 | Bare Steel
SEABOARD RR/DIESEL SHOP | 1507 JORDAN RD | AUGUSTA | Richmond | 1210305 | 2 | [5 empty] | Removed from Ground | Diesel | 500 | Marked Unknown | 1993-02-09 | 1993-02-09 | Unknown
POP SHOP | 1738 OLD SAVANNAH RD | AUGUSTA | Richmond | 1210218 | 2 |  | 2000-01-29 |  | 2000-01-29 |  | Closed in Ground | Gas (Historical Use) | 8000 | Galvanic (STIP-3) | 1986-01-01 | 2002-07-25 | Cathodically Protected | Pressurized
GA0003 1713 MARTIN LUTHER KING | 1713 MARTIN LUTHER KING BLVD | AUGUSTA | Richmond | 1210154 | 4 | Flapper Valve | 1988-08-10 | FALSE | 1988-08-10 | FALSE | Currently in Use | Regular | 10000 | Galvanic (STIP-3) | 1988-08-10 |  | Fiberglass Reinforced Plastic | Pressurized
GA0003 1713 MARTIN LUTHER KING | 1713 MARTIN LUTHER KING BLVD | AUGUSTA | Richmond | 1210154 | 1 | [5 empty] | Removed from Ground | Gas (Historical Use) | 8000 | Bare Steel | 1976-05-03 | 1899-12-31 | Galvanized Steel
COLISEUM AMOCO | 620 WALTON WAY | AUGUSTA | Richmond | 1210062 | UNLEAD | [5 empty] | Removed from Ground | Gas (Historical Use) | 8000 | Bare Steel | 1978-05-04 | 1899-12-31 | Galvanized Steel
PARK RITE PARKING | 845 REYNOLDS ST | AUGUSTA | Richmond | 1210050 | 2 | [5 empty] | Removed from Ground | Empty | 1000 | Bare Steel | 1966-05-10 | 1989-05-12 | Galvanized Steel
Short Stop | 1714 FIFTEENTH ST | AUGUSTA | Richmond | 9121050 | 4 | Ball Float | 1988-01-01 |  | 1988-01-01 |  | Currently in Use | Gas (Historical Use) | 10000 | Composite | 1988-01-01 |  | Fiberglass Reinforced Plastic | Pressurized
Short Stop | 1714 FIFTEENTH ST | AUGUSTA | Richmond | 9121050 | 5 | Ball Float | 1988-01-01 |  | 1988-01-01 |  | Currently in Use | Gas (Historical Use) | 10000 | Composite | 1988-01-01 |  | Fiberglass Reinforced Plastic | Pressurized
AUGUSTA STATE FARMERS MARKET | 1150 5TH ST ON WALTON ST SIDE | AUGUSTA | Richmond | 9121123 | 1 | [5 empty] | Removed from Ground | Gas (Historical Use) | 2500 | Not Marked/Unknown | 1972-01-01 | 2007-10-04 | Not Marked
HOUGHTON ELEMENTARY SCHOOL | 333 GREENE STREET | AUGUSTA | Richmond | 9121196 | 1 | [5 empty] | Removed from Ground | Other | 10000 | Not Marked/Unknown | 1997-07-17 | 1997-07-17 | Not Marked
MAXWELL HOUSE APARTMENTS | 1002 GREEN ST | AUGUSTA | Richmond | 9121083 | 1 | [5 empty] | Currently in Use | Diesel | 10000 | Marked Unknown |  |  | Unknown
SHORT STOP #1 | 2159 MARTIN LUTHER KING JR BLVD | AUGUSTA | Richmond | 9121009 | 1 | Ball Float | 1991-06-01 | FALSE | 1991-06-01 | FALSE | Removed from Ground | Gas (Historical Use) | 10000 | Composite | 1991-06-01 |  | Fiberglass Reinforced Plastic | Pressurized
FAST GAS | 1499 GORDON HWY | AUGUSTA | Richmond | 9121023 | 4 | Ball Float | 1988-06-01 | FALSE | 1988-06-01 | FALSE | Temporarily out of use | Gas (Historical Use) | 4000 | STIP-3/Impressed Current | 1988-06-01 |  | Fiberglass Reinforced Plastic | Pressurized
FLORIDA ROCK & TANK LINES | 1814 CARMICHAEL DR | AUGUSTA | Richmond | 9121140 | T1 | Flapper Valve | 1998-08-19 |  | 1990-12-01 |  | Currently in Use | Diesel | 6000 | Composite | 1990-12-01 |  | Fiberglass Reinforced Plastic | Safe Suction (Euro)
SPRINT 712 | 2480 CROSSCREEK ROAD | AUGUSTA | Richmond | 9081028 | 4B |  | 2000-04-12 | FALSE | 2000-04-12 | FALSE | Currently in Use | Diesel | 6000 | Fiberglass | 2000-04-12 |  | Fiberglass Reinforced Plastic | Pressurized
MERRY BROTHERS BRICK | 1630 ARTHERN RD | AUGUSTA | Richmond | 1210118 | 1 | [5 empty] | Removed from Ground | Gas (Historical Use) | 8000 | Bare Steel | 1961-05-12 | 1990-05-21 | Galvanized Steel
MERRY COMPANIES INC TRUCKING SHO | NEW SAVANNAH RD | AUGUSTA | Richmond | 1210119 | 2 | [5 empty] | Removed from Ground | Gas (Historical Use) | 4000 | Bare Steel | 1978-05-08 | 1993-11-16 | Galvanized Steel
PLANT #1 | 1310 WALKER ST | AUGUSTA | Richmond | 1210292 | 1 | [5 empty] | Removed from Ground | Diesel | 1000 | Bare Steel | 1960-05-14 | 1988-12-08 | Galvanized Steel
PONTIAC MASTER AUTO SERVICE INC | 1027 TELFAIR ST | AUGUSTA | Richmond | 1210293 | 6 |  |  | TRUE |  | TRUE | Removed from Ground | Used Oil | 1000 | Marked Unknown | 1949-05-17 | 1991-08-10 | Unknown
SMILE GAS #106 | 545 SANDBAR FERRY RD | AUGUSTA | Richmond | 1210053 | 1 |  | 1990-12-05 |  | 1990-12-05 |  | Removed from Ground | Gas (Historical Use) | 10000 | Bare Steel | 1976-05-07 | 1997-04-16 | Fiberglass Reinforced Plastic | Pressurized
EASTSIDE AMOCO | 302 E BOUNDARY ST | AUGUSTA | Richmond | 1210061 | 6 |  |  | TRUE |  | TRUE | Removed from Ground | Used Oil | 550 | Bare Steel | 1954-05-10 | 1999-01-01 | Galvanized Steel
FORMER FINA #134-6790-709 | 2106 PEACH ORCHARD RD | AUGUSTA | Richmond | 9000601 | 1 | [5 empty] | Removed from Ground | Gas (Historical Use) | 3000 | Bare Steel | 1956-04-30 | 1989-10-31 | Galvanized Steel
FORMER FINA #134-6790-709 | 2106 PEACH ORCHARD RD | AUGUSTA | Richmond | 9000601 | 7 | [5 empty] | Removed from Ground | Gas (Historical Use) | 3000 | Bare Steel | 1970-04-27 | 1989-10-31 | Galvanized Steel
GARRENS CORNER BP | 203 THIRTEENTH ST @ BROAD ST | AUGUSTA | Richmond | 9000075 | 1 | [5 empty] | Permanently Out of Use - historical purposes | Gas (Historical Use) | 10000 | Bare Steel | 1961-05-07 | 1899-12-31 | Galvanized Steel
GAS EXPRESS #288 | 912 WALTON WAY | AUGUSTA | Richmond | 9000068 | 3 | [5 empty] | Removed from Ground | Gas (Historical Use) | 5000 | Bare Steel | 1961-05-07 | 1899-12-31 | Galvanized Steel
SUPER EXPRESS #11 | 1237 GORDON HWY | AUGUSTA | Richmond | 1210275 | 6 | [5 empty] | Removed from Ground | Gas (Historical Use) | 3000 | Bare Steel | 1981-05-08 | 1998-04-21 | Galvanized Steel | Safe Suction (Euro)
SUPER EXPRESS #11 | 1237 GORDON HWY | AUGUSTA | Richmond | 1210275 | 8 | [5 empty] | Removed from Ground | Hazardous Substance | 3000 | Bare Steel | 1966-05-12 | 1998-04-21 | Galvanized Steel | Safe Suction (Euro)
BODIES SHELL | 306 THIRTEENTH ST | AUGUSTA | Richmond | 1210284 | 6 | Flapper Valve | 1997-09-17 |  | 1997-09-17 |  | Currently in Use | Diesel | 6000 | Composite | 1997-09-17 |  | Double Walled | Pressurized
CONAGRA FEED CO INC | 980 MOLLY POND RD | AUGUSTA | Richmond | 1210319 | 2 | [5 empty] | Removed from Ground | Diesel | 10000 | Bare Steel | 1983-02-11 | 1995-05-09 | Galvanized Steel
BELLSOUTH TELECOM/AGSTGASA R6503 | 1574 SUNSET AVE | AUGUSTA | Richmond | 1210224 | 1 |  |  | TRUE |  | TRUE | Removed from Ground | Used Oil | 550 | Bare Steel | 1978-01-03 | 1990-12-03 | Galvanized Steel | Gravity Fed
CIRCLE K #2705339 | 1 E BOUNDARY ST | AUGUSTA | Richmond | 1210252 | 3 |  | 1995-09-12 |  | 1995-09-12 |  | Removed from Ground | Gas (Historical Use) | 10000 | Steel-Impressed Current | 1983-04-22 | 2005-04-11 | Cathodically Protected | Pressurized
AUGUSTA TRANSPORTATION INC | 940 MOLLY POND RD | AUGUSTA | Richmond | 1210152 | 2 | Flapper Valve | 1993-07-11 | FALSE | 1993-07-11 | FALSE | Currently in Use | Diesel | 12000 | Fiberglass Double Walled | 1993-07-08 |  | Double-Walled Fiberglass | Suction (American)
WALTON WAY PLANT | 602 WALTON WAY | AUGUSTA | Richmond | 1210073 | 1 | [5 empty] | Removed from Ground | Empty | 550 | Bare Steel | 1971-05-06 | 1988-09-03 | Galvanized Steel
CIRCLE K #2705372 | 1488 REYNOLDS ST | AUGUSTA | Richmond | 9121036 | 2 |  | 1992-01-01 | FALSE | 1992-01-01 | FALSE | Currently in Use | Regular | 12000 | Galvanic (STIP-3) | 1992-01-01 |  | Fiberglass Reinforced Plastic | Pressurized
SEARLE | 1750 LOVERS LANE | AUGUSTA | Richmond | 9121032 | 04-114 | [5 empty] | Removed from Ground | Hazardous Substance | 10000 | Bare Steel | 1982-06-01 | 1899-12-31 | Bare Steel | Safe Suction (Euro)
SEARLE | 1750 LOVERS LANE | AUGUSTA | Richmond | 9121032 | 03-114 | [5 empty] | Removed from Ground | Hazardous Substance | 20000 | Bare Steel | 1982-06-01 | 1994-08-01 | Bare Steel | Safe Suction (Euro)
SEARLE | 1750 LOVERS LANE | AUGUSTA | Richmond | 9121032 | 03-113 | [5 empty] | Removed from Ground | Hazardous Substance | 20000 | Bare Steel | 1982-06-01 | 1994-08-01 | Bare Steel | Safe Suction (Euro)
SEARLE | 1750 LOVERS LANE | AUGUSTA | Richmond | 9121032 | 4102 | [5 empty] | Removed from Ground | Hazardous Substance | 10000 | Not Marked/Unknown |  | 1899-12-31 | Not Marked
ST SERVICES | 209 SANDBAR FERRY RD | AUGUSTA | Richmond | 9000440 | 6 | [5 empty] | Removed from Ground | Other | 10000 | Fiberglass | 1981-01-01 | 1997-04-01 | Not Marked | Pressurized
SEARLE | 1750 LOVERS LANE | AUGUSTA | Richmond | 9121032 | 03-121 | [5 empty] | Removed from Ground | Hazardous Substance | 7900 | Bare Steel | 1982-06-01 | 1994-10-01 | Bare Steel | Safe Suction (Euro)
SEARLE | 1750 LOVERS LANE | AUGUSTA | Richmond | 9121032 | 04-124 | [5 empty] | Removed from Ground | Hazardous Substance | 10000 | Bare Steel | 1982-06-01 | 1899-12-31 | Bare Steel | Safe Suction (Euro)
Short Stop | 1714 FIFTEENTH ST | AUGUSTA | Richmond | 9121050 | 6 | Ball Float | 1988-01-01 |  | 1988-01-01 |  | Currently in Use | Gas (Historical Use) | 10000 | Composite | 1988-01-01 |  | Fiberglass Reinforced Plastic | Pressurized
BODIES SHELL | 306 THIRTEENTH ST | AUGUSTA | Richmond | 1210284 | 3 | [5 empty] | Removed from Ground | Gas (Historical Use) | 3000 | Bare Steel | 1966-05-12 | 1997-04-29 | Galvanized Steel | Suction (American)
KOGER-WALTERS OIL CO INC | 820 TWIGGS ST | AUGUSTA | Richmond | 1210057 | 1 | [5 empty] | Removed from Ground | Gas (Historical Use) | 550 | Bare Steel | 1980-05-03 | 1995-07-03 | Galvanized Steel | Suction (American)
COLISEUM AMOCO | 620 WALTON WAY | AUGUSTA | Richmond | 1210062 | REG | [5 empty] | Removed from Ground | Gas (Historical Use) | 8000 | Bare Steel | 1978-05-04 | 1899-12-31 | Galvanized Steel
WASTE MANAGEMENT OF AUGUSTA AIKE | 208 PREP PHILLIPS DR | AUGUSTA | Richmond | 9000359 | 1 | [5 empty] | Removed from Ground | Gas (Historical Use) | 1000 | Bare Steel |  | 1899-12-31 | Galvanized Steel
ST SERVICES | 209 SANDBAR FERRY RD | AUGUSTA | Richmond | 9000440 | 2 | [5 empty] | Removed from Ground | Other | 2000 | Fiberglass | 1981-01-01 | 1986-01-01 | Not Marked
SOUTHERN BEVERAGE PACKERS INC | 1891 OLD SAVANNAH RD | AUGUSTA | Richmond | 9121026 | 2 | [5 empty] | Removed from Ground | Diesel | 2000 | Marked Unknown | 1978-01-01 | 1991-01-01 | Unknown
FPL FOOD LLC | 1301 NEW SAVANNAH RD | AUGUSTA | Richmond | 9121204 | 1 | Flapper Valve | 1998-02-28 | FALSE | 1998-02-28 | FALSE | Currently in Use | Diesel | 10000 | Composite | 1998-02-28 |  | Fiberglass Reinforced Plastic | Safe Suction (Euro)
BORDEN INC | 914 TELFAIR ST | AUGUSTA | Richmond | 1210418 | 4 |  |  | TRUE |  | TRUE | Removed from Ground | Used Oil | 560 | Bare Steel | 1979-01-01 | 1990-06-21 | Galvanized Steel
BORDEN INC | 914 TELFAIR ST | AUGUSTA | Richmond | 1210418 | 5 | [5 empty] | Removed from Ground | Gas (Historical Use) | 10000 | Bare Steel | 1978-01-01 | 1990-06-21 | Galvanized Steel
BORDEN INC | 914 TELFAIR ST | AUGUSTA | Richmond | 1210418 | 7 | [5 empty] | Removed from Ground | Gas (Historical Use) | 1000 | Bare Steel | 1955-01-01 | 1990-06-21 | Galvanized Steel
SOUTHERN ROOFING & INSULATING CO | 811 5TH ST | AUGUSTA | Richmond | 1210371 | 1 | [5 empty] | Removed from Ground | Gas (Historical Use) | 2000 | Bare Steel | 1966-03-03 | 1995-10-30 | Galvanized Steel
SUPER EXPRESS 2 | 1502 CENTRAL AVE | AUGUSTA | Richmond | 9000059 | 3 | [5 empty] | Removed from Ground | Gas (Historical Use) | 4000 | Bare Steel | 1971-05-05 | 1899-12-31 | Galvanized Steel
SEARLE | 1750 LOVERS LANE | AUGUSTA | Richmond | 9121032 | 03-133 | [5 empty] | Removed from Ground | Hazardous Substance | 7900 | Bare Steel | 1982-06-01 | 1994-07-01 | Bare Steel | Safe Suction (Euro)
SEARLE | 1750 LOVERS LANE | AUGUSTA | Richmond | 9121032 | 03-124 | [5 empty] | Removed from Ground | Hazardous Substance | 7900 | Bare Steel | 1982-06-01 | 1994-08-01 | Bare Steel | Safe Suction (Euro)
AUGUSTA NET INC | 1439 GREENE ST | AUGUSTA | Richmond | 9121027 | 1 |  | 1989-01-01 |  | 1989-01-01 |  | Removed from Ground | Gas (Historical Use) | 8000 | Cathodically Protected Steel | 1989-01-01 | 2010-05-06 | Fiberglass Reinforced Plastic | Safe Suction (Euro)
SPEED CAR WASH | 1022 WALTON WAY | AUGUSTA | Richmond | 9121053 | 4 | [5 empty] | Removed from Ground | Other | 4000 | Not Marked/Unknown | 1990-01-01 | 1990-01-01 | Not Marked
SPEED CAR WASH | 1022 WALTON WAY | AUGUSTA | Richmond | 9121053 | 5 |  | 1990-01-01 |  | 1990-01-01 |  | Removed from Ground | Gas (Historical Use) | 10000 | Cathodically Protected Steel | 1990-01-01 | 1998-09-22 | Fiberglass Reinforced Plastic | Pressurized
Short Stop | 1714 FIFTEENTH ST | AUGUSTA | Richmond | 9121050 | 3 | [5 empty] | Removed from Ground | Gas (Historical Use) | 10000 | Bare Steel | 1966-04-20 | 1983-03-15 | Bare Steel | Pressurized
AUGUSTA FIRE STATION #1 | 302 WATKINS ST | AUGUSTA | Richmond | 9121100 | DIESEL | [5 empty] | Removed from Ground | Empty | 300 | Bare Steel | 1960-01-01 | 1998-09-15 | Galvanized Steel | Suction (American)
CSX/AUGUSTA YARD/#8 | SW OF LANEY WALKER RD | AUGUSTA | Richmond | 9121069 | 8 | [5 empty] | Removed from Ground | Diesel | 500 | Bare Steel | 1993-02-09 | 1993-02-09 | Bare Steel
RICHMOND CO BOARD OF EDUCATION MAINTENANCE FACILITY | 1781 15TH ST | AUGUSTA | Richmond | 9121173 | 3A | Flapper Valve | 2004-03-01 | FALSE | 2004-03-01 | FALSE | Currently in Use | Gas (Historical Use) | 8000 | Fiberglass Double Walled | 2004-03-01 |  | Double-Walled Fiberglass | Pressurized
YE OLDE GROCERY | 443 BROAD ST | AUGUSTA | Richmond | 9121017 | 1 |  | 1998-02-01 |  | 1998-02-01 |  | Currently in Use | Gas (Historical Use) | 8000 | Galvanic (STIP-3) | 1987-10-01 |  | Fiberglass Reinforced Plastic | Pressurized
BEAM OIL CO DIV OF WITCO CORP | 1271 GORDON HWY | AUGUSTA | Richmond | 9121022 | 3 | [5 empty] | Removed from Ground | Other | 0 | Marked Unknown | 1990-03-27 | 1990-03-27 | Unknown
AUGUSTA STATE FARMERS MARKET | 1150 5TH ST ON WALTON ST SIDE | AUGUSTA | Richmond | 9121123 | 2 | [5 empty] | Removed from Ground | Diesel | 2500 | Not Marked/Unknown | 1972-01-01 | 2007-10-04 | Not Marked
COLISEUM AMOCO | 801 WALTON WAY | AUGUSTA | Richmond | 9121144 | 1 |  | 1987-05-02 | FALSE | 1987-05-02 | FALSE | Removed from Ground | Gas (Historical Use) | 8000 |  | 1987-05-02 | 2018-09-06 | Fiberglass Reinforced Plastic | Pressurized
SPEEDY CAB INC | 711 Laney Walker Blvd | AUGUSTA | Richmond | 1210339 | 5 |  | 1998-08-31 | FALSE | 1998-08-31 | TRUE | Temporarily out of use | Gas (Historical Use) | 8000 | Fiberglass | 1987-01-01 |  | Fiberglass Reinforced Plastic | Pressurized
KOGER-WALTERS OIL CO INC | 820 TWIGGS ST | AUGUSTA | Richmond | 1210057 | 2 | [5 empty] | Removed from Ground | Diesel | 1000 | Bare Steel | 1980-05-03 | 1995-07-03 | Galvanized Steel | Suction (American)
GA0003 1713 MARTIN LUTHER KING | 1713 MARTIN LUTHER KING BLVD | AUGUSTA | Richmond | 1210154 | 2 | [5 empty] | Removed from Ground | Gas (Historical Use) | 8000 | Bare Steel | 1976-05-03 | 1899-12-31 | Galvanized Steel
SEARLE | 1750 LOVERS LANE | AUGUSTA | Richmond | 9121032 | 04-120 | [5 empty] | Removed from Ground | Hazardous Substance | 30000 | Bare Steel | 1982-06-01 | 1995-05-22 | Bare Steel | Safe Suction (Euro)
SEARLE | 1750 LOVERS LANE | AUGUSTA | Richmond | 9121032 | 03-141 | [5 empty] | Removed from Ground | Hazardous Substance | 7900 | Bare Steel | 1982-06-01 | 1994-06-01 | Bare Steel | Safe Suction (Euro)
SEARLE | 1750 LOVERS LANE | AUGUSTA | Richmond | 9121032 | 03-120 | [5 empty] | Removed from Ground | Hazardous Substance | 20000 | Bare Steel | 1982-06-01 | 1994-06-01 | Bare Steel | Safe Suction (Euro)
SOUTHERN BEVERAGE PACKERS INC | 1891 OLD SAVANNAH RD | AUGUSTA | Richmond | 9121026 | 3 | [5 empty] | Removed from Ground | Diesel | 1000 | Marked Unknown | 1978-01-01 | 1991-01-01 | Unknown
SPEED CAR WASH | 1022 WALTON WAY | AUGUSTA | Richmond | 9121053 | 1 | [5 empty] | Removed from Ground | Other | 2000 | Not Marked/Unknown | 1990-01-01 | 1990-01-01 | Not Marked
RICHMOND CO BOARD OF EDUCATION MAINTENANCE FACILITY | 1781 15TH ST | AUGUSTA | Richmond | 9121173 | 2 | [5 empty] | Removed from Ground | Diesel | 1060 | Marked Unknown | 1985-01-01 | 1985-01-01 | Unknown
NATIONAL LINEN SVC | 1825 OLD SAVANNAH RD | AUGUSTA | Richmond | 1210296 | 1 | [5 empty] | Removed from Ground | Gas (Historical Use) | 7000 | Bare Steel | 1964-05-12 | 1992-03-15 | Galvanized Steel
RYDER TRUCK RENTAL 1504 | 710 LANEY WALKER BLVD EXT | AUGUSTA | Richmond | 1210309 | 1 | Flapper Valve | 1997-09-04 | FALSE | 1997-09-04 | FALSE | Removed from Ground | Diesel | 12000 | Fiberglass Double Walled | 1988-05-08 |  | Fiberglass Reinforced Plastic | Pressurized
MODERN WELDING CO | 300 PREP PHILLIPS DR | AUGUSTA | Richmond | 1210338 | 1 | [5 empty] | Removed from Ground | Diesel | 10000 | Bare Steel | 1977-03-05 | 1991-02-28 | Galvanized Steel
LANEY WALKER EXXON | 1136 LANEY WALKER BLVD | AUGUSTA | Richmond | 1210111 | 2 | [5 empty] | Removed from Ground | Gas (Historical Use) | 2000 | Bare Steel | 1963-05-14 | 1993-09-28 | Galvanized Steel
SUPER EXPRESS 2 | 1502 CENTRAL AVE | AUGUSTA | Richmond | 9000059 | 5 | [5 empty] | Removed from Ground | Gas (Historical Use) | 4000 | Bare Steel | 1971-05-05 | 1899-12-31 | Galvanized Steel
SUPER EXPRESS 2 | 1502 CENTRAL AVE | AUGUSTA | Richmond | 9000059 | 4 | [5 empty] | Removed from Ground | Gas (Historical Use) | 4000 | Bare Steel | 1971-05-05 | 1899-12-31 | Galvanized Steel
GA PACIFIC CORP | 999 FIFTH ST | AUGUSTA | Richmond | 4150003 | 1 | [5 empty] | Removed from Ground | Diesel | 10000 | Cathodically Protected Steel | 1984-12-04 | 1995-05-16 | Galvanized Steel
SEARLE | 1750 LOVERS LANE | AUGUSTA | Richmond | 9121032 | 04-107 | [5 empty] | Removed from Ground | Hazardous Substance | 10000 | Bare Steel | 1982-06-01 | 1995-08-18 | Bare Steel | Safe Suction (Euro)
SEARLE | 1750 LOVERS LANE | AUGUSTA | Richmond | 9121032 | 03-123 | [5 empty] | Removed from Ground | Hazardous Substance | 7900 | Bare Steel | 1982-06-01 | 1994-08-01 | Bare Steel | Safe Suction (Euro)
SEARS PROPERTY | 1499 WALTON WAY | AUGUSTA | Richmond | 9000585 | 1 |  |  | TRUE |  | TRUE | Removed from Ground | Used Oil | 0 | Bare Steel | 1961-03-09 | 1899-12-31 | Bare Steel
JOHNSON MOTOR CO OF GA | 1122 WALTON WAY | AUGUSTA | Richmond | 9000630 | 3 | Flapper Valve | 1987-01-01 | FALSE | 1987-01-01 | FALSE | Removed from Ground | Regular | 10000 | Galvanic (STIP-3) | 1987-01-01 |  | Fiberglass Reinforced Plastic | Safe Suction (Euro)
RYDER TRUCK RENTAL INC | 315 HALE ST | AUGUSTA | Richmond | 9000414 | 2 | [5 empty] | Removed from Ground | Gas (Historical Use) | 8000 | Bare Steel | 1961-01-01 | 1989-10-01 | Unknown
RYDER TRUCK RENTAL INC | 315 HALE ST | AUGUSTA | Richmond | 9000414 | 3AST | [5 empty] | Removed from Ground | Diesel | 2000 | Bare Steel | 1979-01-01 | 1989-10-01 | Galvanized Steel
PARK RITE PARKING | 845 REYNOLDS ST | AUGUSTA | Richmond | 1210050 | 1 | [5 empty] | Removed from Ground | Empty | 2000 | Bare Steel | 1966-05-10 | 1989-05-12 | Galvanized Steel
FORMER FINA #134-6790-709 | 2106 PEACH ORCHARD RD | AUGUSTA | Richmond | 9000601 | 3 | [5 empty] | Removed from Ground | Gas (Historical Use) | 3000 | Bare Steel | 1956-04-30 | 1989-10-31 | Galvanized Steel
WASTE MANAGEMENT OF AUGUSTA AIKE | 208 PREP PHILLIPS DR | AUGUSTA | Richmond | 9000359 | 2 | [5 empty] | Removed from Ground | Gas (Historical Use) | 1800 | Bare Steel |  | 1899-12-31 | Galvanized Steel
ST SERVICES | 209 SANDBAR FERRY RD | AUGUSTA | Richmond | 9000440 | 3 | [5 empty] | Removed from Ground | Other | 2000 | Fiberglass | 1981-01-01 | 1986-01-01 | Not Marked
GAS EXPRESS #288 | 912 WALTON WAY | AUGUSTA | Richmond | 9000068 | 7 |  | 1988-08-01 |  | 1988-08-01 |  | Removed from Ground | Gas (Historical Use) | 10000 | Cathodically Protected Steel | 1988-08-01 | 2003-04-25 | Fiberglass Reinforced Plastic | Pressurized
GAS EXPRESS #288 | 912 WALTON WAY | AUGUSTA | Richmond | 9000068 | 1 | [5 empty] | Removed from Ground | Gas (Historical Use) | 8000 | Bare Steel | 1961-05-07 | 1899-12-31 | Galvanized Steel
SEARLE | 1750 LOVERS LANE | AUGUSTA | Richmond | 9121032 | 03-132 | [5 empty] | Removed from Ground | Hazardous Substance | 7900 | Bare Steel | 1982-06-01 | 1994-07-01 | Bare Steel | Safe Suction (Euro)
SPEED CAR WASH | 1022 WALTON WAY | AUGUSTA | Richmond | 9121053 | 3 | [5 empty] | Removed from Ground | Other | 4000 | Not Marked/Unknown | 1990-01-01 | 1990-01-01 | Not Marked
CSX TRANSPORTATION | 5 TH ST & GORDON HWY | AUGUSTA | Richmond | 9121055 | 1 | [5 empty] | Removed from Ground | Gas (Historical Use) | 500 | Marked Unknown | 1992-03-20 | 1992-03-20 | Unknown
SEARLE | 1750 LOVERS LANE | AUGUSTA | Richmond | 9121032 | 03-136 | [5 empty] | Removed from Ground | Hazardous Substance | 7900 | Bare Steel | 1982-06-01 | 1994-08-01 | Bare Steel | Safe Suction (Euro)
SANDYS 4X4 | 628 THIRTEENTH ST | AUGUSTA | Richmond | 9121230 | C | [5 empty] | Removed from Ground | Other | 12000 | Marked Unknown | 2001-12-01 | 2001-12-01 | Unknown
US POSTAL SERVICE VEHICLE MAINTE | 525 EIGHTH ST | AUGUSTA | Richmond | 1210376 | 1 | [5 empty] | Removed from Ground | Gas (Historical Use) | 5000 | Bare Steel | 1974-03-09 | 1992-04-23 | Unknown
City of Augusta/Former Gas Station | 412 Ninth Street | AUGUSTA | Richmond | 10001500 | 3 |  |  | FALSE |  | FALSE | Removed from Ground |  | 2000 | Unknown | 2007-12-18 | 2007-12-18
GARRENS CORNER BP | 203 THIRTEENTH ST @ BROAD ST | AUGUSTA | Richmond | 9000075 | 3 | [5 empty] | Permanently Out of Use - historical purposes | Gas (Historical Use) | 10000 | Bare Steel | 1961-05-07 | 1899-12-31 | Galvanized Steel
SUPER EXPRESS 2 | 1502 CENTRAL AVE | AUGUSTA | Richmond | 9000059 | 10 | Flapper Valve | 1990-04-01 | FALSE | 1990-04-01 | FALSE | Currently in Use | Diesel | 10000 | Fiberglass | 1990-04-01 |  | Fiberglass Reinforced Plastic | Pressurized
SEARLE | 1750 LOVERS LANE | AUGUSTA | Richmond | 9121032 | 03-140 | [5 empty] | Removed from Ground | Hazardous Substance | 7900 | Bare Steel | 1982-06-01 | 1994-06-01 | Bare Steel | Safe Suction (Euro)
DAVIDSON SCHOOL OF FINE ARTS SIT | THIRTEENTH ST | AUGUSTA | Richmond | 9121092 | 1 | [5 empty] | Removed from Ground | Diesel | 2000 | Bare Steel | 1993-11-16 | 1993-11-16 | Bare Steel | Safe Suction (Euro)
SHORT STOP #1 | 2159 MARTIN LUTHER KING JR BLVD | AUGUSTA | Richmond | 9121009 | 3 | Ball Float | 1991-06-01 | FALSE | 1991-06-01 | FALSE | Removed from Ground | Gas (Historical Use) | 10000 | Composite | 1991-06-01 |  | Fiberglass Reinforced Plastic | Pressurized
FAST GAS | 1499 GORDON HWY | AUGUSTA | Richmond | 9121023 | 3 | Ball Float | 1988-06-01 | FALSE | 1988-06-01 | FALSE | Currently in Use | Diesel | 8000 | STIP-3/Impressed Current | 1988-06-01 |  | Fiberglass Reinforced Plastic | Pressurized
RICHMOND CO BOARD OF EDUCATION MAINTENANCE FACILITY | 1781 15TH ST | AUGUSTA | Richmond | 9121173 | 1 | [5 empty] | Removed from Ground | Gas (Historical Use) | 1060 | Marked Unknown | 1985-01-01 | 1985-01-01 | Unknown
Piedmont Augusta | 1350 WALTON WAY | AUGUSTA | Richmond | 9121219 | 2 | [5 empty] | Removed from Ground | Diesel | 1000 | Marked Unknown | 1999-09-01 | 1999-09-01 | Unknown
SANDYS 4X4 | 628 THIRTEENTH ST | AUGUSTA | Richmond | 9121230 | A | [5 empty] | Removed from Ground | Other | 12000 | Marked Unknown | 2001-12-01 | 2001-12-01 | Unknown
T HARRY GARRETT ELEM SCHOOL | 1100 EISENHOWER DR | AUGUSTA | Richmond | 1210382 | 1 | [5 empty] | Removed from Ground | Empty | 6000 | Bare Steel | 1977-01-01 | 1997-07-01 | Galvanized Steel
RACEWAY #703 | 3309 PEACH ORCHARD RD | AUGUSTA | Richmond | 1210300 | 3 |  | 1982-01-01 | FALSE | 1982-01-01 | FALSE | Removed from Ground | Empty | 11300 | Fiberglass | 1982-05-09 | 2017-12-10 | Fiberglass Reinforced Plastic | Pressurized
RaceWay #921 - Deans Bridge | 3224 DEANS BRIDGE RD | AUGUSTA | Richmond | 1210301 | 4 |  | 1989-01-01 |  | 1989-01-01 |  | Removed from Ground | Diesel | 11300 | Fiberglass | 1989-05-09 | 2004-10-13 | Fiberglass Reinforced Plastic
FORMER GENERAL TIRE STORE | 1165 BROAD ST | AUGUSTA | Richmond | 9121235 | 6 | [5 empty] | Removed from Ground | Used Oil | 550 | Bare Steel | 1991-07-01 | 1991-07-01 | Bare Steel | Gravity Fed
Piedmont Augusta | 1350 WALTON WAY | AUGUSTA | Richmond | 9121219 | 4 | Overfill Alarm | 2006-11-27 | FALSE | 2006-11-27 | FALSE | Currently in Use | Diesel Off Road | 30000 | Composite Double Walled | 2006-11-27 |  | Double-Walled Fiberglass | Pressurized
SMILE GAS #106 | 545 SANDBAR FERRY RD | AUGUSTA | Richmond | 1210053 | 2 |  | 1990-12-05 |  | 1990-12-05 |  | Removed from Ground | Gas (Historical Use) | 10000 | Bare Steel | 1976-05-07 | 1997-04-16 | Fiberglass Reinforced Plastic | Pressurized
RYDER TRUCK RENTAL INC | 315 HALE ST | AUGUSTA | Richmond | 9000414 | 1 | [5 empty] | Removed from Ground | Diesel | 25000 | Not Marked/Unknown | 1986-01-01 | 1989-10-01 | Galvanized Steel
GAS EXPRESS #288 | 912 WALTON WAY | AUGUSTA | Richmond | 9000068 | 2 | [5 empty] | Removed from Ground | Gas (Historical Use) | 6000 | Bare Steel | 1961-05-07 | 1899-12-31 | Galvanized Steel
CIRCLE K #2705372 | 1488 REYNOLDS ST | AUGUSTA | Richmond | 9121036 | 3 |  | 1992-01-01 | FALSE | 1992-01-01 | FALSE | Currently in Use | Premium | 12000 | Galvanic (STIP-3) | 1992-01-01 |  | Fiberglass Reinforced Plastic | Pressurized
SHORT STOP #1 | 2159 MARTIN LUTHER KING JR BLVD | AUGUSTA | Richmond | 9121009 | 2 | Ball Float | 1991-06-01 | FALSE | 1991-06-01 | FALSE | Removed from Ground | Gas (Historical Use) | 10000 | Composite | 1991-06-01 |  | Fiberglass Reinforced Plastic | Pressurized
FAST GAS | 1499 GORDON HWY | AUGUSTA | Richmond | 9121023 | 2 | Ball Float | 1988-06-01 | FALSE | 1988-06-01 | FALSE | Currently in Use | Premium | 8000 | STIP-3/Impressed Current | 1988-06-01 |  | Fiberglass Reinforced Plastic | Pressurized
EDMUNDS RIVERWALK BAR B QUE/SERV | 902 REYNOLDS ST @ NINTH ST | AUGUSTA | Richmond | 9121070 | 0 | [5 empty] | Removed from Ground | Other | 0 | Marked Unknown | 1985-01-01 | 1985-01-01 | Unknown
BEAM OIL CO DIV OF WITCO CORP | 1271 GORDON HWY | AUGUSTA | Richmond | 9121022 | 1 | [5 empty] | Removed from Ground | Other | 0 | Marked Unknown | 1990-03-27 | 1990-03-27 | Unknown
FORMER GENERAL TIRE STORE | 1165 BROAD ST | AUGUSTA | Richmond | 9121235 | 1 | [5 empty] | Removed from Ground | Gas (Historical Use) | 550 | Bare Steel | 1991-07-01 | 1991-07-01 | Bare Steel | Safe Suction (Euro)
BORDEN INC | 914 TELFAIR ST | AUGUSTA | Richmond | 1210418 | 3 | [5 empty] | Removed from Ground | Kerosene | 5000 | Bare Steel | 1950-01-01 | 1990-06-21 | Copper
City of Augusta/Former Gas Station | 412 Ninth Street | AUGUSTA | Richmond | 10001500 | 2 |  |  | FALSE |  | FALSE | Removed from Ground |  | 2000 | Unknown | 2007-12-18 | 2007-12-18
FORMER GENERAL TIRE STORE | 1165 BROAD ST | AUGUSTA | Richmond | 9121235 | 2 | [5 empty] | Removed from Ground | Gas (Historical Use) | 550 | Bare Steel | 1991-07-01 | 1991-07-01 | Bare Steel | Safe Suction (Euro)
SANDYS 4X4 | 628 THIRTEENTH ST | AUGUSTA | Richmond | 9121230 | 1 | [5 empty] | Removed from Ground | Gas (Historical Use) | 0 | Not Marked/Unknown |  | 1899-12-31 | Not Marked
PAINE COLLEGE PROPERTY | 1268 DRUID PARK AVE | AUGUSTA | Richmond | 10002298 | 1 |  |  | FALSE |  | FALSE | Removed from Ground |  | 1130 | Bare Steel | 2013-11-14 | 2013-11-14
HOUSING AUTHORITY OF THE CITY OF | 1130 PETERS RD | AUGUSTA | Richmond | 9121147 | 1 | Flapper Valve | 1996-07-17 |  | 1996-07-17 |  | Currently in Use | Gas (Historical Use) | 10000 | Galvanic (STIP-3) | 1985-08-01 |  | Galvanized Steel | Pressurized
UNIVERSITY HOSPITAL | 901 R A DENT BOULEVARD | AUGUSTA | Richmond | 9121229 | 1 | [5 empty] | Removed from Ground | Diesel | 10000 | Bare Steel | 1988-01-01 | 2000-08-01 | Galvanized Steel | Suction (American)
US POSTAL SERVICE VEHICLE MAINTE | 525 EIGHTH ST | AUGUSTA | Richmond | 1210376 | 8 |  |  | TRUE |  | TRUE | Removed from Ground | Used Oil | 600 | Double Walled | 1992-04-23 | 1999-06-01 | Fiberglass Reinforced Plastic
US POSTAL SERVICE VEHICLE MAINTE | 525 EIGHTH ST | AUGUSTA | Richmond | 1210376 | 2 | [5 empty] | Removed from Ground | Gas (Historical Use) | 5000 | Bare Steel | 1974-03-09 | 1992-04-23 | Unknown
City of Augusta/Former Gas Station | 412 Ninth Street | AUGUSTA | Richmond | 10001500 | 5 |  |  | FALSE |  | FALSE | Removed from Ground | Other | 550 | Unknown | 2007-12-18 | 2007-12-18
JOHNSON CORNER | 3706 OLD WAYNESBORO RD | AUGUSTA | Richmond | 1210019 | 2 |  | 1998-11-30 |  | 1998-11-30 |  | Removed from Ground | Gas (Historical Use) | 3000 | Steel-Impressed Current | 1976-04-17 | 2013-02-21 | Fiberglass Reinforced Plastic | Pressurized
WHEELESS RD ELEM SCHOOL | 2530 WHEELESS RD | AUGUSTA | Richmond | 1210357 | 1 | [5 empty] | Removed from Ground | Empty | 10000 | Bare Steel | 1986-01-16 | 1988-01-01 | Galvanized Steel
GEORGIA REGIONAL HOSPITAL AUGUST | 3405 MIKE PADGETT HWY | AUGUSTA | Richmond | 1210327 | 1 | [5 empty] | Removed from Ground | Gas (Historical Use) | 8000 | Cathodically Protected Steel | 1968-02-17 | 1989-08-08 | Galvanized Steel
AMOCO POLYMERS | 3702 CLANTON RD | AUGUSTA | Richmond | 1210323 | IV-102 | [5 empty] | Removed from Ground | Other | 26000 | Cathodically Protected Steel | 1985-01-01 | 1899-12-31 | Cathodically Protected
SUPER EXPRESS #3 | 2545 PEACH ORCHARD RD | AUGUSTA | Richmond | 10001762 | 2B | Ball Float | 2009-07-30 | FALSE | 2009-07-30 | FALSE | Currently in Use | Diesel | 6000 | Composite Double Walled | 2009-07-29 |  | Double-Walled Fiberglass | Pressurized
TRANSPORTATION FACILITY | 2950 MIKE PADGETT HWY | AUGUSTA | Richmond | 10001834 | 3 | Flapper Valve | 2011-01-01 | FALSE | 2011-01-01 | FALSE | Currently in Use | Diesel | 15000 | Fiberglass Double Walled | 2011-01-01 |  | Double-Walled Fiberglass | Pressurized
DLS CONV STORE | 3735 MIKE PADGETT HWY | AUGUSTA | Richmond | 10000894 | 3 | Flapper Valve | 2005-03-29 | FALSE | 2005-03-29 | FALSE | Currently in Use | Diesel | 12000 | Composite | 2005-03-29 |  | Fiberglass Reinforced Plastic | Pressurized
UNOCAL #57-8053-228 | 2521 PEACH ORCHARD RD | AUGUSTA | Richmond | 1210268 | 2 | [5 empty] | Permanently Out of Use - historical purposes | Gas (Historical Use) | 4000 | Marked Unknown | 1970-05-11 | 1899-12-31 | Unknown
HYDRECO/UNIT OF GENERAL SIGNAL | 1885 TOBACCO RD | AUGUSTA | Richmond | 1210002 | B |  |  | TRUE |  | TRUE | Removed from Ground | Used Oil | 550 | Cathodically Protected Steel | 1989-01-01 | 1992-09-01 | Bare Steel
AM PM CONVEINIENCE STORE | 2262 ROSIER RD | AUGUSTA | Richmond | 10002444 | 1C | Ball Float | 2012-02-01 | FALSE | 2012-02-01 | FALSE | Currently in Use | Diesel | 4000 | Composite Double Walled | 2012-02-01 |  | Double-Walled Flex | Pressurized
PENSKE TRUCK LEASING CO LP | 1501 DIXON AIRLINE RD | AUGUSTA | Richmond | 10001397 | 1 | Overfill Alarm | 2007-03-30 | FALSE | 2007-03-30 | FALSE | Currently in Use | Diesel | 20000 | Fiberglass Double Walled | 2007-03-30 |  | Double-Walled Flex | Pressurized
CENTRAL TRANSPORT | 1413 NEW SAVANNAH RD | AUGUSTA | Richmond | 1210436 | 2 | [5 empty] | Removed from Ground | Empty | 10000 | Bare Steel | 1968-05-17 | 2000-05-19 | Bare Steel
FAST GAS | 1499 GORDON HWY | AUGUSTA | Richmond | 9121023 | 1 | Ball Float | 1988-06-01 | FALSE | 1988-06-01 | FALSE | Currently in Use | Regular | 8000 | STIP-3/Impressed Current | 1988-06-01 |  | Fiberglass Reinforced Plastic | Pressurized
COLISEUM AMOCO | 801 WALTON WAY | AUGUSTA | Richmond | 9121144 | 4 |  | 1987-05-02 | FALSE | 1987-05-02 | FALSE | Removed from Ground | Diesel | 4000 |  | 1987-05-02 | 2018-09-06 | Fiberglass Reinforced Plastic | Suction (American)
Piedmont Augusta | 1350 WALTON WAY | AUGUSTA | Richmond | 9121219 | 1 | [5 empty] | Removed from Ground | Diesel | 7500 | Bare Steel | 1977-05-01 | 1999-04-07 | Galvanized Steel | Suction (American)
US POSTAL SERVICE VEHICLE MAINTE | 525 EIGHTH ST | AUGUSTA | Richmond | 1210376 | 6 | [5 empty] | Removed from Ground | Gas (Historical Use) | 12000 | Double Walled | 1992-04-23 | 1999-06-01 | Fiberglass Reinforced Plastic
FIVE STAR EXPRESS | 724 LANEY WALKER EXT | AUGUSTA | Richmond | 10001095 | 3 | Flapper Valve | 2006-04-10 | FALSE | 2006-04-10 | FALSE | Currently in Use | Diesel | 12000 | Composite | 2006-04-10 |  | Fiberglass Reinforced Plastic | Pressurized
City of Augusta/Former Gas Station | 412 Ninth Street | AUGUSTA | Richmond | 10001500 | 1 |  |  | FALSE |  | FALSE | Removed from Ground |  | 550 | Unknown | 2007-12-18 | 2007-12-18
City of Augusta/Former Gas Station | 412 Ninth Street | AUGUSTA | Richmond | 10001500 | 4 |  |  | FALSE |  | FALSE | Removed from Ground |  | 2000 | Unknown | 2007-12-18 | 2007-12-18
GET IT TO GO # 2 | 3232 DEANS BRIDGE RD | AUGUSTA | Richmond | 1210033 | 3 |  | 1998-07-23 |  | 1998-07-23 |  | Currently in Use | Gas (Historical Use) | 8000 | Composite | 1985-04-17 |  | Fiberglass Reinforced Plastic | Pressurized
HERTZ SVC CENTER | 1620 TOBACCO RD | AUGUSTA | Richmond | 1210335 | 2AST | [5 empty] | Currently in Use | Gas (Historical Use) | 12000 | Fiberglass | 1976-03-01 |  | Galvanized Steel
JOHNSON CORNER | 3706 OLD WAYNESBORO RD | AUGUSTA | Richmond | 1210019 | 1 |  | 1998-11-30 |  | 1998-11-30 |  | Removed from Ground | Gas (Historical Use) | 8000 | Steel-Impressed Current | 1976-04-17 | 2013-02-21 | Fiberglass Reinforced Plastic | Pressurized
GEORGIA REGIONAL HOSPITAL AUGUST | 3405 MIKE PADGETT HWY | AUGUSTA | Richmond | 1210327 | 2 | [5 empty] | Removed from Ground | Other | 250 | Bare Steel | 1980-02-14 | 1899-12-31 | Galvanized Steel
AMOCO POLYMERS | 3702 CLANTON RD | AUGUSTA | Richmond | 1210323 | M-101 | [5 empty] | Removed from Ground | Gas (Historical Use) | 2000 | Bare Steel | 1985-01-01 | 1988-03-26 | Bare Steel
L & B USED CAR LOT | 2364 GORDON HWY | AUGUSTA | Richmond | 10002278 | 2 |  |  | FALSE |  | FALSE | Removed from Ground |  | 3000 | Bare Steel | 2013-05-10 | 2013-05-10
MINIT-LUBE #1545 | 3346 WRIGHTSBORO RD | AUGUSTA | Richmond | 1210442 | 1 |  |  | TRUE |  | TRUE | Closed in Ground | Used Oil | 1000 | Composite | 1985-01-01 | 1996-07-10 | Galvanized Steel
LUCKY STORE | 1801 MARVIN GRIFFIN RD | AUGUSTA | Richmond | 1210432 | 1 | [5 empty] | Removed from Ground | Gas (Historical Use) | 8000 | Bare Steel | 1961-05-19 | 1899-12-31 | Galvanized Steel
ONE STOP & SHOP | 2382 BARTON CHAPEL RD | AUGUSTA | Richmond | 1210430 | 4B |  | 1999-02-22 | FALSE | 1999-02-22 | FALSE | Currently in Use | Premium | 4000 | Composite | 1999-02-22 |  | Double-Walled Fiberglass | Pressurized
CIRCLE K STORE #3168 | 2855 WASHINGTON ROAD | AUGUSTA | Richmond | 1210453 | 4 |  | 1998-11-19 | FALSE | 1998-11-19 | FALSE | Currently in Use | Premium | 5000 | Steel-Impressed Current | 1967-01-06 |  | Fiberglass Reinforced Plastic | Pressurized
MURPHY USA #7639 | 3334 WRIGHTSBORO RD | AUGUSTA | Richmond | 10002617 | 2C | Flapper Valve | 2016-09-24 | FALSE | 2016-09-24 | FALSE | Currently in Use | E-0 | 8000 | Fiberglass Double Walled | 2016-08-24 |  | Double-Walled Fiberglass | Pressurized
MURPHY USA #7639 | 3334 WRIGHTSBORO RD | AUGUSTA | Richmond | 10002617 | 2B | Flapper Valve | 2016-09-24 | FALSE | 2016-09-24 | FALSE | Currently in Use | Diesel | 10000 | Fiberglass Double Walled | 2016-08-24 |  | Double-Walled Fiberglass | Pressurized
TRANSPORTATION FACILITY | 2950 MIKE PADGETT HWY | AUGUSTA | Richmond | 10001834 | 4 | Flapper Valve | 2011-01-01 | FALSE | 2011-01-01 | FALSE | Currently in Use | Diesel | 10000 | Fiberglass Double Walled | 2011-01-01 |  | Double-Walled Fiberglass | Pressurized
TRANSPORTATION FACILITY | 2950 MIKE PADGETT HWY | AUGUSTA | Richmond | 10001834 | 1 | Flapper Valve | 2010-04-15 | FALSE | 2010-04-15 | FALSE | Currently in Use | Diesel On Road | 12000 | Fiberglass Double Walled | 2010-04-15 |  | Double-Walled Fiberglass | Pressurized
AM PM | 3982 MIKE PADGETT HWY | AUGUSTA | Richmond | 10002632 | 1B | Flapper Valve | 2016-11-01 | FALSE | 2016-11-01 | FALSE | Currently in Use | Premium | 5000 | Composite Double Walled | 2016-08-15 |  | Double-Walled Flex | Pressurized
DLS CONV STORE | 3735 MIKE PADGETT HWY | AUGUSTA | Richmond | 10000894 | 4 |  | 2005-03-29 | FALSE | 2005-03-29 | FALSE | Currently in Use | Kerosene | 2000 | Composite | 2005-03-29 |  | Fiberglass Reinforced Plastic | Safe Suction (Euro)
UNOCAL #57-8053-228 | 2521 PEACH ORCHARD RD | AUGUSTA | Richmond | 1210268 | 1 |  |  | TRUE |  | TRUE | Permanently Out of Use - historical purposes | Used Oil | 550 | Marked Unknown | 1970-05-11 | 1899-12-31 | Unknown
UNOCAL #57-8053-228 | 2521 PEACH ORCHARD RD | AUGUSTA | Richmond | 1210268 | 7 | [5 empty] | Permanently Out of Use - historical purposes | Gas (Historical Use) | 4000 | Marked Unknown | 1970-05-11 | 1899-12-31 | Unknown
J C FOODMART | 1635 GORDON HWY | AUGUSTA | Richmond | 1220087 | 3 | Flapper Valve | 1998-11-19 | FALSE | 1998-11-19 | FALSE | Currently in Use | Premium | 10000 | Steel-Impressed Current | 1973-05-11 |  |  | Pressurized
GOLDEN PANTRY #98 | 3884 OLD SAVANNAH RD | AUGUSTA | Richmond | 1210449 | 2 | Flapper Valve | 1992-06-01 |  | 1992-06-01 |  | Removed from Ground | Gas (Historical Use) | 10000 | Cathodically Protected Steel | 1986-01-01 | 2013-04-17 | Fiberglass Reinforced Plastic | Pressurized
DLS CONV STORE | 3735 MIKE PADGETT HWY | AUGUSTA | Richmond | 10000894 | 2 | Flapper Valve | 2005-03-29 | FALSE | 2005-03-29 | FALSE | Currently in Use | Gas (Historical Use) | 12000 | Composite | 2005-03-29 |  | Fiberglass Reinforced Plastic | Pressurized
BAYVALE ELEMENTARY SCHOOL | 3309 MILLEDGEVILLE RD | AUGUSTA | Richmond | 1210343 | 1 | [5 empty] | Closed in Ground | Empty | 10000 | Bare Steel | 1977-01-01 | 1977-01-01 | Galvanized Steel
TRANSPORTATION FACILITY | 2950 MIKE PADGETT HWY | AUGUSTA | Richmond | 10001834 | 2 | Flapper Valve | 2010-04-15 | FALSE | 2010-04-15 | FALSE | Currently in Use | E-10 | 10000 | Fiberglass Double Walled | 2010-04-15 |  | Double-Walled Fiberglass | Pressurized
AM PM | 3982 MIKE PADGETT HWY | AUGUSTA | Richmond | 10002632 | 1A | Flapper Valve | 2016-11-01 | FALSE | 2016-11-01 | FALSE | Currently in Use | Diesel On Road | 15000 | Composite Double Walled | 2016-08-15 |  | Double-Walled Flex | Pressurized
UNOCAL #57-8053-228 | 2521 PEACH ORCHARD RD | AUGUSTA | Richmond | 1210268 | 3 | [5 empty] | Permanently Out of Use - historical purposes | Gas (Historical Use) | 4000 | Marked Unknown | 1970-05-11 | 1899-12-31 | Unknown
BUTLER HIGH SCHOOL | 2011 LUMPKIN RD | AUGUSTA | Richmond | 1210359 | 2 | [5 empty] | Removed from Ground | Gas (Historical Use) | 10000 | Bare Steel | 1971-01-20 | 1977-01-01 | Galvanized Steel
GOLDEN PANTRY #98 | 3884 OLD SAVANNAH RD | AUGUSTA | Richmond | 1210449 | 1 | Flapper Valve | 1992-06-01 |  | 1992-06-01 |  | Removed from Ground | Gas (Historical Use) | 10000 | Cathodically Protected Steel | 1986-01-01 | 2013-04-17 | Fiberglass Reinforced Plastic | Pressurized
KIHWAN KIM JACKS GROCERY | 4630 MIKE PADGETT HWY 56 | AUGUSTA | Richmond | 1210451 | 1 | [5 empty] | Removed from Ground | Gas (Historical Use) | 6000 | Bare Steel | 1984-05-08 | 1899-12-31 | Galvanized Steel | Suction (American)
KIHWAN KIM JACKS GROCERY | 4630 MIKE PADGETT HWY 56 | AUGUSTA | Richmond | 1210451 | 7 |  | 1999-02-08 | FALSE | 1999-02-08 | FALSE | Temporarily out of use | Kerosene | 2000 | Composite | 1999-02-08 |  | Fiberglass Reinforced Plastic | Suction (American)
WHEELER EXPRESS | 3011 WHEELER RD | AUGUSTA | Richmond | 1210400 | 3 | Flapper Valve | 1976-08-01 | FALSE | 1976-08-01 | FALSE | Currently in Use | Regular | 6000 | Steel-Impressed Current | 1976-08-01 |  | Steel (Impressed Current) | Pressurized
THE KROGER CO GA-676 | 2801 WASHINGTON RD | AUGUSTA | Richmond | 10001479 | 1B | Flapper Valve | 2007-12-07 | FALSE | 2007-12-07 | FALSE | Currently in Use | Premium | 8000 | Fiberglass Double Walled | 2007-10-29 |  | Double-Walled Flex | Pressurized
KENDALL CO | 1430 MARVIN GRIFFIN RD | AUGUSTA | Richmond | 1210007 | 1 | [5 empty] | Closed in Ground | Diesel | 30000 | Bare Steel | 1977-03-11 | 2001-01-24 | Bare Steel | Safe Suction (Euro)
KENDALL CO | 1430 MARVIN GRIFFIN RD | AUGUSTA | Richmond | 1210007 | 7 | [5 empty] | Closed in Ground | Hazardous Substance | 5600 | Bare Steel | 1975-03-07 | 1899-12-31 | Double Walled | Pressurized
GEORGIA REGIONAL HOSPITAL AUGUST | 3405 MIKE PADGETT HWY | AUGUSTA | Richmond | 1210327 | 3 | [5 empty] | Removed from Ground | Other | 250 | Bare Steel | 1971-02-16 | 1995-04-20 | Galvanized Steel
DLS CONV STORE | 3735 MIKE PADGETT HWY | AUGUSTA | Richmond | 10000894 | 1 | Flapper Valve | 2005-03-29 | FALSE | 2005-03-29 | FALSE | Currently in Use | Gas (Historical Use) | 12000 | Composite | 2005-03-29 |  | Fiberglass Reinforced Plastic | Pressurized
UNOCAL #57-8053-228 | 2521 PEACH ORCHARD RD | AUGUSTA | Richmond | 1210268 | 4 | [5 empty] | Permanently Out of Use - historical purposes | Gas (Historical Use) | 4000 | Marked Unknown | 1970-05-11 | 1899-12-31 | Unknown
UNOCAL #57-8053-228 | 2521 PEACH ORCHARD RD | AUGUSTA | Richmond | 1210268 | 5 | [5 empty] | Permanently Out of Use - historical purposes | Gas (Historical Use) | 4000 | Marked Unknown | 1970-05-11 | 1899-12-31 | Unknown
SPRINT 715 | 3444 MIKE PADGETT HWY | AUGUSTA | Richmond | 10000372 | 4B | Flapper Valve | 2003-06-02 | FALSE | 2003-06-02 | FALSE | Temporarily out of use | E-0 | 3000 | Fiberglass Double Walled | 2003-06-02 |  | Double-Walled Flex | Suction (American)
COMET GAS & SERVICE CENTER | 2320 PEACH ORCHARD RD | AUGUSTA | Richmond | 1210452 | 3 | Flapper Valve | 1998-03-12 | FALSE | 1998-03-12 | FALSE | Currently in Use | Premium | 8000 | Steel-Impressed Current | 1967-01-06 |  | Fiberglass Reinforced Plastic | Pressurized
KIHWAN KIM JACKS GROCERY | 4630 MIKE PADGETT HWY 56 | AUGUSTA | Richmond | 1210451 | 6 |  | 1999-02-08 |  | 1999-02-08 |  | Currently in Use | Diesel | 10000 | Composite | 1999-02-08 |  | Fiberglass Reinforced Plastic | Suction (American)
LUCKY STORE | 1801 MARVIN GRIFFIN RD | AUGUSTA | Richmond | 1210432 | 3 | Flapper Valve | 1998-12-01 | FALSE | 1998-12-01 | FALSE | Temporarily out of use | Gas (Historical Use) | 8000 | Steel-Impressed Current | 1980-01-01 |  | Steel (Impressed Current) | Suction (American)
SUPER EXPRESS #1 | 3150 WRIGHTSBORO RD | AUGUSTA | Richmond | 10001373 | 2B | Flapper Valve | 2007-07-10 | FALSE | 2007-07-10 | FALSE | Currently in Use | Diesel | 4000 | Composite | 2007-07-10 |  | Fiberglass Reinforced Plastic | Pressurized
RaceWay #6872 - Wrightsboro22 | 3481 WRIGHTSBORO RD | AUGUSTA | Richmond | 10002025 | 3 | Overfill Alarm | 2011-08-17 | FALSE | 2011-08-17 | FALSE | Currently in Use | Diesel | 12000 | Composite Double Walled | 2011-08-17 |  | Double-Walled Fiberglass | Pressurized
HOP N GO INC | 3755 WHEELER RD | AUGUSTA | Richmond | 9121233 | 1B | Ball Float | 2001-04-23 |  | 2001-04-23 |  | Currently in Use | Diesel | 5000 | Composite | 2001-04-18 |  | Fiberglass Reinforced Plastic | Pressurized
TIME SAVER GRO #3 | 3333 MIKE PADGETT HWY | AUGUSTA | Richmond | 1210020 | 5 |  | 1998-03-31 | FALSE | 1998-03-31 | FALSE | Currently in Use | Kerosene | 6000 | Steel-Impressed Current | 1982-04-16 |  | Fiberglass Reinforced Plastic | Suction (American)
TIME SAVER GRO #3 | 3333 MIKE PADGETT HWY | AUGUSTA | Richmond | 1210020 | 4 |  | 1998-03-31 | FALSE | 1998-03-31 | FALSE | Currently in Use | Diesel | 6000 | Steel-Impressed Current | 1982-04-16 |  | Fiberglass Reinforced Plastic | Pressurized
GET IT TO GO # 2 | 3232 DEANS BRIDGE RD | AUGUSTA | Richmond | 1210033 | 1 |  | 1998-07-23 |  | 1998-07-23 |  | Currently in Use | Gas (Historical Use) | 8000 | Composite | 1985-04-17 |  | Fiberglass Reinforced Plastic | Pressurized
HYDRECO/UNIT OF GENERAL SIGNAL | 1885 TOBACCO RD | AUGUSTA | Richmond | 1210002 | 3 | [5 empty] | Removed from Ground | Gas (Historical Use) | 5000 | Fiberglass | 1978-03-14 | 1989-03-02 | Galvanized Steel
HYDRECO/UNIT OF GENERAL SIGNAL | 1885 TOBACCO RD | AUGUSTA | Richmond | 1210002 | A |  |  | TRUE |  | TRUE | Removed from Ground | Used Oil | 200 | Bare Steel | 1977-03-13 | 1993-04-01 | Bare Steel
WILKINSON GARDENS ELEM SCHOOL | 1918 TUBMAN HOME RD | AUGUSTA | Richmond | 1210358 | 1 | [5 empty] | Removed from Ground | Empty | 10000 | Bare Steel | 1978-01-01 | 1978-01-01 | Galvanized Steel
CIRCLE K STORE #3179 | 3315 PEACH ORCHARD RD | AUGUSTA | Richmond | 1210454 | 1 | [5 empty] | Removed from Ground | Gas (Historical Use) | 8000 | Bare Steel | 1967-01-06 | 1992-06-29 | Galvanized Steel
CIRCLE K STORE #3179 | 3315 PEACH ORCHARD RD | AUGUSTA | Richmond | 1210454 | 7 | Flapper Valve | 1992-07-01 | FALSE | 1992-07-01 | FALSE | Currently in Use | Diesel | 10000 | Fiberglass | 1992-07-05 |  | Fiberglass Reinforced Plastic | Pressurized
KIMS PANTRY | 2502 LUMPKIN RD | AUGUSTA | Richmond | 1210435 | 2 | [5 empty] | Removed from Ground | Gas (Historical Use) | 8000 | Bare Steel | 1976-06-20 | 1998-10-15 | Galvanized Steel | Suction (American)
PJ FOOD STORE | 3184 SKINNER MILL RD | AUGUSTA | Richmond | 1210431 | 4 |  | 2013-05-24 | FALSE | 2013-05-24 | FALSE | Currently in Use | Gas (Historical Use) | 15000 | Epoxy Double-Walled | 2013-05-24 |  | Double-Walled Fiberglass | Pressurized
JOHNSON CORNER | 3706 OLD WAYNESBORO RD | AUGUSTA | Richmond | 1210019 | 3 |  | 1998-11-30 |  | 1998-11-30 |  | Removed from Ground | Gas (Historical Use) | 3000 | Steel-Impressed Current | 1976-04-17 | 2013-02-21 | Cathodically Protected | Pressurized
KENDALL CO | 1430 MARVIN GRIFFIN RD | AUGUSTA | Richmond | 1210007 | 9 | [5 empty] | Closed in Ground | Hazardous Substance | 7500 | Bare Steel | 1983-03-07 | 1899-12-31 | Double Walled | Pressurized
KENDALL CO | 1430 MARVIN GRIFFIN RD | AUGUSTA | Richmond | 1210007 | 8 | [5 empty] | Closed in Ground | Hazardous Substance | 5600 | Bare Steel | 1976-03-07 | 1899-12-31 | Double Walled
KENDALL CO | 1430 MARVIN GRIFFIN RD | AUGUSTA | Richmond | 1210007 | 6 | [5 empty] | Closed in Ground | Hazardous Substance | 5600 | Bare Steel | 1975-03-07 | 1899-12-31 | Double Walled | Pressurized
KENDALL CO | 1430 MARVIN GRIFFIN RD | AUGUSTA | Richmond | 1210007 | 3 | [5 empty] | Closed in Ground | Other | 3000 | Bare Steel | 1968-03-07 | 1899-12-31 | Bare Steel | Safe Suction (Euro)
ROY E ROLLINS ELEMENTARY SCHOOL | 2160 MURA DR | AUGUSTA | Richmond | 1210353 | 1 | [5 empty] | Closed in Ground | Empty | 10000 | Bare Steel | 1977-01-01 | 1977-01-01 | Galvanized Steel
COLLINS ELEMENTARY SCHOOL | 1321 STEED ST | AUGUSTA | Richmond | 1210344 | 2 | [5 empty] | Permanently Out of Use - historical purposes | Empty | 10000 | Bare Steel | 1986-01-16 | 1899-12-31 | Galvanized Steel
AM PM CONVEINIENCE STORE | 2262 ROSIER RD | AUGUSTA | Richmond | 10002444 | 1B | Ball Float | 2012-02-01 | FALSE | 2012-02-01 | FALSE | Currently in Use | Gas (Historical Use) | 6000 | Composite Double Walled | 2012-02-01 |  | Double-Walled Flex | Pressurized
BOURNE TOYOTA | 3125 DEANS BRIDGE RD | AUGUSTA | Richmond | 1210374 | 1 | [5 empty] | Removed from Ground | Gas (Historical Use) | 2000 | Bare Steel | 1981-12-13 | 1996-11-27 | Galvanized Steel
CIRCLE K STORE #3179 | 3315 PEACH ORCHARD RD | AUGUSTA | Richmond | 1210454 | 2 | [5 empty] | Removed from Ground | Gas (Historical Use) | 6000 | Bare Steel | 1967-01-06 | 1990-06-29 | Galvanized Steel
CIRCLE K STORE #3179 | 3315 PEACH ORCHARD RD | AUGUSTA | Richmond | 1210454 | 8 | Flapper Valve | 1992-07-01 | FALSE | 1992-07-01 | FALSE | Currently in Use | Premium | 10000 | Fiberglass | 1992-07-05 |  | Fiberglass Reinforced Plastic | Pressurized
KIMS PANTRY | 2502 LUMPKIN RD | AUGUSTA | Richmond | 1210435 | 1 | [5 empty] | Removed from Ground | Gas (Historical Use) | 8000 | Bare Steel | 1976-06-20 | 1998-10-15 | Galvanized Steel | Suction (American)
WHEELER MARKET | 3680 WHEELER RD | AUGUSTA | Richmond | 9121161 | 3 | [5 empty] | Closed in Ground | Gas (Historical Use) | 10000 | Bare Steel | 1999-05-28 | 1999-05-28 | Bare Steel | Pressurized
WESTOVER MEMORIAL PARK INC | 2601 WHEELER RD | AUGUSTA | Richmond | 9121162 | 1 | [5 empty] | Removed from Ground | Gas (Historical Use) | 500 | Marked Unknown | 1995-11-06 | 1995-11-06 | Unknown
CIRCLE K #5365 | 3744 WHEELER RD | AUGUSTA | Richmond | 9121052 | 2 | Ball Float | 1994-09-28 | FALSE | 1994-09-28 | FALSE | Currently in Use | Regular | 10152 | Galvanic (STIP-3) | 1989-01-01 |  | Double-Walled Flex | Pressurized
SPRINT 715 | 3444 MIKE PADGETT HWY | AUGUSTA | Richmond | 10000372 | 3 | Flapper Valve | 2003-06-02 | FALSE | 2003-06-02 | FALSE | Currently in Use | Premium | 12000 | Fiberglass Double Walled | 2003-06-02 |  | Double-Walled Flex | Pressurized
SPRINT 715 | 3444 MIKE PADGETT HWY | AUGUSTA | Richmond | 10000372 | 4A | Flapper Valve | 2003-06-02 | FALSE | 2003-06-02 | FALSE | Currently in Use | Diesel | 10000 | Fiberglass Double Walled | 2003-06-02 |  | Double-Walled Flex | Pressurized
BUDGET SITE #2001 | 1624 TOBACCO RD | AUGUSTA | Richmond | 1210417 | 1 | [5 empty] | Removed from Ground | Gas (Historical Use) | 10000 | Bare Steel | 1978-05-18 | 1994-12-08 | Galvanized Steel | Safe Suction (Euro)
MERIDIAN WASTE | 1621 MARVIN GRIFFIN RD | AUGUSTA | Richmond | 1210421 | 1 |  | 1990-08-31 | FALSE | 1990-08-31 | FALSE | Temporarily out of use | Diesel | 10000 | Steel-Impressed Current | 1975-01-01 |  | Fiberglass Reinforced Plastic | Suction (American)
GOLDEN PANTRY #98 | 3884 OLD SAVANNAH RD | AUGUSTA | Richmond | 1210449 | 4 | Flapper Valve | 1992-06-01 |  | 1992-06-01 |  | Removed from Ground | Diesel | 8000 | Cathodically Protected Steel | 1986-01-01 | 2013-04-17 | Fiberglass Reinforced Plastic | Pressurized
PROCTER & GAMBLE MFG CO | 3464 OLD SAVANNAH RD | AUGUSTA | Richmond | 1210034 | 2 | [5 empty] | Removed from Ground | Gas (Historical Use) | 500 | Bare Steel | 1966-04-21 | 1993-12-01 | Bare Steel
UNOCAL #57-8053-228 | 2521 PEACH ORCHARD RD | AUGUSTA | Richmond | 1210268 | 6 | [5 empty] | Permanently Out of Use - historical purposes | Gas (Historical Use) | 4000 | Marked Unknown | 1970-05-11 | 1899-12-31 | Unknown
SPRINT 715 | 3444 MIKE PADGETT HWY | AUGUSTA | Richmond | 10000372 | 5 | Flapper Valve | 2013-11-01 | FALSE | 2013-11-01 | FALSE | Currently in Use | Diesel | 20000 | Fiberglass Double Walled | 2013-11-01 |  | Double-Walled Fiberglass | Pressurized
KIHWAN KIM JACKS GROCERY | 4630 MIKE PADGETT HWY 56 | AUGUSTA | Richmond | 1210451 | 3 | [5 empty] | Removed from Ground | Gas (Historical Use) | 3000 | Bare Steel | 1981-05-09 | 1899-12-31 | Galvanized Steel | Suction (American)
LUCKY STORE | 1801 MARVIN GRIFFIN RD | AUGUSTA | Richmond | 1210432 | 4 | Flapper Valve | 1998-12-01 | FALSE | 1998-12-01 | FALSE | Temporarily out of use | Gas (Historical Use) | 8000 | Steel-Impressed Current | 1980-01-01 |  | Steel (Impressed Current) | Suction (American)
ONE STOP & SHOP | 2382 BARTON CHAPEL RD | AUGUSTA | Richmond | 1210430 | 1 | [5 empty] | Permanently Out of Use - historical purposes | Gas (Historical Use) | 8000 | Bare Steel | 1972-05-16 | 1899-12-31 | Galvanized Steel | Suction (American)
PJ FOOD STORE | 3184 SKINNER MILL RD | AUGUSTA | Richmond | 1210431 | 3 |  | 2013-05-24 | FALSE | 2013-05-24 | FALSE | Currently in Use | Gas (Historical Use) | 5000 | Epoxy Double-Walled | 2013-05-24 |  | Double-Walled Fiberglass | Pressurized
CIRCLE K 2723737 | 3539 WHEELER RD | AUGUSTA | Richmond | 9121234 | 2 | Flapper Valve | 2001-08-16 | FALSE | 2001-08-16 | FALSE | Removed from Ground | Premium | 12000 | Fiberglass Double Walled | 2001-08-16 |  | Double-Walled Flex | Pressurized
HOP N GO INC | 3755 WHEELER RD | AUGUSTA | Richmond | 9121233 | 1A | Ball Float | 2001-04-23 |  | 2001-04-23 |  | Currently in Use | Gas (Historical Use) | 10000 | Composite | 2001-04-18 |  | Fiberglass Reinforced Plastic | Pressurized
SPEED CARWASH II | 3425 WRIGHTSBORO RD | AUGUSTA | Richmond | 9121079 | 3 | [5 empty] | Removed from Ground | Gas (Historical Use) | 8000 | Cathodically Protected Steel | 1985-12-14 | 1998-09-14 | Fiberglass Reinforced Plastic | Pressurized
J C PENNEY CO INC #2258 | 3450 WRIGHTSBORO RD | AUGUSTA | Richmond | 9121054 | 1 | [5 empty] | Removed from Ground | Diesel | 300 | Cathodically Protected Steel | 1987-01-01 | 1994-02-01 | Bare Steel
L & B USED CAR LOT | 2364 GORDON HWY | AUGUSTA | Richmond | 10002278 | 4 |  |  | FALSE |  | FALSE | Removed from Ground |  | 4000 | Bare Steel | 2013-05-10 | 2013-05-10
SPRINT 715 | 3444 MIKE PADGETT HWY | AUGUSTA | Richmond | 10000372 | 1 | Flapper Valve | 2003-06-02 | FALSE | 2003-06-02 | FALSE | Currently in Use | Regular | 12000 | Fiberglass Double Walled | 2003-06-02 |  | Double-Walled Flex | Pressurized
J C FOODMART | 1635 GORDON HWY | AUGUSTA | Richmond | 1220087 | 2 | Flapper Valve | 1998-11-19 | FALSE | 1998-11-19 | FALSE | Currently in Use | Plus | 10000 | Steel-Impressed Current | 1973-05-11 |  |  | Pressurized
BUDGET SITE #2001 | 1624 TOBACCO RD | AUGUSTA | Richmond | 1210417 | 2 | [5 empty] | Removed from Ground | Gas (Historical Use) | 10000 | Marked Unknown | 1978-05-18 | 1996-05-20 | Unknown | Safe Suction (Euro)
PJ FOOD STORE | 3184 SKINNER MILL RD | AUGUSTA | Richmond | 1210431 | 1 |  | 2011-08-23 |  | 2011-08-23 |  | Removed from Ground | Gas (Historical Use) | 8000 | Steel-Impressed Current | 1976-05-15 | 2013-05-13 | Steel (Impressed Current) | Safe Suction (Euro)
WHEELER EXPRESS | 3011 WHEELER RD | AUGUSTA | Richmond | 1210400 | 2 | Flapper Valve | 1976-08-01 | FALSE | 1976-08-01 | FALSE | Currently in Use | Premium | 6000 | Steel-Impressed Current | 1976-08-01 |  | Steel (Impressed Current) | Pressurized
TRANSPORTATION FACILITY | 2500 LUMPKIN RD | AUGUSTA | Richmond | 1210367 | 1 | [5 empty] | Removed from Ground | Diesel | 10000 | Bare Steel | 1985-01-07 | 1991-06-25 | Bare Steel | Pressurized
SIZEMORE INC | 2003 GORDON HIGHWAY | AUGUSTA | Richmond | 10002553 | 1 |  |  | FALSE |  | FALSE | Removed from Ground | Not Marked/Tank Removed | 0 | Unknown |  | 1899-12-31
THE KROGER CO GA-676 | 2801 WASHINGTON RD | AUGUSTA | Richmond | 10001479 | 1A | Flapper Valve | 2007-12-07 | FALSE | 2007-12-07 | FALSE | Currently in Use | Diesel | 8000 | Fiberglass Double Walled | 2007-10-29 |  | Double-Walled Flex | Pressurized
COSTCO FUEL FACILITY (LOC. 1102) | 817 CABELA DR | AUGUSTA | Richmond | 10002022 | 2 | Overfill Alarm | 2011-10-03 | FALSE | 2011-09-01 | FALSE | Currently in Use | Regular | 30000 | Fiberglass Double Walled | 2011-07-28 |  | Double-Walled Fiberglass | Pressurized
JAMES E MARTIN | 3101 OLD LOUISVILLE RD | AUGUSTA | Richmond | 1210336 | 1 |  |  | TRUE |  | TRUE | Removed from Ground | Used Oil | 560 | Bare Steel | 1971-02-28 | 1991-10-12 | Galvanized Steel
SUPER EXPRESS #5 | 3341 DEANS BRIDGE RD | AUGUSTA | Richmond | 10002335 | 1C | Flapper Valve | 2014-06-01 | FALSE | 2014-06-01 | FALSE | Currently in Use | Diesel | 5000 | Composite Double Walled | 2014-05-01 |  | Double-Walled Fiberglass | Pressurized
SPRINT 715 | 3444 MIKE PADGETT HWY | AUGUSTA | Richmond | 10000372 | 2 | Flapper Valve | 2003-06-02 | FALSE | 2003-06-02 | FALSE | Currently in Use | Regular | 12000 | Fiberglass Double Walled | 2003-06-02 |  | Double-Walled Flex | Pressurized
CIRCLE K STORE #3179 | 3315 PEACH ORCHARD RD | AUGUSTA | Richmond | 1210454 | 5 |  |  | TRUE |  | TRUE | Removed from Ground | Used Oil | 250 | Bare Steel | 1966-03-22 | 1992-08-01 | Unknown
ONE STOP & SHOP | 2382 BARTON CHAPEL RD | AUGUSTA | Richmond | 1210430 | 3 | [5 empty] | Permanently Out of Use - historical purposes | Gas (Historical Use) | 8000 | Bare Steel | 1972-05-16 | 1899-12-31 | Galvanized Steel | Suction (American)
CIRCLE K #2705378 | 602 SCOTT NIXON DR | AUGUSTA | Richmond | 9121134 | 1 |  | 1994-09-01 |  | 1994-09-01 |  | Currently in Use | Gas (Historical Use) | 12000 | Double Walled | 1994-09-01 |  | Fiberglass Reinforced Plastic | Pressurized
TIME SAVER GRO #3 | 3333 MIKE PADGETT HWY | AUGUSTA | Richmond | 1210020 | 1 |  | 1998-03-31 | FALSE | 1998-03-31 | FALSE | Temporarily out of use | Regular | 12000 | Steel-Impressed Current | 1982-04-16 |  | Steel (Impressed Current) | Pressurized
KENDALL CO | 1430 MARVIN GRIFFIN RD | AUGUSTA | Richmond | 1210007 | 4 | [5 empty] | Closed in Ground | Other | 5000 | Bare Steel | 1968-03-07 | 1899-12-31 | Bare Steel | Safe Suction (Euro)
KENDALL CO | 1430 MARVIN GRIFFIN RD | AUGUSTA | Richmond | 1210007 | 5 | [5 empty] | Closed in Ground | Other | 8000 | Bare Steel | 1974-03-07 | 1899-12-31 | Bare Steel | Safe Suction (Euro)
AMOCO POLYMERS | 3702 CLANTON RD | AUGUSTA | Richmond | 1210323 | R&D-101 | [5 empty] | Closed in Ground | Diesel | 10000 | Not Marked/Unknown | 1988-03-26 | 1988-03-26 | Not Marked
AM PM CONVEINIENCE STORE | 2262 ROSIER RD | AUGUSTA | Richmond | 10002444 | 1A | Ball Float | 2012-02-01 | FALSE | 2012-02-01 | FALSE | Currently in Use | Gas (Historical Use) | 20000 | Composite Double Walled | 2012-02-01 |  | Double-Walled Flex | Pressurized
PENSKE TRUCK LEASING CO LP | 1501 DIXON AIRLINE RD | AUGUSTA | Richmond | 10001397 | 2 | Flapper Valve | 2007-03-30 | FALSE | 2007-03-30 | FALSE | Currently in Use | Regular | 12000 | Fiberglass Double Walled | 2007-03-30 |  | Double-Walled Flex | Pressurized
J C FOODMART | 1635 GORDON HWY | AUGUSTA | Richmond | 1220087 | 1 | Flapper Valve | 1998-11-19 | FALSE | 1998-11-19 | FALSE | Currently in Use | Regular | 10000 | Steel-Impressed Current | 1973-05-11 |  |  | Pressurized
RALIX | 1661 DIXON AIRLINE RD | AUGUSTA | Richmond | 1210456 | 1 | [5 empty] | Removed from Ground | Empty | 3000 | Bare Steel | 1983-05-09 | 1997-08-25 | Galvanized Steel
GET IT TO GO # 2 | 3232 DEANS BRIDGE RD | AUGUSTA | Richmond | 1210033 | 2 |  | 1998-07-23 |  | 1998-07-23 |  | Currently in Use | Gas (Historical Use) | 8000 | Composite | 1985-04-17 |  | Fiberglass Reinforced Plastic | Pressurized
HERTZ SVC CENTER | 1620 TOBACCO RD | AUGUSTA | Richmond | 1210335 | 1 | [5 empty] | Currently in Use | Gas (Historical Use) | 12000 | Fiberglass | 1976-03-01 |  | Galvanized Steel
GOODYEAR ASC 2165 | 1640 GORDON HWY | AUGUSTA | Richmond | 1210306 | 1 |  |  | TRUE |  | TRUE | Removed from Ground | Used Oil | 550 | Bare Steel | 1981-05-06 | 1995-08-10 | Bare Steel | Gravity Fed
SUPER EXPRESS #3 | 2545 PEACH ORCHARD RD | AUGUSTA | Richmond | 10001762 | 2A | Ball Float | 2009-07-30 | FALSE | 2009-07-30 | FALSE | Currently in Use | Premium | 6000 | Composite Double Walled | 2009-07-29 |  | Double-Walled Fiberglass | Pressurized
SAVIN HAVEN #3 | 4474 MIKE PADGETT HWY | AUGUSTA | Richmond | 10000976 | 2B | Flapper Valve | 2005-09-15 | FALSE | 2005-09-15 | FALSE | Currently in Use | Diesel | 4000 | Fiberglass | 2005-09-15 |  | Fiberglass Reinforced Plastic | Pressurized
GOLDEN PANTRY #98 | 3884 OLD SAVANNAH RD | AUGUSTA | Richmond | 1210449 | 3 | Flapper Valve | 1992-06-01 |  | 1992-06-01 |  | Removed from Ground | Gas (Historical Use) | 10000 | Cathodically Protected Steel | 1986-01-01 | 2013-04-17 | Fiberglass Reinforced Plastic | Pressurized
LUCKY STORE | 1801 MARVIN GRIFFIN RD | AUGUSTA | Richmond | 1210432 | 2 | [5 empty] | Removed from Ground | Gas (Historical Use) | 8000 | Bare Steel | 1961-05-19 | 1899-12-31 | Galvanized Steel
ONE STOP & SHOP | 2382 BARTON CHAPEL RD | AUGUSTA | Richmond | 1210430 | 4A |  | 1999-02-22 | FALSE | 1999-02-22 | FALSE | Currently in Use | Regular | 8000 | Composite | 1999-02-22 |  | Double-Walled Fiberglass | Pressurized
CIRCLE K STORE #3168 | 2855 WASHINGTON ROAD | AUGUSTA | Richmond | 1210453 | 2 |  | 1998-11-19 | FALSE | 1998-11-19 | FALSE | Currently in Use | Regular | 6000 | Steel-Impressed Current | 1967-01-06 |  | Fiberglass Reinforced Plastic | Pressurized
BOB BEARD INC | 3480 WRIGHTSBORO RD | AUGUSTA | Richmond | 1210257 | 1 | [5 empty] | Currently in Use | Gas (Historical Use) | 10000 | Bare Steel | 1985-04-18 |  | Galvanized Steel
FORMER GAS STATION | 3921 WRIGHTSBORO ROAD | AUGUSTA | Richmond | 10002162 | 2 |  |  | FALSE |  | FALSE | Removed from Ground | Not Marked/Tank Removed | 4000 | Bare Steel | 2012-09-04 | 2012-09-04 | Bare Steel
WHEELER MARKET | 3680 WHEELER RD | AUGUSTA | Richmond | 9121161 | 1 | [5 empty] | Closed in Ground | Gas (Historical Use) | 10000 | Bare Steel | 1999-05-28 | 1999-05-28 | Bare Steel | Pressurized
COMET GAS & SERVICE CENTER | 2320 PEACH ORCHARD RD | AUGUSTA | Richmond | 1210452 | 2 | Flapper Valve | 1998-03-12 | FALSE | 1998-03-12 | FALSE | Temporarily out of use | Diesel | 6000 | Steel-Impressed Current | 1967-01-06 |  | Fiberglass Reinforced Plastic | Pressurized
COSTCO FUEL FACILITY (LOC. 1102) | 817 CABELA DR | AUGUSTA | Richmond | 10002022 | 1 | Overfill Alarm | 2011-10-03 | FALSE | 2011-09-01 | FALSE | Currently in Use | Regular | 30000 | Fiberglass Double Walled | 2011-07-28 |  | Double-Walled Fiberglass | Pressurized
RUB H INN | 2704 GORDON HWY | AUGUSTA | Richmond | 9121205 | 1 | [5 empty] | Currently in Use | Other | 0 | Not Marked/Unknown |  |  | Not Marked
HOP N GO INC | 3755 WHEELER RD | AUGUSTA | Richmond | 9121233 | 2 | Ball Float | 2001-04-23 |  | 2001-04-23 |  | Currently in Use | Gas (Historical Use) | 15000 | Composite | 2001-04-18 |  | Fiberglass Reinforced Plastic | Pressurized
CIRCLE K #5365 | 3744 WHEELER RD | AUGUSTA | Richmond | 9121052 | 3 | Ball Float | 1994-09-28 | FALSE | 1994-09-28 | FALSE | Currently in Use | Regular | 10152 | Galvanic (STIP-3) | 1989-01-01 |  | Double-Walled Flex | Pressurized
PILOT TRAVEL CENTER #065 | 4091 JIMMIE DYESS PKWY | AUGUSTA | Richmond | 9121016 | B | Ball Float | 1991-06-01 | FALSE | 1991-06-01 | FALSE | Currently in Use | Premium | 10000 | Galvanic (STIP-3) | 1991-06-01 |  | Fiberglass Reinforced Plastic | Pressurized
KENDALL CO | 1430 MARVIN GRIFFIN RD | AUGUSTA | Richmond | 1210007 | 2 | [5 empty] | Closed in Ground | Diesel | 10000 | Bare Steel | 1969-03-11 | 2001-01-24 | Bare Steel | Safe Suction (Euro)
PROCTER & GAMBLE MFG CO | 3464 OLD SAVANNAH RD | AUGUSTA | Richmond | 1210034 | 1 | [5 empty] | Removed from Ground | Gas (Historical Use) | 12000 | Bare Steel | 1962-04-22 | 1990-05-01 | Bare Steel
HYDRECO/UNIT OF GENERAL SIGNAL | 1885 TOBACCO RD | AUGUSTA | Richmond | 1210002 | 1 | [5 empty] | Removed from Ground | Other | 10000 | Fiberglass | 1978-03-14 | 1989-03-02 | Galvanized Steel
COLLINS ELEMENTARY SCHOOL | 1321 STEED ST | AUGUSTA | Richmond | 1210344 | 1 | [5 empty] | Removed from Ground | Empty | 10000 | Bare Steel | 1977-01-01 | 1977-01-01 | Galvanized Steel
GEORGIA REGIONAL HOSPITAL AUGUST | 3405 MIKE PADGETT HWY | AUGUSTA | Richmond | 1210327 | 5 |  | 1989-08-08 |  | 1989-08-08 |  | Removed from Ground | Gas (Historical Use) | 8000 | Bare Steel | 1989-08-08 | 1997-05-16 | Galvanized Steel
GEORGIA REGIONAL HOSPITAL AUGUST | 3405 MIKE PADGETT HWY | AUGUSTA | Richmond | 1210327 | 4 | [5 empty] | Removed from Ground | Diesel | 1500 | Bare Steel | 1984-02-13 | 1995-08-04 | Galvanized Steel
SUPER EXPRESS #5 | 3341 DEANS BRIDGE RD | AUGUSTA | Richmond | 10002335 | 1A | Flapper Valve | 2014-06-01 | FALSE | 2014-06-01 | FALSE | Currently in Use | Regular | 15000 | Composite Double Walled | 2014-05-01 |  | Double-Walled Fiberglass | Pressurized
SAVIN HAVEN #3 | 4474 MIKE PADGETT HWY | AUGUSTA | Richmond | 10000976 | 1 | Flapper Valve | 2005-09-15 | FALSE | 2005-09-15 | FALSE | Currently in Use | Gas (Historical Use) | 12000 | Fiberglass | 2005-09-15 |  | Fiberglass Reinforced Plastic | Pressurized
BUTLER HIGH SCHOOL | 2011 LUMPKIN RD | AUGUSTA | Richmond | 1210359 | 1 | [5 empty] | Removed from Ground | Diesel | 10000 | Fiberglass | 1977-01-01 | 1977-01-01 | Galvanized Steel
DANIELS LM | 1547 GORDON HWY | AUGUSTA | Richmond | 1210444 | 1 |  |  | TRUE |  | TRUE | Removed from Ground | Used Oil | 500 | Bare Steel | 1969-05-12 | 1988-12-18 | Bare Steel
RALIX | 1661 DIXON AIRLINE RD | AUGUSTA | Richmond | 1210456 | 2 | [5 empty] | Removed from Ground | Empty | 3000 | Bare Steel | 1981-05-09 | 1997-08-25 | Galvanized Steel
WHEELER EXPRESS | 3011 WHEELER RD | AUGUSTA | Richmond | 1210400 | 1 | Flapper Valve | 1976-08-01 | FALSE | 1976-08-01 | FALSE | Currently in Use | Regular | 10000 | Steel-Impressed Current | 1976-08-01 |  | Steel (Impressed Current) | Pressurized
TRANSPORTATION FACILITY | 2500 LUMPKIN RD | AUGUSTA | Richmond | 1210367 | 2 | [5 empty] | Removed from Ground | Gas (Historical Use) | 10000 | Bare Steel | 1985-01-07 | 1991-06-25 | Bare Steel | Pressurized
RaceWay #6872 - Wrightsboro22 | 3481 WRIGHTSBORO RD | AUGUSTA | Richmond | 10002025 | 1 | Overfill Alarm | 2011-08-17 | FALSE | 2011-08-17 | FALSE | Currently in Use | Regular | 20000 | Composite Double Walled | 2011-08-17 |  | Double-Walled Fiberglass | Pressurized
CAROL PRYOR | 2026 LUMPKIN RD | AUGUSTA | Richmond | 9121116 | 1 | [5 empty] | Removed from Ground | Gas (Historical Use) | 12000 | Bare Steel | 1994-07-21 | 1994-07-21 | Galvanized Steel | Safe Suction (Euro)
CIRCLE K #2705378 | 602 SCOTT NIXON DR | AUGUSTA | Richmond | 9121134 | 3 |  | 1994-09-01 |  | 1994-09-01 |  | Currently in Use | Gas (Historical Use) | 12000 | Double Walled | 1994-09-01 |  | Fiberglass Reinforced Plastic | Pressurized
WHEELER ROAD BP | 3745 WHEELER RD | AUGUSTA | Richmond | 9121239 | 2 | Ball Float | 2000-12-18 |  | 2001-12-20 |  | Currently in Use | Diesel | 4000 | Epoxy | 2000-11-09 |  | Double-Walled Flex | Pressurized
PILOT TRAVEL CENTER #065 | 4091 JIMMIE DYESS PKWY | AUGUSTA | Richmond | 9121016 | F | Ball Float | 1991-06-01 | FALSE | 1991-06-01 | FALSE | Currently in Use | Diesel | 10000 | Galvanic (STIP-3) | 1991-06-01 |  | Double-Walled Fiberglass | Pressurized
Former Circle K #2723262 dba Express Mart | 3434 WRIGHTSBORO RD | AUGUSTA | Richmond | 9000076 | 1 | [5 empty] | Removed from Ground | Gas (Historical Use) | 10000 | Bare Steel | 1961-05-07 | 1987-01-01 | Galvanized Steel
Former Circle K #2723262 dba Express Mart | 3434 WRIGHTSBORO RD | AUGUSTA | Richmond | 9000076 | 7 | Flapper Valve | 1987-07-01 | FALSE | 1987-07-01 | FALSE | Currently in Use | Plus | 10000 | Fiberglass | 1987-07-20 |  | Fiberglass Reinforced Plastic | Pressurized
NATIONAL HILLS BP | 2701 WASHINGTON RD | AUGUSTA | Richmond | 1210070 | 5 | [5 empty] | Removed from Ground | Gas (Historical Use) | 4000 | Bare Steel | 1976-05-04 | 1990-06-01 | Galvanized Steel
NATIONAL HILLS BP | 2701 WASHINGTON RD | AUGUSTA | Richmond | 1210070 | 4 | [5 empty] | Removed from Ground | Gas (Historical Use) | 3000 | Bare Steel | 1966-05-07 | 1990-06-01 | Galvanized Steel
AUGUSTA COCA-COLA BTLG CO | 1901 NORTH LEG RD | AUGUSTA | Richmond | 1210055 | 4 |  |  | TRUE |  | TRUE | Removed from Ground | Used Oil | 550 | Bare Steel | 1977-05-07 | 1991-03-12 | Galvanized Steel
AUGUSTA COCA-COLA BTLG CO | 1901 NORTH LEG RD | AUGUSTA | Richmond | 1210055 | 5 | Flapper Valve | 2007-04-10 | FALSE | 2007-04-10 | TRUE | Closed in Ground | Regular | 12000 | Composite Double Walled | 2007-04-15 |  | Double-Walled Fiberglass | Pressurized
GOLDEN PANTRY #98 | 3884 OLD SAVANNAH RD | AUGUSTA | Richmond | 1210449 | 5 | Flapper Valve | 1992-06-01 |  | 1992-06-01 |  | Removed from Ground | Kerosene | 2000 | Cathodically Protected Steel | 1986-01-01 | 2013-04-17 | Fiberglass Reinforced Plastic | Safe Suction (Euro)
KIHWAN KIM JACKS GROCERY | 4630 MIKE PADGETT HWY 56 | AUGUSTA | Richmond | 1210451 | 4 |  | 1999-02-08 |  | 1999-02-08 |  | Currently in Use | Gas (Historical Use) | 12000 | Composite | 1999-02-08 |  | Fiberglass Reinforced Plastic | Pressurized
KIHWAN KIM JACKS GROCERY | 4630 MIKE PADGETT HWY 56 | AUGUSTA | Richmond | 1210451 | 5 |  | 1999-02-08 |  | 1999-02-08 |  | Currently in Use | Gas (Historical Use) | 8000 | Composite | 1999-02-08 |  | Fiberglass Reinforced Plastic | Pressurized
CENTRAL TRANSPORT | 1413 NEW SAVANNAH RD | AUGUSTA | Richmond | 1210436 | 1 | [5 empty] | Removed from Ground | Diesel | 10000 | Bare Steel | 1968-05-17 | 2000-05-19 | Bare Steel
PJ FOOD STORE | 3184 SKINNER MILL RD | AUGUSTA | Richmond | 1210431 | 2 |  | 2011-08-22 |  | 2011-08-23 |  | Removed from Ground | Gas (Historical Use) | 8000 | Steel-Impressed Current | 1976-05-15 | 2013-05-13 | Steel (Impressed Current) | Safe Suction (Euro)
CIRCLE K STORE #3168 | 2855 WASHINGTON ROAD | AUGUSTA | Richmond | 1210453 | 3 |  | 1998-11-19 | FALSE | 1998-11-19 | FALSE | Currently in Use | Premium | 5000 | Steel-Impressed Current | 1967-01-06 |  | Fiberglass Reinforced Plastic | Pressurized
WHEELER ROAD BP | 3745 WHEELER RD | AUGUSTA | Richmond | 9121239 | 1 | Ball Float | 2000-12-18 |  | 2001-12-20 |  | Currently in Use | Gas (Historical Use) | 15000 | Epoxy | 2000-11-09 |  | Double-Walled Flex | Pressurized
SPEED CARWASH II | 3425 WRIGHTSBORO RD | AUGUSTA | Richmond | 9121079 | 2 | [5 empty] | Removed from Ground | Gas (Historical Use) | 8000 | Cathodically Protected Steel | 1985-12-14 | 1998-09-14 | Fiberglass Reinforced Plastic | Pressurized
CIRCLE K #5365 | 3744 WHEELER RD | AUGUSTA | Richmond | 9121052 | 1 | Ball Float | 1994-09-28 | FALSE | 1994-09-28 | FALSE | Currently in Use | Diesel | 10152 | Galvanic (STIP-3) | 1989-01-01 |  | Double-Walled Flex | Pressurized
CIRCLE K #5365 | 3744 WHEELER RD | AUGUSTA | Richmond | 9121052 | 4 | Ball Float | 1994-09-28 | FALSE | 1994-09-28 | FALSE | Currently in Use | Premium | 10152 | Galvanic (STIP-3) | 1989-01-01 |  | Double-Walled Flex | Pressurized
MARTIN MARIETTA AGGREGATES | SUPERIOR RD/AUGUSTA QUARRY | AUGUSTA | Richmond | 9121001 | 2 | [5 empty] | Removed from Ground | Gas (Historical Use) | 3000 | Bare Steel | 1984-04-17 | 1990-12-11 | Galvanized Steel
Former Circle K #2723262 dba Express Mart | 3434 WRIGHTSBORO RD | AUGUSTA | Richmond | 9000076 | 8 | Flapper Valve | 1987-07-01 | FALSE | 1987-07-01 | FALSE | Currently in Use | Premium | 10000 | Fiberglass | 1987-07-20 |  | Fiberglass Reinforced Plastic | Pressurized
Former Circle K #2723262 dba Express Mart | 3434 WRIGHTSBORO RD | AUGUSTA | Richmond | 9000076 | 6 | Flapper Valve | 1987-07-01 | FALSE | 1987-07-01 | FALSE | Currently in Use | Regular | 10000 | Fiberglass | 1987-07-20 |  | Fiberglass Reinforced Plastic | Pressurized
SKINNER MILL BP | 3299 SKINNER MILL RD | AUGUSTA | Richmond | 1210072 | UNLEAD |  | 1996-08-01 |  | 1996-08-01 |  | Temporarily out of use | Gas (Historical Use) | 8000 | Steel-Impressed Current | 1985-05-02 |  |  | Pressurized
AUGUSTA COCA-COLA BTLG CO | 1901 NORTH LEG RD | AUGUSTA | Richmond | 1210055 | 3 |  | 1997-05-20 |  | 1997-05-20 |  | Removed from Ground | Gas (Historical Use) | 12000 | Steel-Impressed Current | 1977-06-07 | 2007-03-01 | Steel (Impressed Current) | Suction (American)
TRANSPORTATION FACILITY | 2500 LUMPKIN RD | AUGUSTA | Richmond | 1210367 | 5 |  | 1991-08-01 |  | 1991-08-01 |  | Removed from Ground | Gas (Historical Use) | 10000 | Fiberglass Double Walled | 1991-07-31 | 2010-07-13 | Double-Walled Fiberglass | Pressurized
TRANSPORTATION FACILITY | 2500 LUMPKIN RD | AUGUSTA | Richmond | 1210367 | 4 |  |  | TRUE |  | TRUE | Removed from Ground | Used Oil | 1000 | Bare Steel | 1985-01-07 | 1998-07-01 | Galvanized Steel
SPEED CARWASH II | 3425 WRIGHTSBORO RD | AUGUSTA | Richmond | 9121079 | 1 | [5 empty] | Removed from Ground | Gas (Historical Use) | 8000 | Cathodically Protected Steel | 1985-12-14 | 1998-09-14 | Fiberglass Reinforced Plastic | Pressurized
DOCTORS HOSPITAL OF AUGUSTA | 3651 WHEELER RD | AUGUSTA | Richmond | 9121051 | 2 | Flapper Valve | 1994-06-17 | FALSE | 1994-06-17 | FALSE | Currently in Use | Diesel | 20000 | Composite | 1994-06-17 |  | Fiberglass Reinforced Plastic | Pressurized
CIRCLE K #5365 | 3744 WHEELER RD | AUGUSTA | Richmond | 9121052 | 5 | Ball Float | 1989-01-01 | FALSE | 1989-01-01 | FALSE | Temporarily out of use |  | 10152 | Galvanic (STIP-3) | 1989-01-01 |  | Double-Walled Flex | Pressurized
TIME SAVER GRO | 234 BOY SCOUT RD | AUGUSTA | Richmond | 9000215 | 1 |  | 1993-01-14 | FALSE | 1993-01-14 | FALSE | Removed from Ground | Gas (Historical Use) | 10000 | Steel-Impressed Current | 1976-04-01 | 2019-12-11 |  | Pressurized
Former Circle K #2723262 dba Express Mart | 3434 WRIGHTSBORO RD | AUGUSTA | Richmond | 9000076 | 2 | [5 empty] | Removed from Ground | Gas (Historical Use) | 10000 | Bare Steel | 1961-05-07 | 1987-01-01 | Galvanized Steel
SKINNER MILL BP | 3299 SKINNER MILL RD | AUGUSTA | Richmond | 1210072 | DIESEL |  | 1996-08-01 |  | 1996-08-01 |  | Temporarily out of use | Diesel | 8000 | Steel-Impressed Current | 1985-05-02 |  |  | Pressurized
NATIONAL HILLS BP | 2701 WASHINGTON RD | AUGUSTA | Richmond | 1210070 | 8 |  | 1990-01-01 |  | 1990-01-01 |  | Currently in Use | Gas (Historical Use) | 8000 | Fiberglass | 1990-01-01 |  | Fiberglass Reinforced Plastic | Pressurized
PILOT TRAVEL CENTER #065 | 4091 JIMMIE DYESS PKWY | AUGUSTA | Richmond | 9121016 | A | Ball Float | 1991-06-01 | FALSE | 1991-06-01 | FALSE | Currently in Use | Regular | 10000 | Galvanic (STIP-3) | 1991-06-01 |  | Fiberglass Reinforced Plastic | Pressurized
MARTIN MARIETTA AGGREGATES | SUPERIOR RD/AUGUSTA QUARRY | AUGUSTA | Richmond | 9121001 | 1 | [5 empty] | Removed from Ground | Diesel | 10000 | Bare Steel | 1974-04-20 | 1990-12-11 | Galvanized Steel
Former Circle K #2723262 dba Express Mart | 3434 WRIGHTSBORO RD | AUGUSTA | Richmond | 9000076 | 5 |  |  | TRUE |  | TRUE | Removed from Ground | Used Oil | 285 | Bare Steel | 1961-05-07 | 1987-01-01 | Galvanized Steel
RaceWay #921 - Deans Bridge | 3224 DEANS BRIDGE RD | AUGUSTA | Richmond | 1210301 | 7 | Ball Float | 2004-10-25 | FALSE | 2004-10-25 | FALSE | Currently in Use | Diesel | 12000 | Composite Double Walled | 2004-10-25 |  | Double-Walled Fiberglass | Pressurized
BST/FLEMING CO/R3537 | 3107 PEACH ORCHARD RD | AUGUSTA | Richmond | 1210223 | 2 | [5 empty] | Removed from Ground | Diesel | 1000 | Bare Steel | 1962-01-01 | 1989-04-24 | Galvanized Steel | Suction (American)
EXXON Gas Station | 4002 DEANS BRIDGE RD | Hephzibah | Richmond | 1210236 | 3 |  | 1997-08-02 |  | 1989-03-01 |  | Currently in Use | Diesel | 10000 | Galvanic (STIP-3) | 1989-03-01 |  | Fiberglass Reinforced Plastic | Pressurized
CROWN GA-506/ZIPPY MART #433 | 2479 TOBACCO RD | AUGUSTA | Richmond | 1210241 | 2 | [5 empty] | Removed from Ground | Gas (Historical Use) | 10000 | Bare Steel | 1975-05-10 | 1990-08-01 | Galvanized Steel
WATKINS MOTOR LINES INC | 1984 TOBACCO RD | AUGUSTA | Richmond | 1210177 | 2 | [5 empty] | Removed from Ground | Diesel | 10000 | Bare Steel | 1980-04-23 | 1996-12-18 | Unknown
GA DOT #10230/RICHMOND CO MAINT | 4006 MACK LN | AUGUSTA | Richmond | 1210147 | 230D1 | [5 empty] | Removed from Ground | Diesel | 1000 | Bare Steel | 1980-01-01 | 2005-01-21 | Galvanized Steel | Suction (American)
CHEVRON #43121 | 2945 DEANSBRIDGE RD | AUGUSTA | Richmond | 1210132 | 3 | [5 empty] | Removed from Ground | Gas (Historical Use) | 5000 | Bare Steel | 1961-04-29 | 1986-12-05 | Galvanized Steel
THE KROGER CO #245 | 3435 WRIGHTSBORO RD | AUGUSTA | Richmond | 1210127 | 2 | [5 empty] | Removed from Ground | Gas (Historical Use) | 12000 | Bare Steel | 1978-04-25 | 1990-05-04 | Galvanized Steel
GLOBAL VAN LINES/ACME MOV & STG | 1615 NIXON RD | AUGUSTA | Richmond | 9000584 | 3 | [5 empty] | Removed from Ground | Diesel | 6000 | Bare Steel | 1976-01-20 | 1991-05-04 | Galvanized Steel
CIRCLE K STORE #3175 | 3418 MIKE PADGETT HIGHWAY | AUGUSTA | Richmond | 9121042 | 7B | Flapper Valve | 2001-12-14 | FALSE | 2001-12-14 | FALSE | Currently in Use | Diesel | 5000 | Composite | 2001-12-14 |  | Fiberglass Reinforced Plastic | Pressurized
SMILE GAS #29 | 3332 MIKE PADGETT HWY | AUGUSTA | Richmond | 9121040 | 1 |  | 1988-02-01 |  | 1988-02-01 |  | Removed from Ground | Gas (Historical Use) | 10000 | Unknown | 1988-02-01 | 1899-12-31 | Fiberglass Reinforced Plastic | Pressurized
FORMER CIRCLE K #5591 | 332 MIKE PADGETT HWY | AUGUSTA | Richmond | 9121227 | 5 |  | 1988-02-01 |  | 1988-02-01 |  | Removed from Ground | Kerosene | 10152 | Epoxy | 1988-02-01 | 2002-01-01 | Fiberglass Reinforced Plastic | Pressurized
FORMER CIRCLE K #5591 | 332 MIKE PADGETT HWY | AUGUSTA | Richmond | 9121227 | 4 |  | 1988-02-01 |  | 1988-02-01 |  | Removed from Ground | Diesel | 12032 | Epoxy | 1988-02-01 | 2002-01-01 | Fiberglass Reinforced Plastic | Pressurized
JOHN J HARLEY | 2840 DEANS BRIDGE RD | AUGUSTA | Richmond | 9121216 | 1 | [5 empty] | Removed from Ground | Gas (Historical Use) | 1000 | Bare Steel | 1999-08-23 | 1999-08-23 | Galvanized Steel | Safe Suction (Euro)
SUPER EXPRESS 2 | 1502 CENTRAL AVE | AUGUSTA | Richmond | 9000059 | 7 | [5 empty] | Removed from Ground | Diesel | 285 | Bare Steel | 1961-05-07 | 1899-12-31 | Galvanized Steel
SEARLE | 1750 LOVERS LANE | AUGUSTA | Richmond | 9121032 | 03-128 | [5 empty] | Removed from Ground | Hazardous Substance | 7900 | Bare Steel | 1982-06-01 | 1994-11-01 | Bare Steel | Safe Suction (Euro)
YE OLDE GROCERY | 443 BROAD ST | AUGUSTA | Richmond | 9121017 | 2 |  | 1998-02-01 |  | 1998-02-01 |  | Currently in Use | Gas (Historical Use) | 8000 | Galvanic (STIP-3) | 1987-10-01 |  | Fiberglass Reinforced Plastic | Pressurized
COLISEUM AMOCO | 801 WALTON WAY | AUGUSTA | Richmond | 9121144 | 2 |  | 1987-05-02 | FALSE | 1987-05-02 | FALSE | Removed from Ground | Gas (Historical Use) | 8000 |  | 1987-05-02 | 2018-09-06 | Fiberglass Reinforced Plastic | Pressurized
CIRCLE K #2723270 | 1494 JONES ST | AUGUSTA | Richmond | 9121203 | 1 | Ball Float | 1996-06-25 | FALSE | 1996-06-25 | FALSE | Removed from Ground | Gas (Historical Use) | 10000 | Composite | 1996-06-25 | 2018-03-06 | Flex | Pressurized
FORMER COCA COLA BUILDING | 102 FIFTH ST | AUGUSTA | Richmond | 9121179 | 1 | [5 empty] | Closed in Ground | Gas (Historical Use) | 10590 | Bare Steel | 1996-10-29 | 1996-10-29 | Bare Steel | Safe Suction (Euro)
OLIVE ROAD WAREHOUSE | 1634 OLIVE ROAD | AUGUSTA | Richmond | 9121177 | 1 | [5 empty] | Closed in Ground | Gas (Historical Use) | 5000 | Not Marked/Unknown | 1996-08-08 | 1996-08-08 | Not Marked
NEW LIBRARY SITE | 823 TELFAIR STREET | AUGUSTA | Richmond | 10001640 | 1 |  |  | FALSE |  | FALSE | Removed from Ground | Not Marked | 100 | Bare Steel | 2008-10-30 | 2008-10-30 | Bare Steel
US POSTAL SERVICE VEHICLE MAINTE | 525 EIGHTH ST | AUGUSTA | Richmond | 1210376 | 3 | [5 empty] | Removed from Ground | Other | 500 | Composite | 1982-03-07 | 1992-04-23 | Unknown
SANDBAR CENTER LLC/EAST BOUNDARY FOOD MART | 202 E BOUNDARY | AUGUSTA | Richmond | 10001723 | 1 |  | 2009-05-14 | FALSE | 2009-05-14 | FALSE | Currently in Use | Gas (Historical Use) | 15000 | Fiberglass Double Walled | 2009-01-19 |  | Double-Walled Fiberglass | Pressurized
CIRCLE K #2723270 | 1494 JONES ST | AUGUSTA | Richmond | 9121203 | 2 | Ball Float | 1996-06-25 | FALSE | 1996-06-25 | FALSE | Removed from Ground | Gas (Historical Use) | 10000 | Composite | 1996-06-25 | 2018-03-06 | Flex | Pressurized
FORMER GENERAL TIRE STORE | 1165 BROAD ST | AUGUSTA | Richmond | 9121235 | 3 | [5 empty] | Removed from Ground | Gas (Historical Use) | 550 | Bare Steel | 1991-07-01 | 1991-07-01 | Bare Steel | Safe Suction (Euro)
WALTER SIMS PROPERTY | 2141 MARTIN LUTHER KING BLVD | AUGUSTA | Richmond | 9121222 | 1 | [5 empty] | Permanently Out of Use - historical purposes | Empty | 8000 | Bare Steel |  | 1899-12-31 | Bare Steel | Suction (American)
BORDEN INC | 914 TELFAIR ST | AUGUSTA | Richmond | 1210418 | 1 | [5 empty] | Removed from Ground | Gas (Historical Use) | 3000 | Bare Steel | 1975-01-01 | 1990-06-21 | Galvanized Steel
CSX/AUGUSTA YARD/#7 | SW OF LANEY WALKER RD | AUGUSTA | Richmond | 9121108 | 7 | [5 empty] | Removed from Ground | Diesel | 500 | Bare Steel | 1993-02-08 | 1993-02-08 | Bare Steel
Short Stop | 1714 FIFTEENTH ST | AUGUSTA | Richmond | 9121050 | 2 | [5 empty] | Removed from Ground | Gas (Historical Use) | 10000 | Bare Steel | 1966-04-20 | 1983-03-15 | Bare Steel | Pressurized
YE OLDE GROCERY | 443 BROAD ST | AUGUSTA | Richmond | 9121017 | 3 |  | 1998-02-01 |  | 1998-02-01 |  | Currently in Use | Gas (Historical Use) | 8000 | Galvanic (STIP-3) | 1987-10-01 |  | Fiberglass Reinforced Plastic | Pressurized
HOWARD SHEPPARD INC | 3980 GOSHEN INC BLVD | AUGUSTA | Richmond | 9121152 | 2 | Exempted | 2006-08-15 | TRUE | 1989-12-11 | TRUE | Currently in Use | Used Oil | 2000 | Composite | 1989-12-11 |  | Fiberglass Reinforced Plastic | Gravity
US POSTAL SERVICE VEHICLE MAINTE | 525 EIGHTH ST | AUGUSTA | Richmond | 1210376 | 4 | [5 empty] | Removed from Ground | Other | 500 | Composite | 1982-03-07 | 1992-04-23 | Unknown
US POSTAL SERVICE VEHICLE MAINTE | 525 EIGHTH ST | AUGUSTA | Richmond | 1210376 | 5 |  |  | TRUE |  | TRUE | Removed from Ground | Used Oil | 500 | Bare Steel | 1974-03-09 | 1992-04-23 | Unknown
US POSTAL SERVICE VEHICLE MAINTE | 525 EIGHTH ST | AUGUSTA | Richmond | 1210376 | 7 | [5 empty] | Removed from Ground | Other | 600 | Double Walled | 1992-04-23 | 1999-06-01 | Fiberglass Reinforced Plastic
SANDBAR CENTER LLC/EAST BOUNDARY FOOD MART | 202 E BOUNDARY | AUGUSTA | Richmond | 10001723 | 2A |  | 2009-05-14 | FALSE | 2009-05-14 | FALSE | Currently in Use | Gas (Historical Use) | 8000 | Fiberglass Double Walled | 2009-01-19 |  | Double-Walled Fiberglass | Pressurized
OLD RICHMOND COUNTY HEALTH BLDG | HARPER ST | AUGUSTA | Richmond | 9121163 | 1 | [5 empty] | Removed from Ground | Diesel | 7000 | Marked Unknown | 1995-08-31 | 1995-08-31 | Unknown
FORMER GENERAL TIRE STORE | 1165 BROAD ST | AUGUSTA | Richmond | 9121235 | 4 | [5 empty] | Removed from Ground | Gas (Historical Use) | 550 | Bare Steel | 1991-07-01 | 1991-07-01 | Bare Steel | Safe Suction (Euro)
FORMER GENERAL TIRE STORE | 1165 BROAD ST | AUGUSTA | Richmond | 9121235 | 5 | [5 empty] | Removed from Ground | Kerosene | 550 | Bare Steel | 1991-07-01 | 1991-07-01 | Bare Steel | Safe Suction (Euro)
CUMMINS SOUTH INC | 1255 NEW SAVANNAH RD | AUGUSTA | Richmond | 9121212 | 1 |  |  | TRUE |  | TRUE | Removed from Ground | Used Oil | 500 | Not Marked/Unknown | 1998-10-26 | 1998-10-26 | Not Marked
FORMER GULF OIL GAS STATION | TELFAIR STREET | AUGUSTA | Richmond | 10000960 | 1 |  |  | FALSE |  | FALSE | Removed from Ground | Gas (Historical Use) | 0 | Unknown |  | 1899-12-31
FIVE STAR EXPRESS | 724 LANEY WALKER EXT | AUGUSTA | Richmond | 10001095 | 2 | Flapper Valve | 2006-04-10 | FALSE | 2006-04-10 | FALSE | Currently in Use | Regular | 12000 | Composite | 2006-04-10 |  | Fiberglass Reinforced Plastic | Pressurized
AUGUSTA FIRE STATION #5 | MILLEDGEVILLE RD | AUGUSTA | Richmond | 9121150 | 1 |  | 1991-05-31 |  | 1991-05-31 |  | Removed from Ground | Diesel | 280 | Composite | 1991-05-31 | 1998-09-10 | Fiberglass Reinforced Plastic | Safe Suction (Euro)
COLISEUM AMOCO | 801 WALTON WAY | AUGUSTA | Richmond | 9121144 | 3 |  | 1987-05-02 | FALSE | 1987-05-02 | FALSE | Removed from Ground | Gas (Historical Use) | 8000 |  | 1987-05-02 | 2018-09-06 | Fiberglass Reinforced Plastic | Pressurized
RICHMOND CO BOARD OF EDUCATION MAINTENANCE FACILITY | 1781 15TH ST | AUGUSTA | Richmond | 9121173 | 3B | Flapper Valve | 2004-03-01 | FALSE | 2004-03-01 | FALSE | Currently in Use | Diesel | 4000 | Fiberglass Double Walled | 2004-03-01 |  | Double-Walled Fiberglass | Pressurized
WILLIAMS TELECOMMUNICATIONS GR | 1230 NOWELL DR | AUGUSTA | Richmond | 9121035 | 1 | [5 empty] | Removed from Ground | Diesel | 1000 | Double Walled | 1986-01-01 | 1998-11-12 | Copper | Safe Suction (Euro)
SPEED CAR WASH | 1022 WALTON WAY | AUGUSTA | Richmond | 9121053 | 2 | [5 empty] | Removed from Ground | Other | 2000 | Not Marked/Unknown | 1990-01-01 | 1990-01-01 | Not Marked
HOWARD SHEPPARD INC | 3980 GOSHEN INC BLVD | AUGUSTA | Richmond | 9121152 | 1 | Flapper Valve | 1989-12-11 | FALSE | 1989-12-11 | FALSE | Currently in Use | Diesel | 20000 | Composite | 1989-12-11 |  | Fiberglass Reinforced Plastic | Pressurized
WALTER SIMS PROPERTY | 2141 MARTIN LUTHER KING BLVD | AUGUSTA | Richmond | 9121222 | 2 | [5 empty] | Permanently Out of Use - historical purposes | Empty | 8000 | Bare Steel |  | 1899-12-31 | Bare Steel | Suction (American)
Piedmont Augusta | 1350 WALTON WAY | AUGUSTA | Richmond | 9121219 | 1B | Ball Float | 1999-04-01 | FALSE | 1999-04-01 | FALSE | Currently in Use | Diesel Off Road | 4000 | Fiberglass Double Walled | 1999-04-01 |  | Fiberglass Reinforced Plastic | Pressurized
BORDEN INC | 914 TELFAIR ST | AUGUSTA | Richmond | 1210418 | 2 | [5 empty] | Removed from Ground | Gas (Historical Use) | 2000 | Bare Steel | 1950-01-01 | 1990-06-21 | Galvanized Steel
Piedmont Augusta | 1350 WALTON WAY | AUGUSTA | Richmond | 9121219 | 3 | Ball Float | 1999-09-01 | FALSE | 1999-09-01 | FALSE | Currently in Use | Diesel Off Road | 1000 | Fiberglass Double Walled | 1999-09-01 |  | Fiberglass Reinforced Plastic | Pressurized
SANDYS 4X4 | 628 THIRTEENTH ST | AUGUSTA | Richmond | 9121230 | B | [5 empty] | Removed from Ground | Other | 12000 | Marked Unknown | 2001-12-01 | 2001-12-01 | Unknown
FORMER GULF OIL GAS STATION | TELFAIR STREET | AUGUSTA | Richmond | 10000960 | 2 |  |  | FALSE |  | FALSE | Removed from Ground | Gas (Historical Use) | 0 | Unknown |  | 1899-12-31
FIVE STAR EXPRESS | 724 LANEY WALKER EXT | AUGUSTA | Richmond | 10001095 | 1 | Flapper Valve | 2006-04-10 | FALSE | 2006-04-10 | FALSE | Currently in Use | Premium | 12000 | Composite | 2006-04-10 |  | Fiberglass Reinforced Plastic | Pressurized
FORMER GAS STATION | 3921 WRIGHTSBORO ROAD | AUGUSTA | Richmond | 10002162 | 1 |  |  | FALSE |  | FALSE | Removed from Ground | Not Marked/Tank Removed | 5000 | Bare Steel | 2012-09-04 | 2012-09-04 | Bare Steel
COSTCO FUEL FACILITY (LOC. 1102) | 817 CABELA DR | AUGUSTA | Richmond | 10002022 | 4 |  | 2011-10-03 | FALSE | 2011-09-01 | FALSE | Not regulated- Currently in use | Ultrazol(Fuel Additive) | 1500 | Fiberglass Double Walled | 2011-07-28 |  | Double-Walled Fiberglass | Pressurized
RaceWay #6872 - Wrightsboro22 | 3481 WRIGHTSBORO RD | AUGUSTA | Richmond | 10002025 | 2 | Overfill Alarm | 2011-08-17 | FALSE | 2011-08-17 | FALSE | Currently in Use | Premium | 12000 | Composite Double Walled | 2011-08-17 |  | Double-Walled Fiberglass | Pressurized
CAROL PRYOR | 2026 LUMPKIN RD | AUGUSTA | Richmond | 9121116 | 2 | [5 empty] | Removed from Ground | Gas (Historical Use) | 12000 | Bare Steel | 1994-07-21 | 1994-07-21 | Galvanized Steel | Safe Suction (Euro)
WHEELER MARKET | 3680 WHEELER RD | AUGUSTA | Richmond | 9121161 | 2 | [5 empty] | Closed in Ground | Gas (Historical Use) | 10000 | Bare Steel | 1999-05-28 | 1999-05-28 | Bare Steel | Pressurized
GA POWER/AUGUSTA OPERATING HQ | 2103 NORTH LEG RD | AUGUSTA | Richmond | 9000386 | 3 | Flapper Valve | 1990-01-01 | FALSE | 1990-01-01 | FALSE | Removed from Ground | Diesel | 10000 | Composite | 1990-01-01 |  | Double-Walled Fiberglass | Pressurized
TIME SAVER GRO | 234 BOY SCOUT RD | AUGUSTA | Richmond | 9000215 | 3 |  | 1993-01-14 | FALSE | 1993-01-14 | FALSE | Removed from Ground | Gas (Historical Use) | 6000 | Steel-Impressed Current | 1976-04-01 | 2019-12-11 |  | Pressurized
SKINNER MILL BP | 3299 SKINNER MILL RD | AUGUSTA | Richmond | 1210072 | REG |  | 1996-08-01 |  | 1996-08-01 |  | Temporarily out of use | Gas (Historical Use) | 8000 | Steel-Impressed Current | 1985-05-02 |  |  | Pressurized
W T GOODWIN/WHEELER RD AMOCO | 2812 WHEELER RD | AUGUSTA | Richmond | 1210065 | 3 |  |  | TRUE |  | TRUE | Removed from Ground | Used Oil | 550 | Bare Steel | 1967-05-07 | 1995-05-20 | Galvanized Steel
PROSPERITY 416 | 3234 WRIGHTSBORO RD | AUGUSTA | Richmond | 1210123 | 6 |  | 1998-12-28 |  | 1998-12-28 |  | Removed from Ground | Gas (Historical Use) | 10000 | Fiberglass | 1978-04-13 | 2005-02-11 | Cathodically Protected | Pressurized
TIME SAVER GRO #3 | 3333 MIKE PADGETT HWY | AUGUSTA | Richmond | 1210020 | 2 |  | 1998-03-31 | FALSE | 1998-03-31 | FALSE | Currently in Use | Premium | 12000 | Steel-Impressed Current | 1982-04-16 |  | Steel (Impressed Current) | Pressurized
AM PM | 3982 MIKE PADGETT HWY | AUGUSTA | Richmond | 10002632 | 2 | Flapper Valve | 2016-11-01 | FALSE | 2016-11-01 | FALSE | Currently in Use | Regular | 20000 | Composite Double Walled | 2016-08-15 |  | Double-Walled Flex | Pressurized
MAINA LLC THE CORNER STORE | 3104 WRIGHTSBORO RD | AUGUSTA | Richmond | 1210059 | 1 | [5 empty] | Removed from Ground | Gas (Historical Use) | 3000 | Bare Steel | 1957-05-09 | 1988-05-01 | Galvanized Steel
BOURNE TOYOTA | 3125 DEANS BRIDGE RD | AUGUSTA | Richmond | 1210374 | 2 |  |  | TRUE |  | TRUE | Removed from Ground | Used Oil | 1000 | Bare Steel | 1981-12-13 | 1996-11-27 | Galvanized Steel
THE KROGER CO GA-676 | 2801 WASHINGTON RD | AUGUSTA | Richmond | 10001479 | A 106321 | Flapper Valve | 2007-12-07 | FALSE | 2007-12-07 | FALSE | Currently in Use | Regular | 20000 | Fiberglass Double Walled | 2007-10-29 |  | Double-Walled Flex | Pressurized
SUPER EXPRESS #1 | 3150 WRIGHTSBORO RD | AUGUSTA | Richmond | 10001373 | 1 | Flapper Valve | 2007-07-10 | FALSE | 2007-07-10 | FALSE | Currently in Use | Regular | 12000 | Composite | 2007-07-10 |  | Fiberglass Reinforced Plastic | Pressurized
FORMER CONVENIENCE STORE | 3217 MILLEDGEVILLE RD | AUGUSTA | Richmond | 9121003 | 1 | [5 empty] | Permanently Out of Use - historical purposes | Other | 1 | Marked Unknown |  | 1899-12-31 | Unknown
GA POWER/AUGUSTA OPERATING HQ | 2103 NORTH LEG RD | AUGUSTA | Richmond | 9000386 | 30G4 | [5 empty] | Removed from Ground | Gas (Historical Use) | 10000 | Bare Steel | 1981-05-08 | 1990-01-31 | Bare Steel
PROSPERITY 416 | 3234 WRIGHTSBORO RD | AUGUSTA | Richmond | 1210123 | 5 |  | 1998-12-28 |  | 1998-12-28 |  | Removed from Ground | Gas (Historical Use) | 6000 | Bare Steel | 1970-04-15 | 2005-02-11 | Cathodically Protected | Pressurized
PROSPERITY 416 | 3234 WRIGHTSBORO RD | AUGUSTA | Richmond | 1210123 | 4 |  | 1998-12-28 |  | 1998-12-28 |  | Removed from Ground | Gas (Historical Use) | 6000 | Fiberglass | 1970-04-15 | 2005-02-11 | Cathodically Protected | Pressurized
AUGUSTA AVIATION INC | DANIEL FIELD | AUGUSTA | Richmond | 1210175 | 6 |  |  | TRUE |  | TRUE | Removed from Ground | Used Oil | 500 | Bare Steel | 1966-04-28 | 1999-12-20 | Galvanized Steel
CROWN GA-501/ZIPPY MART #446 | 3601 WRIGHTSBORO RD | AUGUSTA | Richmond | 1210240 | 2 | [5 empty] | Removed from Ground | Gas (Historical Use) | 10000 | Bare Steel | 1975-05-10 | 1990-09-21 | Galvanized Steel
EVANS DEVELOPMENT LLC | 3441 WRIGHTSBORO RD | AUGUSTA | Richmond | 1210230 | 6 |  | 1993-05-12 |  | 1993-05-12 |  | Temporarily out of use | Gas (Historical Use) | 12000 | Double Walled | 1993-05-03 |  | Fiberglass Reinforced Plastic | Pressurized
EVANS DEVELOPMENT LLC | 3441 WRIGHTSBORO RD | AUGUSTA | Richmond | 1210230 | 8 |  | 1993-05-12 |  | 1993-05-12 |  | Temporarily out of use | Gas (Historical Use) | 12000 | Double Walled | 1993-05-03 |  | Fiberglass Reinforced Plastic | Pressurized
CIRCLE K #2705582 | 2916 WASHINGTON RD | AUGUSTA | Richmond | 1210283 | 1 | [5 empty] | Removed from Ground | Diesel | 12000 | Bare Steel | 1984-05-07 | 1997-02-26 | Galvanized Steel | Pressurized
SMITHS CHEVRON | 3600 WALTON WAY EXT | AUGUSTA | Richmond | 1210128 | 1 | [5 empty] | Removed from Ground | Gas (Historical Use) | 6000 | Bare Steel | 1971-04-27 | 1987-10-01 | Galvanized Steel
ATLANTA GAS LIGHT | 1840 WYLDS RD | AUGUSTA | Richmond | 1210298 | 3 |  | 1988-07-01 |  | 1988-07-01 |  | Removed from Ground | Diesel | 10000 | Fiberglass | 1988-07-01 | 2007-02-07 | Fiberglass Reinforced Plastic | Pressurized
SUPER MINI MART | 1812 LUMPKIN RD | AUGUSTA | Richmond | 1210032 | 1 |  | 1998-12-01 | FALSE | 1998-12-01 | FALSE | Temporarily out of use |  | 8084 | Steel-Impressed Current | 1974-04-20 |  |  | Safe Suction (Euro)
OK PANTRY | 502 HIGHLAND AVE | AUGUSTA | Richmond | 1210035 | 2 | Flapper Valve | 1995-06-28 | FALSE | 1995-06-28 | FALSE | Currently in Use | Premium | 8000 | Composite | 1995-06-28 |  | Fiberglass Reinforced Plastic | Pressurized
NATIONAL HILLS BP | 2701 WASHINGTON RD | AUGUSTA | Richmond | 1210070 | 6 |  | 1990-01-01 |  | 1990-01-01 |  | Currently in Use | Gas (Historical Use) | 8000 | Fiberglass | 1990-01-01 |  | Fiberglass Reinforced Plastic | Pressurized
Hari Kush LLC | 1901 GORDON HWY | AUGUSTA | Richmond | 1210044 | 3 | Flapper Valve | 1998-12-01 | FALSE | 1998-12-01 | FALSE | Currently in Use | Premium | 10000 | Composite | 1985-03-17 |  | Fiberglass Reinforced Plastic
TRICO II SE PETROLEUM CORP #417 | 2805 WASHINGTON RD | AUGUSTA | Richmond | 1210121 | 2 |  | 1982-11-01 |  | 1982-11-01 |  | Removed from Ground | Gas (Historical Use) | 10000 | Fiberglass | 1983-04-12 | 2004-08-18 | Cathodically Protected | Pressurized
GET IT TO GO INC | 3379 MILLEDGEVILLE RD | AUGUSTA | Richmond | 1210220 | 3 |  | 1995-04-01 |  | 1995-04-01 |  | Currently in Use | Gas (Historical Use) | 10000 | Cathodically Protected Steel | 1986-01-01 |  |  | Pressurized
U-HAUL #77962 | 3363 WRIGHTSBORO RD | AUGUSTA | Richmond | 1210100 | 1 | [5 empty] | Removed from Ground | Gas (Historical Use) | 5000 | Fiberglass | 1984-05-05 | 1998-01-23 | Unknown
TRICO II SE PETROLEUM CORP #417 | 2805 WASHINGTON RD | AUGUSTA | Richmond | 1210121 | 1 |  | 1982-11-01 |  | 1982-11-01 |  | Removed from Ground | Diesel | 10000 | Fiberglass | 1983-04-12 | 2004-08-18 | Cathodically Protected | Pressurized
CIRCLE K #2723255 | 3477 WRIGHTSBORO RD | AUGUSTA | Richmond | 1210173 | 9 | Ball Float | 1989-01-01 | FALSE | 1989-01-01 | FALSE | Removed from Ground | Diesel | 6000 | Fiberglass | 1989-01-01 | 2016-04-06 | Fiberglass Reinforced Plastic | Pressurized
CIRCLE K #2723255 | 3477 WRIGHTSBORO RD | AUGUSTA | Richmond | 1210173 | 6 | Ball Float | 1989-01-01 | FALSE | 1989-01-01 | FALSE | Removed from Ground | Gas (Historical Use) | 10000 | Fiberglass | 1989-01-01 | 2016-04-06 | Fiberglass Reinforced Plastic | Pressurized
CIRCLE K #2723255 | 3477 WRIGHTSBORO RD | AUGUSTA | Richmond | 1210173 | 8 | Ball Float | 1989-01-01 | FALSE | 1989-01-01 | FALSE | Removed from Ground | Gas (Historical Use) | 10000 | Fiberglass | 1989-01-01 | 2016-04-06 | Fiberglass Reinforced Plastic | Pressurized
WASHINGTON RD FAST FARE | 2851 WASHINGTON RD | AUGUSTA | Richmond | 1210255 | 2 |  | 1997-08-05 |  | 1997-08-05 |  | Removed from Ground | Gas (Historical Use) | 10000 | Galvanic (STIP-3) | 1982-04-18 | 2014-04-23 | Fiberglass Reinforced Plastic | Pressurized
CIRCLE K STORE #3180 | 499 BERCKMAN RD | AUGUSTA | Richmond | 1210285 | 1 | [5 empty] | Removed from Ground | Gas (Historical Use) | 3000 | Bare Steel | 1975-05-10 | 1998-11-17 | Galvanized Steel | Pressurized
CIRCLE K STORE #3180 | 499 BERCKMAN RD | AUGUSTA | Richmond | 1210285 | 4 |  |  | TRUE |  | TRUE | Removed from Ground | Used Oil | 550 | Bare Steel | 1968-05-11 | 1998-11-17 | Galvanized Steel | Safe Suction (Euro)
ATLANTA GAS LIGHT | 1840 WYLDS RD | AUGUSTA | Richmond | 1210298 | 2 |  | 1988-07-01 |  | 1988-07-01 |  | Removed from Ground | Gas (Historical Use) | 10000 | Fiberglass | 1988-07-01 | 2007-02-07 | Fiberglass Reinforced Plastic | Pressurized
GA CROWN DIST CO | 1524 CRESCENT DR | AUGUSTA | Richmond | 1210003 | 2 | [5 empty] | Removed from Ground | Diesel | 2000 | Bare Steel | 1980-03-11 | 1996-01-16 | Galvanized Steel
South Pole LLC | 2447 WRIGHTSBORO RD | AUGUSTA | Richmond | 1210014 | 1 | Flapper Valve | 1998-10-01 | FALSE | 1998-10-01 | FALSE | Currently in Use | Premium | 7000 | Steel-Impressed Current | 1971-03-21 |  | Steel (Impressed Current) | Pressurized
GERALD JONES HONDA | 1801 GORDON HWY | AUGUSTA | Richmond | 1210011 | 2 | [5 empty] | Removed from Ground | Other | 550 | Bare Steel | 1983-03-21 | 1994-05-26 | Galvanized Steel | Safe Suction (Euro)
GORDON HWY FAST FARE | 2061 GORDON HWY | AUGUSTA | Richmond | 1210256 | 1 |  | 1997-06-06 | FALSE | 1988-06-01 | FALSE | Currently in Use | Premium | 10000 | Galvanic (STIP-3) | 1982-04-18 |  | Fiberglass Reinforced Plastic | Pressurized
ATLANTA GAS LIGHT | 1840 WYLDS RD | AUGUSTA | Richmond | 1210298 | 1 |  |  | TRUE |  | TRUE | Removed from Ground | Used Oil | 550 | Fiberglass | 1985-05-07 | 1995-09-22 | Fiberglass Reinforced Plastic | Gravity Fed
SUE REYNOLDS ELEM SCH00L | RT 2 BOX 299 | AUGUSTA | Richmond | 1210354 | 1 | [5 empty] | Closed in Ground | Empty | 6000 | Bare Steel | 1978-01-01 | 1978-01-01 | Galvanized Steel
OK PANTRY | 502 HIGHLAND AVE | AUGUSTA | Richmond | 1210035 | 1 | Flapper Valve | 1995-06-28 | FALSE | 1995-06-28 | FALSE | Currently in Use | Regular | 12000 | Composite | 1995-06-28 |  | Fiberglass Reinforced Plastic | Pressurized
South Pole LLC | 2447 WRIGHTSBORO RD | AUGUSTA | Richmond | 1210014 | 2 | Flapper Valve | 1998-10-01 | FALSE | 1998-10-01 | FALSE | Currently in Use | Diesel | 7000 | Steel-Impressed Current | 1971-03-21 |  | Steel (Impressed Current) | Pressurized
PIERCE AUTO SALES | 2415 MILLEDGEVILLE RD | AUGUSTA | Richmond | 1210010 | 1 | [5 empty] | Removed from Ground | Gas (Historical Use) | 500 | Bare Steel | 1975-03-23 | 1987-01-01 | Galvanized Steel
WHITE ROAD GARAGE & SVC STATION | 1561 WHITE RD | AUGUSTA | Richmond | 1210287 | 3 |  |  | TRUE |  | TRUE | Removed from Ground | Used Oil | 500 | Bare Steel | 1980-04-01 | 1996-01-15 | Not Marked
FORMER GASOLINE STATION | 2819 WASHINGTON RD | AUGUSTA | Richmond | 1210308 | 2 | [5 empty] | Removed from Ground | Empty | 20000 | Bare Steel | 1971-05-12 | 1992-11-01 | Galvanized Steel
THE EARTHGRAINS CO | 1500 WRIGHTSBORO RD | AUGUSTA | Richmond | 1210211 | 5 | [5 empty] | Removed from Ground | Diesel | 20000 | Fiberglass | 1978-05-01 | 1993-12-07 | Bare Steel | Pressurized
FIBERS DEPT | GOVERNMENT RD | AUGUSTA | Richmond | 1210205 | 2 | [5 empty] | Removed from Ground | Diesel | 500 | Bare Steel | 1971-05-04 | 1991-01-31 | Unknown
U-HAUL #77962 | 3363 WRIGHTSBORO RD | AUGUSTA | Richmond | 1210100 | 2 | [5 empty] | Removed from Ground | Gas (Historical Use) | 5000 | Fiberglass | 1984-05-05 | 1998-01-23 | Unknown
SMITHS CHEVRON | 3600 WALTON WAY EXT | AUGUSTA | Richmond | 1210128 | 3 | [5 empty] | Removed from Ground | Gas (Historical Use) | 5000 | Bare Steel | 1971-04-27 | 1987-10-01 | Galvanized Steel
CIRCLE K #2723255 | 3477 WRIGHTSBORO RD | AUGUSTA | Richmond | 1210173 | 1 | [5 empty] | Removed from Ground | Gas (Historical Use) | 6000 | Fiberglass | 1982-05-07 | 1988-06-28 | Fiberglass Reinforced Plastic
WASHINGTON RD FAST FARE | 2851 WASHINGTON RD | AUGUSTA | Richmond | 1210255 | 3 |  | 1997-06-25 |  | 1988-05-01 |  | Removed from Ground | Gas (Historical Use) | 10000 | Galvanic (STIP-3) | 1982-04-18 | 2014-04-23 | Fiberglass Reinforced Plastic | Pressurized
GORDON HWY FAST FARE | 2061 GORDON HWY | AUGUSTA | Richmond | 1210256 | 4 | Flapper Valve | 1997-06-06 | FALSE | 1988-06-01 | FALSE | Currently in Use | Diesel | 10000 | Galvanic (STIP-3) | 1982-04-18 |  | Fiberglass Reinforced Plastic | Pressurized
CIRCLE K STORE #3180 | 499 BERCKMAN RD | AUGUSTA | Richmond | 1210285 | 1B |  | 2000-11-01 | FALSE | 2000-11-01 | FALSE | Currently in Use | Gas (Historical Use) | 8000 | Composite | 2000-10-01 |  | Double-Walled Fiberglass | Pressurized
OK PANTRY | 502 HIGHLAND AVE | AUGUSTA | Richmond | 1210035 | 4 | [5 empty] | Removed from Ground | Gas (Historical Use) | 5000 | Bare Steel | 1970-04-21 | 1899-12-31 | Galvanized Steel | Pressurized
OK PANTRY | 502 HIGHLAND AVE | AUGUSTA | Richmond | 1210035 | 7 | [5 empty] | Removed from Ground | Gas (Historical Use) | 5000 | Bare Steel | 1970-04-21 | 1899-12-31 | Galvanized Steel | Pressurized
KIHWAN KIM JACKS GROCERY | 4630 MIKE PADGETT HWY 56 | AUGUSTA | Richmond | 1210451 | 2 | [5 empty] | Removed from Ground | Gas (Historical Use) | 4000 | Bare Steel | 1984-05-08 | 1899-12-31 | Galvanized Steel | Suction (American)
CIRCLE K STORE #3168 | 2855 WASHINGTON ROAD | AUGUSTA | Richmond | 1210453 | 1 |  | 1998-11-19 | FALSE | 1998-11-19 | FALSE | Currently in Use | Regular | 8000 | Steel-Impressed Current | 1967-01-06 |  | Fiberglass Reinforced Plastic | Pressurized
BOB BEARD INC | 3480 WRIGHTSBORO RD | AUGUSTA | Richmond | 1210257 | 2 |  |  | TRUE |  | TRUE | Currently in Use | Used Oil | 500 | Bare Steel | 1985-04-18 |  | Galvanized Steel
CATES TIRE/WASHINGTON ROAD FIRES | 2835 WASHINGTON RD | AUGUSTA | Richmond | 9121125 | 1 |  |  | TRUE |  | TRUE | Removed from Ground | Used Oil | 270 | Bare Steel | 1976-01-01 | 1994-12-14 | Not Marked | Gravity Fed
CIRCLE K 2723737 | 3539 WHEELER RD | AUGUSTA | Richmond | 9121234 | 1 | Flapper Valve | 2001-08-16 | FALSE | 2001-08-16 | FALSE | Removed from Ground | Regular | 12000 | Fiberglass Double Walled | 2001-08-16 |  | Double-Walled Flex | Pressurized
POWELL GAS & GROCERY | 2182 GORDON HWY | AUGUSTA | Richmond | 1210277 | 4 | [5 empty] | Removed from Ground | Diesel | 1000 | Bare Steel | 1968-05-11 | 1991-11-01 | Galvanized Steel
GA POWER/AUGUSTA OPERATING HQ | 2103 NORTH LEG RD | AUGUSTA | Richmond | 9000386 | 30G3 | [5 empty] | Removed from Ground | Gas (Historical Use) | 10000 | Bare Steel | 1976-05-09 | 1990-01-31 | Bare Steel
SYSCO FOOD SERVICES SE INC | 2102 NORTH LEG RD | AUGUSTA | Richmond | 1210425 | 1 | [5 empty] | Removed from Ground | Gas (Historical Use) | 3000 | Bare Steel | 1979-05-24 | 1991-03-19 | Unknown
MURPHY USA #7639 | 3334 WRIGHTSBORO RD | AUGUSTA | Richmond | 10002617 | 2A | Flapper Valve | 2016-09-24 | FALSE | 2016-09-24 | FALSE | Currently in Use | Premium | 8000 | Fiberglass Double Walled | 2016-08-24 |  | Double-Walled Fiberglass | Pressurized
FORMER GAS STATION | 3921 WRIGHTSBORO ROAD | AUGUSTA | Richmond | 10002162 | 3 |  |  | FALSE |  | FALSE | Removed from Ground | Not Marked/Tank Removed | 1000 | Bare Steel | 2012-09-04 | 2012-09-04 | Bare Steel
CIRCLE K #2705378 | 602 SCOTT NIXON DR | AUGUSTA | Richmond | 9121134 | 2 |  | 1994-09-01 |  | 1994-09-01 |  | Currently in Use | Gas (Historical Use) | 12000 | Double Walled | 1994-09-01 |  | Fiberglass Reinforced Plastic | Pressurized
FORMER AMERADA HESS #10217 | 1535 GORDON HWY | AUGUSTA | Richmond | 9121137 | 1 | [5 empty] | Removed from Ground | Diesel | 3000 | Bare Steel | 1995-04-27 | 1995-04-27 | Unknown
AUGUSTA GOLF COURSE | 2023 HIGHLAND AVE | AUGUSTA | Richmond | 9121149 | 1 | [5 empty] | Removed from Ground | Gas (Historical Use) | 550 | Bare Steel | 1998-06-01 | 1998-06-01 | Galvanized Steel | Suction (American)
WHEELER ROAD BP | 3745 WHEELER RD | AUGUSTA | Richmond | 9121239 | 3 | Ball Float | 2000-12-18 |  | 2001-12-20 |  | Currently in Use | Gas (Historical Use) | 12000 | Epoxy | 2000-11-09 |  | Double-Walled Flex | Pressurized
AAG GA LLC DBA Jiffy Lube | 2028 WINDSOR SPRING RD | AUGUSTA | Richmond | 9121217 | 1 |  | 1988-08-01 | FALSE | 1988-08-01 | FALSE | Closed in Ground | Empty | 1000 | Galvanic (STIP-3) | 1988-08-01 |  | Fiberglass Reinforced Plastic | Suction (American)
PROSPERITY 416 | 3234 WRIGHTSBORO RD | AUGUSTA | Richmond | 1210123 | 1 |  | 1998-12-28 |  | 1998-12-28 |  | Removed from Ground | Kerosene | 10000 | Fiberglass | 1983-04-12 | 2005-02-11 | Cathodically Protected | Pressurized
AUGUSTA AVIATION INC | DANIEL FIELD | AUGUSTA | Richmond | 1210175 | 2 | [5 empty] | Removed from Ground | Gas (Historical Use) | 6000 | Bare Steel | 1956-04-30 | 1999-12-15 | Galvanized Steel | Pressurized
RICHMOND PAVING CO INC | 1909 GORDON HWY | AUGUSTA | Richmond | 1210196 | 2 | [5 empty] | Removed from Ground | Gas (Historical Use) | 1000 | Bare Steel | 1966-05-04 | 1987-02-15 | Galvanized Steel
GA POWER/AUGUSTA OPERATING HQ | 2103 NORTH LEG RD | AUGUSTA | Richmond | 9000386 | 1 | Flapper Valve | 1990-01-01 | FALSE | 1990-01-01 | FALSE | Removed from Ground | Regular | 10000 | Composite | 1990-01-01 |  | Double-Walled Fiberglass | Pressurized
GA POWER/AUGUSTA OPERATING HQ | 2103 NORTH LEG RD | AUGUSTA | Richmond | 9000386 | 30G1 | [5 empty] | Removed from Ground | Gas (Historical Use) | 6000 | Bare Steel | 1966-05-12 | 1990-01-31 | Bare Steel
GA POWER/AUGUSTA OPERATING HQ | 2103 NORTH LEG RD | AUGUSTA | Richmond | 9000386 | 30D1 | [5 empty] | Removed from Ground | Diesel | 10000 | Bare Steel | 1976-05-09 | 1990-01-31 | Bare Steel
W T GOODWIN/WHEELER RD AMOCO | 2812 WHEELER RD | AUGUSTA | Richmond | 1210065 | 1 | [5 empty] | Removed from Ground | Gas (Historical Use) | 8000 | Bare Steel | 1967-05-07 | 1995-05-20 | Galvanized Steel
EVANS DEVELOPMENT LLC | 3441 WRIGHTSBORO RD | AUGUSTA | Richmond | 1210230 | 1 | [5 empty] | Removed from Ground | Gas (Historical Use) | 12000 | Bare Steel | 1981-07-15 | 1993-06-09 | Bare Steel | Pressurized
EVANS DEVELOPMENT LLC | 3441 WRIGHTSBORO RD | AUGUSTA | Richmond | 1210230 | 7 |  | 1993-05-12 |  | 1993-05-12 |  | Temporarily out of use | Gas (Historical Use) | 12000 | Double Walled | 1993-05-03 |  | Fiberglass Reinforced Plastic | Pressurized
GET IT TO GO INC | 3379 MILLEDGEVILLE RD | AUGUSTA | Richmond | 1210220 | 2 |  | 1995-04-01 |  | 1995-04-01 |  | Currently in Use | Gas (Historical Use) | 10000 | Cathodically Protected Steel | 1986-01-01 |  |  | Pressurized
AUGUSTA EXPRESS CAR WASH | 2841 WASHINGTON RD | AUGUSTA | Richmond | 1210261 | 1 |  | 1997-03-17 |  | 1997-03-17 |  | Removed from Ground | Gas (Historical Use) | 10000 | Steel-Impressed Current | 1983-04-22 | 2004-06-01 | Cathodically Protected | Pressurized
CIRCLE K #2705582 | 2916 WASHINGTON RD | AUGUSTA | Richmond | 1210283 | 6 | Ball Float | 1997-02-13 | FALSE | 1997-02-13 | FALSE | Currently in Use | Regular | 12000 | Fiberglass Double Walled | 1997-01-31 |  | Fiberglass Reinforced Plastic | Pressurized
CIRCLE K #2705582 | 2916 WASHINGTON RD | AUGUSTA | Richmond | 1210283 | 8 | Ball Float | 1997-02-13 | FALSE | 1997-02-13 | FALSE | Currently in Use | Diesel | 12000 | Fiberglass Double Walled | 1997-01-31 |  | Fiberglass Reinforced Plastic | Pressurized
Chevron | 601 BRANSFORD RD | AUGUSTA | Richmond | 1210004 | 2 | Flapper Valve | 2021-08-24 | FALSE | 2021-08-24 | FALSE | Currently in Use | Regular | 6000 | Steel-Impressed Current | 1968-03-15 |  |  | Pressurized
R D BOSWELL/NATIONAL HILLS SVC C | 2635 WASHINGTON RD | AUGUSTA | Richmond | 1210009 | 3 | [5 empty] | Removed from Ground | Gas (Historical Use) | 1 | Bare Steel | 1986-03-17 | 1987-05-25 | Galvanized Steel
GA POWER/AUGUSTA OPERATING HQ | 2103 NORTH LEG RD | AUGUSTA | Richmond | 9000386 | 30G2 | [5 empty] | Removed from Ground | Gas (Historical Use) | 6000 | Bare Steel | 1966-05-12 | 1990-01-31 | Bare Steel
GA POWER/AUGUSTA OPERATING HQ | 2103 NORTH LEG RD | AUGUSTA | Richmond | 9000386 | 30W1 |  |  | TRUE |  | TRUE | Removed from Ground | Used Oil | 500 | Bare Steel | 1966-05-12 | 1990-01-31 | Bare Steel
AUGUSTA COCA-COLA BTLG CO | 1901 NORTH LEG RD | AUGUSTA | Richmond | 1210055 | 6 | Flapper Valve | 2007-04-10 | FALSE | 2007-04-10 | TRUE | Closed in Ground | Diesel | 12000 | Composite Double Walled | 2007-04-15 |  | Double-Walled Fiberglass | Pressurized
U-HAUL #77962 | 3363 WRIGHTSBORO RD | AUGUSTA | Richmond | 1210100 | 4 |  |  | TRUE |  | TRUE | Removed from Ground | Used Oil | 1500 | Fiberglass | 1984-05-05 | 1998-01-23 | Unknown
TRICO II SE PETROLEUM CORP #417 | 2805 WASHINGTON RD | AUGUSTA | Richmond | 1210121 | 4 |  | 1982-11-01 |  | 1982-11-01 |  | Removed from Ground | Gas (Historical Use) | 10000 | Fiberglass | 1983-04-12 | 2004-08-18 | Cathodically Protected | Pressurized
PROSPERITY 416 | 3234 WRIGHTSBORO RD | AUGUSTA | Richmond | 1210123 | 2 |  | 1998-12-28 |  | 1998-12-28 |  | Removed from Ground | Gas (Historical Use) | 6000 | Fiberglass | 1970-04-15 | 2005-02-11 | Cathodically Protected | Pressurized
SMITHS CHEVRON | 3600 WALTON WAY EXT | AUGUSTA | Richmond | 1210128 | 4 | [5 empty] | Removed from Ground | Gas (Historical Use) | 5000 | Bare Steel | 1971-04-27 | 1987-10-01 | Galvanized Steel
SMITHS CHEVRON | 3600 WALTON WAY EXT | AUGUSTA | Richmond | 1210128 | 5 |  |  | TRUE |  | TRUE | Removed from Ground | Used Oil | 550 | Bare Steel | 1971-04-27 | 1987-10-01 | Galvanized Steel
SMITHS CHEVRON | 3600 WALTON WAY EXT | AUGUSTA | Richmond | 1210128 | 7 |  | 1987-10-01 | FALSE | 1987-10-01 | FALSE | Removed from Ground | Gas (Historical Use) | 10000 | Fiberglass | 1987-10-01 |  | Fiberglass Reinforced Plastic
EVANS DEVELOPMENT LLC | 3441 WRIGHTSBORO RD | AUGUSTA | Richmond | 1210230 | 2 | [5 empty] | Removed from Ground | Gas (Historical Use) | 12000 | Bare Steel | 1981-07-15 | 1993-06-09 | Bare Steel | Pressurized
WASHINGTON RD FAST FARE | 2851 WASHINGTON RD | AUGUSTA | Richmond | 1210255 | 1 |  | 1997-08-05 |  | 1997-08-05 |  | Removed from Ground | Gas (Historical Use) | 10000 | Galvanic (STIP-3) | 1982-04-18 | 2014-04-23 | Fiberglass Reinforced Plastic | Pressurized
GORDON HWY FAST FARE | 2061 GORDON HWY | AUGUSTA | Richmond | 1210256 | 3 |  | 1997-06-06 | FALSE | 1988-06-01 | FALSE | Currently in Use | Regular | 10000 | Galvanic (STIP-3) | 1982-04-18 |  | Fiberglass Reinforced Plastic | Pressurized
CIRCLE K STORE #3179 | 3315 PEACH ORCHARD RD | AUGUSTA | Richmond | 1210454 | 3 | [5 empty] | Removed from Ground | Gas (Historical Use) | 5000 | Bare Steel | 1967-01-06 | 1992-06-29 | Galvanized Steel
ONE STOP & SHOP | 2382 BARTON CHAPEL RD | AUGUSTA | Richmond | 1210430 | 2 | [5 empty] | Permanently Out of Use - historical purposes | Gas (Historical Use) | 8000 | Bare Steel | 1972-05-16 | 1899-12-31 | Galvanized Steel | Suction (American)
TRANSPORTATION FACILITY | 2500 LUMPKIN RD | AUGUSTA | Richmond | 1210367 | 6 |  | 1991-08-01 |  | 1991-08-01 |  | Removed from Ground | Diesel | 15000 | Fiberglass Double Walled | 1991-07-31 | 2010-07-13 | Double-Walled Fiberglass | Pressurized
SUPER EXPRESS #1 | 3150 WRIGHTSBORO RD | AUGUSTA | Richmond | 10001373 | 2A | Flapper Valve | 2007-07-10 | FALSE | 2007-07-10 | FALSE | Currently in Use | Premium | 6000 | Composite | 2007-07-10 |  | Fiberglass Reinforced Plastic | Pressurized
COSTCO FUEL FACILITY (LOC. 1102) | 817 CABELA DR | AUGUSTA | Richmond | 10002022 | 3 | Overfill Alarm | 2011-10-03 | FALSE | 2011-09-01 | FALSE | Currently in Use | Premium | 30000 | Fiberglass Double Walled | 2011-07-28 |  | Double-Walled Fiberglass | Pressurized
MACYS AT AUGUSTA MALL | 3450 WRIGHTSBORO RD | AUGUSTA | Richmond | 10001969 | 1 |  |  | FALSE |  | FALSE | Removed from Ground | Gas (Historical Use) | 150 | Bare Steel | 1972-01-01 | 2011-08-31 | Bare Steel
AAG GA LLC DBA Jiffy Lube | 2028 WINDSOR SPRING RD | AUGUSTA | Richmond | 9121217 | 2 |  | 1988-08-01 | FALSE | 1988-08-01 | FALSE | Closed in Ground | Empty | 1000 | Galvanic (STIP-3) | 1988-08-01 |  | Fiberglass Reinforced Plastic | Suction (American)
PILOT TRAVEL CENTER #065 | 4091 JIMMIE DYESS PKWY | AUGUSTA | Richmond | 9121016 | D | Ball Float | 1991-06-01 | FALSE | 1991-06-01 | FALSE | Currently in Use | Diesel | 10000 | Galvanic (STIP-3) | 1991-06-01 |  | Fiberglass Reinforced Plastic | Pressurized
PILOT TRAVEL CENTER #065 | 4091 JIMMIE DYESS PKWY | AUGUSTA | Richmond | 9121016 | C | Ball Float | 1991-06-01 | FALSE | 1991-06-01 | FALSE | Currently in Use | Regular | 10000 | Galvanic (STIP-3) | 1991-06-01 |  | Fiberglass Reinforced Plastic | Pressurized
MAINA LLC THE CORNER STORE | 3104 WRIGHTSBORO RD | AUGUSTA | Richmond | 1210059 | 5 | Flapper Valve | 1998-05-01 | FALSE | 1998-05-01 | FALSE | Currently in Use | Regular | 6000 | Galvanic (STIP-3) | 1988-05-01 |  | Fiberglass Reinforced Plastic | Pressurized
MAINA LLC THE CORNER STORE | 3104 WRIGHTSBORO RD | AUGUSTA | Richmond | 1210059 | 4 | Flapper Valve | 1998-05-01 | FALSE | 1998-05-01 | FALSE | Currently in Use | Regular | 6000 | Galvanic (STIP-3) | 1988-05-01 |  | Fiberglass Reinforced Plastic | Pressurized
SMITHS CHEVRON | 3600 WALTON WAY EXT | AUGUSTA | Richmond | 1210128 | 2 | [5 empty] | Removed from Ground | Gas (Historical Use) | 8000 | Bare Steel | 1971-04-27 | 1987-10-01 | Galvanized Steel
AUGUSTA AVIATION INC | DANIEL FIELD | AUGUSTA | Richmond | 1210175 | 3 | [5 empty] | Removed from Ground | Diesel | 12000 | Bare Steel | 1966-04-28 | 1999-12-14 | Unknown | Pressurized
EVANS DEVELOPMENT LLC | 3441 WRIGHTSBORO RD | AUGUSTA | Richmond | 1210230 | 4 | [5 empty] | Removed from Ground | Diesel | 12000 | Bare Steel | 1981-07-15 | 1993-06-09 | Galvanized Steel
EVANS DEVELOPMENT LLC | 3441 WRIGHTSBORO RD | AUGUSTA | Richmond | 1210230 | 5 |  | 1993-05-12 |  | 1993-05-12 |  | Temporarily out of use | Diesel | 10000 | Double Walled | 1993-05-03 |  | Fiberglass Reinforced Plastic | Pressurized
CIRCLE K #2705582 | 2916 WASHINGTON RD | AUGUSTA | Richmond | 1210283 | 2 | [5 empty] | Removed from Ground | Gas (Historical Use) | 12000 | Bare Steel | 1984-05-07 | 1997-02-26 | Galvanized Steel | Pressurized
SUPER MINI MART | 1812 LUMPKIN RD | AUGUSTA | Richmond | 1210032 | 2 |  | 1998-12-15 | FALSE | 1998-12-15 | FALSE | Temporarily out of use | Gas (Historical Use) | 8084 | Steel-Impressed Current | 1974-04-20 |  |  | Safe Suction (Euro)
POWELL GAS & GROCERY | 2182 GORDON HWY | AUGUSTA | Richmond | 1210277 | 1 | [5 empty] | Removed from Ground | Gas (Historical Use) | 3000 | Bare Steel | 1983-05-08 | 1991-11-01 | Galvanized Steel
SMART GROCERY | 3221 WRIGHTSBORO RD | AUGUSTA | Richmond | 1210272 | 3 | [5 empty] | Removed from Ground | Gas (Historical Use) | 4000 | Bare Steel | 1963-05-13 | 1997-04-07 | Galvanized Steel | Safe Suction (Euro)
S&B CO INC/SILVERSTEINS CLEANERS | 2568 CENTRAL AVE | AUGUSTA | Richmond | 1210210 | 2 | [5 empty] | Removed from Ground | Other | 550 | Bare Steel | 1966-05-04 | 1899-12-31 | Galvanized Steel
AUGUSTA FIRE STATION #8 | 2839 CENTRAL AVE | AUGUSTA | Richmond | 9121104 | DIESEL | [5 empty] | Removed from Ground | Empty | 400 | Bare Steel | 1973-01-01 | 1998-09-08 | Galvanized Steel | Suction (American)
LAKE FOREST ELEMENTARY | 3140 LAKE FOREST DRIVE | AUGUSTA | Richmond | 9121220 | 1 | [5 empty] | Removed from Ground | Diesel | 500 | Bare Steel | 1999-03-09 | 1999-03-09 | Bare Steel
NATIONAL HILLS BP | 2701 WASHINGTON RD | AUGUSTA | Richmond | 1210070 | 7 |  | 1990-01-01 |  | 1990-01-01 |  | Currently in Use | Gas (Historical Use) | 8000 | Fiberglass | 1990-01-01 |  | Fiberglass Reinforced Plastic | Pressurized
NATIONAL HILLS BP | 2701 WASHINGTON RD | AUGUSTA | Richmond | 1210070 | 1 | [5 empty] | Removed from Ground | Gas (Historical Use) | 3000 | Bare Steel | 1966-05-07 | 1990-06-01 | Galvanized Steel
AUGUSTA COCA-COLA BTLG CO | 1901 NORTH LEG RD | AUGUSTA | Richmond | 1210055 | 1 | [5 empty] | Removed from Ground | Diesel | 10000 | Bare Steel | 1977-05-07 | 1992-06-01 | Galvanized Steel
Hari Kush LLC | 1901 GORDON HWY | AUGUSTA | Richmond | 1210044 | 2 | Flapper Valve | 1998-12-01 | FALSE | 1998-12-01 | FALSE | Currently in Use | Regular | 10000 | Composite | 1985-03-17 |  | Fiberglass Reinforced Plastic
CIRCLE K #2723255 | 3477 WRIGHTSBORO RD | AUGUSTA | Richmond | 1210173 | 2 | [5 empty] | Removed from Ground | Gas (Historical Use) | 6000 | Cathodically Protected Steel | 1970-05-10 | 1988-06-28 | Galvanized Steel
DRUG TRANSPORT INC | 1527 CRESCENT DR | AUGUSTA | Richmond | 1210193 | 1 | [5 empty] | Removed from Ground | Diesel | 2000 | Bare Steel | 1980-04-02 | 1997-08-16 | Galvanized Steel | Safe Suction (Euro)
CUMBEE'S GROCERY | 4628 MIKE PADGETT HWY | AUGUSTA | Richmond | 9121237 | 1A | Flapper Valve | 2001-10-30 | FALSE | 2001-10-30 | FALSE | Temporarily out of use | Gas (Historical Use) | 8000 | Composite | 2001-10-30 |  | Fiberglass Reinforced Plastic | Safe Suction (Euro)
SERVICE AMERICA | 1817 MARVIN GRIFFIN ROAD | AUGUSTA | Richmond | 9121180 | 2 | [5 empty] | Removed from Ground | Diesel | 2000 | Not Marked/Unknown | 1990-02-01 | 1990-02-01 | Not Marked
RYDER TRUCK RENTAL INC | 3433 COOKIE RD | AUGUSTA | Richmond | 9121139 | 1 | [5 empty] | Removed from Ground | Diesel | 10000 | Bare Steel | 1997-11-17 | 1997-11-17 | Bare Steel | Pressurized
BOARL BRICK MERRY BROS TRUCKING | 1475 DOUG BERNARD PKWY | AUGUSTA | Richmond | 9121117 | 3 |  |  | TRUE |  | TRUE | Removed from Ground | Used Oil | 4000 | Bare Steel | 1978-01-01 | 1993-11-16 | Galvanized Steel | Safe Suction (Euro)
MERRY BROTHERS BRICK | 1630 ARTHERN RD | AUGUSTA | Richmond | 1210118 | 3 | [5 empty] | Removed from Ground | Other | 5000 | Bare Steel | 1961-05-12 | 1992-12-03 | Galvanized Steel
NATIONAL LINEN SVC | 1825 OLD SAVANNAH RD | AUGUSTA | Richmond | 1210296 | 2 | [5 empty] | Removed from Ground | Other | 10000 | Bare Steel | 1964-05-12 | 1992-03-15 | Galvanized Steel
RYDER TRUCK RENTAL 1504 | 710 LANEY WALKER BLVD EXT | AUGUSTA | Richmond | 1210309 | 9 | Overfill Alarm | 2022-01-27 | FALSE | 2022-01-27 | FALSE | Currently in Use | Diesel | 15000 | Fiberglass Double Walled | 2022-01-27 |  | Double-Walled Fiberglass | Pressurized
SPEEDY CAB INC | 711 Laney Walker Blvd | AUGUSTA | Richmond | 1210339 | 3 | [5 empty] | Removed from Ground | Gas (Historical Use) | 15000 | Bare Steel | 1965-01-19 | 1987-01-01 | Galvanized Steel
LANEY WALKER EXXON | 1136 LANEY WALKER BLVD | AUGUSTA | Richmond | 1210111 | 3 | [5 empty] | Removed from Ground | Gas (Historical Use) | 2000 | Bare Steel | 1963-05-14 | 1993-09-28 | Galvanized Steel
FORMER FINA #134-6790-709 | 2106 PEACH ORCHARD RD | AUGUSTA | Richmond | 9000601 | 11 |  |  | TRUE |  | TRUE | Removed from Ground | Used Oil | 600 | Bare Steel | 1959-04-30 | 1989-10-31 | Galvanized Steel
SEARLE | 1750 LOVERS LANE | AUGUSTA | Richmond | 9121032 | 04-102 | [5 empty] | Removed from Ground | Hazardous Substance | 10000 | Bare Steel | 1982-06-01 | 1995-10-17 | Bare Steel | Safe Suction (Euro)
OK PANTRY | 502 HIGHLAND AVE | AUGUSTA | Richmond | 1210035 | 5 | [5 empty] | Removed from Ground | Gas (Historical Use) | 8000 | Bare Steel | 1970-04-21 | 1899-12-31 | Galvanized Steel | Pressurized
CIRCLE K STORE #3178 | 2631 WASHINGTON RD | AUGUSTA | Richmond | 1210282 | 5 |  |  | TRUE |  | TRUE | Removed from Ground | Used Oil | 550 | Bare Steel | 1964-05-12 | 1899-12-31 | Galvanized Steel
CIRCLE K STORE #3178 | 2631 WASHINGTON RD | AUGUSTA | Richmond | 1210282 | 4 | [5 empty] | Removed from Ground | Gas (Historical Use) | 4000 | Bare Steel | 1964-05-12 | 1998-05-01 | Fiberglass Reinforced Plastic | Pressurized
POWELL GAS & GROCERY | 2182 GORDON HWY | AUGUSTA | Richmond | 1210277 | 6 | [5 empty] | Removed from Ground | Gas (Historical Use) | 500 | Bare Steel | 1968-05-11 | 1991-11-01 | Galvanized Steel
SMART GROCERY | 3221 WRIGHTSBORO RD | AUGUSTA | Richmond | 1210272 | 2 | [5 empty] | Removed from Ground | Gas (Historical Use) | 4000 | Bare Steel | 1963-05-13 | 1997-04-07 | Galvanized Steel | Safe Suction (Euro)
VA MEDICAL CENTER AUGUSTA | 2460 WRIGHTSBORO RD | AUGUSTA | Richmond | 1210258 | 11D91 | Flapper Valve | 1991-01-01 | FALSE | 1991-01-01 | FALSE | Currently in Use | Diesel | 4000 | Steel-Impressed Current | 2001-09-12 |  | Steel (Impressed Current) | Safe Suction (Euro)
SEARLE | 1750 LOVERS LANE | AUGUSTA | Richmond | 9121032 | 04-110 | [5 empty] | Removed from Ground | Hazardous Substance | 10000 | Bare Steel | 1982-06-01 | 1899-12-31 | Bare Steel | Safe Suction (Euro)
SEARLE | 1750 LOVERS LANE | AUGUSTA | Richmond | 9121032 | 04-115 | [5 empty] | Removed from Ground | Hazardous Substance | 10000 | Unknown | 1982-06-01 | 1995-11-18 | Not Marked | Safe Suction (Euro)
SEARLE | 1750 LOVERS LANE | AUGUSTA | Richmond | 9121032 | 04-112 | [5 empty] | Removed from Ground | Hazardous Substance | 10000 | Bare Steel | 1982-06-01 | 1899-12-31 | Bare Steel | Safe Suction (Euro)
GERALD JONES HONDA | 1801 GORDON HWY | AUGUSTA | Richmond | 1210011 | 1 |  |  | TRUE |  | TRUE | Removed from Ground | Used Oil | 550 | Bare Steel | 1983-03-21 | 1994-05-26 | Galvanized Steel | Gravity Fed
TIME SAVER GRO #3 | 3333 MIKE PADGETT HWY | AUGUSTA | Richmond | 1210020 | 3 |  | 1998-03-31 | FALSE | 1998-03-31 | FALSE | Currently in Use | Diesel | 12000 | Steel-Impressed Current | 1982-04-16 |  | Steel (Impressed Current) | Pressurized
HYDRECO/UNIT OF GENERAL SIGNAL | 1885 TOBACCO RD | AUGUSTA | Richmond | 1210002 | 2 | [5 empty] | Removed from Ground | Gas (Historical Use) | 5000 | Fiberglass | 1978-03-14 | 1989-03-02 | Galvanized Steel
SUPER EXPRESS #5 | 3341 DEANS BRIDGE RD | AUGUSTA | Richmond | 10002335 | 1B | Flapper Valve | 2014-06-01 | FALSE | 2014-06-01 | FALSE | Currently in Use | Premium | 5000 | Composite Double Walled | 2014-05-01 |  | Double-Walled Fiberglass | Pressurized
SEARLE | 1750 LOVERS LANE | AUGUSTA | Richmond | 9121032 | 03-117 | [5 empty] | Removed from Ground | Hazardous Substance | 15000 | Bare Steel | 1982-06-01 | 1994-10-01 | Bare Steel | Safe Suction (Euro)
SEARLE | 1750 LOVERS LANE | AUGUSTA | Richmond | 9121032 | 03-118 | [5 empty] | Removed from Ground | Hazardous Substance | 20000 | Bare Steel | 1982-06-01 | 1994-09-01 | Bare Steel | Safe Suction (Euro)
Short Stop | 1714 FIFTEENTH ST | AUGUSTA | Richmond | 9121050 | 1 | [5 empty] | Removed from Ground | Gas (Historical Use) | 10000 | Bare Steel | 1966-04-20 | 1983-03-01 | Bare Steel | Pressurized
MAPELLI BROTHERS | 944 WALKER ST | AUGUSTA | Richmond | 9121074 | 1 | [5 empty] | Removed from Ground | Empty | 500 | Not Marked/Unknown | 1990-10-25 | 1990-10-25 | Not Marked
BEAM OIL CO DIV OF WITCO CORP | 1271 GORDON HWY | AUGUSTA | Richmond | 9121022 | 2 | [5 empty] | Removed from Ground | Other | 0 | Marked Unknown | 1990-03-27 | 1990-03-27 | Unknown
AUGUSTA FIRE STATION #2 | 1491 WALTON WAY | AUGUSTA | Richmond | 9121102 | DIESEL | [5 empty] | Removed from Ground | Empty | 400 | Bare Steel | 1973-01-01 | 1998-09-10 | Galvanized Steel | Suction (American)
CIRCLE K #2723270 | 1494 JONES ST | AUGUSTA | Richmond | 9121203 | 3 | Ball Float | 1996-06-25 | FALSE | 1996-06-25 | FALSE | Removed from Ground | Gas (Historical Use) | 10000 | Composite | 1996-06-25 | 2018-03-06 | Flex | Pressurized
FORMER COCA COLA BUILDING | 102 FIFTH ST | AUGUSTA | Richmond | 9121179 | 2 | [5 empty] | Closed in Ground | Gas (Historical Use) | 10000 | Bare Steel | 1996-10-29 | 1996-10-29 | Bare Steel | Safe Suction (Euro)
NORFOLK SOUTHERN CORPORATION | CLASS FACTORY AVE | AUGUSTA | Richmond | 9121211 | A | [5 empty] | Removed from Ground | Gas (Historical Use) | 500 | Bare Steel | 1955-01-01 | 1998-09-22 | Bare Steel | Safe Suction (Euro)
BORDEN INC | 914 TELFAIR ST | AUGUSTA | Richmond | 1210418 | 8 | [5 empty] | Removed from Ground | Diesel | 1000 | Bare Steel | 1950-01-01 | 1990-06-21 | Galvanized Steel
BORDEN INC | 914 TELFAIR ST | AUGUSTA | Richmond | 1210418 | 6 | [5 empty] | Removed from Ground | Diesel | 10000 | Bare Steel | 1978-01-01 | 1990-06-21 | Galvanized Steel
SANDBAR CENTER LLC/EAST BOUNDARY FOOD MART | 202 E BOUNDARY | AUGUSTA | Richmond | 10001723 | 2B |  | 2009-05-14 | FALSE | 2009-05-14 | FALSE | Currently in Use | Diesel | 7000 | Fiberglass Double Walled | 2009-01-19 |  | Double-Walled Fiberglass | Pressurized
Chevron | 601 BRANSFORD RD | AUGUSTA | Richmond | 1210004 | 1 | Flapper Valve | 2021-08-24 | FALSE | 2021-08-24 | FALSE | Currently in Use | Regular | 6000 | Steel-Impressed Current | 1968-03-15 |  |  | Pressurized
TUBMAN MIDDLE SCHOOL | 1740 WALTON WAY | AUGUSTA | Richmond | 1210356 | 2 | [5 empty] | Removed from Ground | Empty | 10000 | Bare Steel | 1977-01-01 | 1977-01-01 | Galvanized Steel
CIRCLE K STORE #3178 | 2631 WASHINGTON RD | AUGUSTA | Richmond | 1210282 | 1 | [5 empty] | Removed from Ground | Gas (Historical Use) | 4000 | Bare Steel | 1964-05-12 | 1998-05-01 | Fiberglass Reinforced Plastic | Pressurized
R D BOSWELL/NATIONAL HILLS SVC C | 2635 WASHINGTON RD | AUGUSTA | Richmond | 1210009 | 2 | [5 empty] | Removed from Ground | Gas (Historical Use) | 1 | Bare Steel | 1986-03-17 | 1987-05-25 | Galvanized Steel
Former Circle K #2723262 dba Express Mart | 3434 WRIGHTSBORO RD | AUGUSTA | Richmond | 9000076 | 3 | [5 empty] | Removed from Ground | Gas (Historical Use) | 10000 | Bare Steel | 1961-05-07 | 1987-01-01 | Galvanized Steel
MAINA LLC THE CORNER STORE | 3104 WRIGHTSBORO RD | AUGUSTA | Richmond | 1210059 | 3 | [5 empty] | Removed from Ground | Gas (Historical Use) | 3000 | Bare Steel | 1957-05-09 | 1988-05-01 | Galvanized Steel
CIRCLE K #2723255 | 3477 WRIGHTSBORO RD | AUGUSTA | Richmond | 1210173 | 5 |  |  | TRUE |  | TRUE | Removed from Ground | Used Oil | 550 | Cathodically Protected Steel | 1970-05-10 | 1988-06-28 | Galvanized Steel
CIRCLE K #2723255 | 3477 WRIGHTSBORO RD | AUGUSTA | Richmond | 1210173 | 7 | Ball Float | 1989-01-01 | FALSE | 1989-01-01 | FALSE | Removed from Ground | Gas (Historical Use) | 10000 | Fiberglass | 1989-01-01 | 2016-04-06 | Fiberglass Reinforced Plastic | Pressurized
CIRCLE K #2723255 | 3477 WRIGHTSBORO RD | AUGUSTA | Richmond | 1210173 | 4 | [5 empty] | Removed from Ground | Gas (Historical Use) | 6000 | Cathodically Protected Steel | 1970-05-10 | 1988-06-28 | Galvanized Steel
CIRCLE K STORE #3180 | 499 BERCKMAN RD | AUGUSTA | Richmond | 1210285 | 3 | [5 empty] | Removed from Ground | Gas (Historical Use) | 10000 | Bare Steel | 1968-05-11 | 1998-11-17 | Galvanized Steel | Pressurized
Chevron | 601 BRANSFORD RD | AUGUSTA | Richmond | 1210004 | 3 | Flapper Valve | 2021-08-24 | FALSE | 2021-08-24 | FALSE | Currently in Use | Premium | 6000 | Steel-Impressed Current | 1968-03-15 |  |  | Pressurized
CHARTER HOSPITAL OF AUGUSTA | 3100 PERIMETER PKWY | AUGUSTA | Richmond | 9121029 | 1 |  | 1993-01-23 |  | 1993-01-23 |  | Closed in Ground | Diesel | 1000 | Composite | 1985-08-23 | 1998-07-01 | Bare Steel | Safe Suction (Euro)
Former Circle K #2723262 dba Express Mart | 3434 WRIGHTSBORO RD | AUGUSTA | Richmond | 9000076 | 4 | [5 empty] | Removed from Ground | Diesel | 285 | Bare Steel | 1961-05-07 | 1987-01-01 | Galvanized Steel
MAINA LLC THE CORNER STORE | 3104 WRIGHTSBORO RD | AUGUSTA | Richmond | 1210059 | 2 | [5 empty] | Removed from Ground | Gas (Historical Use) | 3000 | Bare Steel | 1957-05-09 | 1988-05-01 | Galvanized Steel
GET IT TO GO INC | 3379 MILLEDGEVILLE RD | AUGUSTA | Richmond | 1210220 | 1 |  | 1995-04-01 |  | 1995-04-01 |  | Currently in Use | Gas (Historical Use) | 10000 | Cathodically Protected Steel | 1986-01-01 |  |  | Pressurized
CIRCLE K #2705582 | 2916 WASHINGTON RD | AUGUSTA | Richmond | 1210283 | 4 | [5 empty] | Removed from Ground | Gas (Historical Use) | 12000 | Bare Steel | 1984-05-07 | 1997-02-26 | Galvanized Steel | Pressurized
CIRCLE K #2705582 | 2916 WASHINGTON RD | AUGUSTA | Richmond | 1210283 | 5 | Ball Float | 1997-02-13 | FALSE | 1997-02-13 | FALSE | Currently in Use | Regular | 12000 | Fiberglass Double Walled | 1997-01-31 |  | Fiberglass Reinforced Plastic | Pressurized
MARTIN MARIETTA AGGREGATES | SUPERIOR RD/AUGUSTA QUARRY | AUGUSTA | Richmond | 9121001 | 3 | [5 empty] | Removed from Ground | Empty | 1000 | Bare Steel | 1966-04-22 | 1990-12-11 | Galvanized Steel
NATIONAL HILLS BP | 2701 WASHINGTON RD | AUGUSTA | Richmond | 1210070 | 2 | [5 empty] | Removed from Ground | Gas (Historical Use) | 3000 | Bare Steel | 1966-05-07 | 1990-06-01 | Galvanized Steel
AUGUSTA COCA-COLA BTLG CO | 1901 NORTH LEG RD | AUGUSTA | Richmond | 1210055 | 2 |  | 1997-05-20 |  | 1997-05-20 |  | Removed from Ground | Diesel | 12000 | Steel-Impressed Current | 1977-05-07 | 2007-03-01 | Steel (Impressed Current) | Suction (American)
DRUG TRANSPORT INC | 1527 CRESCENT DR | AUGUSTA | Richmond | 1210193 | 2 | [5 empty] | Removed from Ground | Diesel | 1000 | Bare Steel | 1980-04-02 | 1997-08-16 | Galvanized Steel | Safe Suction (Euro)
RICHMOND PAVING CO INC | 1909 GORDON HWY | AUGUSTA | Richmond | 1210196 | 1 | [5 empty] | Removed from Ground | Gas (Historical Use) | 1000 | Bare Steel | 1966-05-04 | 1988-06-15 | Galvanized Steel
CIRCLE K #2705582 | 2916 WASHINGTON RD | AUGUSTA | Richmond | 1210283 | 3 | [5 empty] | Removed from Ground | Gas (Historical Use) | 12000 | Bare Steel | 1984-05-07 | 1997-02-26 | Galvanized Steel | Pressurized
South Pole LLC | 2447 WRIGHTSBORO RD | AUGUSTA | Richmond | 1210014 | 3 | Flapper Valve | 1998-10-01 | FALSE | 1998-10-01 | FALSE | Currently in Use | Regular | 10000 | Steel-Impressed Current | 1978-03-19 |  | Steel (Impressed Current) | Pressurized
FORMER GASOLINE STATION | 2819 WASHINGTON RD | AUGUSTA | Richmond | 1210308 | 1 | [5 empty] | Removed from Ground | Empty | 20000 | Bare Steel | 1971-05-12 | 1992-11-01 | Galvanized Steel
THE EARTHGRAINS CO | 1500 WRIGHTSBORO RD | AUGUSTA | Richmond | 1210211 | 7 | [5 empty] | Removed from Ground | Other | 400 | Bare Steel | 1980-04-30 | 1993-12-09 | Bare Steel | Gravity Fed
THE EARTHGRAINS CO | 1500 WRIGHTSBORO RD | AUGUSTA | Richmond | 1210211 | 4 | [5 empty] | Removed from Ground | Gas (Historical Use) | 10000 | Bare Steel | 1986-04-29 | 1989-02-22 | Bare Steel | Pressurized
THE EARTHGRAINS CO | 1500 WRIGHTSBORO RD | AUGUSTA | Richmond | 1210211 | 1 | [5 empty] | Removed from Ground | Gas (Historical Use) | 8000 | Bare Steel | 1974-05-02 | 1989-02-22 | Bare Steel | Pressurized
CIRCLE K #2705337 | 2702 WRIGHTSBORO RD | AUGUSTA | Richmond | 1210251 | 8 | Flapper Valve | 1995-02-07 | FALSE | 1995-02-07 | FALSE | Currently in Use | Diesel | 12000 | Fiberglass Double Walled | 1995-02-06 |  | Fiberglass Reinforced Plastic | Pressurized
CIRCLE K STORE #3178 | 2631 WASHINGTON RD | AUGUSTA | Richmond | 1210282 | 7 |  | 1998-10-15 | FALSE | 1998-10-15 | FALSE | Currently in Use | Gas (Historical Use) | 4000 | Composite | 1998-10-15 |  | Fiberglass Reinforced Plastic | Pressurized
S&B CO INC/SILVERSTEINS CLEANERS | 2568 CENTRAL AVE | AUGUSTA | Richmond | 1210210 | 1 | [5 empty] | Currently in Use | Diesel | 10000 | Bare Steel | 1976-05-01 |  | Galvanized Steel
SIBLEY DIVISION | GOODRICH ST | AUGUSTA | Richmond | 1210203 | 1 | [5 empty] | Removed from Ground | Gas (Historical Use) | 500 | Bare Steel | 1971-05-04 | 1991-01-01 | Unknown
VA MEDICAL CENTER AUGUSTA | 2460 WRIGHTSBORO RD | AUGUSTA | Richmond | 1210258 | 13D91 |  | 1991-01-01 |  | 1991-01-01 |  | Closed in Ground | Diesel | 1000 | Cathodically Protected Steel | 1991-01-01 | 2001-06-01 | Copper | Suction (American)
SHOPPIN STOP | 1649 OLIVE RD | AUGUSTA | Richmond | 1210245 | 6 | Flapper Valve | 1987-11-01 | FALSE | 1987-11-01 | FALSE | Removed from Ground | Gas (Historical Use) | 8000 | Steel-Impressed Current | 1988-05-06 | 2017-01-10 | Steel (Impressed Current) | Pressurized
CIRCLE K #5334 | 2572 LUMPKIN RD | AUGUSTA | Richmond | 1210249 | 6 |  | 1995-04-27 |  | 1995-07-27 |  | Removed from Ground | Gas (Historical Use) | 11627 | Double Walled | 1995-04-27 | 2015-02-10 | Fiberglass Reinforced Plastic | Pressurized
BST/HILL CO/R3515 | 2115 KINGS WAY | AUGUSTA | Richmond | 1210225 | 1 | [5 empty] | Removed from Ground | Diesel | 550 | Bare Steel | 1974-08-01 | 1996-12-16 | Bare Steel | Suction (American)
ABBOTT OIL CO INC | 2834 WALDEN DR | AUGUSTA | Richmond | 1210110 | 2 |  |  | TRUE |  | TRUE | Removed from Ground | Used Oil | 550 | Bare Steel | 1977-05-10 | 1995-11-13 | Galvanized Steel
CIRCLE K #2705581 | 2631 WRIGHTSBORO RD | AUGUSTA | Richmond | 1210138 | 4 | [5 empty] | Removed from Ground | Gas (Historical Use) | 4000 | Cathodically Protected Steel | 1964-01-07 | 1988-07-08 | Galvanized Steel
CIRCLE K #2705581 | 2631 WRIGHTSBORO RD | AUGUSTA | Richmond | 1210138 | 1 | [5 empty] | Removed from Ground | Gas (Historical Use) | 4000 | Cathodically Protected Steel | 1964-01-07 | 1988-07-08 | Galvanized Steel
CIRCLE K #2705581 | 2631 WRIGHTSBORO RD | AUGUSTA | Richmond | 1210138 | 7 | Flapper Valve | 1997-07-01 | FALSE | 1997-07-01 | FALSE | Currently in Use | Regular | 10000 | Galvanic (STIP-3) | 1988-01-01 |  | Fiberglass Reinforced Plastic | Pressurized
SHOPPIN STOP | 1649 OLIVE RD | AUGUSTA | Richmond | 1210245 | 2 |  |  | FALSE |  | FALSE | Removed from Ground | Gas (Historical Use) | 6000 | Bare Steel | 1971-04-25 | 1988-02-18 | Galvanized Steel
CIRCLE K #5334 | 2572 LUMPKIN RD | AUGUSTA | Richmond | 1210249 | 8 |  | 1995-04-27 |  | 1995-07-27 |  | Removed from Ground | Kerosene | 7896 | Double Walled | 1995-04-27 | 2015-02-10 | Fiberglass Reinforced Plastic | Pressurized
CIRCLE K #5334 | 2572 LUMPKIN RD | AUGUSTA | Richmond | 1210249 | 9 |  |  | FALSE |  | FALSE | Removed from Ground | Used Oil | 500 | Unknown | 2015-02-16 | 2015-02-16
SMILE GAS #3/FORMER DANIEL VILLA | 2801 WRIGHTSBORO RD | AUGUSTA | Richmond | 1210248 | 3 | [5 empty] | Removed from Ground | Gas (Historical Use) | 3000 | Cathodically Protected Steel | 1956-04-28 | 1987-01-01 | Galvanized Steel
CIRCLE K #2705581 | 2631 WRIGHTSBORO RD | AUGUSTA | Richmond | 1210138 | 5 | [5 empty] | Removed from Ground | Other | 550 | Not Marked/Unknown | 1988-07-08 | 1988-07-08
ACADEMY AMOCO | 1953 WALTON WAY | AUGUSTA | Richmond | 1210063 | DIESEL |  | 1998-02-01 | FALSE | 1998-02-01 | FALSE | Removed from Ground | Diesel | 4000 | Steel-Impressed Current | 1985-05-02 | 2014-12-21 |  | Pressurized
GAS EXPRESS #286 | 1121 15th St. | AUGUSTA | Richmond | 1210054 | 3 | [5 empty] | Removed from Ground | Gas (Historical Use) | 10000 | Unknown | 1985-05-05 | 1997-01-12 | Galvanized Steel | Pressurized
KING FOOD MART | 2177 BROAD ST | AUGUSTA | Richmond | 1210071 | PREM |  | 1998-03-01 |  | 1998-03-01 |  | Currently in Use | Gas (Historical Use) | 8000 | Steel-Impressed Current | 1967-05-07 |  | Cathodically Protected | Pressurized
BP OIL #45240/GULF STATION #2655 | 2501 WRIGHTSBORO RD | AUGUSTA | Richmond | 9000078 | 5 |  |  | TRUE |  | TRUE | Removed from Ground | Used Oil | 285 | Bare Steel | 1961-05-07 | 1991-02-01 | Galvanized Steel
BP OIL #45240/GULF STATION #2655 | 2501 WRIGHTSBORO RD | AUGUSTA | Richmond | 9000078 | 4 | [5 empty] | Removed from Ground | Gas (Historical Use) | 285 | Bare Steel | 1961-05-07 | 1991-02-01 | Galvanized Steel
PROSPERITY 414 | 1801 WALTON WAY | AUGUSTA | Richmond | 9000120 | 4 | [5 empty] | Removed from Ground | Other | 6000 | Bare Steel | 1969-04-15 | 1899-12-31 | Galvanized Steel
PROSPERITY 414 | 1801 WALTON WAY | AUGUSTA | Richmond | 9000120 | 7 |  | 1989-02-01 |  | 1989-02-01 |  | Removed from Ground | Gas (Historical Use) | 10000 | Double Walled | 1989-01-01 | 2011-10-12 | Fiberglass Reinforced Plastic | Pressurized
DOCTORS HOSPITAL OF AUGUSTA | 3651 WHEELER RD | AUGUSTA | Richmond | 9121051 | 1 |  |  | FALSE |  | FALSE | Closed in Ground | Diesel | 20000 | Bare Steel | 1973-01-01 | 1994-06-18 | Bare Steel
TIME SAVER GRO | 234 BOY SCOUT RD | AUGUSTA | Richmond | 9000215 | 2 |  | 1993-03-14 | FALSE | 1993-03-14 | FALSE | Removed from Ground | Gas (Historical Use) | 10000 | Steel-Impressed Current | 1976-04-01 | 2019-12-11 |  | Pressurized
W T GOODWIN/WHEELER RD AMOCO | 2812 WHEELER RD | AUGUSTA | Richmond | 1210065 | 2 | [5 empty] | Removed from Ground | Gas (Historical Use) | 8000 | Bare Steel | 1967-05-07 | 1995-05-20 | Galvanized Steel
U-HAUL #77962 | 3363 WRIGHTSBORO RD | AUGUSTA | Richmond | 1210100 | 3 | [5 empty] | Removed from Ground | Diesel | 5000 | Fiberglass | 1984-05-05 | 1998-01-23 | Unknown
SMITHS CHEVRON | 3600 WALTON WAY EXT | AUGUSTA | Richmond | 1210128 | 9 |  | 1998-12-22 | TRUE | 1987-10-01 | TRUE | Removed from Ground | Used Oil | 1000 | Fiberglass | 1987-10-01 |  | Fiberglass Reinforced Plastic
SMITHS CHEVRON | 3600 WALTON WAY EXT | AUGUSTA | Richmond | 1210128 | 8 |  | 1987-10-01 | FALSE | 1987-10-01 | FALSE | Removed from Ground | Gas (Historical Use) | 10000 | Fiberglass | 1987-10-01 |  | Fiberglass Reinforced Plastic
SMITHS CHEVRON | 3600 WALTON WAY EXT | AUGUSTA | Richmond | 1210128 | 6 |  | 1987-10-01 | FALSE | 1987-10-01 | FALSE | Removed from Ground | Gas (Historical Use) | 10000 | Fiberglass | 1987-10-01 |  | Fiberglass Reinforced Plastic
TUBMAN MIDDLE SCHOOL | 1740 WALTON WAY | AUGUSTA | Richmond | 1210356 | 1 | [5 empty] | Removed from Ground | Empty | 10000 | Bare Steel | 1977-01-01 | 1977-01-01 | Galvanized Steel
CIRCLE K STORE #3178 | 2631 WASHINGTON RD | AUGUSTA | Richmond | 1210282 | 3 | [5 empty] | Removed from Ground | Gas (Historical Use) | 4000 | Bare Steel | 1964-05-12 | 1998-05-01 | Fiberglass Reinforced Plastic | Pressurized
ENTERPRISE DIV | GREENE ST | AUGUSTA | Richmond | 1210204 | 1 | [5 empty] | Removed from Ground | Gas (Historical Use) | 500 | Bare Steel | 1971-05-04 | 1991-01-01 | Unknown
CIRCLE K #2705336 | 3950 WRIGHTSBORO RD | AUGUSTA | Richmond | 1210250 | 3 |  | 1995-09-13 |  | 1995-09-13 |  | Removed from Ground | Gas (Historical Use) | 10000 | Steel-Impressed Current | 1978-01-01 | 2005-04-05 | Cathodically Protected | Pressurized
SHOPPIN STOP | 1649 OLIVE RD | AUGUSTA | Richmond | 1210245 | 4 | Flapper Valve | 1987-11-01 | FALSE | 1987-11-01 | FALSE | Removed from Ground | Gas (Historical Use) | 8000 | Steel-Impressed Current | 1988-05-06 | 2017-01-10 | Steel (Impressed Current) | Pressurized
OK PANTRY | 502 HIGHLAND AVE | AUGUSTA | Richmond | 1210035 | 6 | [5 empty] | Removed from Ground | Gas (Historical Use) | 6000 | Bare Steel | 1970-04-21 | 1899-12-31 | Galvanized Steel | Pressurized
R D BOSWELL/NATIONAL HILLS SVC C | 2635 WASHINGTON RD | AUGUSTA | Richmond | 1210009 | 4 | [5 empty] | Removed from Ground | Gas (Historical Use) | 1 | Bare Steel | 1986-03-17 | 1987-05-25 | Galvanized Steel
LANGFORD MIDDLE SCHOOL | 3019 WALTON WAY EXT | AUGUSTA | Richmond | 1210349 | 1 | [5 empty] | Removed from Ground | Empty | 10000 | Bare Steel | 1977-01-01 | 1977-01-01 | Galvanized Steel
POWELL GAS & GROCERY | 2182 GORDON HWY | AUGUSTA | Richmond | 1210277 | 2 | [5 empty] | Removed from Ground | Gas (Historical Use) | 3000 | Bare Steel | 1983-05-08 | 1991-11-01 | Galvanized Steel
VA MEDICAL CENTER AUGUSTA | 2460 WRIGHTSBORO RD | AUGUSTA | Richmond | 1210258 | 1D91 |  | 1991-01-01 |  | 1991-01-01 |  | Closed in Ground | Diesel | 2000 | Cathodically Protected Steel | 1991-01-01 | 2001-06-01 | Copper | Suction (American)
VA MEDICAL CENTER AUGUSTA | 2460 WRIGHTSBORO RD | AUGUSTA | Richmond | 1210258 | 2 | [5 empty] | Removed from Ground | Gas (Historical Use) | 1500 | Marked Unknown | 1991-01-01 | 1991-01-01 | Unknown
CIRCLE K #2705337 | 2702 WRIGHTSBORO RD | AUGUSTA | Richmond | 1210251 | 6 | Flapper Valve | 1995-02-07 | FALSE | 1995-02-07 | FALSE | Currently in Use | Regular | 12000 | Fiberglass Double Walled | 1995-02-06 |  | Fiberglass Reinforced Plastic | Pressurized
CIRCLE K #2705582 | 2916 WASHINGTON RD | AUGUSTA | Richmond | 1210283 | 7 | Ball Float | 1997-02-13 | FALSE | 1997-02-13 | FALSE | Currently in Use | Premium | 12000 | Fiberglass Double Walled | 1997-01-31 |  | Fiberglass Reinforced Plastic | Pressurized
CIRCLE K STORE #3180 | 499 BERCKMAN RD | AUGUSTA | Richmond | 1210285 | 2 | [5 empty] | Removed from Ground | Gas (Historical Use) | 10000 | Bare Steel | 1968-05-11 | 1998-11-17 | Galvanized Steel | Pressurized
South Pole LLC | 2447 WRIGHTSBORO RD | AUGUSTA | Richmond | 1210014 | 5 | Flapper Valve | 1998-10-01 | FALSE | 1998-10-01 | FALSE | Closed in Ground | Diesel | 8000 | Steel-Impressed Current | 1984-03-17 | 2016-10-31 | Steel (Impressed Current) | Pressurized
South Pole LLC | 2447 WRIGHTSBORO RD | AUGUSTA | Richmond | 1210014 | 4 | Flapper Valve | 1998-10-01 | FALSE | 1998-10-01 | FALSE | Closed in Ground | Kerosene | 8000 | Steel-Impressed Current | 1984-03-17 | 2016-10-31 | Steel (Impressed Current) | Pressurized
MURPHEY MIDDLE SCHOOL | 2610 MILLEDGEVILLE RD | AUGUSTA | Richmond | 1210351 | 1 | [5 empty] | Closed in Ground | Empty | 10000 | Bare Steel | 1977-01-01 | 1977-01-01 | Galvanized Steel
POWELL GAS & GROCERY | 2182 GORDON HWY | AUGUSTA | Richmond | 1210277 | 3 | [5 empty] | Removed from Ground | Gas (Historical Use) | 3000 | Bare Steel | 1983-05-08 | 1991-11-01 | Galvanized Steel
THE EARTHGRAINS CO | 1500 WRIGHTSBORO RD | AUGUSTA | Richmond | 1210211 | 2 | [5 empty] | Removed from Ground | Diesel | 8000 | Bare Steel | 1974-05-02 | 1989-02-22 | Bare Steel | Pressurized
THE EARTHGRAINS CO | 1500 WRIGHTSBORO RD | AUGUSTA | Richmond | 1210211 | 8 |  | 1993-12-06 |  | 1993-12-06 |  | Removed from Ground | Diesel | 12000 | Cathodically Protected Steel | 1993-12-06 | 1997-08-27 | Fiberglass Reinforced Plastic | Pressurized
MINIT LUBE #1543/QUICK STOP OIL | 1642 WALTON WAY | AUGUSTA | Richmond | 1210107 | 1 |  |  | TRUE |  | TRUE | Closed in Ground | Used Oil | 1000 | Bare Steel | 1981-05-09 | 1996-07-10 | Galvanized Steel
GA POWER/AUGUSTA OPERATING HQ | 2103 NORTH LEG RD | AUGUSTA | Richmond | 9000386 | 2 | Flapper Valve | 1990-01-01 | FALSE | 1990-01-01 | FALSE | Closed in Ground |  | 10000 | Composite | 2007-08-29 | 2007-08-29 | Fiberglass Reinforced Plastic | Pressurized
Hari Kush LLC | 1901 GORDON HWY | AUGUSTA | Richmond | 1210044 | 5 | Flapper Valve | 1998-12-01 | FALSE | 1998-12-01 | FALSE | Currently in Use | Diesel | 7500 | Composite | 1985-03-17 |  | Fiberglass Reinforced Plastic
TRICO II SE PETROLEUM CORP #417 | 2805 WASHINGTON RD | AUGUSTA | Richmond | 1210121 | 3 |  | 1982-11-01 |  | 1982-11-01 |  | Removed from Ground | Gas (Historical Use) | 10000 | Fiberglass | 1983-04-12 | 2004-08-18 | Cathodically Protected | Pressurized
PROSPERITY 416 | 3234 WRIGHTSBORO RD | AUGUSTA | Richmond | 1210123 | 3 |  | 1998-12-28 |  | 1998-12-28 |  | Removed from Ground | Gas (Historical Use) | 6000 | Fiberglass | 1970-04-15 | 2005-02-11 | Cathodically Protected | Pressurized
AUGUSTA AVIATION INC | DANIEL FIELD | AUGUSTA | Richmond | 1210175 | 5 | [5 empty] | Removed from Ground | Gas (Historical Use) | 1000 | Bare Steel | 1966-04-28 | 1999-12-14 | Galvanized Steel | Suction (American)
CROWN GA-501/ZIPPY MART #446 | 3601 WRIGHTSBORO RD | AUGUSTA | Richmond | 1210240 | 1 | [5 empty] | Removed from Ground | Gas (Historical Use) | 10000 | Bare Steel | 1975-05-10 | 1990-09-21 | Galvanized Steel
EVANS DEVELOPMENT LLC | 3441 WRIGHTSBORO RD | AUGUSTA | Richmond | 1210230 | 3 | [5 empty] | Removed from Ground | Gas (Historical Use) | 12000 | Bare Steel | 1981-07-15 | 1993-06-09 | Galvanized Steel
AUGUSTA EXPRESS CAR WASH | 2841 WASHINGTON RD | AUGUSTA | Richmond | 1210261 | 2 |  | 1997-03-17 |  | 1997-03-17 |  | Removed from Ground | Gas (Historical Use) | 10000 | Steel-Impressed Current | 1983-04-22 | 2004-06-01 | Cathodically Protected | Pressurized
GA CROWN DIST CO | 1524 CRESCENT DR | AUGUSTA | Richmond | 1210003 | 1 | [5 empty] | Removed from Ground | Gas (Historical Use) | 1000 | Bare Steel | 1974-03-13 | 1996-01-16 | Galvanized Steel
PROSPERITY 414 | 1801 WALTON WAY | AUGUSTA | Richmond | 9000120 | 1 | [5 empty] | Removed from Ground | Other | 6000 | Bare Steel | 1969-04-15 | 1899-12-31 | Galvanized Steel
SMART GROCERY | 3221 WRIGHTSBORO RD | AUGUSTA | Richmond | 1210272 | 6 | Flapper Valve | 2000-10-06 | FALSE | 2000-10-06 | FALSE | Currently in Use | Premium | 8000 | Composite | 2000-10-06 |  | Fiberglass Reinforced Plastic | Pressurized
S&B CO INC/SILVERSTEINS CLEANERS | 2568 CENTRAL AVE | AUGUSTA | Richmond | 1210210 | 3 | [5 empty] | Removed from Ground | Other | 550 | Bare Steel | 1966-05-04 | 1899-12-31 | Galvanized Steel
SUTHERLAND DIV/GRANITEVILLE CO | 510 COTTAGE ST | AUGUSTA | Richmond | 1210202 | 1 | [5 empty] | Removed from Ground | Gas (Historical Use) | 1000 | Bare Steel | 1971-05-04 | 1991-01-01 | Unknown
CHEVRON FOOD MART | 1500 GORDON HWY | AUGUSTA | Richmond | 1210246 | 6 |  | 1995-06-06 | FALSE | 1995-06-06 | FALSE | Temporarily out of use | Diesel | 12000 | STIP-3/Impressed Current | 1983-04-22 |  | Fiberglass Reinforced Plastic | Pressurized
SONUCO WALTON WAY | 2013 WALTON WAY | AUGUSTA | Richmond | 1210043 | 2 |  | 1997-12-01 | FALSE | 1997-12-01 | FALSE | Currently in Use | Gas (Historical Use) | 6000 | Steel-Impressed Current | 1981-03-18 |  | Fiberglass Reinforced Plastic | Pressurized
SHOPPIN STOP | 1649 OLIVE RD | AUGUSTA | Richmond | 1210245 | 5 | Flapper Valve | 1987-11-01 | FALSE | 1987-11-01 | FALSE | Removed from Ground | Gas (Historical Use) | 8000 | Steel-Impressed Current | 1988-05-06 | 2017-01-10 | Steel (Impressed Current) | Pressurized
ABBOTT OIL CO INC | 2834 WALDEN DR | AUGUSTA | Richmond | 1210110 | 1 | [5 empty] | Removed from Ground | Gas (Historical Use) | 3000 | Bare Steel | 1977-05-10 | 1995-11-13 | Galvanized Steel
CIRCLE K #2705337 | 2702 WRIGHTSBORO RD | AUGUSTA | Richmond | 1210251 | 2 |  | 1995-02-07 |  | 1995-02-07 |  | Removed from Ground | Gas (Historical Use) | 10000 | Bare Steel | 1995-02-13 | 1995-02-13 | Galvanized Steel | Pressurized
SHOPPIN STOP | 1649 OLIVE RD | AUGUSTA | Richmond | 1210245 | 7C | Flapper Valve | 2017-08-01 | FALSE | 2017-08-01 | FALSE | Currently in Use | Diesel | 3500 | Composite Double Walled | 2017-07-01 |  | Double-Walled Fiberglass | Pressurized
SHOPPIN STOP | 1649 OLIVE RD | AUGUSTA | Richmond | 1210245 | 7B | Flapper Valve | 2017-08-01 | FALSE | 2017-08-01 | FALSE | Currently in Use | Gas (Historical Use) | 3500 | Composite Double Walled | 2017-07-01 |  | Double-Walled Fiberglass | Pressurized
CIRCLE K #5334 | 2572 LUMPKIN RD | AUGUSTA | Richmond | 1210249 | 11A | Flapper Valve | 2015-02-01 | FALSE | 2015-02-01 | FALSE | Currently in Use | Premium | 7000 | Composite Double Walled | 2015-02-01 |  | Double-Walled Fiberglass | Pressurized
BST/HILL CO/R3515 | 2115 KINGS WAY | AUGUSTA | Richmond | 1210225 | 3 | [5 empty] | Removed from Ground | Gas (Historical Use) | 400 | Not Marked/Unknown | 1998-02-18 | 1998-02-18 | Not Marked
MINIT LUBE #1543/QUICK STOP OIL | 1642 WALTON WAY | AUGUSTA | Richmond | 1210107 | 2 | [5 empty] | Closed in Ground | Diesel | 1000 | Bare Steel | 1967-01-06 | 1996-07-10 | Galvanized Steel
SHORT STOP | 2510 MILLEDGEVILLE RD | AUGUSTA | Richmond | 1210135 | 1 | Flapper Valve | 1998-07-29 |  | 1998-07-29 |  | Currently in Use | Gas (Historical Use) | 12000 | Galvanic (STIP-3) | 1986-01-01 |  | Fiberglass Reinforced Plastic | Pressurized
CIRCLE K #2705581 | 2631 WRIGHTSBORO RD | AUGUSTA | Richmond | 1210138 | DUP177 |  |  | TRUE |  | TRUE | Closed in Ground | Used Oil | 550 | Cathodically Protected Steel | 1964-01-07 | 1899-12-31 | Galvanized Steel
HILL BP GULF STATION | 2075 CENTRAL AVE | AUGUSTA | Richmond | 1210149 | 1 |  | 1991-07-01 |  | 1991-07-01 |  | Removed from Ground | Gas (Historical Use) | 8020 | Cathodically Protected Steel | 1991-07-21 | 2006-11-01 | Fiberglass Reinforced Plastic
PET DAIRY/LAND O SUN DAIRY | 1805 GORDON HWY | AUGUSTA | Richmond | 1210153 | 1 | [5 empty] | Removed from Ground | Gas (Historical Use) | 8000 | Bare Steel | 1966-04-01 | 1991-06-13 | Galvanized Steel
ACADEMY AMOCO | 1953 WALTON WAY | AUGUSTA | Richmond | 1210063 | REG |  | 1998-02-01 | FALSE | 1998-02-01 | FALSE | Removed from Ground | Gas (Historical Use) | 8000 | Steel-Impressed Current | 1985-05-02 | 2014-12-21 |  | Pressurized
GAS EXPRESS #286 | 1121 15th St. | AUGUSTA | Richmond | 1210054 | 7 |  | 1997-01-27 | FALSE | 1997-01-27 | FALSE | Currently in Use | Premium | 12000 |  | 1997-01-18 |  | Fiberglass Reinforced Plastic | Pressurized
VA MEDICAL CENTER AUGUSTA | 2460 WRIGHTSBORO RD | AUGUSTA | Richmond | 1210258 | 14 |  | 1991-01-01 |  | 1991-01-01 |  | Removed from Ground | Diesel | 550 | Cathodically Protected Steel | 1980-04-19 | 1991-01-01 | Fiberglass Reinforced Plastic | Suction (American)
CIRCLE K #2705337 | 2702 WRIGHTSBORO RD | AUGUSTA | Richmond | 1210251 | 7 | Flapper Valve | 1995-02-07 | FALSE | 1995-02-07 | FALSE | Currently in Use | Premium | 12000 | Fiberglass Double Walled | 1995-02-06 |  | Fiberglass Reinforced Plastic | Pressurized
CIRCLE K #2705337 | 2702 WRIGHTSBORO RD | AUGUSTA | Richmond | 1210251 | 4 |  | 1995-02-07 |  | 1995-02-07 |  | Removed from Ground | Diesel | 10000 | Bare Steel | 1995-02-13 | 1995-02-13 | Galvanized Steel | Pressurized
CIRCLE K #2705337 | 2702 WRIGHTSBORO RD | AUGUSTA | Richmond | 1210251 | 5 | Flapper Valve | 1995-02-07 | FALSE | 1995-02-07 | FALSE | Currently in Use | Regular | 12000 | Fiberglass Double Walled | 1995-02-06 |  | Fiberglass Reinforced Plastic | Pressurized
CIRCLE K #2705336 | 3950 WRIGHTSBORO RD | AUGUSTA | Richmond | 1210250 | 4 |  | 1995-09-13 |  | 1995-09-13 |  | Removed from Ground | Kerosene | 10000 | Steel-Impressed Current | 1986-01-01 | 2005-04-05 | Cathodically Protected | Pressurized
SHOPPIN STOP | 1649 OLIVE RD | AUGUSTA | Richmond | 1210245 | 1 |  |  | FALSE |  | FALSE | Removed from Ground | Gas (Historical Use) | 6000 | Bare Steel | 1971-04-25 | 1988-02-18 | Galvanized Steel
CIRCLE K #5334 | 2572 LUMPKIN RD | AUGUSTA | Richmond | 1210249 | 4 |  | 1989-01-01 |  | 1989-01-01 |  | Removed from Ground | Gas (Historical Use) | 10000 | Bare Steel | 1981-04-22 | 1995-05-16 | Galvanized Steel | Pressurized
CIRCLE K #5334 | 2572 LUMPKIN RD | AUGUSTA | Richmond | 1210249 | 7 |  | 1995-04-27 |  | 1995-07-27 |  | Removed from Ground | Gas (Historical Use) | 11627 | Double Walled | 1995-04-27 | 2015-02-10 | Fiberglass Reinforced Plastic | Pressurized
CIRCLE K #5334 | 2572 LUMPKIN RD | AUGUSTA | Richmond | 1210249 | 5 |  | 1995-04-27 |  | 1995-07-27 |  | Removed from Ground | Gas (Historical Use) | 11627 | Double Walled | 1995-04-27 | 2015-02-10 | Fiberglass Reinforced Plastic | Pressurized
BST/HILL CO/R3515 | 2115 KINGS WAY | AUGUSTA | Richmond | 1210225 | 2 |  | 1997-02-05 |  | 1997-02-05 |  | Removed from Ground | Diesel | 2500 | Double Walled | 1997-02-05 | 1999-11-18 | Copper | Suction (American)
SONUCO WALTON WAY | 2013 WALTON WAY | AUGUSTA | Richmond | 1210043 | 1 |  | 1997-12-01 | FALSE | 1997-12-01 | FALSE | Currently in Use | Gas (Historical Use) | 12000 | Steel-Impressed Current | 1981-03-18 |  | Fiberglass Reinforced Plastic | Pressurized
GAS EXPRESS #286 | 1121 15th St. | AUGUSTA | Richmond | 1210054 | 5 |  | 1997-01-27 | FALSE | 1997-01-27 | FALSE | Currently in Use | Regular | 12000 |  | 1997-01-18 |  | Fiberglass Reinforced Plastic | Pressurized
GAS EXPRESS #286 | 1121 15th St. | AUGUSTA | Richmond | 1210054 | 4 | [5 empty] | Removed from Ground | Gas (Historical Use) | 10000 | Unknown | 1985-05-05 | 1997-01-12 | Galvanized Steel | Pressurized
OLIVE RD AMOCO | 2259 MILLEDGEVILLE RD | AUGUSTA | Richmond | 1210069 | UNLEAD | [5 empty] | Removed from Ground | Gas (Historical Use) | 4000 | Bare Steel | 1980-05-03 | 1998-01-01 | Galvanized Steel | Pressurized
7 ELEVEN STORE 1433 #18754 | 2274 BROAD ST | AUGUSTA | Richmond | 9000255 | 2 | [5 empty] | Removed from Ground | Gas (Historical Use) | 10000 | Bare Steel | 1977-02-02 | 1995-11-02 | Galvanized Steel
CENTRAL MART | 2061 CENTRAL AVE | AUGUSTA | Richmond | 9000285 | 3 | Ball Float | 1994-06-01 | FALSE | 1994-06-01 | FALSE | Currently in Use | Regular | 12000 | Steel-Impressed Current | 1981-05-01 |  | Steel (Impressed Current) | Pressurized
SASH ENTERPRISES LLC | 2078 OLD SAVANNAH RD | AUGUSTA | Richmond | 9121063 | 1 | Flapper Valve | 1988-08-21 | FALSE | 1988-08-21 | FALSE | Currently in Use | Premium | 10000 | Galvanic (STIP-3) | 1988-08-21 |  | Fiberglass Reinforced Plastic | Pressurized
POWELL GAS & GROCERY | 2182 GORDON HWY | AUGUSTA | Richmond | 1210277 | 5 | [5 empty] | Removed from Ground | Gas (Historical Use) | 1000 | Bare Steel | 1968-05-11 | 1991-11-01 | Galvanized Steel
FORMER GASOLINE STATION | 2819 WASHINGTON RD | AUGUSTA | Richmond | 1210308 | 3 | [5 empty] | Removed from Ground | Empty | 8000 | Bare Steel | 1971-05-12 | 1992-11-01 | Galvanized Steel
S&B CO INC/SILVERSTEINS CLEANERS | 2568 CENTRAL AVE | AUGUSTA | Richmond | 1210210 | 6 | [5 empty] | Removed from Ground | Diesel | 1000 | Bare Steel | 1971-05-03 | 1899-12-31 | Galvanized Steel
FIBERS DEPT | GOVERNMENT RD | AUGUSTA | Richmond | 1210205 | 1 | [5 empty] | Removed from Ground | Gas (Historical Use) | 1000 | Bare Steel | 1971-05-04 | 1991-01-31 | Unknown
VA MEDICAL CENTER AUGUSTA | 2460 WRIGHTSBORO RD | AUGUSTA | Richmond | 1210258 | 4D91 | Overfill Alarm | 1991-01-01 | FALSE | 1991-01-01 | FALSE | Currently in Use | E-85 | 10000 | Steel-Impressed Current | 1991-01-01 |  | Fiberglass Reinforced Plastic | Suction (American)
CIRCLE K #2705336 | 3950 WRIGHTSBORO RD | AUGUSTA | Richmond | 1210250 | 1 |  | 1995-09-13 |  | 1995-09-13 |  | Removed from Ground | Gas (Historical Use) | 10000 | Steel-Impressed Current | 1978-01-01 | 2005-04-05 | Cathodically Protected | Pressurized
WHITE ROAD GARAGE & SVC STATION | 1561 WHITE RD | AUGUSTA | Richmond | 1210287 | 1 | [5 empty] | Removed from Ground | Gas (Historical Use) | 8000 | Bare Steel | 1978-05-09 | 1996-01-15 | Bare Steel
CIRCLE K STORE #3178 | 2631 WASHINGTON RD | AUGUSTA | Richmond | 1210282 | 6 |  | 1998-10-15 | FALSE | 1998-10-15 | FALSE | Currently in Use | Gas (Historical Use) | 8000 | Composite | 1998-10-15 |  | Fiberglass Reinforced Plastic | Pressurized
SMART GROCERY | 3221 WRIGHTSBORO RD | AUGUSTA | Richmond | 1210272 | 1 | [5 empty] | Removed from Ground | Gas (Historical Use) | 4000 | Bare Steel | 1963-05-13 | 1997-04-07 | Galvanized Steel | Safe Suction (Euro)
CIRCLE K #2705336 | 3950 WRIGHTSBORO RD | AUGUSTA | Richmond | 1210250 | 2 |  | 1995-09-13 |  | 1995-09-13 |  | Removed from Ground | Gas (Historical Use) | 10000 | Steel-Impressed Current | 1978-01-01 | 2005-04-05 | Cathodically Protected | Pressurized
MINIT LUBE #1543/QUICK STOP OIL | 1642 WALTON WAY | AUGUSTA | Richmond | 1210107 | 4 | [5 empty] | Closed in Ground | Gas (Historical Use) | 550 | Not Marked/Unknown | 1996-07-10 | 1996-07-10 | Not Marked
SHORT STOP | 2510 MILLEDGEVILLE RD | AUGUSTA | Richmond | 1210135 | 3 | Flapper Valve | 1998-07-29 |  | 1998-07-29 |  | Currently in Use | Gas (Historical Use) | 12000 | Galvanic (STIP-3) | 1986-01-01 |  | Fiberglass Reinforced Plastic | Pressurized
HILL BP GULF STATION | 2075 CENTRAL AVE | AUGUSTA | Richmond | 1210149 | 2 |  | 1991-07-01 |  | 1991-07-01 |  | Removed from Ground | Gas (Historical Use) | 8020 | Cathodically Protected Steel | 1991-07-21 | 2006-11-01 | Fiberglass Reinforced Plastic
SONUCO WALTON WAY | 2013 WALTON WAY | AUGUSTA | Richmond | 1210043 | 5 |  | 1997-12-01 | FALSE | 1997-12-01 | FALSE | Currently in Use | Diesel | 5000 | Steel-Impressed Current | 1981-03-18 |  | Fiberglass Reinforced Plastic | Pressurized
SONUCO WALTON WAY | 2013 WALTON WAY | AUGUSTA | Richmond | 1210043 | 4 |  | 1997-12-01 | FALSE | 1997-12-01 | FALSE | Currently in Use | Kerosene | 5000 | Steel-Impressed Current | 1981-03-18 |  | Fiberglass Reinforced Plastic | Pressurized
SONUCO WALTON WAY | 2013 WALTON WAY | AUGUSTA | Richmond | 1210043 | 7 |  |  | TRUE |  | TRUE | Removed from Ground | Used Oil | 550 | Marked Unknown | 1991-09-11 | 1991-09-11
GA POWER/AUGUSTA CONTROL CTR | 301 15TH ST | AUGUSTA | Richmond | 1210047 | 1 |  | 1988-07-15 |  | 1988-07-15 |  | Removed from Ground | Gas (Historical Use) | 10000 | Double Walled | 1988-07-15 | 1997-05-13 | Fiberglass Reinforced Plastic | Pressurized
KING FOOD MART | 2177 BROAD ST | AUGUSTA | Richmond | 1210071 | UNLEAD |  | 1998-03-01 |  | 1998-03-01 |  | Closed in Ground | Gas (Historical Use) | 6000 | Steel-Impressed Current | 1978-05-04 | 2002-11-01 | Cathodically Protected | Pressurized
HILL BP GULF STATION | 2075 CENTRAL AVE | AUGUSTA | Richmond | 1210149 | 3 |  | 1991-07-01 |  | 1991-07-01 |  | Removed from Ground | Gas (Historical Use) | 8020 | Cathodically Protected Steel | 1991-07-21 | 2006-11-01 | Fiberglass Reinforced Plastic
OMS NUMBER 4 | WOOD ST | AUGUSTA | Richmond | 1210046 | 2 | [5 empty] | Removed from Ground | Gas (Historical Use) | 1500 | Bare Steel | 1966-05-06 | 1996-01-19 | Galvanized Steel
RICHMOND CO SCHOOLS MAINT FAC | 1570 ESSIE MCINTYRE AVE | AUGUSTA | Richmond | 9000645 | 3 |  |  | FALSE |  | FALSE | Permanently Out of Use - historical purposes | Diesel | 10000 |  | 2003-08-26 |  | Unknown
BP OIL #45240/GULF STATION #2655 | 2501 WRIGHTSBORO RD | AUGUSTA | Richmond | 9000078 | 1 | [5 empty] | Removed from Ground | Gas (Historical Use) | 10000 | Bare Steel | 1961-05-07 | 1991-02-01 | Galvanized Steel
PROSPERITY 414 | 1801 WALTON WAY | AUGUSTA | Richmond | 9000120 | 5 |  | 1989-02-01 |  | 1989-02-01 |  | Removed from Ground | Gas (Historical Use) | 10000 | Double Walled | 1989-01-01 | 2011-10-12 | Fiberglass Reinforced Plastic
7 ELEVEN STORE 1433 #18754 | 2274 BROAD ST | AUGUSTA | Richmond | 9000255 | 3 | [5 empty] | Removed from Ground | Gas (Historical Use) | 6000 | Bare Steel | 1977-02-02 | 1995-11-02 | Galvanized Steel
VA MEDICAL CENTER AUGUSTA | 800 BAILIE ST | AUGUSTA | Richmond | 9121002 | 18 | [5 empty] | Removed from Ground | Diesel | 3000 | Cathodically Protected Steel | 1979-04-01 | 1991-01-01 | Cathodically Protected | Suction (American)
J L WASTE OIL | 100 WINTER ST | AUGUSTA | Richmond | 9121007 | 1 | [5 empty] | Currently in Use | Empty | 0 | Not Marked/Unknown |  |  | Not Marked
KINGS WAY PACKAGE SHOP/TEXACO ST | 2101 KINGS WAY | AUGUSTA | Richmond | 9121071 | 1 | [5 empty] | Removed from Ground | Gas (Historical Use) | 4000 | Marked Unknown | 1992-05-23 | 1992-05-23 | Unknown
SUPER EXPRESS #3 | 2545 PEACH ORCHARD RD | AUGUSTA | Richmond | 10001762 | 1 | Ball Float | 2009-07-30 | FALSE | 2009-07-30 | FALSE | Currently in Use | Regular | 12000 | Composite Double Walled | 2009-07-29 |  | Double-Walled Fiberglass | Pressurized
SAVIN HAVEN #3 | 4474 MIKE PADGETT HWY | AUGUSTA | Richmond | 10000976 | 2A | Flapper Valve | 2005-09-15 | FALSE | 2005-09-15 | FALSE | Currently in Use | Gas (Historical Use) | 8000 | Fiberglass | 2005-09-15 |  | Fiberglass Reinforced Plastic | Pressurized
CIRCLE K STORE #3179 | 3315 PEACH ORCHARD RD | AUGUSTA | Richmond | 1210454 | 6 | Flapper Valve | 1992-07-01 | FALSE | 1992-07-01 | FALSE | Currently in Use | Regular | 10000 | Fiberglass | 1992-07-05 |  | Fiberglass Reinforced Plastic | Pressurized
COMET GAS & SERVICE CENTER | 2320 PEACH ORCHARD RD | AUGUSTA | Richmond | 1210452 | 1 | Flapper Valve | 1998-03-12 | FALSE | 1998-03-12 | FALSE | Currently in Use | Regular | 10000 | Steel-Impressed Current | 1967-01-06 |  | Fiberglass Reinforced Plastic | Pressurized
TRANSPORTATION FACILITY | 2500 LUMPKIN RD | AUGUSTA | Richmond | 1210367 | 3 | [5 empty] | Removed from Ground | Gas (Historical Use) | 10000 | Bare Steel | 1985-01-07 | 1991-06-25 | Bare Steel | Pressurized
MURPHY USA #7639 | 3334 WRIGHTSBORO RD | AUGUSTA | Richmond | 10002617 | 1 | Flapper Valve | 2016-09-24 | FALSE | 2016-09-24 | FALSE | Currently in Use | Regular | 25000 | Fiberglass Double Walled | 2016-08-24 |  | Double-Walled Fiberglass | Pressurized
FERGUSON ENTERPRISES INC | 1710 NORTH LEG CT | AUGUSTA | Richmond | 9121107 | 1 | [5 empty] | Removed from Ground | Gas (Historical Use) | 1000 | Bare Steel |  | 1899-12-31 | Unknown
PILOT TRAVEL CENTER #065 | 4091 JIMMIE DYESS PKWY | AUGUSTA | Richmond | 9121016 | E | Ball Float | 1991-06-01 | FALSE | 1991-06-01 | FALSE | Currently in Use | Diesel | 10000 | Galvanic (STIP-3) | 1991-06-01 |  | Double-Walled Fiberglass | Pressurized
PILOT TRAVEL CENTER #065 | 4091 JIMMIE DYESS PKWY | AUGUSTA | Richmond | 9121016 | G | Ball Float | 1991-06-01 | FALSE | 1991-06-01 | FALSE | Currently in Use | Diesel | 10000 | Galvanic (STIP-3) | 1991-06-01 |  | Double-Walled Fiberglass | Pressurized
MARTIN MARIETTA AGGREGATES | SUPERIOR RD/AUGUSTA QUARRY | AUGUSTA | Richmond | 9121001 | 4 | [5 empty] | Removed from Ground | Empty | 550 | Bare Steel | 1966-04-22 | 1990-12-11 | Galvanized Steel
SKINNER MILL BP | 3299 SKINNER MILL RD | AUGUSTA | Richmond | 1210072 | PREM |  | 1996-08-01 |  | 1996-08-01 |  | Temporarily out of use | Gas (Historical Use) | 8000 | Steel-Impressed Current | 1985-05-02 |  |  | Pressurized
CIRCLE K STORE #3180 | 499 BERCKMAN RD | AUGUSTA | Richmond | 1210285 | 1A |  | 2000-11-01 | FALSE | 2000-11-01 | FALSE | Currently in Use | Gas (Historical Use) | 12000 | Composite | 2000-10-01 |  | Double-Walled Fiberglass | Pressurized
THE EARTHGRAINS CO | 1500 WRIGHTSBORO RD | AUGUSTA | Richmond | 1210211 | 3 | [5 empty] | Removed from Ground | Diesel | 10000 | Bare Steel | 1974-05-02 | 1989-02-22 | Bare Steel | Pressurized
VA MEDICAL CENTER AUGUSTA | 2460 WRIGHTSBORO RD | AUGUSTA | Richmond | 1210258 | 2G91 | Flapper Valve | 1991-01-01 | FALSE | 1991-01-01 | FALSE | Currently in Use | Regular | 1500 | Galvanic (STIP-3) | 2001-09-12 |  | Fiberglass Reinforced Plastic | Safe Suction (Euro)
VA MEDICAL CENTER AUGUSTA | 2460 WRIGHTSBORO RD | AUGUSTA | Richmond | 1210258 | 5D91 | Overfill Alarm | 1991-01-01 | FALSE | 1991-01-01 | FALSE | Currently in Use | Biodiesel | 10000 | Steel-Impressed Current | 1991-01-01 |  | Steel (Impressed Current) | Suction (American)
VA MEDICAL CENTER AUGUSTA | 2460 WRIGHTSBORO RD | AUGUSTA | Richmond | 1210258 | 14D91 |  | 1991-01-01 |  | 1991-01-01 |  | Closed in Ground | Diesel | 1000 | Cathodically Protected Steel | 1991-01-01 | 2001-06-01 | Copper | Suction (American)
VA MEDICAL CENTER AUGUSTA | 2460 WRIGHTSBORO RD | AUGUSTA | Richmond | 1210258 | 12D91 | Flapper Valve | 1991-01-01 | FALSE | 1991-01-01 | FALSE | Currently in Use | Diesel | 4000 | Steel-Impressed Current | 2001-09-12 |  | Steel (Impressed Current) | Safe Suction (Euro)
VA MEDICAL CENTER AUGUSTA | 2460 WRIGHTSBORO RD | AUGUSTA | Richmond | 1210258 | 3 |  |  |  | 1990-01-01 |  | Closed in Ground | Diesel | 1000 | Bare Steel | 1980-04-19 | 1998-12-01 | Bare Steel | Suction (American)
CHEVRON FOOD MART | 1500 GORDON HWY | AUGUSTA | Richmond | 1210246 | 1 | Flapper Valve | 1995-06-06 | FALSE | 1995-06-06 | FALSE | Currently in Use | Premium | 12000 | STIP-3/Impressed Current | 1983-04-22 |  | Fiberglass Reinforced Plastic | Pressurized
CIRCLE K #5334 | 2572 LUMPKIN RD | AUGUSTA | Richmond | 1210249 | 10 | Flapper Valve | 2015-02-20 | FALSE | 2015-02-20 | FALSE | Currently in Use | Regular | 20000 | Composite Double Walled | 2015-02-01 |  | Double-Walled Fiberglass | Pressurized
MINIT LUBE #1543/QUICK STOP OIL | 1642 WALTON WAY | AUGUSTA | Richmond | 1210107 | 3 | [5 empty] | Closed in Ground | Diesel | 2000 | Not Marked/Unknown | 1996-07-10 | 1996-07-10 | Not Marked
BOSWELL SERVICE CENTER | 2064 BROAD STREET | AUGUSTA | Richmond | 9121210 | 5 | [5 empty] | Removed from Ground | Gas (Historical Use) | 560 | Not Marked/Unknown | 1998-10-23 | 1998-10-23 | Not Marked
TJ MART | 1959 KISSINGBOWER RD | AUGUSTA | Richmond | 9121151 | 1 |  | 1995-02-21 |  | 1995-02-21 |  | Currently in Use | Gas (Historical Use) | 10000 | Composite | 1995-02-21 |  | Fiberglass Reinforced Plastic | Pressurized
AM-PM FOOD STORE INC | 1898 GORDON HWY | AUGUSTA | Richmond | 10001757 | 4 |  | 2010-04-01 | FALSE | 2010-04-01 | FALSE | Currently in Use | Diesel | 6500 | Composite Double Walled | 2010-04-01 |  | Double-Walled Fiberglass | Pressurized
CIRCLE K #4463 | 3698 MIKE PADGETT HWY | AUGUSTA | Richmond | 10001576 | 2A | Flapper Valve | 2008-06-01 | FALSE | 1980-06-01 | FALSE | Currently in Use | Premium | 10000 | Fiberglass Double Walled | 2008-06-01 |  | Flex | Pressurized
AVONDALE MILLS SIBLEY PLANT | 1717 GOODRICH STREET | AUGUSTA | Richmond | 10001578 | 1 |  |  | FALSE |  | FALSE | Removed from Ground | Other | 3000 | Bare Steel | 1960-01-01 | 2008-03-18 | Bare Steel | Gravity Fed
CHEVRON FOOD MART | 1500 GORDON HWY | AUGUSTA | Richmond | 1210246 | 4 |  | 1995-06-06 | FALSE | 1995-06-06 | FALSE | Currently in Use | Diesel | 12000 | STIP-3/Impressed Current | 1983-04-22 |  | Fiberglass Reinforced Plastic | Pressurized
CHEVRON FOOD MART | 1500 GORDON HWY | AUGUSTA | Richmond | 1210246 | 5 |  | 1995-06-06 | FALSE | 1995-06-06 | FALSE | Temporarily out of use | Diesel | 12000 | STIP-3/Impressed Current | 1983-04-22 |  | Fiberglass Reinforced Plastic | Pressurized
CIRCLE K #5334 | 2572 LUMPKIN RD | AUGUSTA | Richmond | 1210249 | 11B | Flapper Valve | 2015-09-29 | FALSE | 2015-09-29 | FALSE | Currently in Use | Diesel | 7000 | Composite Double Walled | 2015-02-01 |  | Double-Walled Fiberglass | Pressurized
BST/AUGUSTA SVC CTR/R6509 | 3838 WRIGHTSBORO RD | AUGUSTA | Richmond | 1210226 | 1 | [5 empty] | Removed from Ground | Gas (Historical Use) | 12000 | Cathodically Protected Steel | 1981-01-02 | 1993-10-07 | Fiberglass Reinforced Plastic | Pressurized
SHORT STOP | 2510 MILLEDGEVILLE RD | AUGUSTA | Richmond | 1210135 | 4 | Flapper Valve | 1998-07-29 |  | 1998-07-29 |  | Currently in Use | Diesel | 4000 | Galvanic (STIP-3) | 1986-01-01 |  | Fiberglass Reinforced Plastic | Pressurized
ACADEMY AMOCO | 1953 WALTON WAY | AUGUSTA | Richmond | 1210063 | UNLEAD |  | 1998-02-01 | FALSE | 1998-02-01 | FALSE | Removed from Ground | Gas (Historical Use) | 8000 | Steel-Impressed Current | 1985-05-02 | 2014-12-21 |  | Pressurized
SHOPPIN STOP | 1649 OLIVE RD | AUGUSTA | Richmond | 1210245 | 3 |  |  | FALSE |  | FALSE | Removed from Ground | Gas (Historical Use) | 6000 | Bare Steel | 1971-04-25 | 1988-02-18 | Galvanized Steel
CHEVRON FOOD MART | 1500 GORDON HWY | AUGUSTA | Richmond | 1210246 | 3 |  | 1995-06-06 | FALSE | 1995-06-06 | FALSE | Currently in Use | Regular | 12000 | STIP-3/Impressed Current | 1983-04-22 |  | Fiberglass Reinforced Plastic | Pressurized
CIRCLE K #5334 | 2572 LUMPKIN RD | AUGUSTA | Richmond | 1210249 | 2 |  | 1989-01-01 |  | 1989-01-01 |  | Removed from Ground | Gas (Historical Use) | 10000 | Bare Steel | 1977-04-23 | 1995-05-16 | Galvanized Steel | Pressurized
SMILE GAS #3/FORMER DANIEL VILLA | 2801 WRIGHTSBORO RD | AUGUSTA | Richmond | 1210248 | 4 | [5 empty] | Removed from Ground | Gas (Historical Use) | 3000 | Cathodically Protected Steel | 1956-04-28 | 1987-01-01 | Galvanized Steel
SONUCO WALTON WAY | 2013 WALTON WAY | AUGUSTA | Richmond | 1210043 | 3 |  | 1997-12-01 | FALSE | 1997-12-01 | FALSE | Currently in Use | Gas (Historical Use) | 8000 | Steel-Impressed Current | 1981-03-18 |  | Fiberglass Reinforced Plastic | Pressurized
RICHMOND CO SCHOOLS MAINT FAC | 1570 ESSIE MCINTYRE AVE | AUGUSTA | Richmond | 9000645 | 2 | [5 empty] | Removed from Ground | Gas (Historical Use) | 3000 | Bare Steel | 1966-01-12 | 1992-01-01 | Galvanized Steel
PROSPERITY 414 | 1801 WALTON WAY | AUGUSTA | Richmond | 9000120 | 3 | [5 empty] | Removed from Ground | Other | 6000 | Bare Steel | 1969-04-15 | 1899-12-31 | Galvanized Steel
SASH ENTERPRISES LLC | 2078 OLD SAVANNAH RD | AUGUSTA | Richmond | 9121063 | 3 | Flapper Valve | 1988-08-21 | FALSE | 1988-08-21 | FALSE | Currently in Use | Plus | 10000 | Galvanic (STIP-3) | 1988-08-21 |  | Fiberglass Reinforced Plastic | Pressurized
AUGUSTA FIRE STATION #7 | 2163 CENTRAL AVE | AUGUSTA | Richmond | 9121103 | UNLEADED | [5 empty] | Removed from Ground | Empty | 260 | Bare Steel | 1973-01-01 | 1998-09-09 | Galvanized Steel | Suction (American)
ESTATE OF E K CHRISTMAS/FORMER PURE GAS | 1918 CENTRAL AVE | AUGUSTA | Richmond | 10001357 | 2 |  |  | FALSE |  | FALSE | Removed from Ground |  | 3000 | Unknown | 1979-01-01 | 1979-01-01
VA MEDICAL CENTER AUGUSTA | 2460 WRIGHTSBORO RD | AUGUSTA | Richmond | 1210258 | 5 |  | 1991-11-22 |  | 1991-11-22 |  | Removed from Ground | Diesel | 10000 | Not Marked/Unknown | 1991-01-01 | 1991-01-01 | Not Marked | Suction (American)
HOLMES AMOCO | 1501 BROAD ST | AUGUSTA | Richmond | 1210060 | 3 | [5 empty] | Removed from Ground | Gas (Historical Use) | 3000 | Bare Steel | 1952-05-10 | 2000-01-01 | Galvanized Steel | Suction (American)
GAS EXPRESS #286 | 1121 15th St. | AUGUSTA | Richmond | 1210054 | 2 | [5 empty] | Removed from Ground | Gas (Historical Use) | 10000 | Unknown | 1985-05-05 | 1997-01-12 | Galvanized Steel | Pressurized
KING FOOD MART | 2177 BROAD ST | AUGUSTA | Richmond | 1210071 | REG |  | 1998-03-01 |  | 1998-03-01 |  | Currently in Use | Gas (Historical Use) | 8000 | Steel-Impressed Current | 1967-05-07 |  | Cathodically Protected | Pressurized
VA MEDICAL CENTER AUGUSTA | 800 BAILIE ST | AUGUSTA | Richmond | 9121002 | 17D79 | Overfill Alarm | 1991-01-01 | FALSE | 1991-01-01 | FALSE | Currently in Use | Diesel | 6000 | Steel-Impressed Current | 2001-09-12 |  | Steel (Impressed Current) | Safe Suction (Euro)
AUGUSTA NATIONAL GOLF COURSE MAI | 2604 WASHINGTON RD | AUGUSTA | Richmond | 9121097 | 6 | Flapper Valve | 1992-11-10 | FALSE | 1992-11-10 | FALSE | Currently in Use | New Oil | 550 | Composite | 1992-11-10 |  | Double-Walled Flex | Pressurized
POMERANCE PARCEL | 1709 -1759 BROAD ST | AUGUSTA | Richmond | 9121238 | 1 | [5 empty] | Removed from Ground | Gas (Historical Use) | 0 | Not Marked/Unknown | 1984-01-01 | 1984-01-01 | Not Marked
CHURCHS FRIED CHICKEN #807 | 1820 WALTON WAY | AUGUSTA | Richmond | 9121168 | 1 | [5 empty] | Removed from Ground | Gas (Historical Use) | 0 | Not Marked/Unknown |  | 1899-12-31 | Not Marked
SASSER AUTOMOTIVE/MR TRANSMISSION | 1902 GORDON HIGHWAY | AUGUSTA | Richmond | 10000573 | 4 |  |  | FALSE |  | FALSE | Closed in Ground | Gas (Historical Use) | 1500 | Bare Steel | 2004-02-01 | 2004-02-01 | Bare Steel
OLIVE RD AMOCO | 2259 MILLEDGEVILLE RD | AUGUSTA | Richmond | 1210069 | REG | [5 empty] | Removed from Ground | Gas (Historical Use) | 6000 | Bare Steel | 1980-05-03 | 1998-01-01 | Galvanized Steel | Pressurized
GA DOT ROW | WRIGHTSBORO RD | AUGUSTA | Richmond | 9121056 | 4 | [5 empty] | Removed from Ground | Gas (Historical Use) | 10000 | Bare Steel | 1986-04-29 | 1989-02-22 | Bare Steel
GA DOT ROW | WRIGHTSBORO RD | AUGUSTA | Richmond | 9121056 | 1 | [5 empty] | Removed from Ground | Gas (Historical Use) | 8000 | Bare Steel | 1974-05-02 | 1989-02-22 | Bare Steel
FRANK A CALHOUN & COMPANY (ROMEO'S PIZZA) | 1549 WALTON WAY | AUGUSTA | Richmond | 10000385 | 3 |  |  | FALSE |  | FALSE | Permanently Out of Use - historical purposes | Gas (Historical Use) | 10000 | Cathodically Protected Steel | 1978-01-01 | 1978-01-01
SASSER AUTOMOTIVE/MR TRANSMISSION | 1902 GORDON HIGHWAY | AUGUSTA | Richmond | 10000573 | 3 |  |  | FALSE |  | FALSE | Closed in Ground | Gas (Historical Use) | 1500 | Bare Steel | 2004-02-01 | 2004-02-01 | Bare Steel
GULF #265611/BYRD GULF LOGO | 1775 GORDON HWY | AUGUSTA | Richmond | 9000071 | 1 | [5 empty] | Removed from Ground | Gas (Historical Use) | 4000 | Bare Steel | 1961-05-07 | 1899-12-31 | Galvanized Steel
ACADEMY OF RICHMOND COUNTY | 910 RUSSELL ST | AUGUSTA | Richmond | 1210395 | 2 | [5 empty] | Permanently Out of Use - historical purposes | Empty | 10000 | Bare Steel |  | 1899-12-31 | Galvanized Steel
CIRCLE K STORE #3171 | 1739 WALTON WAY | AUGUSTA | Richmond | 1210407 | 1 | [5 empty] | Removed from Ground | Gas (Historical Use) | 12000 | Composite | 1973-02-01 | 1993-09-10 | Fiberglass Reinforced Plastic | Pressurized
J B WHITE & CO | 1700 GORDON HWY | AUGUSTA | Richmond | 1210447 | 1 | [5 empty] | Removed from Ground | Diesel | 110 | Bare Steel | 1978-05-10 | 1992-01-30 | Bare Steel
HOLMES AMOCO | 1501 BROAD ST | AUGUSTA | Richmond | 1210060 | 4 |  |  | TRUE |  | TRUE | Removed from Ground | Used Oil | 550 | Bare Steel | 1952-05-10 | 2000-01-01 | Galvanized Steel
AUGUSTA NATIONAL GOLF COURSE MAI | 2604 WASHINGTON RD | AUGUSTA | Richmond | 9121097 | 3 | Flapper Valve | 1992-11-10 |  | 1992-11-10 |  | Temporarily out of use | Other | 550 | Composite | 1992-11-10 |  | Double-Walled Flex | Pressurized
GRANITEVILLE COMPANY ENTERPRISES | 1452 GREEN STREET | AUGUSTA | Richmond | 9121175 | 1 | [5 empty] | Removed from Ground | Other | 12500 | Not Marked/Unknown | 1996-05-17 | 1996-05-17 | Not Marked
BOSWELL SERVICE CENTER | 2064 BROAD STREET | AUGUSTA | Richmond | 9121210 | 7 | [5 empty] | Removed from Ground | Gas (Historical Use) | 560 | Not Marked/Unknown | 1998-10-23 | 1998-10-23 | Not Marked
SAMS AUTO WORKS | 1902 WALTON WAY | AUGUSTA | Richmond | 9121159 | 3 | [5 empty] | Removed from Ground | Gas (Historical Use) | 2000 | Not Marked/Unknown | 1999-07-01 | 1999-07-01 | Not Marked
ESTATE OF E K CHRISTMAS/FORMER PURE GAS | 1918 CENTRAL AVE | AUGUSTA | Richmond | 10001357 | 1 |  |  | FALSE |  | FALSE | Removed from Ground |  | 3000 | Unknown | 1979-01-01 | 1979-01-01
MAINTENANCE DEPARTMENT | 1570 ESSIE MCINTYRE AVE | AUGUSTA | Richmond | 1210383 | 2 |  | 1990-11-01 |  | 1990-11-01 |  | Removed from Ground | Gas (Historical Use) | 10000 | Double Walled | 1990-01-01 | 2002-06-01 | Fiberglass Reinforced Plastic | Pressurized
CIRCLE K STORE #3171 | 1739 WALTON WAY | AUGUSTA | Richmond | 1210407 | 5 | Flapper Valve | 1994-03-21 | FALSE | 1994-03-21 | FALSE | Currently in Use | Regular | 10000 | Composite | 1994-03-21 |  | Fiberglass Reinforced Plastic | Pressurized
CIRCLE K #2705581 | 2631 WRIGHTSBORO RD | AUGUSTA | Richmond | 1210138 | 9 | Flapper Valve | 1997-07-01 | FALSE | 1997-07-01 | FALSE | Currently in Use | Diesel | 10000 | Galvanic (STIP-3) | 1988-01-01 |  | Fiberglass Reinforced Plastic | Pressurized
CIRCLE K #2705581 | 2631 WRIGHTSBORO RD | AUGUSTA | Richmond | 1210138 | 6 | Flapper Valve | 1997-07-01 | FALSE | 1997-07-01 | FALSE | Currently in Use | Regular | 10000 | Galvanic (STIP-3) | 1988-01-01 |  | Fiberglass Reinforced Plastic | Pressurized
GA POWER/AUGUSTA CONTROL CTR | 301 15TH ST | AUGUSTA | Richmond | 1210047 | 39G1 | [5 empty] | Removed from Ground | Gas (Historical Use) | 18000 | Bare Steel | 1966-05-12 | 1988-07-01 | Unknown
BP OIL #45240/GULF STATION #2655 | 2501 WRIGHTSBORO RD | AUGUSTA | Richmond | 9000078 | 2 | [5 empty] | Removed from Ground | Gas (Historical Use) | 10000 | Bare Steel | 1961-05-07 | 1991-02-01 | Galvanized Steel
CENTRAL MART | 2061 CENTRAL AVE | AUGUSTA | Richmond | 9000285 | 1 | Ball Float | 1994-06-01 | FALSE | 1994-06-01 | FALSE | Currently in Use | Premium | 12000 | Steel-Impressed Current | 1981-05-01 |  | Steel (Impressed Current) | Pressurized
AUGUSTA NATIONAL GOLF COURSE MAI | 2604 WASHINGTON RD | AUGUSTA | Richmond | 9121097 | 5 | Flapper Valve | 1992-11-10 | FALSE | 1992-11-10 | FALSE | Currently in Use | New Oil | 550 | Composite | 1992-11-10 |  | Double-Walled Flex | Pressurized
WHITE ROAD GARAGE & SVC STATION | 1561 WHITE RD | AUGUSTA | Richmond | 1210287 | 2 | [5 empty] | Removed from Ground | Gas (Historical Use) | 12000 | Bare Steel | 1978-05-09 | 1996-01-15 | Bare Steel
CIRCLE K #2705337 | 2702 WRIGHTSBORO RD | AUGUSTA | Richmond | 1210251 | 1 |  | 1995-02-07 |  | 1995-02-07 |  | Removed from Ground | Gas (Historical Use) | 10000 | Bare Steel | 1995-02-13 | 1995-02-13 | Galvanized Steel | Pressurized
CIRCLE K #5334 | 2572 LUMPKIN RD | AUGUSTA | Richmond | 1210249 | 1 |  | 1989-01-01 |  | 1989-01-01 |  | Removed from Ground | Gas (Historical Use) | 10000 | Bare Steel | 1977-04-23 | 1995-05-16 | Galvanized Steel | Pressurized
SMILE GAS #3/FORMER DANIEL VILLA | 2801 WRIGHTSBORO RD | AUGUSTA | Richmond | 1210248 | 2 | [5 empty] | Removed from Ground | Gas (Historical Use) | 4000 | Cathodically Protected Steel | 1956-04-28 | 1987-01-01 | Galvanized Steel
CIRCLE K #2705581 | 2631 WRIGHTSBORO RD | AUGUSTA | Richmond | 1210138 | 3 | [5 empty] | Removed from Ground | Gas (Historical Use) | 4000 | Cathodically Protected Steel | 1964-01-07 | 1988-07-08 | Galvanized Steel
OMS NUMBER 4 | WOOD ST | AUGUSTA | Richmond | 1210046 | 1 | [5 empty] | Removed from Ground | Diesel | 3000 | Bare Steel | 1974-05-04 | 1996-01-19 | Galvanized Steel
GA POWER/AUGUSTA CONTROL CTR | 301 15TH ST | AUGUSTA | Richmond | 1210047 | 390 |  | 1998-11-11 |  | 1998-11-11 |  | Removed from Ground | Diesel | 1000 | Fiberglass | 1981-05-08 | 2007-09-12 | Double Walled | Suction (American)
PROSPERITY 414 | 1801 WALTON WAY | AUGUSTA | Richmond | 9000120 | 6 |  | 1989-02-01 |  | 1989-02-01 |  | Removed from Ground | Gas (Historical Use) | 10000 | Double Walled | 1989-01-01 | 2011-10-12 | Fiberglass Reinforced Plastic | Pressurized
VA MEDICAL CENTER AUGUSTA | 800 BAILIE ST | AUGUSTA | Richmond | 9121002 | 18D91 | Overfill Alarm | 1991-01-01 | FALSE | 1991-01-01 | FALSE | Currently in Use | Diesel | 3000 | Steel-Impressed Current | 2001-09-12 |  | Steel (Impressed Current)
AUGUSTA FILTER PLANT | 1425 HIGHLAND AVE | AUGUSTA | Richmond | 9121099 | 1 | [5 empty] | Removed from Ground | Diesel | 2000 | Fiberglass | 1985-01-01 | 1999-08-30 | Galvanized Steel | Suction (American)
W L SHEPEARD COMMUNITY BLOOD CEN | 1533 WRIGHTSBORO RD | AUGUSTA | Richmond | 9121132 | 1 | [5 empty] | Closed in Ground | Diesel | 500 | Bare Steel | 1983-01-01 | 1997-10-15 | Copper | Suction (American)
AM-PM FOOD STORE INC | 1898 GORDON HWY | AUGUSTA | Richmond | 10001757 | 3 |  | 2010-04-01 | FALSE | 2010-04-01 | FALSE | Currently in Use | Gas (Historical Use) | 6500 | Composite Double Walled | 2010-04-01 |  | Double-Walled Fiberglass | Pressurized
AUGUSTA NATIONAL GOLF COURSE MAI | 2604 WASHINGTON RD | AUGUSTA | Richmond | 9121097 | 7 | Flapper Valve | 1992-11-10 | FALSE | 1992-11-10 | FALSE | Currently in Use | New Oil | 550 | Composite | 1992-11-10 |  | Double-Walled Flex | Pressurized
AUGUSTA NATIONAL GOLF COURSE MAI | 2604 WASHINGTON RD | AUGUSTA | Richmond | 9121097 | 4 | Flapper Valve | 1992-11-10 |  | 1992-11-10 |  | Temporarily out of use | Other | 550 | Composite | 1992-11-10 |  | Double-Walled Flex | Pressurized
AUGUSTA FILTER PLANT | 1425 HIGHLAND AVE | AUGUSTA | Richmond | 9121099 | 2 | [5 empty] | Removed from Ground | Diesel | 2000 | Fiberglass | 1985-01-01 | 1999-08-30 | Galvanized Steel | Suction (American)
Gas Express #287 | 2058 CENTRAL AVE | AUGUSTA | Richmond | 9121207 | 2 |  | 1998-05-05 | FALSE | 1998-05-05 | FALSE | Currently in Use | Premium | 10000 | Composite | 1998-05-05 |  | Fiberglass Reinforced Plastic | Pressurized
GRANITEVILLE COMPANY ENTERPRISES | 1452 GREEN STREET | AUGUSTA | Richmond | 9121175 | 2 | [5 empty] | Removed from Ground | Gas (Historical Use) | 500 | Not Marked/Unknown | 1996-05-17 | 1996-05-17 | Not Marked
SAMS AUTO WORKS | 1902 WALTON WAY | AUGUSTA | Richmond | 9121159 | 4 | [5 empty] | Removed from Ground | Gas (Historical Use) | 2000 | Not Marked/Unknown | 1999-07-01 | 1999-07-01 | Not Marked
GULF #265611/BYRD GULF LOGO | 1775 GORDON HWY | AUGUSTA | Richmond | 9000071 | 3 | [5 empty] | Removed from Ground | Gas (Historical Use) | 4000 | Bare Steel | 1961-05-07 | 1899-12-31 | Galvanized Steel
U-HAUL #77951 | 1802 GORDON HWY | AUGUSTA | Richmond | 1210408 | 1 | [5 empty] | Removed from Ground | Gas (Historical Use) | 6000 | Bare Steel | 1970-05-09 | 1992-10-21 | Bare Steel
SMILE GAS #3/FORMER DANIEL VILLA | 2801 WRIGHTSBORO RD | AUGUSTA | Richmond | 1210248 | 1 | [5 empty] | Removed from Ground | Gas (Historical Use) | 6000 | Cathodically Protected Steel | 1975-04-24 | 1987-01-01 | Galvanized Steel
HILL BP GULF STATION | 2075 CENTRAL AVE | AUGUSTA | Richmond | 1210149 | 5 |  |  | TRUE |  | TRUE | Removed from Ground | Used Oil | 500 | Bare Steel | 1979-05-03 | 1998-10-30 | Galvanized Steel
GAS EXPRESS #286 | 1121 15th St. | AUGUSTA | Richmond | 1210054 | 1 | [5 empty] | Removed from Ground | Diesel | 10000 | Unknown | 1985-05-05 | 1997-01-12 | Galvanized Steel | Pressurized
7 ELEVEN STORE 1433 #18754 | 2274 BROAD ST | AUGUSTA | Richmond | 9000255 | 1 | [5 empty] | Removed from Ground | Gas (Historical Use) | 10000 | Bare Steel | 1977-02-02 | 1995-11-02 | Galvanized Steel
7 ELEVEN STORE 1433 #18754 | 2274 BROAD ST | AUGUSTA | Richmond | 9000255 | 4 | [5 empty] | Removed from Ground | Kerosene | 1000 | Marked Unknown | 1995-11-02 | 1995-11-02 | Unknown
GULF #265611/BYRD GULF LOGO | 1775 GORDON HWY | AUGUSTA | Richmond | 9000071 | 5 | [5 empty] | Removed from Ground | Gas (Historical Use) | 4000 | Bare Steel | 1961-05-07 | 1899-12-31 | Galvanized Steel
GULF #265611/BYRD GULF LOGO | 1775 GORDON HWY | AUGUSTA | Richmond | 9000071 | 4 | [5 empty] | Removed from Ground | Gas (Historical Use) | 4000 | Bare Steel | 1961-05-07 | 1899-12-31 | Galvanized Steel
BP OIL #45240/GULF STATION #2655 | 2501 WRIGHTSBORO RD | AUGUSTA | Richmond | 9000078 | 3 | [5 empty] | Removed from Ground | Gas (Historical Use) | 10000 | Bare Steel | 1961-05-07 | 1991-02-01 | Galvanized Steel
CIRCLE K STORE #3171 | 1739 WALTON WAY | AUGUSTA | Richmond | 1210407 | 4 | Flapper Valve | 1994-03-21 | FALSE | 1994-03-21 | FALSE | Currently in Use | Premium | 8000 | Composite | 1994-03-21 |  | Fiberglass Reinforced Plastic | Pressurized
U-HAUL #77951 | 1802 GORDON HWY | AUGUSTA | Richmond | 1210408 | 3 | [5 empty] | Removed from Ground | E-10 | 5000 | Bare Steel | 1970-05-09 | 1992-10-21 | Bare Steel
SOUTHERN ROAD BUILDERS INC/MAINT | 2312 WALDEN DR | AUGUSTA | Richmond | 1210427 | 6 | [5 empty] | Removed from Ground | Empty | 4000 | Bare Steel | 1976-06-15 | 1988-12-13 | Galvanized Steel
SOUTHERN ROAD BUILDERS INC/MAINT | 2312 WALDEN DR | AUGUSTA | Richmond | 1210427 | 8 | [5 empty] | Removed from Ground | Gas (Historical Use) | 10000 | Bare Steel | 1976-06-15 | 1988-12-13 | Galvanized Steel
FEDERAL PAPER BOARD | GA HWY 56 SOUTH | AUGUSTA | Richmond | 1210423 | 2 | [5 empty] | Removed from Ground | Gas (Historical Use) | 3000 | Bare Steel | 1960-05-14 | 1986-10-01 | Unknown
WALMART NEIGHBORHOOD MARKET #2465 | 3693 WINDSOR SPRING RD | HEPHZIBAH | Richmond | 10002522 | 1 | Flapper Valve | 2015-07-30 | FALSE | 2015-07-30 | FALSE | Currently in Use | Regular | 15000 | Fiberglass Double Walled | 2015-07-30 |  | Double-Walled Flex | Pressurized
HEPHZIIBAH FRESHMAN ACADEMY | 4790 WINDSOR SPRING RD | HEPHZIBAH | Richmond | 1210361 | 4 | Ball Float | 1989-08-01 | FALSE | 1989-08-01 | FALSE | Temporarily out of use | Diesel | 12000 | Composite Double Walled | 1989-08-01 |  | Fiberglass Reinforced Plastic | Pressurized
Sprint 709 | 3546 DEANS BRIDGE RD | HEPHZIBAH | Richmond | 9121176 | 2 | Flapper Valve | 1996-01-01 |  | 1996-01-01 |  | Currently in Use | Gas (Historical Use) | 12000 | Composite | 1996-04-15 |  | Fiberglass Reinforced Plastic | Pressurized
WALLYS | 4250 WINDSOR SPRING RD | HEPHZIBAH | Richmond | 9121090 | 1 | Flapper Valve | 1997-08-10 | FALSE | 1997-08-10 | TRUE | Currently in Use | Diesel | 8000 | Galvanic (STIP-3) | 1987-11-15 |  | Fiberglass Reinforced Plastic | Pressurized
Laxmi LLC DBA Gas World | 4101 Windsor Spring Rd | Hephzibah | Richmond | 9121043 | 2 | Flapper Valve | 1988-04-01 | FALSE | 1988-04-01 | FALSE | Removed from Ground | Regular | 10000 | Fiberglass | 1988-04-25 | 2019-07-17 | Double-Walled Fiberglass | Pressurized
NEED MORE KUNTRY STORE | 4212 WINDSOR SPRING RD | HEPHZIBAH | Richmond | 9000121 | UNLEADED | [5 empty] | Removed from Ground | Gas (Historical Use) | 1000 | Bare Steel | 1980-05-03 | 1994-01-21 | Galvanized Steel
CIRCLE K #2705585 | 4155 PEACH ORCHARD RD | HEPHZIBAH | Richmond | 1210052 | 6 |  | 1998-03-31 |  | 1998-03-31 |  | Removed from Ground | Gas (Historical Use) | 12000 | Double Walled | 1998-03-27 | 2004-01-20 | Fiberglass Reinforced Plastic | Pressurized
FRANK A CALHOUN & COMPANY (ROMEO'S PIZZA) | 1549 WALTON WAY | AUGUSTA | Richmond | 10000385 | 2 |  |  | FALSE |  | FALSE | Permanently Out of Use - historical purposes | Gas (Historical Use) | 10000 | Cathodically Protected Steel | 1978-01-01 | 1978-01-01
KELLYS MINI MART | 2335 WASHINGTON RD | AUGUSTA | Richmond | 1210460 | 2 | Flapper Valve | 1998-07-01 |  | 1998-07-01 |  | Temporarily out of use | Gas (Historical Use) | 8000 | Steel-Impressed Current | 1986-04-02 |  | Fiberglass Reinforced Plastic | Pressurized
AUGUSTA NATL/GOLF COURSE SVC | 2604 WASHINGTON RD | AUGUSTA | Richmond | 1210443 | 1 | [5 empty] | Removed from Ground | Gas (Historical Use) | 4000 | Cathodically Protected Steel | 1985-01-01 | 1995-03-15 | Galvanized Steel
SOUTHERN ROAD BUILDERS INC/MAINT | 2312 WALDEN DR | AUGUSTA | Richmond | 1210427 | 3 | [5 empty] | Removed from Ground | Gas (Historical Use) | 2000 | Bare Steel | 1979-06-15 | 1988-12-13 | Galvanized Steel
MCTEER FOOD & FUEL #5 | 4150 WINDSOR SPRING RD | HEPHZIBAH | Richmond | 10001348 | 2 | Flapper Valve | 2007-03-15 | FALSE | 2007-03-15 | FALSE | Currently in Use | Premium | 8000 | Composite | 2007-01-15 |  | Double-Walled Fiberglass | Pressurized
HOLIDAY MARKET | 4127 WINDSOR SPRING RD | HEPHZIBAH | Richmond | 1210401 | 4 | [5 empty] | Closed in Ground | Kerosene | 5000 | Cathodically Protected Steel | 1979-12-01 | 1997-05-09 | Cathodically Protected | Suction (American)
Sprint 709 | 3546 DEANS BRIDGE RD | HEPHZIBAH | Richmond | 9121176 | 3 | Flapper Valve | 1996-01-01 |  | 1996-01-01 |  | Currently in Use | Gas (Historical Use) | 10000 | Composite | 1996-04-15 |  | Fiberglass Reinforced Plastic | Pressurized
HWY 88 FOOD MART | 2501 HWY 88 | HEPHZIBAH | Richmond | 9121157 | 2 |  | 1999-01-01 | FALSE | 1999-01-01 | FALSE | Closed in Ground | Gas (Historical Use) | 10000 | Steel-Impressed Current | 1983-01-01 | 2008-05-25 |  | Suction (American)
CIRCLE K #2705585 | 4155 PEACH ORCHARD RD | HEPHZIBAH | Richmond | 1210052 | 1 |  | 1991-06-27 |  | 1991-06-27 |  | Removed from Ground | Gas (Historical Use) | 10000 | Bare Steel | 1979-05-07 | 1998-03-04 | Fiberglass Reinforced Plastic | Pressurized
CENTRAL MART | 2061 CENTRAL AVE | AUGUSTA | Richmond | 9000285 | 2 | Ball Float | 1994-06-01 | FALSE | 1994-06-01 | FALSE | Currently in Use | E-0 | 12000 | Steel-Impressed Current | 1981-05-01 |  | Steel (Impressed Current) | Pressurized
KINGS WAY PACKAGE SHOP/TEXACO ST | 2101 KINGS WAY | AUGUSTA | Richmond | 9121071 | 3 | [5 empty] | Removed from Ground | Gas (Historical Use) | 6000 | Marked Unknown | 1992-05-23 | 1992-05-23 | Unknown
AUGUSTA FILTER PLANT | 1425 HIGHLAND AVE | AUGUSTA | Richmond | 9121099 | 3 | [5 empty] | Removed from Ground | Empty | 560 | Bare Steel | 1985-01-01 | 1998-09-09 | Bare Steel
AUGUSTA RICHMOND COUNTY | 1535 FENWICK ST | AUGUSTA | Richmond | 9121093 | 2 | Flapper Valve | 1994-01-27 | FALSE | 1994-01-27 | FALSE | Removed from Ground | Diesel | 15000 | Composite | 1994-01-27 |  | Fiberglass Reinforced Plastic | Pressurized
CHRUCHS FRIED CHICKEN #1201 | 3223 WRIGHTSBORO RD | AUGUSTA | Richmond | 9121167 | 1 | [5 empty] | Removed from Ground | Hazardous Substance | 0 | Not Marked/Unknown |  | 1899-12-31 | Not Marked
SASSER AUTOMOTIVE/MR TRANSMISSION | 1902 GORDON HIGHWAY | AUGUSTA | Richmond | 10000573 | 2 |  |  | FALSE |  | FALSE | Closed in Ground | Gas (Historical Use) | 1500 | Bare Steel | 2004-02-01 | 2004-02-01 | Bare Steel
PIEDMONT AUGUSTA- SUMMERVILLE | 2260 WRIGHTSBORO RD | AUGUSTA | Richmond | 1210372 | 1 |  | 1981-01-01 |  | 1981-01-01 |  | Removed from Ground | Diesel | 10000 | Bare Steel | 1981-02-11 | 1998-05-18 | Copper | Suction (American)
AUGUSTA NATL/GOLF COURSE SVC | 2604 WASHINGTON RD | AUGUSTA | Richmond | 1210443 | 4 | [5 empty] | Removed from Ground | Empty | 550 | Cathodically Protected Steel | 1977-01-03 | 1995-03-01 | Galvanized Steel
HEPHZIIBAH FRESHMAN ACADEMY | 4790 WINDSOR SPRING RD | HEPHZIBAH | Richmond | 1210361 | 1 |  |  | FALSE |  | FALSE | Removed from Ground | Gas (Historical Use) | 6100 | Bare Steel | 1966-01-21 | 1899-12-31 | Galvanized Steel
HOLIDAY MARKET | 4127 WINDSOR SPRING RD | HEPHZIBAH | Richmond | 1210401 | 1 | Flapper Valve | 1994-05-31 | FALSE | 1994-05-31 | FALSE | Temporarily out of use | Regular | 12000 | Steel-Impressed Current | 1980-02-02 |  |  | Pressurized
WALLYS | 4250 WINDSOR SPRING RD | HEPHZIBAH | Richmond | 9121090 | K1 | [5 empty] | Removed from Ground | Kerosene | 2000 | Cathodically Protected Steel | 1987-11-15 | 1997-07-23 | Galvanized Steel | Suction (American)
RAYAN 2504 LLC, DBA QUICK STOP HEPHZIBAH | 2504 GA HWY 88 | HEPHZIBAH | Richmond | 9121089 | K1 |  | 1990-07-12 | FALSE | 1990-07-12 | FALSE | Temporarily out of use | Kerosene | 2000 | Composite | 1990-07-12 |  | Fiberglass Reinforced Plastic | Safe Suction (Euro)
HANSONG SONG | 4170 OLD WAYNESBORO RD | HEPHZIBAH | Richmond | 1210206 | 1 | [5 empty] | Removed from Ground | Gas (Historical Use) | 8000 | Bare Steel | 1978-05-02 | 2000-10-01 | Bare Steel
WATERS STATION | 3649 DEANS BRIDGE ROAD | HEPHZIBAH | Richmond | 1210216 | 1 | [5 empty] | Temporarily out of use | Gas (Historical Use) | 8000 | Bare Steel | 1977-01-03 |  | Bare Steel | Suction (American)
HOLMES AMOCO | 1501 BROAD ST | AUGUSTA | Richmond | 1210060 | 1 | [5 empty] | Removed from Ground | Gas (Historical Use) | 3000 | Bare Steel | 1952-05-10 | 2000-01-01 | Galvanized Steel | Suction (American)
JONES INTERCABLE | 1424 MONTE SANO AVE | AUGUSTA | Richmond | 1210058 | 1 | [5 empty] | Removed from Ground | Gas (Historical Use) | 3000 | Bare Steel | 1974-05-31 | 1988-11-01 | Galvanized Steel
OLIVE RD AMOCO | 2259 MILLEDGEVILLE RD | AUGUSTA | Richmond | 1210069 | PREM | [5 empty] | Removed from Ground | Gas (Historical Use) | 10000 | Bare Steel | 1980-05-03 | 1998-01-01 | Galvanized Steel | Pressurized
RICHMOND CO SCHOOLS MAINT FAC | 1570 ESSIE MCINTYRE AVE | AUGUSTA | Richmond | 9000645 | 1 | [5 empty] | Removed from Ground | Gas (Historical Use) | 6000 | Bare Steel | 1966-01-12 | 1992-01-01 | Galvanized Steel
PROSPERITY 414 | 1801 WALTON WAY | AUGUSTA | Richmond | 9000120 | 2 | [5 empty] | Removed from Ground | Other | 6000 | Bare Steel | 1969-04-15 | 1899-12-31 | Galvanized Steel
J L WASTE OIL | 100 WINTER ST | AUGUSTA | Richmond | 9121007 | DUMMY | [5 empty] | Permanently Out of Use - historical purposes | Gas (Historical Use) | 0 | Not Marked/Unknown |  | 1899-12-31 | Not Marked
BOSWELL SERVICE CENTER | 2064 BROAD STREET | AUGUSTA | Richmond | 9121210 | 8 | [5 empty] | Removed from Ground | Gas (Historical Use) | 4000 | Not Marked/Unknown | 1998-10-23 | 1998-10-23 | Not Marked
UNKNOWN | 1763 BROAD STREET | AUGUSTA | Richmond | 10001865 | 1 |  |  | FALSE |  | FALSE | Removed from Ground | Gas (Historical Use) | 5500 | Unknown | 2010-02-18 | 2010-02-18 | Unknown
FORMER GAS STATION | 1502 WALTON WY | AUGUSTA | Richmond | 10001745 | 1 |  |  | FALSE |  | FALSE | Removed from Ground |  | 0 | Unknown |  | 1899-12-31
HOLIDAY MARKET #418 | 1770 KISSING BOWER RD | AUGUSTA | Richmond | 1210402 | 3 |  | 1998-12-07 |  | 1998-12-07 |  | Removed from Ground | Gas (Historical Use) | 6000 | Steel-Impressed Current | 1978-02-02 | 2003-11-12 | Cathodically Protected | Pressurized
CIRCLE K #2705585 | 4155 PEACH ORCHARD RD | HEPHZIBAH | Richmond | 1210052 | 5 |  | 1998-03-31 |  | 1998-03-31 |  | Removed from Ground | Gas (Historical Use) | 12000 | Double Walled | 1998-03-27 | 2004-01-20 | Fiberglass Reinforced Plastic | Pressurized
BATES AUTO PARTS | 2507 MILLEDGEVILLE RD | AUGUSTA | Richmond | 9121005 | 1 | [5 empty] | Removed from Ground | Gas (Historical Use) | 5000 | Not Marked/Unknown | 1998-05-17 | 1998-05-17 | Not Marked
GA DOT ROW | WRIGHTSBORO RD | AUGUSTA | Richmond | 9121056 | 2 | [5 empty] | Removed from Ground | Diesel | 8000 | Bare Steel | 1974-05-02 | 1989-02-22 | Bare Steel
MONTGOMERY WARD/AUTO EXP #2488 | 1700 GORDON HWY/REGENCY MALL | AUGUSTA | Richmond | 9121091 | 1 |  |  | TRUE |  | TRUE | Removed from Ground | Used Oil | 550 | Fiberglass | 1993-10-07 | 1993-10-07 | Fiberglass Reinforced Plastic | Gravity Fed
AUGUSTA NATIONAL GOLF COURSE MAI | 2604 WASHINGTON RD | AUGUSTA | Richmond | 9121097 | 2 | Flapper Valve | 1992-11-10 | FALSE | 1992-11-10 | FALSE | Currently in Use | Diesel | 3000 | Composite | 1992-11-10 |  | Fiberglass Reinforced Plastic | Pressurized
Gas Express #287 | 2058 CENTRAL AVE | AUGUSTA | Richmond | 9121207 | 1 |  | 1998-05-05 | FALSE | 1998-05-05 | FALSE | Currently in Use | Regular | 15000 | Composite | 1998-05-05 |  | Fiberglass Reinforced Plastic | Pressurized
SASSER AUTOMOTIVE/MR TRANSMISSION | 1902 GORDON HIGHWAY | AUGUSTA | Richmond | 10000573 | 1 |  |  | FALSE |  | FALSE | Closed in Ground | Gas (Historical Use) | 1500 | Bare Steel | 2004-02-01 | 2004-02-01
GULF #265611/BYRD GULF LOGO | 1775 GORDON HWY | AUGUSTA | Richmond | 9000071 | 2 | [5 empty] | Removed from Ground | Gas (Historical Use) | 4000 | Bare Steel | 1961-05-07 | 1899-12-31 | Galvanized Steel
R D BOSWELL/NATIONAL HILLS SVC C | 2635 WASHINGTON RD | AUGUSTA | Richmond | 1210009 | 1 | [5 empty] | Removed from Ground | Gas (Historical Use) | 15970 | Cathodically Protected Steel | 1968-03-21 | 1987-05-25 | Bare Steel
CIRCLE K STORE #3178 | 2631 WASHINGTON RD | AUGUSTA | Richmond | 1210282 | 2 | [5 empty] | Removed from Ground | Gas (Historical Use) | 4000 | Bare Steel | 1964-05-12 | 1998-05-01 | Fiberglass Reinforced Plastic | Pressurized
SMART GROCERY | 3221 WRIGHTSBORO RD | AUGUSTA | Richmond | 1210272 | 4 | [5 empty] | Removed from Ground | Gas (Historical Use) | 4000 | Bare Steel | 1963-05-13 | 1997-04-07 | Galvanized Steel | Safe Suction (Euro)
SMART GROCERY | 3221 WRIGHTSBORO RD | AUGUSTA | Richmond | 1210272 | 7 | Flapper Valve | 2000-10-06 | FALSE | 2000-10-06 | FALSE | Currently in Use | Regular | 12000 | Composite | 2000-10-06 |  | Fiberglass Reinforced Plastic | Pressurized
SMART GROCERY | 3221 WRIGHTSBORO RD | AUGUSTA | Richmond | 1210272 | 5 | [5 empty] | Closed in Ground | Empty | 550 | Bare Steel | 1963-05-13 | 1981-06-19 | Galvanized Steel | Safe Suction (Euro)
S&B CO INC/SILVERSTEINS CLEANERS | 2568 CENTRAL AVE | AUGUSTA | Richmond | 1210210 | 4 | [5 empty] | Removed from Ground | Empty | 550 | Bare Steel | 1966-05-04 | 1899-12-31 | Galvanized Steel
S&B CO INC/SILVERSTEINS CLEANERS | 2568 CENTRAL AVE | AUGUSTA | Richmond | 1210210 | 5 | [5 empty] | Removed from Ground | Empty | 550 | Bare Steel | 1966-05-04 | 1899-12-31 | Galvanized Steel
HOLMES AMOCO | 1501 BROAD ST | AUGUSTA | Richmond | 1210060 | 2 | [5 empty] | Removed from Ground | Gas (Historical Use) | 3000 | Bare Steel | 1952-05-10 | 2000-01-01 | Galvanized Steel | Suction (American)
OLIVE RD AMOCO | 2259 MILLEDGEVILLE RD | AUGUSTA | Richmond | 1210069 | DIESEL | [5 empty] | Removed from Ground | Diesel | 4000 | Bare Steel | 1980-05-03 | 1998-01-01 | Galvanized Steel | Pressurized
SONOCO PAPER STOCK DEALERS INC | 1525 GOVERNMENT RD | AUGUSTA | Richmond | 9121135 | 1 | [5 empty] | Permanently Out of Use - historical purposes | Gas (Historical Use) | 1000 | Bare Steel |  | 1899-12-31 | Bare Steel | Suction (American)
AM-PM FOOD STORE INC | 1898 GORDON HWY | AUGUSTA | Richmond | 10001757 | 1 |  |  | FALSE |  | FALSE | Removed from Ground |  | 0 | Unknown |  | 1899-12-31
SOUTHERN ROAD BUILDERS INC/MAINT | 2312 WALDEN DR | AUGUSTA | Richmond | 1210427 | 2 | [5 empty] | Removed from Ground | Gas (Historical Use) | 560 | Bare Steel | 1979-06-15 | 1988-12-13 | Galvanized Steel
FEDERAL PAPER BOARD | GA HWY 56 SOUTH | AUGUSTA | Richmond | 1210423 | 3 | [5 empty] | Removed from Ground | Gas (Historical Use) | 240 | Bare Steel | 1962-05-14 | 1986-10-01 | Galvanized Steel
WALLYS | 4250 WINDSOR SPRING RD | HEPHZIBAH | Richmond | 9121090 | 4 | Flapper Valve | 1997-08-10 | FALSE | 1997-08-10 | TRUE | Currently in Use | Regular | 8000 | Galvanic (STIP-3) | 1987-11-15 |  | Fiberglass Reinforced Plastic | Pressurized
RAYAN 2504 LLC, DBA QUICK STOP HEPHZIBAH | 2504 GA HWY 88 | HEPHZIBAH | Richmond | 9121089 | P |  | 1990-07-12 | FALSE | 1990-07-12 | FALSE | Currently in Use | Gas (Historical Use) | 8000 | Galvanic (STIP-3) | 1990-07-12 |  | Fiberglass Reinforced Plastic | Pressurized
CIRCLE K STORE #3171 | 1739 WALTON WAY | AUGUSTA | Richmond | 1210407 | 3 | [5 empty] | Removed from Ground | Gas (Historical Use) | 12000 | Bare Steel | 1973-02-01 | 1993-09-10 | Galvanized Steel | Safe Suction (Euro)
U-HAUL #77951 | 1802 GORDON HWY | AUGUSTA | Richmond | 1210408 | 2 | [5 empty] | Removed from Ground | E-10 | 8000 | Bare Steel | 1970-05-09 | 1992-10-21 | Bare Steel
SOUTHERN ROAD BUILDERS INC/MAINT | 2312 WALDEN DR | AUGUSTA | Richmond | 1210427 | 1 | [5 empty] | Removed from Ground | Gas (Historical Use) | 1000 | Bare Steel | 1961-06-19 | 1988-12-13 | Galvanized Steel
HEPHZIIBAH FRESHMAN ACADEMY | 4790 WINDSOR SPRING RD | HEPHZIBAH | Richmond | 1210361 | 3 |  |  | FALSE |  | FALSE | Removed from Ground | Diesel | 6000 | Bare Steel | 1966-01-21 | 1899-12-31 | Galvanized Steel
Sprint 709 | 3546 DEANS BRIDGE RD | HEPHZIBAH | Richmond | 9121176 | 1 | Flapper Valve | 1996-01-01 |  | 1996-01-01 |  | Currently in Use | Gas (Historical Use) | 12000 | Composite | 1996-04-15 |  | Fiberglass Reinforced Plastic | Pressurized
WALLYS | 4250 WINDSOR SPRING RD | HEPHZIBAH | Richmond | 9121090 | 2 | Flapper Valve | 1997-08-10 | FALSE | 1997-08-10 | TRUE | Currently in Use | Regular | 8000 | Galvanic (STIP-3) | 1987-11-15 |  | Fiberglass Reinforced Plastic | Pressurized
WATERS STATION | 3649 DEANS BRIDGE ROAD | HEPHZIBAH | Richmond | 1210216 | 2 | [5 empty] | Temporarily out of use | Gas (Historical Use) | 8000 | Bare Steel | 1977-01-03 |  | Bare Steel | Suction (American)
HOLIDAY MARKET #418 | 1770 KISSING BOWER RD | AUGUSTA | Richmond | 1210402 | 2 |  | 1998-12-07 |  | 1998-12-07 |  | Removed from Ground | Gas (Historical Use) | 10000 | Steel-Impressed Current | 1977-06-01 | 2003-11-12 | Cathodically Protected | Pressurized
CIRCLE K STORE #3171 | 1739 WALTON WAY | AUGUSTA | Richmond | 1210407 | 2 | [5 empty] | Removed from Ground | Gas (Historical Use) | 12000 | Bare Steel | 1973-02-01 | 1993-09-11 | Galvanized Steel | Safe Suction (Euro)
PINEHILL FOOD STORE | 1680 BROWN RD | HEPHZIBAH | Richmond | 9121226 | 2 |  | 1997-07-17 | FALSE | 1997-07-01 | FALSE | Currently in Use | Diesel On Road | 12000 | Composite | 1997-07-01 |  | Fiberglass Reinforced Plastic | Pressurized
NATIONAL HILLS BP | 2701 WASHINGTON RD | AUGUSTA | Richmond | 1210070 | 3 | [5 empty] | Removed from Ground | Gas (Historical Use) | 3000 | Bare Steel | 1966-05-07 | 1990-06-01 | Galvanized Steel
MAINA LLC THE CORNER STORE | 3104 WRIGHTSBORO RD | AUGUSTA | Richmond | 1210059 | 6 | Flapper Valve | 1998-05-01 | FALSE | 1998-05-01 | FALSE | Currently in Use | Premium | 6000 | Galvanic (STIP-3) | 1988-05-01 |  | Fiberglass Reinforced Plastic | Pressurized
SASSER AUTOMOTIVE/MR TRANSMISSION | 1902 GORDON HIGHWAY | AUGUSTA | Richmond | 10000573 | 5 |  |  | FALSE |  | FALSE | Closed in Ground | Used Oil | 1500 | Bare Steel | 2004-02-01 | 2004-02-01 | Bare Steel
MAINTENANCE DEPARTMENT | 1570 ESSIE MCINTYRE AVE | AUGUSTA | Richmond | 1210383 | 1 | [5 empty] | Removed from Ground | Gas (Historical Use) | 10000 | Double Walled | 1986-03-24 | 1990-06-01 | Fiberglass Reinforced Plastic | Pressurized
HOLIDAY MARKET #418 | 1770 KISSING BOWER RD | AUGUSTA | Richmond | 1210402 | 1 |  | 1998-12-07 |  | 1998-12-07 |  | Removed from Ground | Gas (Historical Use) | 10000 | Steel-Impressed Current | 1977-06-01 | 2003-11-12 | Cathodically Protected | Pressurized
AUGUSTA NATL/GOLF COURSE SVC | 2604 WASHINGTON RD | AUGUSTA | Richmond | 1210443 | 2 | [5 empty] | Removed from Ground | Diesel | 2000 | Cathodically Protected Steel | 1985-01-01 | 1995-03-01 | Galvanized Steel
SOUTHERN ROAD BUILDERS INC/MAINT | 2312 WALDEN DR | AUGUSTA | Richmond | 1210427 | 4 | [5 empty] | Removed from Ground | Gas (Historical Use) | 10000 | Bare Steel | 1973-06-16 | 1988-12-13 | Galvanized Steel
SOUTHERN ROAD BUILDERS INC/MAINT | 2312 WALDEN DR | AUGUSTA | Richmond | 1210427 | 5 | [5 empty] | Removed from Ground | Gas (Historical Use) | 8500 | Bare Steel | 1973-06-16 | 1988-12-13 | Galvanized Steel
SOUTHERN ROAD BUILDERS INC/MAINT | 2312 WALDEN DR | AUGUSTA | Richmond | 1210427 | 7 | [5 empty] | Removed from Ground | Empty | 5000 | Bare Steel | 1976-06-15 | 1988-12-13 | Galvanized Steel
Laxmi LLC DBA Gas World | 4101 Windsor Spring Rd | Hephzibah | Richmond | 9121043 | 1 |  | 1988-04-01 |  | 1988-04-01 |  | Removed from Ground | Gas (Historical Use) | 10000 | Fiberglass | 1988-04-25 | 2006-10-19 | Flex | Pressurized
NEED MORE KUNTRY STORE | 4212 WINDSOR SPRING RD | HEPHZIBAH | Richmond | 9000121 | 2 | Ball Float |  | FALSE |  | TRUE | Temporarily out of use | Regular | 10141 | Galvanic (STIP-3) | 1994-01-21 |  | Fiberglass Reinforced Plastic | Pressurized
NEED MORE KUNTRY STORE | 4212 WINDSOR SPRING RD | HEPHZIBAH | Richmond | 9000121 | PREM | [5 empty] | Removed from Ground | Gas (Historical Use) | 4000 | Bare Steel | 1980-05-03 | 1994-01-21 | Galvanized Steel
JEFFERSON EMC | 2547 HIGHWAY 88 | HEPHZIBAH | Richmond | 1210151 | UNLEADED | [5 empty] | Removed from Ground | Gas (Historical Use) | 10000 | Bare Steel | 1982-04-05 | 1998-04-01 | Galvanized Steel | Suction (American)
HANSONG SONG | 4170 OLD WAYNESBORO RD | HEPHZIBAH | Richmond | 1210206 | 3 | [5 empty] | Removed from Ground | Gas (Historical Use) | 8000 | Bare Steel | 1978-05-02 | 2000-10-01 | Bare Steel
Aepex Augusta LLC | 2940 INWOOD DR | HEPHZIBAH | Richmond | 1210235 | 2 | Flapper Valve | 1997-09-08 | FALSE | 1997-09-08 | FALSE | Temporarily out of use | Regular | 10000 | Steel-Impressed Current | 1979-05-09 |  | Fiberglass Reinforced Plastic | Pressurized
HEPHZIBAH ELEM SCHOOL | HWY 88 | HEPHZIBAH | Richmond | 1210347 | 3 | [5 empty] | Removed from Ground | Other | 3000 | Not Marked/Unknown | 1997-07-16 | 1997-07-16 | Not Marked
SASH ENTERPRISES LLC | 2078 OLD SAVANNAH RD | AUGUSTA | Richmond | 9121063 | 2 | Flapper Valve | 1988-08-21 | FALSE | 1988-08-21 | FALSE | Currently in Use | Regular | 10000 | Galvanic (STIP-3) | 1988-08-21 |  | Fiberglass Reinforced Plastic | Pressurized
MID CITY INDUSTRIES INC | SLAYTON STR | AUGUSTA | Richmond | 9121075 | 1 | [5 empty] | Removed from Ground | Gas (Historical Use) | 1500 | Bare Steel | 1992-09-30 | 1992-09-30 | Bare Steel | Safe Suction (Euro)
AUGUSTA RICHMOND COUNTY | 1535 FENWICK ST | AUGUSTA | Richmond | 9121093 | 1 | Flapper Valve | 1994-01-27 | FALSE | 1994-01-27 | FALSE | Removed from Ground | Diesel | 15000 | Composite | 1994-01-27 |  | Fiberglass Reinforced Plastic | Pressurized
UNKNOWN | 1763 BROAD STREET | AUGUSTA | Richmond | 10001865 | 2 |  |  | FALSE |  | FALSE | Removed from Ground | Gas (Historical Use) | 5500 | Unknown | 2010-02-18 | 2010-02-18 | Unknown
CHAMPION BEVERAGE DISTRIBUTORS | 1815 WILKINSON ROAD | AUGUSTA | Richmond | 10000820 | 1 |  |  | FALSE |  | FALSE | Removed from Ground | Gas (Historical Use) | 4000 | Bare Steel | 1975-01-01 | 1992-12-22 |  | Suction (American)
AUGUSTA NATL/GOLF COURSE SVC | 2604 WASHINGTON RD | AUGUSTA | Richmond | 1210443 | 3 | [5 empty] | Removed from Ground | Gas (Historical Use) | 550 | Cathodically Protected Steel | 1977-01-03 | 1995-03-01 | Galvanized Steel
BLAIR CONSTRUCTION INC | 3550 MORGAN RD | HEPHZIBAH | Richmond | 1210411 | 1 | [5 empty] | Permanently Out of Use - historical purposes | Diesel | 10000 | Bare Steel | 1980-05-09 | 1899-12-31 | Galvanized Steel
U-HAUL #77951 | 1802 GORDON HWY | AUGUSTA | Richmond | 1210408 | 4 |  |  | TRUE |  | TRUE | Removed from Ground | Used Oil | 560 | Bare Steel | 1970-05-09 | 1992-10-21 | Bare Steel
PAINE COLLEGE PROPERTY | 1268 DRUID PARK AVE | AUGUSTA | Richmond | 10002298 | 3 |  |  | FALSE |  | FALSE | Removed from Ground |  | 9500 | Bare Steel | 2013-11-14 | 2013-11-14
MCTEER FOOD & FUEL #5 | 4150 WINDSOR SPRING RD | HEPHZIBAH | Richmond | 10001348 | 3 | Flapper Valve | 2007-03-15 | FALSE | 2007-03-15 | FALSE | Currently in Use | Diesel | 4000 | Composite | 2007-01-15 |  | Fiberglass Reinforced Plastic | Pressurized
WALMART NEIGHBORHOOD MARKET #2465 | 3693 WINDSOR SPRING RD | HEPHZIBAH | Richmond | 10002522 | 2A | Flapper Valve | 2015-07-30 | FALSE | 2015-07-30 | FALSE | Currently in Use | Premium | 8000 | Fiberglass Double Walled | 2015-07-30 |  | Double-Walled Flex | Pressurized
PINEHILL FOOD STORE | 1680 BROWN RD | HEPHZIBAH | Richmond | 9121226 | 3A |  | 1997-07-17 | FALSE | 1997-07-01 | FALSE | Currently in Use | Premium | 10000 | Composite | 1997-07-01 |  | Fiberglass Reinforced Plastic | Pressurized
Sprint 709 | 3546 DEANS BRIDGE RD | HEPHZIBAH | Richmond | 9121176 | 4 | Flapper Valve | 1996-01-01 | FALSE | 1996-01-01 | FALSE | Removed from Ground | Gas (Historical Use) | 1000 | Composite | 1996-04-15 |  | Fiberglass Reinforced Plastic | Safe Suction (Euro)
CIRCLE K #2705585 | 4155 PEACH ORCHARD RD | HEPHZIBAH | Richmond | 1210052 | 3 |  | 1991-06-27 |  | 1991-06-27 |  | Removed from Ground | Gas (Historical Use) | 10000 | Bare Steel | 1979-05-07 | 1998-03-04 | Fiberglass Reinforced Plastic | Pressurized
HANSONG SONG | 4170 OLD WAYNESBORO RD | HEPHZIBAH | Richmond | 1210206 | 2 | [5 empty] | Removed from Ground | Gas (Historical Use) | 8000 | Bare Steel | 1978-05-02 | 2000-10-01 | Bare Steel
CROWN GA-507/ZIPPY MART #434 | 3501 WINDSOR SPRING RD | HEPHZIBAH | Richmond | 1210242 | 3 | [5 empty] | Removed from Ground | Gas (Historical Use) | 6000 | Fiberglass | 1978-05-09 | 1991-10-18 | Fiberglass Reinforced Plastic
SUPRON 3501 | 2762 TOBACCO RD | HEPHZIBAH | Richmond | 1210244 | 1 | Flapper Valve | 1995-06-07 | FALSE | 1995-06-07 | FALSE | Temporarily out of use | Regular | 10000 | Steel-Impressed Current | 1985-04-21 |  | Fiberglass Reinforced Plastic | Pressurized
YO-MART | 5131 MIKE PADGETT HWY | HEPHZIBAH | Richmond | 1210028 | 1 |  | 1997-12-01 |  | 1998-12-20 |  | Currently in Use | Gas (Historical Use) | 8000 | Steel-Impressed Current | 1984-04-14 |  | Steel (Impressed Current) | Pressurized
RICH'S LICENSED GOODYEAR AUTO SE | 3450 WRIGHTSBORO RD | AUGUSTA | Richmond | 1210294 | 3 | [5 empty] | Removed from Ground | Gas (Historical Use) | 10000 | Bare Steel | 1977-05-09 | 1899-12-31 | Bare Steel
NATIONSBANK | 709 BROAD ST | AUGUSTA | Richmond | 1210318 | 4 | [5 empty] | Currently in Use | Diesel | 2000 | Bare Steel | 1986-03-05 |  | Copper
NATIONSBANK | 709 BROAD ST | AUGUSTA | Richmond | 1210318 | 1 | [5 empty] | Currently in Use | Diesel | 1500 | Bare Steel | 1986-03-05 |  | Copper
HWY 88 FOOD MART | 2501 HWY 88 | HEPHZIBAH | Richmond | 9121157 | 5 |  | 1999-01-01 | FALSE | 1999-01-01 | FALSE | Removed from Ground | Kerosene | 3000 | Steel-Impressed Current | 1983-01-01 | 2008-05-25 |  | Suction (American)
RAYAN 2504 LLC, DBA QUICK STOP HEPHZIBAH | 2504 GA HWY 88 | HEPHZIBAH | Richmond | 9121089 | U+ |  | 1990-07-12 | FALSE | 1990-07-12 | FALSE | Currently in Use | Gas (Historical Use) | 8000 | Galvanic (STIP-3) | 1990-07-12 |  | Fiberglass Reinforced Plastic | Pressurized
NEED MORE KUNTRY STORE | 4212 WINDSOR SPRING RD | HEPHZIBAH | Richmond | 9000121 | REG | [5 empty] | Removed from Ground | Gas (Historical Use) | 4000 | Bare Steel | 1980-05-03 | 2002-01-24 | Galvanized Steel
EXPRESS LANE | 2490 HWY 88 & MILL ST | HEPHZIBAH | Richmond | 1210239 | 1 |  | 1997-08-02 | FALSE | 1997-08-02 | FALSE | Temporarily out of use | Gas (Historical Use) | 10000 | Steel-Impressed Current | 1975-05-10 |  | Fiberglass Reinforced Plastic | Pressurized
HEPHZIBAH ELEM SCHOOL | HWY 88 | HEPHZIBAH | Richmond | 1210347 | 2 | [5 empty] | Removed from Ground | Empty | 10000 | Bare Steel | 1986-01-16 | 1997-07-16 | Galvanized Steel
HABITAT FOR HUMANITY SITE | 1499 JORDAN ROAD | AUGUSTA | Richmond | 9121184 | 1 | [5 empty] | Installed | Gas (Historical Use) | 0 | Not Marked/Unknown |  |  | Not Marked
U-HAUL #77956 | 1589 BROAD ST | AUGUSTA | Richmond | 1210099 | 3 |  |  | TRUE |  | TRUE | Removed from Ground | Used Oil | 550 | Bare Steel |  | 1899-12-31 | Unknown
CIRCLE K #2705581 | 2631 WRIGHTSBORO RD | AUGUSTA | Richmond | 1210138 | 2 | [5 empty] | Removed from Ground | Gas (Historical Use) | 4000 | Cathodically Protected Steel | 1964-01-07 | 1988-07-08 | Galvanized Steel
CIRCLE K #2705581 | 2631 WRIGHTSBORO RD | AUGUSTA | Richmond | 1210138 | 8 | Flapper Valve | 1997-07-01 | FALSE | 1997-07-01 | FALSE | Currently in Use | Premium | 10000 | Galvanic (STIP-3) | 1988-01-01 |  | Fiberglass Reinforced Plastic | Pressurized
BOSWELL SERVICE CENTER | 2064 BROAD STREET | AUGUSTA | Richmond | 9121210 | 6 | [5 empty] | Removed from Ground | Gas (Historical Use) | 560 | Not Marked/Unknown | 1998-10-23 | 1998-10-23 | Not Marked
BOSWELL SERVICE CENTER | 2064 BROAD STREET | AUGUSTA | Richmond | 9121210 | 9 | [5 empty] | Removed from Ground | Gas (Historical Use) | 4000 | Not Marked/Unknown | 1998-10-23 | 1998-10-23 | Not Marked
AUGUSTA FIRE STATION #7 | 2163 CENTRAL AVE | AUGUSTA | Richmond | 9121103 | DIESEL | [5 empty] | Removed from Ground | Empty | 550 | Fiberglass | 1986-01-01 | 1998-09-09 | Fiberglass Reinforced Plastic | Suction (American)
AUGUSTA FIRE STATION #4 | 1866 ELLIS ST | AUGUSTA | Richmond | 9121101 | DIESEL | [5 empty] | Removed from Ground | Empty | 550 | Bare Steel | 1973-01-01 | 1998-09-12 | Galvanized Steel | Suction (American)
AM-PM FOOD STORE INC | 1898 GORDON HWY | AUGUSTA | Richmond | 10001757 | 2 |  |  | FALSE |  | FALSE | Currently in Use | Gas (Historical Use) | 17000 | Composite Double Walled | 2010-04-01 |  | Double-Walled Fiberglass | Pressurized
PICK N PAY | 3020 TOBACCO ROAD | HEPHZIBAH | Richmond | 9121228 | 2 | Ball Float | 2000-04-11 |  | 2000-04-11 |  | Currently in Use | Gas (Historical Use) | 10000 | Fiberglass | 2000-03-29 |  | Double-Walled Flex | Pressurized
Laxmi LLC DBA Gas World | 4101 Windsor Spring Rd | Hephzibah | Richmond | 9121043 | 3 | Flapper Valve | 1988-04-01 | FALSE | 1988-04-01 | FALSE | Removed from Ground | Premium | 10000 | Fiberglass | 1988-04-25 | 2019-07-17 | Double-Walled Fiberglass | Pressurized
EXPRESS LANE | 2490 HWY 88 & MILL ST | HEPHZIBAH | Richmond | 1210239 | 3 |  | 1997-08-02 | FALSE | 1997-08-02 | FALSE | Temporarily out of use | Gas (Historical Use) | 6000 | Steel-Impressed Current | 1975-06-15 |  | Fiberglass Reinforced Plastic | Pressurized
AVIS RENT A CAR SYSTEM LLC | LOOP 56 BUSH FIELD AIRPORT | AUGUSTA | Richmond | 1210041 | 2 | [5 empty] | Removed from Ground | Gas (Historical Use) | 5000 | Bare Steel | 1978-05-02 | 1996-10-29 | Galvanized Steel | Suction (American)
RAYAN 2504 LLC, DBA QUICK STOP HEPHZIBAH | 2504 GA HWY 88 | HEPHZIBAH | Richmond | 9121089 | U |  | 1990-07-12 | FALSE | 1990-07-12 | FALSE | Currently in Use | Gas (Historical Use) | 8000 | Galvanic (STIP-3) | 1990-07-12 |  | Fiberglass Reinforced Plastic | Pressurized
JEFFERSON EMC | 2547 HIGHWAY 88 | HEPHZIBAH | Richmond | 1210151 | DIESEL | [5 empty] | Removed from Ground | Diesel | 1000 | Bare Steel | 1978-04-06 | 1994-04-01 | Galvanized Steel | Suction (American)
GA DOT #10290 OLD HEPHZIBAH MAIN | OFF HWY 88 | HEPHZIBAH | Richmond | 1210150 | 10290-1 | [5 empty] | Removed from Ground | Gas (Historical Use) | 0 | Bare Steel | 1966-05-04 | 1899-12-31 | Galvanized Steel
RICHMOND COUNTY FORESTRY UNIT | 2615 TOBACCO RD | HEPHZIBAH | Richmond | 1210140 | 1 | [5 empty] | Removed from Ground | Gas (Historical Use) | 1000 | Bare Steel | 1974-04-25 | 1994-02-07 | Galvanized Steel | Safe Suction (Euro)
YO-MART | 5131 MIKE PADGETT HWY | HEPHZIBAH | Richmond | 1210028 | 2 |  | 1997-12-01 |  | 1998-12-20 |  | Currently in Use | Gas (Historical Use) | 8000 | Steel-Impressed Current | 1984-04-14 |  | Steel (Impressed Current) | Pressurized
AVIS RENT A CAR SYSTEM LLC | LOOP 56 BUSH FIELD AIRPORT | AUGUSTA | Richmond | 1210041 | 3 |  | 1996-10-30 |  | 1996-10-30 |  | Removed from Ground | Gas (Historical Use) | 10000 | Double Walled | 1996-10-30 | 2015-05-28 | Fiberglass Reinforced Plastic | Pressurized
AUGUSTA-RICHMOND COUNTY SOLID WASTE | 4330 DEANS BRIDGE RD | BLYTHE | Richmond | 9121142 | 2 | Flapper Valve | 2010-05-01 | FALSE | 2010-05-01 | FALSE | Currently in Use | Diesel | 20000 | Composite Double Walled | 2010-05-01 |  | Double-Walled Fiberglass | Pressurized
AM/PM TRAVEL CENTER | 4706 DEANS BRIDGE ROAD | BLYTHE | Richmond | 9121232 | 4 | Ball Float | 2014-11-10 | FALSE | 2014-10-01 | FALSE | Currently in Use | Gas (Historical Use) | 6000 | Composite Double Walled | 2014-10-01 |  | Fiberglass Reinforced Plastic | Pressurized
KINGS WAY PACKAGE SHOP/TEXACO ST | 2101 KINGS WAY | AUGUSTA | Richmond | 9121071 | 2 | [5 empty] | Removed from Ground | Gas (Historical Use) | 4000 | Marked Unknown | 1992-05-23 | 1992-05-23 | Unknown
SAMS AUTO WORKS | 1902 WALTON WAY | AUGUSTA | Richmond | 9121159 | 2 | [5 empty] | Removed from Ground | Gas (Historical Use) | 2000 | Not Marked/Unknown | 1999-07-01 | 1999-07-01 | Not Marked
PIEDMONT AUGUSTA- SUMMERVILLE | 2260 WRIGHTSBORO RD | AUGUSTA | Richmond | 1210372 | 3 | Ball Float | 1998-04-30 | FALSE | 1998-04-30 | FALSE | Removed from Ground | Diesel Off Road | 15000 | Fiberglass Double Walled | 1998-04-30 |  | Double-Walled Fiberglass | Pressurized
KELLYS MINI MART | 2335 WASHINGTON RD | AUGUSTA | Richmond | 1210460 | 1 | Flapper Valve | 1998-07-01 |  | 1998-07-01 |  | Temporarily out of use | Gas (Historical Use) | 8000 | Steel-Impressed Current | 1986-04-02 |  | Fiberglass Reinforced Plastic | Pressurized
PAINE COLLEGE PROPERTY | 1268 DRUID PARK AVE | AUGUSTA | Richmond | 10002298 | 2 |  |  | FALSE |  | FALSE | Removed from Ground |  | 1130 | Bare Steel | 2013-11-14 | 2013-11-14
WALMART NEIGHBORHOOD MARKET #2465 | 3693 WINDSOR SPRING RD | HEPHZIBAH | Richmond | 10002522 | 2B | Flapper Valve | 2015-07-30 | FALSE | 2015-07-30 | FALSE | Currently in Use | Diesel | 7000 | Fiberglass Double Walled | 2015-07-30 |  | Double-Walled Flex | Pressurized
HOLIDAY MARKET | 4127 WINDSOR SPRING RD | HEPHZIBAH | Richmond | 1210401 | 3 | Flapper Valve | 1994-05-31 | FALSE | 1994-05-31 | FALSE | Temporarily out of use | Plus | 12000 | Steel-Impressed Current | 1980-02-02 |  |  | Pressurized
MCTEER FOOD & FUEL #5 | 4150 WINDSOR SPRING RD | HEPHZIBAH | Richmond | 10001348 | 1 | Flapper Valve | 2007-03-15 | FALSE | 2007-03-15 | FALSE | Currently in Use | Regular | 12000 | Composite | 2007-01-15 |  | Fiberglass Reinforced Plastic | Pressurized
HWY 88 FOOD MART | 2501 HWY 88 | HEPHZIBAH | Richmond | 9121157 | 4 |  | 1999-01-01 | FALSE | 1999-01-01 | FALSE | Removed from Ground | Diesel | 3000 | Steel-Impressed Current | 1983-01-01 | 2008-05-25 |  | Suction (American)
CENTRAL SHOP | 1568 BROAD ST | AUGUSTA | Richmond | 9121077 | 2 | [5 empty] | Removed from Ground | Gas (Historical Use) | 1000 | Bare Steel | 1966-01-01 | 1997-01-15 | Galvanized Steel | Pressurized
U-HAUL #77956 | 1589 BROAD ST | AUGUSTA | Richmond | 1210099 | 2 | [5 empty] | Removed from Ground | Gas (Historical Use) | 8000 | Bare Steel | 1978-05-07 | 1899-12-31 | Cathodically Protected
NATIONSBANK | 709 BROAD ST | AUGUSTA | Richmond | 1210318 | 2 | [5 empty] | Currently in Use | Diesel | 2000 | Bare Steel | 1986-03-05 |  | Copper
GURLEYS SUPERMARKET | 843 LANEY WALKER BLVD | AUGUSTA | Richmond | 9121076 | 1 | [5 empty] | Removed from Ground | Diesel | 0 | Marked Unknown | 1992-01-01 | 1992-01-01 | Not Marked
TERESIAS FLEAMARKET | GA HWY 56 | MCBEAN | Richmond | 1210108 | 3 | [5 empty] | Removed from Ground | Empty | 550 | Bare Steel | 1962-05-14 | 1999-06-22 | Galvanized Steel
SPRINT 701 | 2202 GORDON HWY | AUGUSTA | Richmond | 1210134 | 3A | Flapper Valve | 1998-07-01 |  | 1998-07-01 |  | Removed from Ground | Gas (Historical Use) | 12000 | Steel-Impressed Current | 1986-01-01 | 2016-10-07 | Fiberglass Reinforced Plastic | Pressurized
HWY 88 FOOD MART | 2501 HWY 88 | HEPHZIBAH | Richmond | 9121157 | 1 |  | 1999-01-01 | FALSE | 1999-01-01 | FALSE | Closed in Ground | Gas (Historical Use) | 10000 | Steel-Impressed Current | 1983-01-01 | 2008-05-25 |  | Suction (American)
NEED MORE KUNTRY STORE | 4212 WINDSOR SPRING RD | HEPHZIBAH | Richmond | 9000121 | 1 | Ball Float |  | FALSE |  | TRUE | Temporarily out of use | Premium | 6141 | Galvanic (STIP-3) | 1994-01-21 |  | Fiberglass Reinforced Plastic | Pressurized
SUPRON 3501 | 2762 TOBACCO RD | HEPHZIBAH | Richmond | 1210244 | 3 | Flapper Valve | 1995-06-07 | FALSE | 1995-06-07 | FALSE | Temporarily out of use | Premium | 10000 | Steel-Impressed Current | 1985-04-21 |  | Fiberglass Reinforced Plastic | Pressurized
Aepex Augusta LLC | 2940 INWOOD DR | HEPHZIBAH | Richmond | 1210235 | 1 |  | 1997-09-08 | FALSE | 1997-09-08 | FALSE | Temporarily out of use | Plus | 10000 | Steel-Impressed Current | 1979-05-09 |  | Fiberglass Reinforced Plastic | Pressurized
YO-MART | 5131 MIKE PADGETT HWY | HEPHZIBAH | Richmond | 1210028 | 3 |  | 1997-12-01 |  | 1998-12-20 |  | Currently in Use | Gas (Historical Use) | 4000 | Steel-Impressed Current | 1984-04-14 |  | Steel (Impressed Current) | Pressurized
CENTRAL SHOP | 1568 BROAD ST | AUGUSTA | Richmond | 9121077 | 3 | [5 empty] | Removed from Ground | Gas (Historical Use) | 2000 | Bare Steel | 1966-01-01 | 1997-01-15 | Galvanized Steel | Suction (American)
TRI-STATE TRACTOR | SMA STIFF EQUIP CO | AUGUSTA | Richmond | 1210101 | 4 | [5 empty] | Removed from Ground | Other | 1000 | Bare Steel | 1973-05-11 | 1991-08-01 | Galvanized Steel
GOODYEAR ASC 2128 | 1285 BROAD ST | AUGUSTA | Richmond | 1210114 | 1 |  |  | TRUE |  | TRUE | Removed from Ground | Used Oil | 250 | Bare Steel | 1968-05-09 | 1996-06-04 | Bare Steel | Gravity Fed
AUGUSTA POLICE GARAGE | 400 WALTON WAY | AUGUSTA | Richmond | 1210458 | 1 | [5 empty] | Removed from Ground | Empty | 5000 | Cathodically Protected Steel | 1985-05-08 | 1998-09-15 | Fiberglass Reinforced Plastic
MACKS KUNTRY STORE | 3378 HIGHWAY 88 | BLYTHE | Richmond | 9121028 | 4 |  | 1995-01-01 |  | 1995-01-01 |  | Temporarily out of use | Kerosene | 2000 | Galvanic (STIP-3) | 1987-01-01 |  | Fiberglass Reinforced Plastic | Safe Suction (Euro)
AM/PM TRAVEL CENTER | 4706 DEANS BRIDGE ROAD | BLYTHE | Richmond | 9121232 | 3 | Flapper Valve | 2000-12-01 | FALSE | 2000-12-01 | FALSE | Currently in Use | Diesel | 12000 | Composite | 2000-11-01 |  | Fiberglass Reinforced Plastic | Pressurized
PINEHILL FOOD STORE | 1680 BROWN RD | HEPHZIBAH | Richmond | 9121226 | 1 |  | 1997-07-17 | FALSE | 1997-07-01 | FALSE | Currently in Use | Regular | 12000 | Composite | 1997-07-01 |  | Fiberglass Reinforced Plastic | Pressurized
PINEHILL FOOD STORE | 1680 BROWN RD | HEPHZIBAH | Richmond | 9121226 | 3B |  | 1997-07-17 | FALSE | 1997-07-01 | FALSE | Currently in Use | Kerosene | 2000 | Composite | 1997-07-01 |  | Fiberglass Reinforced Plastic | Pressurized
Laxmi LLC DBA Gas World | 4101 Windsor Spring Rd | Hephzibah | Richmond | 9121043 | 4B | Flapper Valve | 2020-08-01 | FALSE | 2020-08-01 | FALSE | Currently in Use | Premium | 5000 | Composite Double Walled | 2020-08-01 |  | Double-Walled Fiberglass | Pressurized
CIRCLE K #2705585 | 4155 PEACH ORCHARD RD | HEPHZIBAH | Richmond | 1210052 | 2 |  | 1991-06-27 |  | 1991-06-27 |  | Removed from Ground | Gas (Historical Use) | 10000 | Bare Steel | 1979-05-07 | 1998-03-04 | Fiberglass Reinforced Plastic | Pressurized
CROWN GA-511 | MORGAN RD & 2759 TOBACCO RD | HEPHZIBAH | Richmond | 1210233 | 2 | [5 empty] | Removed from Ground | Gas (Historical Use) | 8000 | Fiberglass | 1982-05-08 | 1994-12-31 | Galvanized Steel | Pressurized
AT&T | 937 GREENE ST | AUGUSTA | Richmond | 1210303 | 1 | [5 empty] | Removed from Ground | Diesel | 30000 | Bare Steel | 1976-05-10 | 1992-09-01 | Galvanized Steel
WASTE MGMT AUGUSTA AIKEN INC | 3020 MILLEDGEVILLE RD | AUGUSTA | Richmond | 9121011 | 1 | [5 empty] | Removed from Ground | Diesel | 0 | Marked Unknown | 1990-01-01 | 1990-01-01 | Unknown
PRAXAIR INC | COLUMBIA NITROGEN RD | AUGUSTA | Richmond | 1210446 | 5 |  |  | TRUE |  | TRUE | Removed from Ground | Used Oil | 1000 | Bare Steel | 1970-04-27 | 1993-02-01 | Galvanized Steel
TERESIAS FLEAMARKET | GA HWY 56 | MCBEAN | Richmond | 1210108 | 2 | [5 empty] | Removed from Ground | Empty | 550 | Bare Steel | 1962-05-14 | 1999-06-22 | Galvanized Steel
FORMER HARVEY H WALKER (GDOT EDS-565(9) | 4953 PEACH ORCHARD ROAD | HEPHZIBAH | Richmond | 10000594 | 1 |  |  | FALSE |  | FALSE | Removed from Ground |  | 0 |  | 2003-12-30 | 2003-12-30
HOLIDAY MARKET | 4127 WINDSOR SPRING RD | HEPHZIBAH | Richmond | 1210401 | 2 | Flapper Valve | 1994-05-31 | FALSE | 1994-05-31 | FALSE | Temporarily out of use | Premium | 12000 | Steel-Impressed Current | 1980-02-02 |  |  | Pressurized
PICK N PAY | 3020 TOBACCO ROAD | HEPHZIBAH | Richmond | 9121228 | 1 | Ball Float | 2000-04-11 |  | 2000-04-11 |  | Currently in Use | Gas (Historical Use) | 12000 | Fiberglass | 2000-03-29 |  | Double-Walled Flex | Pressurized
JEFFERSON ENERGY COORPERATIVE | 3106 HIGHWAY 88 | HEPHZIBAH | Richmond | 9121141 | 1 | Flapper Valve | 1993-03-31 | FALSE | 1993-03-31 | FALSE | Currently in Use | Diesel | 10000 | Galvanic (STIP-3) | 1993-03-31 |  | Fiberglass Reinforced Plastic | Safe Suction (Euro)
RAYAN 2504 LLC, DBA QUICK STOP HEPHZIBAH | 2504 GA HWY 88 | HEPHZIBAH | Richmond | 9121089 | D |  | 1990-07-12 | FALSE | 1990-07-12 | FALSE | Currently in Use | Diesel | 8000 | Galvanic (STIP-3) | 1990-07-12 |  | Fiberglass Reinforced Plastic | Pressurized
RICHMOND COUNTY FORESTRY UNIT | 2615 TOBACCO RD | HEPHZIBAH | Richmond | 1210140 | 4 |  | 1994-02-10 |  | 1994-02-10 |  | Removed from Ground | Gas (Historical Use) | 1000 | Galvanic (STIP-3) | 1994-02-10 | 2007-10-02 | Cathodically Protected | Safe Suction (Euro)
CROWN GA-511 | MORGAN RD & 2759 TOBACCO RD | HEPHZIBAH | Richmond | 1210233 | 3 | [5 empty] | Removed from Ground | Gas (Historical Use) | 8000 | Fiberglass | 1982-05-08 | 1994-12-31 | Galvanized Steel | Pressurized
AUGUSTA INTERSTATE #060 | 2607 MILLEDGEVILLE RD | AUGUSTA | Richmond | 1210096 | R1 | [5 empty] | Removed from Ground | Gas (Historical Use) | 10000 | Bare Steel | 1971-05-11 | 1994-03-22 | Galvanized Steel | Pressurized
DIXIE BEDDING CO/AUGUSTA DIV | 548 WALTON WAY | AUGUSTA | Richmond | 1210325 | 2 | [5 empty] | Removed from Ground | Diesel | 10000 | Bare Steel | 1977-01-23 | 1988-11-23 | Bare Steel
PRAXAIR INC | COLUMBIA NITROGEN RD | AUGUSTA | Richmond | 1210446 | 3 | [5 empty] | Removed from Ground | Gas (Historical Use) | 1000 | Bare Steel | 1979-04-25 | 1993-02-01 | Galvanized Steel
ELLIOTT FUNERAL HOME | 1128 TELFAIR STREET | AUGUSTA | Richmond | 10002459 | 1 |  |  | FALSE |  | FALSE | Removed from Ground | Gas (Historical Use) | 250 | Bare Steel | 1950-01-01 | 2015-06-27 | Bare Steel | Safe Suction (Euro)
Hari Kush LLC | 1901 GORDON HWY | AUGUSTA | Richmond | 1210044 | 1 | Flapper Valve | 1998-12-01 | FALSE | 1998-12-01 | FALSE | Currently in Use | Kerosene | 3500 | Composite | 1985-03-17 |  | Fiberglass Reinforced Plastic
Hari Kush LLC | 1901 GORDON HWY | AUGUSTA | Richmond | 1210044 | 4 | Flapper Valve | 1998-12-01 | FALSE | 1998-12-01 | FALSE | Currently in Use | E-0 | 7500 | Composite | 1985-03-17 |  | Fiberglass Reinforced Plastic
CIRCLE K #2723255 | 3477 WRIGHTSBORO RD | AUGUSTA | Richmond | 1210173 | 3 | [5 empty] | Removed from Ground | Gas (Historical Use) | 6000 | Cathodically Protected Steel | 1970-05-10 | 1988-06-28 | Galvanized Steel
AUGUSTA AVIATION INC | DANIEL FIELD | AUGUSTA | Richmond | 1210175 | 4 | [5 empty] | Removed from Ground | Diesel | 12000 | Bare Steel | 1966-04-28 | 1999-12-14 | Unknown | Pressurized
AUGUSTA AVIATION INC | DANIEL FIELD | AUGUSTA | Richmond | 1210175 | 1 | [5 empty] | Removed from Ground | Gas (Historical Use) | 6000 | Bare Steel | 1956-04-30 | 1999-12-14 | Galvanized Steel | Pressurized
GET IT TO GO INC | 3379 MILLEDGEVILLE RD | AUGUSTA | Richmond | 1210220 | 4 |  | 1995-04-01 |  | 1995-04-01 |  | Currently in Use | Diesel | 8000 | Cathodically Protected Steel | 1986-01-01 |  |  | Pressurized
GORDON HWY FAST FARE | 2061 GORDON HWY | AUGUSTA | Richmond | 1210256 | 2 |  | 1997-06-06 | FALSE | 1988-06-01 | FALSE | Currently in Use | Regular | 10000 | Galvanic (STIP-3) | 1982-04-18 |  | Fiberglass Reinforced Plastic | Pressurized
Chevron | 601 BRANSFORD RD | AUGUSTA | Richmond | 1210004 | 4 |  |  | TRUE |  | TRUE | Removed from Ground | Used Oil | 500 | Steel-Impressed Current | 1968-03-15
PIERCE AUTO SALES | 2415 MILLEDGEVILLE RD | AUGUSTA | Richmond | 1210010 | 2 |  |  | TRUE |  | TRUE | Removed from Ground | Used Oil | 500 | Bare Steel | 1975-03-23 | 1987-01-01 | Galvanized Steel
THE EARTHGRAINS CO | 1500 WRIGHTSBORO RD | AUGUSTA | Richmond | 1210211 | 6 |  |  | TRUE |  | TRUE | Removed from Ground | Used Oil | 400 | Bare Steel | 1980-04-30 | 1993-12-09 | Bare Steel | Gravity Fed
VA MEDICAL CENTER AUGUSTA | 2460 WRIGHTSBORO RD | AUGUSTA | Richmond | 1210258 | 4 |  | 1991-11-22 |  | 1991-11-22 |  | Removed from Ground | Diesel | 10000 | Not Marked/Unknown | 1991-01-01 | 1991-01-01 | Not Marked | Suction (American)
VA MEDICAL CENTER AUGUSTA | 2460 WRIGHTSBORO RD | AUGUSTA | Richmond | 1210258 | 1 | [5 empty] | Removed from Ground | Diesel | 2000 | Marked Unknown | 1991-01-01 | 1991-01-01 | Galvanized Steel
VA MEDICAL CENTER AUGUSTA | 2460 WRIGHTSBORO RD | AUGUSTA | Richmond | 1210258 | 13 |  | 1991-01-01 |  | 1991-01-01 |  | Removed from Ground | Diesel | 1000 | Cathodically Protected Steel | 1978-04-20 | 1991-01-01 | Fiberglass Reinforced Plastic | Pressurized
DAVIS INSULATION | 661 NORTHWEST FRONTAGE RD | AUGUSTA | Richmond | 9121082 | 1 | [5 empty] | Removed from Ground | Gas (Historical Use) | 1060 | Bare Steel | 1982-01-01 | 1993-06-08 | Bare Steel | Suction (American)
CENTRAL SHOP | 1568 BROAD ST | AUGUSTA | Richmond | 9121077 | 6 |  |  | TRUE |  | TRUE | Removed from Ground | Used Oil | 0 | Not Marked/Unknown | 1997-01-15 | 1997-01-15 | Not Marked
CITY CENTRE | DISCOUNT VILLAGE SHOPPING CTR | AUGUSTA | Richmond | 9121012 | 1 | [5 empty] | Removed from Ground | Other | 8000 | Marked Unknown | 1988-07-12 | 1988-07-12 | Unknown
AUGUSTA FIRE HOUSE #3 | 1099 REYNOLDS ST | AUGUSTA | Richmond | 1210461 | 1 | [5 empty] | Removed from Ground | Gas (Historical Use) | 260 | Bare Steel | 1966-01-01 | 1899-12-31 | Unknown
AUGUSTA INTERSTATE #060 | 2607 MILLEDGEVILLE RD | AUGUSTA | Richmond | 1210096 | NL1 | [5 empty] | Removed from Ground | Gas (Historical Use) | 8000 | Bare Steel | 1971-05-11 | 1994-03-22 | Galvanized Steel | Pressurized
U-HAUL #77956 | 1589 BROAD ST | AUGUSTA | Richmond | 1210099 | 1 | [5 empty] | Removed from Ground | Gas (Historical Use) | 8000 | Bare Steel | 1978-05-07 | 1899-12-31 | Bare Steel
Chemtrade Solutions Facility - Former | 1580 Columbia Nitrogen Drive | Augusta | Richmond | 1210304 | 1 | [5 empty] | Removed from Ground | Diesel | 5000 | Bare Steel | 1969-05-12 | 1998-11-01 | Bare Steel
MACKS KUNTRY STORE | 3378 HIGHWAY 88 | BLYTHE | Richmond | 9121028 | 3 |  | 1995-01-01 |  | 1995-01-01 |  | Currently in Use | Gas (Historical Use) | 8200 | Galvanic (STIP-3) | 1987-01-01 |  | Fiberglass Reinforced Plastic | Pressurized
AUGUSTA-RICHMOND COUNTY SOLID WASTE | 4330 DEANS BRIDGE RD | BLYTHE | Richmond | 9121142 | DIESEL | [5 empty] | Removed from Ground | Diesel | 3000 | Bare Steel | 1996-06-24 | 1996-06-24 | Bare Steel | Suction (American)
SPRINT 701 | 2202 GORDON HWY | AUGUSTA | Richmond | 1210134 | 5B | Flapper Valve | 2017-03-01 | FALSE | 2017-03-01 | FALSE | Currently in Use | Gas (Historical Use) | 5000 | Composite Double Walled | 2017-02-01 |  | Double-Walled Fiberglass | Pressurized
CIRCLE K #2723261 | 3011 WASHINGTON RD | AUGUSTA | Richmond | 9000067 | 5 | [5 empty] | Removed from Ground | Diesel | 10000 | Bare Steel | 1976-05-03 | 1987-01-01 | Galvanized Steel
SMILE GROCERY | 830 STEVENS CREEK RD | AUGUSTA | Richmond | 1210190 | 4 |  | 1992-12-17 | FALSE | 1992-12-17 | FALSE | Currently in Use | Plus | 6000 | Steel-Impressed Current | 1992-12-17 |  | Fiberglass Reinforced Plastic | Pressurized
CROWN GA-507/ZIPPY MART #434 | 3501 WINDSOR SPRING RD | HEPHZIBAH | Richmond | 1210242 | 2 | [5 empty] | Removed from Ground | Gas (Historical Use) | 10000 | Fiberglass | 1978-05-09 | 1991-10-18 | Fiberglass Reinforced Plastic
SUPRON 3501 | 2762 TOBACCO RD | HEPHZIBAH | Richmond | 1210244 | 2 | Flapper Valve | 1995-06-07 | FALSE | 1995-06-07 | FALSE | Temporarily out of use | Regular | 10000 | Steel-Impressed Current | 1985-04-21 |  | Fiberglass Reinforced Plastic | Pressurized
HEPHZIBAH ELEM SCHOOL | HWY 88 | HEPHZIBAH | Richmond | 1210347 | 1 | [5 empty] | Removed from Ground | Empty | 6000 | Bare Steel | 1979-01-01 | 1979-01-01 | Galvanized Steel
AUGUSTA FIRE HOUSE #3 | 1099 REYNOLDS ST | AUGUSTA | Richmond | 1210461 | 4B |  | 1991-07-20 |  | 1991-07-20 |  | Removed from Ground | Diesel | 550 | Tank Jacket | 1991-07-20 | 1998-09-12 | Not Marked | Suction (American)
JOHNSON MOTOR CO | 990 TELFAIR ST | AUGUSTA | Richmond | 1210139 | 1 | [5 empty] | Removed from Ground | Gas (Historical Use) | 10000 | Bare Steel | 1980-04-18 | 1986-11-01 | Galvanized Steel
RICH'S LICENSED GOODYEAR AUTO SE | 3450 WRIGHTSBORO RD | AUGUSTA | Richmond | 1210294 | 4 | [5 empty] | Removed from Ground | Gas (Historical Use) | 10000 | Bare Steel | 1977-05-09 | 1899-12-31 | Bare Steel
BROWN TRANSPORT CORP | 621 12TH ST | AUGUSTA | Richmond | 1210172 | 2 | [5 empty] | Removed from Ground | Gas (Historical Use) | 8000 | Bare Steel | 1986-04-02 | 1996-04-30 | Unknown
FAIRWAY FORD OF AUGUSTA INC | 1225 WALTON WAY | AUGUSTA | Richmond | 9121044 | 1 |  |  | TRUE |  | TRUE | Removed from Ground | Used Oil | 250 | Bare Steel | 1979-01-01 | 1990-10-01 | Unknown
CIRCLE K #2705585 | 4155 PEACH ORCHARD RD | HEPHZIBAH | Richmond | 1210052 | 7 |  | 1998-03-31 |  | 1998-03-31 |  | Removed from Ground | Gas (Historical Use) | 12000 | Double Walled | 1998-03-27 | 2004-01-20 | Fiberglass Reinforced Plastic | Pressurized
CIRCLE K #2705585 | 4155 PEACH ORCHARD RD | HEPHZIBAH | Richmond | 1210052 | 4 |  | 1991-06-27 |  | 1991-06-27 |  | Removed from Ground | Diesel | 10000 | Bare Steel | 1979-05-07 | 1998-03-04 | Fiberglass Reinforced Plastic | Pressurized
RICHMOND COUNTY FORESTRY UNIT | 2615 TOBACCO RD | HEPHZIBAH | Richmond | 1210140 | 2 | [5 empty] | Removed from Ground | Diesel | 560 | Bare Steel | 1955-04-30 | 1994-02-07 | Galvanized Steel | Safe Suction (Euro)
AUGUSTA INTERSTATE #060 | 2607 MILLEDGEVILLE RD | AUGUSTA | Richmond | 1210096 | NL2 | [5 empty] | Removed from Ground | Gas (Historical Use) | 8000 | Bare Steel | 1971-05-11 | 1994-03-22 | Galvanized Steel | Pressurized
RICH'S LICENSED GOODYEAR AUTO SE | 3450 WRIGHTSBORO RD | AUGUSTA | Richmond | 1210294 | 1 |  |  | TRUE |  | TRUE | Removed from Ground | Used Oil | 550 | Bare Steel | 1982-01-01 | 1997-12-01 | Bare Steel | Gravity Fed
NATIONSBANK | 709 BROAD ST | AUGUSTA | Richmond | 1210318 | 3 | [5 empty] | Currently in Use | Diesel | 1000 | Bare Steel | 1986-03-05 |  | Copper
PRAXAIR INC | COLUMBIA NITROGEN RD | AUGUSTA | Richmond | 1210446 | 6 | [5 empty] | Removed from Ground | Diesel | 8000 | Bare Steel | 1969-05-10 | 1979-04-01 | Galvanized Steel
CIRCLE K #4463 | 3698 MIKE PADGETT HWY | AUGUSTA | Richmond | 10001576 | 2B | Flapper Valve | 2008-06-01 | FALSE | 2008-06-01 | FALSE | Currently in Use | Diesel | 10000 | Fiberglass Double Walled | 2008-06-01 |  | Flex | Pressurized
BECKHAM PETROLEUM | 620 HALL ST | AUGUSTA | Richmond | 1210112 | 1 | [5 empty] | Currently in Use | Empty | 1000 | Bare Steel | 1971-05-12 |  | Galvanized Steel
FRANK A CALHOUN & COMPANY (ROMEO'S PIZZA) | 1549 WALTON WAY | AUGUSTA | Richmond | 10000385 | 1 |  |  | FALSE |  | FALSE | Permanently Out of Use - historical purposes | Gas (Historical Use) | 10000 | Cathodically Protected Steel | 1978-01-01 | 1978-01-01
BLAIR CONSTRUCTION INC | 3550 MORGAN RD | HEPHZIBAH | Richmond | 1210411 | 2 | [5 empty] | Permanently Out of Use - historical purposes | Gas (Historical Use) | 4000 | Bare Steel | 1980-05-09 | 1899-12-31 | Galvanized Steel
CIRCLE K #2723261 | 3011 WASHINGTON RD | AUGUSTA | Richmond | 9000067 | 2 | [5 empty] | Removed from Ground | Gas (Historical Use) | 6000 | Bare Steel | 1961-05-07 | 1987-01-01 | Galvanized Steel
CIRCLE K #2723261 | 3011 WASHINGTON RD | AUGUSTA | Richmond | 9000067 | 8 | Flapper Valve | 1987-07-01 | FALSE | 1987-07-01 | FALSE | Currently in Use | Plus | 10000 | Fiberglass | 1987-07-20 |  | Fiberglass Reinforced Plastic | Pressurized
CITY CENTRE | DISCOUNT VILLAGE SHOPPING CTR | AUGUSTA | Richmond | 9121012 | 2 | [5 empty] | Removed from Ground | Other | 8000 | Marked Unknown | 1988-07-12 | 1988-07-12 | Unknown
AUGUSTA FIRE HOUSE #3 | 1099 REYNOLDS ST | AUGUSTA | Richmond | 1210461 | 4A |  | 1991-07-20 |  | 1991-07-20 |  | Removed from Ground | Gas (Historical Use) | 550 | Tank Jacket | 1991-07-20 | 1998-09-12 | Not Marked | Suction (American)
AUGUSTA FIRE HOUSE #3 | 1099 REYNOLDS ST | AUGUSTA | Richmond | 1210461 | 2 | [5 empty] | Removed from Ground | Gas (Historical Use) | 560 | Bare Steel | 1966-01-01 | 1899-12-31 | Unknown
AUGUSTA FIRE HOUSE #3 | 1099 REYNOLDS ST | AUGUSTA | Richmond | 1210461 | 4C |  | 1991-07-20 |  | 1991-07-20 |  | Removed from Ground | Other | 550 | Tank Jacket | 1991-07-20 | 1998-09-12 | Not Marked | Suction (American)
BROWN TRANSPORT CORP | 621 12TH ST | AUGUSTA | Richmond | 1210172 | 1 | [5 empty] | Removed from Ground | Diesel | 8000 | Bare Steel | 1986-04-02 | 1996-04-30 | Unknown
FAIRWAY FORD OF AUGUSTA INC | 1225 WALTON WAY | AUGUSTA | Richmond | 9121044 | 2 | [5 empty] | Removed from Ground | Empty | 250 | Bare Steel | 1979-01-01 | 1990-10-01 | Unknown
HARLEYS GROCERY | US HWY 1 SOUTH | BLYTHE | Richmond | 1210103 | 1 | [5 empty] | Permanently Out of Use - historical purposes | Empty | 1000 | Bare Steel | 1962-05-14 | 1899-12-31 | Galvanized Steel
SPRINT 701 | 2202 GORDON HWY | AUGUSTA | Richmond | 1210134 | 5A | Flapper Valve | 2017-03-01 | FALSE | 2017-03-01 | FALSE | Currently in Use | Diesel | 15000 | Composite Double Walled | 2017-02-01 |  | Double-Walled Fiberglass | Pressurized
CIRCLE K #2705373 | 261 FURYS FERRY RD | MARTINEZ | Richmond | 9036021 | 5 |  | 1993-04-06 | FALSE | 1993-04-06 | FALSE | Currently in Use | Diesel | 10152 | Galvanic (STIP-3) | 1993-07-15 |  | Fiberglass Reinforced Plastic | Pressurized
WALLYS | 4250 WINDSOR SPRING RD | HEPHZIBAH | Richmond | 9121090 | 3 | Flapper Valve | 1997-08-10 | FALSE | 1997-08-10 | TRUE | Currently in Use | Premium | 8000 | Galvanic (STIP-3) | 1987-11-15 |  | Fiberglass Reinforced Plastic | Pressurized
EXPRESS LANE | 2490 HWY 88 & MILL ST | HEPHZIBAH | Richmond | 1210239 | 2 |  | 1997-08-02 |  | 1997-08-02 |  | Temporarily out of use | Gas (Historical Use) | 10000 | Cathodically Protected Steel | 1975-05-10 |  | Fiberglass Reinforced Plastic | Pressurized
CENTRAL SHOP | 1568 BROAD ST | AUGUSTA | Richmond | 9121077 | 4 | [5 empty] | Removed from Ground | Empty | 12200 | Bare Steel | 1966-01-01 | 1998-09-17 | Galvanized Steel | Pressurized
CENTRAL SHOP | 1568 BROAD ST | AUGUSTA | Richmond | 9121077 | 5 | [5 empty] | Removed from Ground | Diesel | 8000 | Bare Steel | 1966-01-01 | 1997-01-15 | Galvanized Steel | Pressurized
AUGUSTA FIRE HOUSE #3 | 1099 REYNOLDS ST | AUGUSTA | Richmond | 1210461 | 3 | [5 empty] | Removed from Ground | Diesel | 550 | Bare Steel | 1966-01-01 | 1899-12-31 | Unknown
ROCK-TENN FOLDING CARTON DIV | 15 LOVERS LANE | AUGUSTA | Richmond | 9121031 | 1 | [5 empty] | Removed from Ground | Diesel | 500 | Bare Steel | 1970-01-01 | 1990-05-07 | Bare Steel
TERESIAS FLEAMARKET | GA HWY 56 | MCBEAN | Richmond | 1210108 | 1 | [5 empty] | Removed from Ground | Empty | 1000 | Bare Steel | 1962-05-14 | 1999-06-22 | Galvanized Steel
SMILE GROCERY | 830 STEVENS CREEK RD | AUGUSTA | Richmond | 1210190 | 2 | [5 empty] | Closed in Ground | Gas (Historical Use) | 6000 | Bare Steel | 1978-04-04 | 1992-12-10 | Galvanized Steel | Suction (American)
GRU CENTRAL ENERGY BUILDING BH & LOA | 1450 HOSPITAL RD LOT 12 | AUGUSTA | Richmond | 9121085 | 3 | Overfill Alarm | 1993-07-27 | FALSE | 1993-07-27 | FALSE | Currently in Use | Diesel | 15000 | Fiberglass Double Walled | 1993-07-27 |  | Double-Walled Fiberglass | Pressurized
NORMAN TRUCK & TRAILER | 3325 PERKINS RD | AUGUSTA | Richmond | 1210424 | 1 |  | 1998-11-30 | FALSE | 1998-11-30 | FALSE | Temporarily out of use | Diesel | 12000 | Steel-Impressed Current | 2015-12-18 |  | Steel (Impressed Current) | Safe Suction (Euro)
PRAXAIR INC | COLUMBIA NITROGEN RD | AUGUSTA | Richmond | 1210446 | 2 | [5 empty] | Closed in Ground | Diesel | 10000 | Bare Steel | 1979-04-25 | 1997-12-01 | Galvanized Steel
SPRINT 701 | 2202 GORDON HWY | AUGUSTA | Richmond | 1210134 | 2 | Flapper Valve | 1998-07-01 |  | 1998-07-01 |  | Removed from Ground | Gas (Historical Use) | 12000 | Steel-Impressed Current | 1986-01-01 | 2016-10-07 | Fiberglass Reinforced Plastic | Pressurized
AU MEDICAL INC (PROFESSIONAL BUILDING) | 1481 LANEY WALKER BLVD | AUGUSTA | Richmond | 10002435 | 1 | Flapper Valve | 2014-06-01 | FALSE | 2014-06-01 | FALSE | Currently in Use | Diesel | 6000 | Fiberglass Double Walled | 2014-06-01 |  | Double-Walled Fiberglass | Safe Suction (Euro)
GARAGE #2 | 2316 TOBACCO RD | HEPHZIBAH | Richmond | 1210286 | 4 | [5 empty] | Removed from Ground | Kerosene | 285 | Bare Steel | 1996-10-01 | 1996-10-01 | Galvanized Steel | Safe Suction (Euro)
GARAGE #2 | 2316 TOBACCO RD | HEPHZIBAH | Richmond | 1210286 | 5 | [5 empty] | Removed from Ground | Kerosene | 285 | Bare Steel | 1996-10-01 | 1996-10-01 | Galvanized Steel | Safe Suction (Euro)
ANDY FOOD MART | 1236 GORDON HWY | AUGUSTA | Richmond | 9121221 | 3 | Ball Float | 1999-06-01 | FALSE | 1999-06-01 | FALSE | Currently in Use | Diesel | 12000 | Composite Double Walled | 1999-05-13 |  | Double-Walled Fiberglass | Pressurized
PAINE COLLEGE PROPERTY | 1235 15TH STREET | AUGUSTA | Richmond | 10000999 | 1 |  |  | FALSE |  | FALSE | Removed from Ground | Not Marked/Tank Removed | 1130 | Unknown | 2013-11-14 | 2013-11-14 | Unknown
Aepex Augusta LLC | 2940 INWOOD DR | HEPHZIBAH | Richmond | 1210235 | 3 | Flapper Valve | 1997-09-08 | FALSE | 1997-09-08 | FALSE | Currently in Use | Premium | 10000 | Steel-Impressed Current | 1979-05-09 |  | Fiberglass Reinforced Plastic | Pressurized
AVIS RENT A CAR SYSTEM LLC | LOOP 56 BUSH FIELD AIRPORT | AUGUSTA | Richmond | 1210041 | 1 | [5 empty] | Removed from Ground | Gas (Historical Use) | 5000 | Bare Steel | 1978-05-02 | 1996-10-29 | Galvanized Steel | Suction (American)
CENTRAL SHOP | 1568 BROAD ST | AUGUSTA | Richmond | 9121077 | 1 | [5 empty] | Removed from Ground | Empty | 12200 | Bare Steel | 1966-01-01 | 1998-09-17 | Galvanized Steel | Pressurized
TRI-STATE TRACTOR | SMA STIFF EQUIP CO | AUGUSTA | Richmond | 1210101 | 2 | [5 empty] | Removed from Ground | Gas (Historical Use) | 1000 | Bare Steel | 1973-05-11 | 1991-08-01 | Galvanized Steel
MACKS KUNTRY STORE | 3378 HIGHWAY 88 | BLYTHE | Richmond | 9121028 | 2 |  | 1995-01-01 |  | 1995-01-01 |  | Currently in Use | Gas (Historical Use) | 8200 | Galvanic (STIP-3) | 1987-01-01 |  | Fiberglass Reinforced Plastic | Pressurized
AUGUSTA-RICHMOND COUNTY SOLID WASTE | 4330 DEANS BRIDGE RD | BLYTHE | Richmond | 9121142 | 1 | Flapper Valve | 2010-05-01 | FALSE | 2010-05-01 | FALSE | Currently in Use | Regular | 20000 | Composite Double Walled | 2010-05-01 |  | Double-Walled Fiberglass | Pressurized
AUGUSTA QUARRY | SUPBRIOR RD | MARTINEZ | Richmond | 1210254 | 1 | [5 empty] | Removed from Ground | Diesel | 10000 | Bare Steel | 1974-01-01 | 1899-12-31 | Galvanized Steel
AUGUSTA INTERSTATE #060 | 2607 MILLEDGEVILLE RD | AUGUSTA | Richmond | 1210096 | P1 | [5 empty] | Removed from Ground | Gas (Historical Use) | 10000 | Bare Steel | 1971-05-11 | 1994-03-22 | Galvanized Steel | Pressurized
RICH'S LICENSED GOODYEAR AUTO SE | 3450 WRIGHTSBORO RD | AUGUSTA | Richmond | 1210294 | 2 | [5 empty] | Removed from Ground | Gas (Historical Use) | 10000 | Bare Steel | 1977-05-09 | 1899-12-31 | Bare Steel
RECREATION MAY PARK | CORNER OF 4TH AND WATKINS | AUGUSTA | Richmond | 9121206 | 1 | [5 empty] | Removed from Ground | Other | 0 | Not Marked/Unknown | 1998-09-12 | 1998-09-12 | Not Marked
AIRCO PRODUCTION FACILITY | 1435 COLUMBIA NITROGEN RD | AUGUSTA | Richmond | 1210416 | 1 | [5 empty] | Removed from Ground | Diesel | 10000 | Bare Steel | 1979-05-18 | 1993-11-04 | Bare Steel
AM/PM TRAVEL CENTER | 4706 DEANS BRIDGE ROAD | BLYTHE | Richmond | 9121232 | 2 | Flapper Valve | 2000-12-01 | FALSE | 2000-12-01 | FALSE | Currently in Use | Gas (Historical Use) | 12000 | Composite | 2000-11-01 |  | Fiberglass Reinforced Plastic | Pressurized
AUGUSTA-RICHMOND CO JOINT LAW EN | 401 WALTON WAY | AUGUSTA | Richmond | 1210288 | 4 |  | 1999-04-01 | FALSE | 1999-04-01 | FALSE | Removed from Ground | Diesel | 8000 | Fiberglass | 1985-11-15 | 2020-03-09 | Flex | Safe Suction (Euro)
AUGUSTA CORRECTIONAL & MEDICAL I | 3001 GORDON HWY MEDICAL BLDG | GROVETOWN | Richmond | 9121195 | 2 | Flapper Valve | 1997-10-01 | FALSE | 1997-11-01 | FALSE | Currently in Use | Diesel | 10000 | Fiberglass | 1997-07-01 |  | Copper | Suction (American)
CIRCLE K #2723275 | 3333 WASHINGTON RD | MARTINEZ | Richmond | 9121046 | 1 | Ball Float | 1985-04-01 | FALSE | 1985-04-01 | FALSE | Removed from Ground | Premium | 10000 | Fiberglass | 1985-04-30 | 2019-07-25 | Fiberglass Reinforced Plastic | Pressurized
AUGUSTA QUARRY | SUPBRIOR RD | MARTINEZ | Richmond | 1210254 | 2 | [5 empty] | Removed from Ground | Gas (Historical Use) | 3000 | Bare Steel | 1974-01-01 | 1990-12-01 | Galvanized Steel
RICHMOND CO/FIRE STATION #11\ENG | 2180 OLD SAVANNAH RD | AUGUSTA | Richmond | 9121039 | 2 | [5 empty] | Removed from Ground | Diesel | 550 | Bare Steel | 1982-01-01 | 1994-02-17 | Unknown
ANDY FOOD MART | 1236 GORDON HWY | AUGUSTA | Richmond | 9121221 | 1 | Ball Float | 1999-06-01 | FALSE | 1999-06-01 | FALSE | Currently in Use | Regular | 12000 | Composite Double Walled | 1999-05-13 |  | Double-Walled Fiberglass | Pressurized
UNKNOWN | CORNER OF ELLIS & EAST BOUNDARY ST | AUGUSTA | Richmond | 10001443 | 1 |  |  | FALSE |  | FALSE | Removed from Ground | Not Marked/Tank Removed | 500 | Bare Steel | 2007-10-03 | 2007-10-03
PAINE COLLEGE PROPERTY | 1235 15TH STREET | AUGUSTA | Richmond | 10000999 | 3 |  |  | FALSE |  | FALSE | Removed from Ground | Not Marked/Tank Removed | 9500 | Unknown | 2013-11-14 | 2013-11-14 | Unknown
2985 GATE 2 INC | 2985 GORDON HWY | GROVETOWN | Richmond | 9121109 | 1 | Flapper Valve | 1998-12-02 |  | 1998-12-02 |  | Currently in Use | Gas (Historical Use) | 8000 | Fiberglass | 1981-01-01 |  | Fiberglass Reinforced Plastic | Pressurized
DIXIE BEDDING CO/AUGUSTA DIV | 548 WALTON WAY | AUGUSTA | Richmond | 1210325 | 1 | [5 empty] | Removed from Ground | Gas (Historical Use) | 1000 | Bare Steel | 1973-01-24 | 1988-11-23 | Bare Steel
CONTINENTAL FOREST INVST INC | GA HWY 56 SOUTH | AUGUSTA | Richmond | 1210420 | 1 | [5 empty] | Removed from Ground | Empty | 1000 | Bare Steel | 1972-01-05 | 1986-09-17 | Galvanized Steel
SPRINT 701 | 2202 GORDON HWY | AUGUSTA | Richmond | 1210134 | 3B | Flapper Valve | 1998-07-01 |  | 1998-07-01 |  | Removed from Ground | Gas (Historical Use) | 12000 | Steel-Impressed Current | 1986-01-01 | 2016-10-07 | Fiberglass Reinforced Plastic | Pressurized
CIRCLE K #2723261 | 3011 WASHINGTON RD | AUGUSTA | Richmond | 9000067 | 6 | Flapper Valve | 1987-07-01 | FALSE | 1987-07-01 | FALSE | Currently in Use | Regular | 10000 | Fiberglass | 1987-07-20 |  | Fiberglass Reinforced Plastic | Pressurized
SMILE GROCERY | 830 STEVENS CREEK RD | AUGUSTA | Richmond | 1210190 | 3 | [5 empty] | Closed in Ground | Gas (Historical Use) | 6000 | Bare Steel | 1978-04-04 | 1992-12-10 | Galvanized Steel | Suction (American)
HARLEYS GROCERY | US HWY 1 SOUTH | BLYTHE | Richmond | 1210103 | 3 | [5 empty] | Permanently Out of Use - historical purposes | Empty | 550 | Bare Steel | 1962-05-14 | 1899-12-31 | Galvanized Steel
GRU CENTRAL ENERGY BUILDING BH & LOA | 1450 HOSPITAL RD LOT 12 | AUGUSTA | Richmond | 9121085 | 2 | [5 empty] | Removed from Ground | Diesel | 50000 | Not Marked/Unknown | 1993-07-14 | 1993-07-14
CROWN GA-507/ZIPPY MART #434 | 3501 WINDSOR SPRING RD | HEPHZIBAH | Richmond | 1210242 | 1 | [5 empty] | Removed from Ground | Gas (Historical Use) | 10000 | Fiberglass | 1978-05-09 | 1991-10-18 | Fiberglass Reinforced Plastic | Pressurized
CHEMICAL LEAMAN TANK LINES INC | 1415 COLUMBIA NITROGEN RD | AUGUSTA | Richmond | 1210291 | 154-1 | [5 empty] | Removed from Ground | Diesel | 10000 | Bare Steel | 1966-05-13 | 1996-07-29 | Galvanized Steel
TRI-STATE TRACTOR | SMA STIFF EQUIP CO | AUGUSTA | Richmond | 1210101 | 1 | [5 empty] | Removed from Ground | Gas (Historical Use) | 1000 | Bare Steel | 1973-05-11 | 1991-08-01 | Galvanized Steel
FAIRWAY FORD OF AUGUSTA INC | 1225 WALTON WAY | AUGUSTA | Richmond | 9121044 | 3 | [5 empty] | Removed from Ground | Empty | 250 | Bare Steel | 1979-01-01 | 1990-10-01 | Unknown
MACKS KUNTRY STORE | 3378 HIGHWAY 88 | BLYTHE | Richmond | 9121028 | 1 |  | 1995-01-01 |  | 1995-01-01 |  | Currently in Use | Gas (Historical Use) | 8200 | Galvanic (STIP-3) | 1987-01-01 |  | Fiberglass Reinforced Plastic | Pressurized
SMILE GROCERY | 830 STEVENS CREEK RD | AUGUSTA | Richmond | 1210190 | 5 |  | 1992-12-17 | FALSE | 1992-12-17 | FALSE | Currently in Use | Premium | 6000 | Steel-Impressed Current | 1992-12-17 |  | Fiberglass Reinforced Plastic | Pressurized
RICHMOND CO/FIRE STATION #8 | 4185 WINDSOR SPRING RD | AUGUSTA | Richmond | 9121086 | 2 | [5 empty] | Removed from Ground | Kerosene | 270 | Bare Steel | 1980-01-01 | 1994-02-01 | Bare Steel
GRU CENTRAL ENERGY BUILDING BH & LOA | 1450 HOSPITAL RD LOT 12 | AUGUSTA | Richmond | 9121085 | 1 | [5 empty] | Removed from Ground | Diesel | 50000 | Not Marked/Unknown | 1993-07-14 | 1993-07-14
RICHMOND CO/FIRE STATION #7 | OLD WAYNESBORO RD & GA HWY 56 | AUGUSTA | Richmond | 9121087 | 2 | [5 empty] | Removed from Ground | Diesel | 275 | Bare Steel | 1975-01-01 | 1994-02-01 | Bare Steel
RICHMOND COUNTY BD OF ED | 2083 HECKLE ST | AUGUSTA | Richmond | 1210363 | 1 | [5 empty] | Removed from Ground | Empty | 8200 | Bare Steel | 1963-01-22 | 1995-08-15 | Galvanized Steel
2985 GATE 2 INC | 2985 GORDON HWY | GROVETOWN | Richmond | 9121109 | 3 | Flapper Valve | 1998-12-02 |  | 1998-12-02 |  | Currently in Use | Gas (Historical Use) | 8000 | Fiberglass | 1981-01-01 |  | Fiberglass Reinforced Plastic | Pressurized
BLDG HT (OLD SEARS AUTOMOTIVE CT | 524 15TH ST | AUGUSTA | Richmond | 9121133 | 1 |  |  | TRUE |  | TRUE | Removed from Ground | Used Oil | 500 | Epoxy | 1962-01-01 | 1995-09-10 | Bare Steel
GRU CENTRAL ENERGY BUILDING BH & LOA | 1450 HOSPITAL RD LOT 12 | AUGUSTA | Richmond | 9121085 | 5 | Overfill Alarm | 1993-07-27 | FALSE | 1993-07-27 | FALSE | Currently in Use | Diesel | 15000 | Fiberglass Double Walled | 1993-07-27 |  | Double-Walled Fiberglass | Pressurized
GRU CENTRAL ENERGY BUILDING BH & LOA | 1450 HOSPITAL RD LOT 12 | AUGUSTA | Richmond | 9121085 | 4 | Flapper Valve | 1993-07-27 | FALSE | 1993-07-27 | FALSE | Currently in Use | Diesel | 15000 | Fiberglass Double Walled | 1993-07-27 |  | Double-Walled Fiberglass | Pressurized
CIRCLE K #2723275 | 3333 WASHINGTON RD | MARTINEZ | Richmond | 9121046 | 2 | Ball Float | 1985-04-01 | FALSE | 1985-04-01 | FALSE | Removed from Ground | Regular | 10000 | Fiberglass | 1985-04-30 | 2019-07-25 | Fiberglass Reinforced Plastic | Pressurized
AUGUSTA QUARRY | SUPBRIOR RD | MARTINEZ | Richmond | 1210254 | 3 | [5 empty] | Removed from Ground | Empty | 1000 | Bare Steel | 1974-01-01 | 1990-12-01 | Galvanized Steel
RICHMOND CO/FIRE STATION #8 | 4185 WINDSOR SPRING RD | AUGUSTA | Richmond | 9121086 | 1 | [5 empty] | Removed from Ground | Diesel | 270 | Bare Steel | 1980-01-01 | 1994-03-01 | Bare Steel
PEPSI BOTTLING GROUP | 501 BOBBY JONES EXPRESSWAY | AUGUSTA | Richmond | 10000967 | 1 |  |  | FALSE |  | FALSE | Removed from Ground | Used Oil | 500 | Unknown | 2005-09-24 | 2006-01-11 | Unknown
CIRCLE K #2705373 | 261 FURYS FERRY RD | MARTINEZ | Richmond | 9036021 | 4 |  | 1993-04-06 | FALSE | 1993-04-06 | FALSE | Currently in Use | Diesel | 10000 | Galvanic (STIP-3) | 1993-04-06 |  | Fiberglass Reinforced Plastic | Pressurized
GARAGE #2 | 2316 TOBACCO RD | HEPHZIBAH | Richmond | 1210286 | 3 | [5 empty] | Removed from Ground | Diesel | 1000 | Bare Steel | 1996-10-01 | 1996-10-01 | Galvanized Steel | Suction (American)
DEPARTMENT OF HUMAN RESOURCES | BUILDING 70 MAGNOLIA DR | GRACEWOOD | Richmond | 9121131 | 1 | [5 empty] | Closed in Ground | Diesel | 7000 | Bare Steel | 1956-06-01 | 1997-01-10 | Galvanized Steel | Suction (American)
CIRCLE K #2705373 | 261 FURYS FERRY RD | MARTINEZ | Richmond | 9036021 | 3 |  | 1993-04-06 | FALSE | 1993-04-06 | FALSE | Currently in Use | Premium | 12000 | Galvanic (STIP-3) | 1993-04-06 |  | Fiberglass Reinforced Plastic | Pressurized
AUGUSTA RIVERFRONT MARINA | 1 FIFTH ST | AUGUSTA | Richmond | 9121148 | 1 | Flapper Valve | 1994-10-04 | FALSE | 1994-10-04 | FALSE | Temporarily out of use | Regular | 4000 | Composite | 1994-10-01 |  | Fiberglass Reinforced Plastic | Pressurized
PRAXAIR INC | COLUMBIA NITROGEN RD | AUGUSTA | Richmond | 1210446 | 1 | [5 empty] | Closed in Ground | Diesel | 10000 | Bare Steel | 1977-04-25 | 1997-12-01 | Galvanized Steel
AM/PM TRAVEL CENTER | 4706 DEANS BRIDGE ROAD | BLYTHE | Richmond | 9121232 | 1 | Flapper Valve | 2000-12-01 | FALSE | 2000-12-01 | FALSE | Currently in Use | Gas (Historical Use) | 12000 | Composite | 2000-11-01 |  | Fiberglass Reinforced Plastic | Pressurized
CLAUSSEN CONCRETE | WHEELER RD | MARTINEZ | Richmond | 1210199 | 1 | [5 empty] | Removed from Ground | Diesel | 10000 | Bare Steel | 1978-05-02 | 1990-03-01 | Galvanized Steel
RICHMOND COUNTY BD OF ED | 2083 HECKLE ST | AUGUSTA | Richmond | 1210363 | 2 | [5 empty] | Removed from Ground | Empty | 6000 | Bare Steel | 1971-01-20 | 1995-08-15 | Galvanized Steel
BUSH HOG RETAILERS #20 | 1603 GORDON HWY | AUGUSTA | Richmond | 1210113 | 5 | [5 empty] | Removed from Ground | Empty | 6000 | Bare Steel | 1979-05-10 | 1899-12-31 | Galvanized Steel
BUSH HOG RETAILERS #20 | 1603 GORDON HWY | AUGUSTA | Richmond | 1210113 | 4 | [5 empty] | Removed from Ground | Empty | 3000 | Bare Steel | 1966-05-13 | 1899-12-31 | Galvanized Steel
GARAGE #2 | 2316 TOBACCO RD | HEPHZIBAH | Richmond | 1210286 | 2 | [5 empty] | Removed from Ground | Gas (Historical Use) | 5000 | Bare Steel | 1996-10-01 | 1996-10-01 | Galvanized Steel | Suction (American)
RICHMOND CO/FIRE STATION #9/ENGI | 3507 WALTON WAY EXT | AUGUSTA | Richmond | 9121062 | 1 | [5 empty] | Removed from Ground | Diesel | 550 | Bare Steel | 1974-01-01 | 1994-02-21 | Bare Steel
SMILE GROCERY | 830 STEVENS CREEK RD | AUGUSTA | Richmond | 1210190 | 1 | [5 empty] | Closed in Ground | Gas (Historical Use) | 6000 | Bare Steel | 1978-04-04 | 1992-12-10 | Galvanized Steel | Suction (American)
PAINE COLLEGE PROPERTY | 1235 15TH STREET | AUGUSTA | Richmond | 10000999 | 2 |  |  | FALSE |  | FALSE | Removed from Ground | Not Marked/Tank Removed | 1130 | Unknown | 2013-11-14 | 2013-11-14 | Unknown
AUGUSTA QUARRY | SUPBRIOR RD | MARTINEZ | Richmond | 1210254 | 4 | [5 empty] | Removed from Ground | Empty | 550 | Bare Steel | 1974-01-01 | 1990-12-01 | Galvanized Steel
RICHMOND CO/FIRE STATION #3/ENG | 269 LUMPKIN RD | AUGUSTA | Richmond | 9121088 | 1 | [5 empty] | Removed from Ground | Diesel | 560 | Bare Steel | 1970-01-01 | 1994-02-01 | Bare Steel
AUGUSTA RIVERFRONT MARINA | 1 FIFTH ST | AUGUSTA | Richmond | 9121148 | 2 |  | 1994-10-01 | FALSE | 1994-10-01 | FALSE | Temporarily out of use | Diesel | 4000 | Composite | 1994-10-01 |  | Fiberglass Reinforced Plastic | Pressurized
UNKNOWN | CORNER OF ELLIS & EAST BOUNDARY ST | AUGUSTA | Richmond | 10001443 | 2 |  |  | FALSE |  | FALSE | Removed from Ground | Not Marked/Tank Removed | 1040 | Bare Steel | 2007-10-03 | 2007-10-03
2985 GATE 2 INC | 2985 GORDON HWY | GROVETOWN | Richmond | 9121109 | 2 | Flapper Valve | 1998-12-02 | FALSE | 1998-12-02 | FALSE | Currently in Use | Gas (Historical Use) | 8000 | Fiberglass | 1981-01-01 |  | Fiberglass Reinforced Plastic | Pressurized
BUSH HOG RETAILERS #20 | 1603 GORDON HWY | AUGUSTA | Richmond | 1210113 | 3 | [5 empty] | Removed from Ground | Empty | 3000 | Bare Steel | 1966-05-13 | 1899-12-31 | Galvanized Steel
CIRCLE K #2723261 | 3011 WASHINGTON RD | AUGUSTA | Richmond | 9000067 | 3 | [5 empty] | Removed from Ground | Gas (Historical Use) | 6000 | Bare Steel | 1961-05-07 | 1987-01-01 | Galvanized Steel
SMILE GROCERY | 830 STEVENS CREEK RD | AUGUSTA | Richmond | 1210190 | 6 |  | 1992-12-17 | FALSE | 1992-12-17 | FALSE | Currently in Use | Regular | 8000 | Galvanic (STIP-3) | 1992-12-17 |  | Fiberglass Reinforced Plastic | Pressurized
AUGUSTA-RICHMOND CO JOINT LAW EN | 401 WALTON WAY | AUGUSTA | Richmond | 1210288 | 1 | [5 empty] | Removed from Ground | Diesel | 500 | Bare Steel | 1993-05-06 | 1993-05-06 | Fiberglass Reinforced Plastic
MUNICIPAL BLDG/RICHMOND COUNTY B | 530 GREENE ST | AUGUSTA | Richmond | 1210289 | 1 | [5 empty] | Removed from Ground | Diesel | 4000 | Bare Steel | 1959-05-14 | 1994-02-01 | Galvanized Steel
CIRCLE K #2705337 | 2702 WRIGHTSBORO RD | AUGUSTA | Richmond | 1210251 | 3 |  | 1995-02-07 |  | 1995-02-07 |  | Removed from Ground | Gas (Historical Use) | 10000 | Bare Steel | 1995-02-13 | 1995-02-13 | Galvanized Steel | Pressurized
SHOPPIN STOP | 1649 OLIVE RD | AUGUSTA | Richmond | 1210245 | 7A | Flapper Valve | 2017-08-01 | FALSE | 2017-08-01 | FALSE | Currently in Use | Gas (Historical Use) | 13000 | Composite Double Walled | 2017-07-01 |  | Double-Walled Fiberglass | Pressurized
CHEVRON FOOD MART | 1500 GORDON HWY | AUGUSTA | Richmond | 1210246 | 2 | Flapper Valve | 1995-06-06 | FALSE | 1995-06-06 | FALSE | Temporarily out of use | Regular | 12000 | STIP-3/Impressed Current | 1983-04-22 |  | Fiberglass Reinforced Plastic | Pressurized
CIRCLE K #5334 | 2572 LUMPKIN RD | AUGUSTA | Richmond | 1210249 | 3 |  | 1989-01-01 |  | 1989-01-01 |  | Removed from Ground | Kerosene | 8000 | Bare Steel | 1977-04-23 | 1995-05-16 | Galvanized Steel | Pressurized
BST/HILL CO/R3515 | 2115 KINGS WAY | AUGUSTA | Richmond | 1210225 | 4 | Flapper Valve | 2000-02-09 | FALSE | 2000-02-09 | FALSE | Currently in Use | Diesel | 4000 | Fiberglass Double Walled | 2000-02-09 |  | Copper/Secondry Containment | Suction (American)
SHORT STOP | 2510 MILLEDGEVILLE RD | AUGUSTA | Richmond | 1210135 | 2 | Flapper Valve | 1998-07-29 |  | 1998-07-26 |  | Currently in Use | Gas (Historical Use) | 12000 | Galvanic (STIP-3) | 1986-01-01 |  | Fiberglass Reinforced Plastic | Pressurized
ACADEMY AMOCO | 1953 WALTON WAY | AUGUSTA | Richmond | 1210063 | PREM |  | 1998-02-01 | FALSE | 1998-02-01 | FALSE | Removed from Ground | Gas (Historical Use) | 8000 | Steel-Impressed Current | 1985-05-02 | 2014-12-21 |  | Pressurized
GAS EXPRESS #286 | 1121 15th St. | AUGUSTA | Richmond | 1210054 | 6 |  | 1997-01-27 | FALSE | 1997-01-27 | FALSE | Currently in Use | Regular | 12000 |  | 1997-01-18 |  | Fiberglass Reinforced Plastic | Pressurized
GAS EXPRESS #286 | 1121 15th St. | AUGUSTA | Richmond | 1210054 | 8 |  | 1997-01-27 | FALSE | 1997-01-27 | FALSE | Currently in Use | Diesel | 10000 |  | 1997-01-18 |  | Fiberglass Reinforced Plastic | Pressurized
CENTRAL MART | 2061 CENTRAL AVE | AUGUSTA | Richmond | 9000285 | 4 |  | 1994-06-01 |  | 1994-06-01 |  | Removed from Ground | Kerosene | 3000 | Cathodically Protected Steel | 1981-05-01 | 1997-05-08 | Cathodically Protected | Suction (American)
GA DOT ROW | WRIGHTSBORO RD | AUGUSTA | Richmond | 9121056 | 3 | [5 empty] | Removed from Ground | Diesel | 10000 | Bare Steel | 1974-05-02 | 1989-02-22 | Bare Steel
AUGUSTA NATIONAL GOLF COURSE MAI | 2604 WASHINGTON RD | AUGUSTA | Richmond | 9121097 | 1 | Flapper Valve | 1992-11-10 | FALSE | 1992-11-10 | FALSE | Currently in Use | Regular | 3000 | Composite | 1992-11-10 |  | Double-Walled Flex | Pressurized
SOUTHERN MACHINE & TOOL COMPANY | 1815 -15TH ST | AUGUSTA | Richmond | 9121201 | 1 | [5 empty] | Permanently Out of Use - historical purposes | Empty | 500 | Marked Unknown |  | 1899-12-31 | Unknown
TJ MART | 1959 KISSINGBOWER RD | AUGUSTA | Richmond | 9121151 | 2 |  | 1995-02-21 |  | 1995-02-21 |  | Currently in Use | Gas (Historical Use) | 10000 | Composite | 1995-02-21 |  | Fiberglass Reinforced Plastic | Pressurized
SAMS AUTO WORKS | 1902 WALTON WAY | AUGUSTA | Richmond | 9121159 | 1 | [5 empty] | Removed from Ground | Gas (Historical Use) | 2000 | Not Marked/Unknown | 1999-07-01 | 1999-07-01 | Not Marked
AUGUSTA FIRE STATION #4 | 1866 ELLIS ST | AUGUSTA | Richmond | 9121101 | GASOLINE | [5 empty] | Removed from Ground | Empty | 550 | Bare Steel | 1973-01-01 | 1998-09-12 | Galvanized Steel | Suction (American)
CIRCLE K #4463 | 3698 MIKE PADGETT HWY | AUGUSTA | Richmond | 10001576 | 1 | Flapper Valve | 2008-06-01 | FALSE | 2008-06-01 | FALSE | Currently in Use | Regular | 20000 | Fiberglass Double Walled | 2008-06-01 |  | Flex | Pressurized
CHAMPION BEVERAGE DISTRIBUTORS | 1815 WILKINSON ROAD | AUGUSTA | Richmond | 10000820 | 2 |  |  | FALSE |  | FALSE | Removed from Ground | Diesel | 4000 | Bare Steel | 1975-01-01 | 1992-12-22 |  | Suction (American)
ACADEMY OF RICHMOND COUNTY | 910 RUSSELL ST | AUGUSTA | Richmond | 1210395 | 1 | [5 empty] | Closed in Ground | Empty | 10000 | Bare Steel | 1976-01-01 | 1976-01-01 | Galvanized Steel
HEPHZIIBAH FRESHMAN ACADEMY | 4790 WINDSOR SPRING RD | HEPHZIBAH | Richmond | 1210361 | 2 |  |  | FALSE |  | FALSE | Removed from Ground | Diesel | 10000 | Bare Steel | 1977-01-18 | 1899-12-31 | Galvanized Steel
JEFFERSON ENERGY COORPERATIVE | 3106 HIGHWAY 88 | HEPHZIBAH | Richmond | 9121141 | 2 | Flapper Valve | 1995-03-15 | FALSE | 1995-03-15 | FALSE | Currently in Use | Gas (Historical Use) | 10000 | Composite | 1998-03-15 |  | Fiberglass Reinforced Plastic | Pressurized
HWY 88 FOOD MART | 2501 HWY 88 | HEPHZIBAH | Richmond | 9121157 | 3 |  | 1999-01-01 | FALSE | 1999-01-01 | FALSE | Removed from Ground | Gas (Historical Use) | 5000 | Steel-Impressed Current | 1983-01-01 | 2008-05-25 |  | Suction (American)
HWY 88 FOOD MART | 2501 HWY 88 | HEPHZIBAH | Richmond | 9121157 | 6B | Flapper Valve | 2008-06-26 | FALSE | 2008-06-26 | FALSE | Currently in Use | Premium | 5000 | Composite Double Walled | 2008-06-26 |  | Double-Walled Fiberglass | Pressurized
HWY 88 FOOD MART | 2501 HWY 88 | HEPHZIBAH | Richmond | 9121157 | 6A |  | 2008-06-26 | FALSE | 2008-06-26 | FALSE | Currently in Use | Regular | 10000 | Composite Double Walled | 2008-06-26 |  | Double-Walled Fiberglass | Pressurized
Laxmi LLC DBA Gas World | 4101 Windsor Spring Rd | Hephzibah | Richmond | 9121043 | 4C | Flapper Valve | 2020-08-01 | FALSE | 2020-08-01 | FALSE | Currently in Use | Diesel | 5000 | Composite Double Walled | 2020-08-01 |  | Double-Walled Fiberglass | Pressurized
Laxmi LLC DBA Gas World | 4101 Windsor Spring Rd | Hephzibah | Richmond | 9121043 | 4A | Flapper Valve | 2020-08-01 | FALSE | 2020-08-01 | FALSE | Currently in Use | Regular | 15000 | Composite Double Walled | 2020-08-01 |  | Double-Walled Fiberglass | Pressurized
RICHMOND COUNTY FORESTRY UNIT | 2615 TOBACCO RD | HEPHZIBAH | Richmond | 1210140 | 3 |  | 1994-02-10 |  | 1994-02-10 |  | Removed from Ground | Diesel | 1000 | Galvanic (STIP-3) | 1994-02-10 | 2007-10-02 | Cathodically Protected | Safe Suction (Euro)
SUPRON 3501 | 2762 TOBACCO RD | HEPHZIBAH | Richmond | 1210244 | 5 | Flapper Valve | 1995-06-07 | FALSE | 1995-06-07 | FALSE | Temporarily out of use | Racing Fuel | 8000 | Steel-Impressed Current | 1985-04-21 |  | Fiberglass Reinforced Plastic | Pressurized
CIRCLE K #2705373 | 261 FURYS FERRY RD | MARTINEZ | Richmond | 9036021 | 2 |  | 1993-04-06 | FALSE | 1993-04-06 | FALSE | Currently in Use | Regular | 12000 | Galvanic (STIP-3) | 1993-04-06 |  | Fiberglass Reinforced Plastic | Pressurized
AUGUSTA-RICHMOND CO JOINT LAW EN | 401 WALTON WAY | AUGUSTA | Richmond | 1210288 | 2 | [5 empty] | Removed from Ground | Diesel | 14000 | Bare Steel | 1984-05-07 | 1993-05-06 | Fiberglass Reinforced Plastic
CIRCLE K #2723275 | 3333 WASHINGTON RD | MARTINEZ | Richmond | 9121046 | 4 |  | 1985-04-01 | FALSE | 1985-04-01 | FALSE | Removed from Ground | Diesel | 10000 | Fiberglass | 1985-04-30 | 2019-07-25 | Fiberglass Reinforced Plastic | Pressurized
GARAGE #2 | 2316 TOBACCO RD | HEPHZIBAH | Richmond | 1210286 | 1 | [5 empty] | Removed from Ground | Gas (Historical Use) | 10000 | Bare Steel | 1996-10-01 | 1996-10-01 | Galvanized Steel | Suction (American)
RICHMOND COUNTY BD OF ED | 2083 HECKLE ST | AUGUSTA | Richmond | 1210363 | 3 | [5 empty] | Removed from Ground | Empty | 6000 | Bare Steel | 1971-01-20 | 1985-08-15 | Galvanized Steel
AUGUSTA CORRECTIONAL & MEDICAL I | 3001 GORDON HWY MEDICAL BLDG | GROVETOWN | Richmond | 9121195 | 1 | [5 empty] | Removed from Ground | Diesel | 2500 | Marked Unknown | 1981-01-10 | 1997-04-15 | Bare Steel
ANDY FOOD MART | 1236 GORDON HWY | AUGUSTA | Richmond | 9121221 | 2 | Ball Float | 1999-06-01 | FALSE | 1999-06-01 | FALSE | Currently in Use | Premium | 12000 | Composite Double Walled | 1999-05-13 |  | Double-Walled Fiberglass | Pressurized
RICHMOND CO/FIRE STATION #11\ENG | 2180 OLD SAVANNAH RD | AUGUSTA | Richmond | 9121039 | 1 | [5 empty] | Removed from Ground | Gas (Historical Use) | 550 | Bare Steel | 1982-01-01 | 1994-02-17 | Unknown
SUPRON 3501 | 2762 TOBACCO RD | HEPHZIBAH | Richmond | 1210244 | 4 | Flapper Valve | 1995-06-07 | FALSE | 1995-06-07 | FALSE | Temporarily out of use | Diesel | 10000 | Steel-Impressed Current | 1985-04-21 |  | Fiberglass Reinforced Plastic | Pressurized
CROWN GA-511 | MORGAN RD & 2759 TOBACCO RD | HEPHZIBAH | Richmond | 1210233 | 1 | [5 empty] | Removed from Ground | Gas (Historical Use) | 8000 | Fiberglass | 1982-05-08 | 1994-12-31 | Galvanized Steel | Pressurized
AT&T | 937 GREENE ST | AUGUSTA | Richmond | 1210303 | 2 | Flapper Valve | 1992-10-30 | FALSE | 1992-10-30 | FALSE | Currently in Use | Diesel | 10000 | Fiberglass Double Walled | 1992-10-30 |  | Double-Walled Fiberglass | Safe Suction (Euro)
RICH'S LICENSED GOODYEAR AUTO SE | 3450 WRIGHTSBORO RD | AUGUSTA | Richmond | 1210294 | 2-A |  |  | TRUE |  | TRUE | Removed from Ground | Used Oil | 500 | Bare Steel | 1977-05-09 | 1899-12-31 | Bare Steel
TRI-STATE TRACTOR | SMA STIFF EQUIP CO | AUGUSTA | Richmond | 1210101 | 3 | [5 empty] | Removed from Ground | Other | 1000 | Bare Steel | 1973-05-11 | 1991-08-01 | Galvanized Steel
WELLS FARGO ARMORED SERVICE CORP | 490 BAY ST | AUGUSTA | Richmond | 1210181 | 1 | [5 empty] | Permanently Out of Use - historical purposes | Diesel | 2000 | Marked Unknown | 1976-05-02 | 1899-12-31 | Unknown
PRAXAIR INC | COLUMBIA NITROGEN RD | AUGUSTA | Richmond | 1210446 | 4 | [5 empty] | Permanently Out of Use - historical purposes | Diesel | 25000 | Bare Steel | 1973-04-26 | 1899-12-31 | Galvanized Steel
PRAXAIR INC | COLUMBIA NITROGEN RD | AUGUSTA | Richmond | 1210446 | 7 | [5 empty] | Closed in Ground | Gas (Historical Use) | 270 | Bare Steel | 1984-05-06 | 1997-12-01 | Galvanized Steel
FLEET TRANSPORT CO | 1561 NEW SAVANNAH RD | AUGUSTA | Richmond | 1210410 | 1 | [5 empty] | Removed from Ground | Diesel | 10000 | Bare Steel | 1973-05-11 | 1995-10-18 | Unknown | Suction (American)
HARLEYS GROCERY | US HWY 1 SOUTH | BLYTHE | Richmond | 1210103 | 2 | [5 empty] | Permanently Out of Use - historical purposes | Empty | 1000 | Bare Steel | 1962-05-14 | 1899-12-31 | Galvanized Steel
SPRINT 701 | 2202 GORDON HWY | AUGUSTA | Richmond | 1210134 | 1 | Flapper Valve | 1998-07-01 |  | 1998-07-01 |  | Removed from Ground | Diesel | 12000 | Steel-Impressed Current | 1986-01-01 | 2016-10-09 | Fiberglass Reinforced Plastic | Pressurized
SPRINT 701 | 2202 GORDON HWY | AUGUSTA | Richmond | 1210134 | 4 | Flapper Valve | 2017-03-01 | FALSE | 2017-03-01 | FALSE | Currently in Use | Gas (Historical Use) | 20000 | Composite Double Walled | 2017-02-01 |  | Double-Walled Fiberglass | Pressurized
PILOT TRAVEL CENTER #144 | 2975 GUN CLUB RD | AUGUSTA | Richmond | 9121223 | 3 | Ball Float | 1999-11-16 | FALSE | 1999-11-16 | FALSE | Currently in Use | E-15 | 15000 | Fiberglass Double Walled | 1999-11-16 |  | Double-Walled Fiberglass | Pressurized
CIRCLE K #2723261 | 3011 WASHINGTON RD | AUGUSTA | Richmond | 9000067 | 1 | [5 empty] | Removed from Ground | Gas (Historical Use) | 6000 | Bare Steel | 1961-05-07 | 1987-01-01 | Galvanized Steel
PILOT TRAVEL CENTER #144 | 2975 GUN CLUB RD | AUGUSTA | Richmond | 9121223 | 2 | Ball Float | 1999-11-16 | FALSE | 1999-11-16 | FALSE | Currently in Use | Diesel | 20000 | Fiberglass Double Walled | 1999-11-16 |  | Double-Walled Fiberglass | Pressurized
RaceWay #868 - Augusta | 3021 WASHINGTON RD | AUGUSTA | Richmond | 1210299 | 1 | Ball Float | 1982-01-01 | FALSE | 1982-01-01 | FALSE | Currently in Use | Regular | 12033 | Steel-Impressed Current | 1982-05-09 |  | Fiberglass Reinforced Plastic | Pressurized
RADER VOLKSWAGEN INC | 3061 WASHINGTON RD | AUGUSTA | Richmond | 1210270 | 2 | [5 empty] | Removed from Ground | Other | 1000 | Bare Steel | 1969-05-12 | 1993-12-10 | Unknown | Pressurized
BUSH HOG RETAILERS #20 | 1603 GORDON HWY | AUGUSTA | Richmond | 1210113 | 1 | [5 empty] | Removed from Ground | Empty | 3000 | Bare Steel | 1966-05-13 | 1899-12-31 | Galvanized Steel
FAST FARE GA-505 | 3332 WASHINGTON RD | AUGUSTA | Richmond | 7121001 | 3 | [5 empty] | Removed from Ground | Gas (Historical Use) | 8000 | Fiberglass | 1981-06-15 | 1993-07-14 | Fiberglass Reinforced Plastic | Pressurized
SAMS GAS STATION #8115 | 596 BOBBY JONES EXPRESSWAY | AUGUSTA | Richmond | 10001894 | 3B | Flapper Valve | 2010-04-02 | FALSE | 2010-04-02 | FALSE | Currently in Use | Diesel | 8000 | Fiberglass Double Walled | 2010-06-10 |  | Double-Walled Flex | Pressurized
RADER VOLKSWAGEN INC | 3061 WASHINGTON RD | AUGUSTA | Richmond | 1210270 | 4 |  |  | TRUE |  | TRUE | Removed from Ground | Empty | 500 | Bare Steel | 1969-05-12 | 1993-12-10 | Unknown | Pressurized
PILOT TRAVEL CENTER #144 | 2975 GUN CLUB RD | AUGUSTA | Richmond | 9121223 | 1 | Ball Float | 1999-11-16 | FALSE | 1999-11-16 | FALSE | Currently in Use | Diesel | 20000 | Fiberglass Double Walled | 1999-11-16 |  | Double-Walled Fiberglass | Pressurized
FAST FARE GA-505 | 3332 WASHINGTON RD | AUGUSTA | Richmond | 7121001 | 1 | [5 empty] | Removed from Ground | Gas (Historical Use) | 8000 | Fiberglass | 1981-06-15 | 1993-07-14 | Fiberglass Reinforced Plastic | Pressurized
GAS PRO TRAVEL CENTER | 2201 HWY 88 | HEPZIBAH | Richmond | 10003338 | 1A | Flapper Valve | 2023-06-01 | FALSE | 2023-06-01 | FALSE | Currently in Use | Regular | 20000 | Composite Double Walled | 2022-11-01 |  | Double-Walled Flex | Pressurized
Gas World #17 | 2062 Gordon Highway | Augusta | Richmond | 10003331 | 4C | Flapper Valve | 2023-11-15 | FALSE | 2023-11-15 | FALSE | Currently in Use | Diesel | 5000 | Composite Double Walled | 2023-11-01 |  | Double-Walled Flex | Pressurized
GAS PRO TRAVEL CENTER | 2201 HWY 88 | HEPZIBAH | Richmond | 10003338 | 1B | Flapper Valve | 2023-06-01 | FALSE | 2023-06-01 | FALSE | Currently in Use | Premium | 5000 | Composite Double Walled | 2022-11-01 |  | Double-Walled Flex | Pressurized
GAS PRO TRAVEL CENTER | 2201 HWY 88 | HEPZIBAH | Richmond | 10003338 | 2B | Flapper Valve | 2023-06-01 | FALSE | 2023-06-01 | FALSE | Currently in Use | E-0 | 5000 | Composite Double Walled | 2022-11-01 |  | Double-Walled Flex | Pressurized
GAS PRO TRAVEL CENTER | 2201 HWY 88 | HEPZIBAH | Richmond | 10003338 | 2A | Flapper Valve | 2023-06-01 | FALSE | 2023-06-01 | FALSE | Currently in Use | Diesel | 20000 | Composite Double Walled | 2022-11-01 |  | Double-Walled Flex | Pressurized
Gas World #17 | 2062 Gordon Highway | Augusta | Richmond | 10003331 | 4B | Flapper Valve | 2023-11-15 | FALSE | 2023-11-15 | FALSE | Currently in Use | Premium | 5000 | Composite Double Walled | 2023-11-01 |  | Double-Walled Flex | Pressurized
PARKER'S KITCHEN #125 | 4102 WINDSOR SPRINS RD | HEPHZIBAH | Richmond | 10003449 | 3 | Flapper Valve | 2024-07-10 | FALSE | 2024-05-01 | FALSE | Currently in Use | E-0 | 6000 | Fiberglass Double Walled | 2024-02-15 |  | Double-Walled Flex | Pressurized
CIRCLE K #2723261 | 3011 WASHINGTON RD | AUGUSTA | Richmond | 9000067 | 4 | [5 empty] | Removed from Ground | Gas (Historical Use) | 10000 | Bare Steel | 1961-05-07 | 1987-01-01 | Galvanized Steel
CIRCLE K #2723261 | 3011 WASHINGTON RD | AUGUSTA | Richmond | 9000067 | 7 | Flapper Valve | 1987-07-01 | FALSE | 1987-07-01 | FALSE | Currently in Use | Premium | 10000 | Fiberglass | 1987-07-20 |  | Fiberglass Reinforced Plastic | Pressurized
CIRCLE K #2723275 | 3333 WASHINGTON RD | MARTINEZ | Richmond | 9121046 | 3 | Ball Float | 1985-04-01 | FALSE | 1985-04-01 | FALSE | Removed from Ground | Regular | 10000 | Fiberglass | 1985-04-30 | 2019-07-25 | Fiberglass Reinforced Plastic | Pressurized
CIRCLE K #2705373 | 261 FURYS FERRY RD | MARTINEZ | Richmond | 9036021 | 1 |  | 1993-04-06 | FALSE | 1993-04-06 | FALSE | Currently in Use | Regular | 12000 | Galvanic (STIP-3) | 1993-04-06 |  | Fiberglass Reinforced Plastic | Pressurized
AUGUSTA-RICHMOND CO JOINT LAW EN | 401 WALTON WAY | AUGUSTA | Richmond | 1210288 | 3 | Flapper Valve | 1999-04-01 | FALSE | 1999-04-01 | FALSE | Removed from Ground | Diesel | 12000 | Fiberglass | 1985-11-15 | 2020-03-09 | Flex | Safe Suction (Euro)
RICHMOND CO/FIRE STATION #9/ENGI | 3507 WALTON WAY EXT | AUGUSTA | Richmond | 9121062 | 2 | [5 empty] | Removed from Ground | Gas (Historical Use) | 550 | Bare Steel | 1976-01-01 | 1994-02-21 | Bare Steel
RICHMOND CO/FIRE STATION #7 | OLD WAYNESBORO RD & GA HWY 56 | AUGUSTA | Richmond | 9121087 | 1 | [5 empty] | Removed from Ground | Gas (Historical Use) | 270 | Bare Steel | 1975-01-01 | 1994-02-01 | Bare Steel
BUSH HOG RETAILERS #20 | 1603 GORDON HWY | AUGUSTA | Richmond | 1210113 | 2 | [5 empty] | Removed from Ground | Empty | 3000 | Bare Steel | 1966-05-13 | 1899-12-31 | Galvanized Steel
RaceWay #868 - Augusta | 3021 WASHINGTON RD | AUGUSTA | Richmond | 1210299 | 4 |  | 1982-01-01 | FALSE | 1982-01-01 | FALSE | Closed in Ground | Diesel | 12033 |  | 1982-05-09 | 1998-06-01 | Bare Steel | Pressurized
FAST FARE GA-505 | 3332 WASHINGTON RD | AUGUSTA | Richmond | 7121001 | 2 | [5 empty] | Removed from Ground | Gas (Historical Use) | 8000 | Fiberglass | 1981-06-15 | 1993-07-14 | Fiberglass Reinforced Plastic | Pressurized
PILOT TRAVEL CENTER #144 | 2975 GUN CLUB RD | AUGUSTA | Richmond | 9121223 | 4 | Ball Float | 1999-11-16 | FALSE | 1999-11-16 | FALSE | Currently in Use | Premium | 12000 | Fiberglass Double Walled | 1999-11-16 |  | Double-Walled Fiberglass | Pressurized
RaceWay #868 - Augusta | 3021 WASHINGTON RD | AUGUSTA | Richmond | 1210299 | 3 | Ball Float | 1982-01-01 | FALSE | 1982-01-01 | FALSE | Currently in Use | Plus | 12033 | Steel-Impressed Current | 1982-05-09 |  | Fiberglass Reinforced Plastic | Pressurized
RADER VOLKSWAGEN INC | 3061 WASHINGTON RD | AUGUSTA | Richmond | 1210270 | 1 | [5 empty] | Removed from Ground | Other | 2000 | Bare Steel | 1969-05-12 | 1993-12-10 | Unknown | Pressurized
RaceWay #868 - Augusta | 3021 WASHINGTON RD | AUGUSTA | Richmond | 1210299 | 2 | Ball Float | 1982-01-01 | FALSE | 1982-01-01 | FALSE | Temporarily out of use | Premium | 12033 | Steel-Impressed Current | 1982-05-09 |  | Fiberglass Reinforced Plastic | Pressurized
SAMS GAS STATION #8115 | 596 BOBBY JONES EXPRESSWAY | AUGUSTA | Richmond | 10001894 | 1 | Flapper Valve | 2010-04-02 | FALSE | 2010-04-02 | FALSE | Currently in Use | Regular | 20000 | Fiberglass Double Walled | 2010-06-10 |  | Double-Walled Flex | Pressurized
RADER VOLKSWAGEN INC | 3061 WASHINGTON RD | AUGUSTA | Richmond | 1210270 | 3 | [5 empty] | Removed from Ground | Gas (Historical Use) | 500 | Bare Steel | 1969-05-12 | 1993-12-10 | Unknown | Pressurized
SAMS GAS STATION #8115 | 596 BOBBY JONES EXPRESSWAY | AUGUSTA | Richmond | 10001894 | 2 | Flapper Valve | 2010-04-02 | FALSE | 2010-04-02 | FALSE | Currently in Use | Regular | 20000 | Fiberglass Double Walled | 2010-06-10 |  | Double-Walled Flex | Pressurized
SAMS GAS STATION #8115 | 596 BOBBY JONES EXPRESSWAY | AUGUSTA | Richmond | 10001894 | 3A | Flapper Valve | 2010-04-02 | FALSE | 2010-04-02 | FALSE | Currently in Use | Premium | 12000 | Fiberglass Double Walled | 2010-04-02 |  | Double-Walled Flex | Pressurized
PARKER'S KITCHEN #125 | 4102 WINDSOR SPRINS RD | HEPHZIBAH | Richmond | 10003449 | 1 | Flapper Valve | 2024-07-10 | FALSE | 2024-05-01 | FALSE | Currently in Use | Regular | 20000 | Fiberglass Double Walled | 2024-02-15 |  | Double-Walled Flex | Pressurized
Gas World #17 | 2062 Gordon Highway | Augusta | Richmond | 10003331 | 4A | Flapper Valve | 2023-11-15 | FALSE | 2023-11-15 | FALSE | Currently in Use | Regular | 15000 | Composite Double Walled | 2023-11-01 |  | Double-Walled Flex | Pressurized
PARKER'S KITCHEN #125 | 4102 WINDSOR SPRINS RD | HEPHZIBAH | Richmond | 10003449 | 2 | Flapper Valve | 2024-07-10 | FALSE | 2024-05-01 | FALSE | Currently in Use | Regular | 14000 | Fiberglass Double Walled | 2024-02-15 |  | Double-Walled Flex | Pressurized
KROGER FUEL CENTER 664 | 3942 HARPER FRANKLIN AVE | AUGUSTA | Richmond | 10003469 | 2B | Ball Float |  | FALSE | 2023-11-17 | FALSE | Currently in Use | Diesel | 10420 | Fiberglass | 2023-11-02 |  | Flex | Pressurized
KROGER FUEL CENTER 664 | 3942 HARPER FRANKLIN AVE | AUGUSTA | Richmond | 10003469 | 1 | Ball Float |  | FALSE | 2023-11-17 | FALSE | Currently in Use | Gas (Historical Use) | 19782 | Fiberglass | 2023-11-02 |  | Flex | Pressurized
PARKER'S KITCHEN #125 | 4102 WINDSOR SPRINS RD | HEPHZIBAH | Richmond | 10003449 | 4 | Flapper Valve | 2024-07-10 | FALSE | 2024-05-01 | FALSE | Currently in Use | Premium | 10000 | Fiberglass Double Walled | 2024-02-15 |  | Double-Walled Flex | Pressurized
PARKER'S KITCHEN #125 | 4102 WINDSOR SPRINS RD | HEPHZIBAH | Richmond | 10003449 | 5 | Flapper Valve | 2024-07-10 | FALSE | 2024-05-01 | FALSE | Currently in Use | Diesel | 10000 | Fiberglass Double Walled | 2024-02-15 |  | Double-Walled Flex | Pressurized
PARKER'S #118 | 3645 WHEELER RD. | AUGUSTA | Richmond | 10003518 | 2A | Flapper Valve | 2024-12-31 | FALSE | 2024-09-30 | FALSE | Currently in Use | Regular | 14000 | Fiberglass Double Walled | 2024-09-30 |  | Double-Walled Flex | Pressurized
PARKER'S #118 | 3645 WHEELER RD. | AUGUSTA | Richmond | 10003518 | 1 | Flapper Valve | 2024-12-31 | FALSE | 2024-09-30 | FALSE | Currently in Use | Regular | 20000 | Fiberglass Double Walled | 2024-09-30 |  | Double-Walled Flex | Pressurized
PARKER'S #118 | 3645 WHEELER RD. | AUGUSTA | Richmond | 10003518 | 3B | Flapper Valve | 2024-12-31 | FALSE | 2024-09-30 | FALSE | Currently in Use | Premium | 10000 | Fiberglass Double Walled | 2024-09-30 |  | Double-Walled Flex | Pressurized
PARKER'S #118 | 3645 WHEELER RD. | AUGUSTA | Richmond | 10003518 | 3A | Flapper Valve | 2024-12-31 | FALSE | 2024-09-30 | FALSE | Currently in Use | Diesel | 10000 | Fiberglass Double Walled | 2024-09-30 |  | Double-Walled Flex | Pressurized
KERVIN CONVENIENCE STORE | 2443 PEACH ORCHARD RD | AUGUSTA | Richmond | 9000177 | 1 | Ball Float | 1998-07-26 | FALSE | 1998-07-26 | FALSE | Temporarily out of use | Gas (Historical Use) | 10000 | Galvanic (STIP-3) | 1961-02-09 |  | Fiberglass Reinforced Plastic | Pressurized
Circle K 2707036 | 1600 BARTON CAHPEL RD | AUGUSTA | Richmond | 10003397 | 2A | Flapper Valve |  | FALSE |  | FALSE | Currently in Use | Premium |  | Fiberglass Double Walled | 2023-06-22 |  | Double-Walled Fiberglass | Pressurized
KERVIN CONVENIENCE STORE | 2443 PEACH ORCHARD RD | AUGUSTA | Richmond | 9000177 | 3 | Ball Float | 1998-07-26 | FALSE | 1998-07-26 | FALSE | Temporarily out of use | Diesel | 4000 | Galvanic (STIP-3) | 1961-02-09 |  | Fiberglass Reinforced Plastic | Pressurized
Circle K 2707036 | 1600 BARTON CAHPEL RD | AUGUSTA | Richmond | 10003397 | 2B | Flapper Valve | 2023-06-22 | FALSE | 2023-06-22 | FALSE | Currently in Use | Regular |  | Fiberglass Double Walled | 2023-06-22 |  | Double-Walled Fiberglass | Pressurized
PARKER'S #118 | 3645 WHEELER RD. | AUGUSTA | Richmond | 10003518 | 2B | Flapper Valve | 2024-12-31 | FALSE | 2024-09-30 | FALSE | Currently in Use | E-0 | 6000 | Fiberglass Double Walled | 2024-09-30 |  | Double-Walled Flex | Pressurized
KERVIN CONVENIENCE STORE | 2443 PEACH ORCHARD RD | AUGUSTA | Richmond | 9000177 | 2 | Ball Float | 1998-07-26 | FALSE | 1998-07-26 | FALSE | Temporarily out of use | Gas (Historical Use) | 4000 | Galvanic (STIP-3) | 1961-02-09 |  | Fiberglass Reinforced Plastic | Pressurized
Circle K 2707036 | 1600 BARTON CAHPEL RD | AUGUSTA | Richmond | 10003397 | 1 | Flapper Valve |  | FALSE |  | FALSE | Currently in Use | Regular |  | Fiberglass Double Walled | 2023-06-22 |  | Double-Walled Fiberglass | Pressurized
CIRCLE K STORE #3170 | 2574 TOBACCO RD | HEPHZIBAH | Richmond | 9121215 | 1 | Flapper Valve | 1998-11-01 | FALSE | 1998-11-01 | FALSE | Currently in Use | Regular | 15000 | Composite | 1998-11-01 |  | Fiberglass Reinforced Plastic | Pressurized
COCO FUEL POINT | 61300 105TH AVE | FORT GORDON | Richmond | 9121240 | 3 | Ball Float | 2002-03-02 | FALSE | 2002-03-02 | FALSE | Currently in Use | Regular | 10000 | Fiberglass Double Walled | 2002-03-05 |  | Double-Walled Flex | Pressurized
US ARMY FORT GORDON | 284 CENTRAL HOSPITAL RD | FORT GORDON | Richmond | 10002573 | 1 |  |  | FALSE |  | FALSE | Removed from Ground | Diesel | 10000 | Bare Steel | 2016-01-17 | 2016-01-17 | Unknown
COCO FUEL POINT | 61300 105TH AVE | FORT GORDON | Richmond | 9121240 | 4 | Ball Float | 2002-03-02 | FALSE | 2002-03-02 | FALSE | Currently in Use | Regular | 10000 | Fiberglass Double Walled | 2002-03-05 |  | Double-Walled Flex | Pressurized
COCO FUEL POINT | 61300 105TH AVE | FORT GORDON | Richmond | 9121240 | 1 | Ball Float | 2002-03-02 | FALSE | 2002-03-02 | FALSE | Currently in Use | Diesel | 10000 | Fiberglass Double Walled | 2002-03-05 |  | Double-Walled Flex | Pressurized
PAYTON ROAD PROPERTIES LLC | 3122 MIKE PADGETT HWY | AUGUSTA | Richmond | 9121183 | 1B | Flapper Valve | 1997-01-07 |  | 1997-01-07 |  | Removed from Ground | Gas (Historical Use) | 8000 | Composite | 1997-01-07 | 2015-10-24 | Fiberglass Reinforced Plastic | Safe Suction (Euro)
PAYTON ROAD PROPERTIES LLC | 3122 MIKE PADGETT HWY | AUGUSTA | Richmond | 9121183 | 1A | Flapper Valve | 1997-01-07 |  | 1997-01-07 |  | Removed from Ground | Diesel | 4000 | Composite | 1997-01-07 | 2015-10-24 | Fiberglass Reinforced Plastic | Safe Suction (Euro)
COCO FUEL POINT | 61300 105TH AVE | FORT GORDON | Richmond | 9121240 | 5 | Ball Float | 2005-03-11 | FALSE | 2005-03-11 | FALSE | Currently in Use | Jet fuel | 20000 | Fiberglass Double Walled | 2005-03-11 |  | Double-Walled Flex | Pressurized
CUMMINS MILITARY SYSTEMS INC | 2950 OLD SAVANNAH RD | AUGUSTA | Richmond | 9121013 | 1 | [5 empty] | Removed from Ground | Gas (Historical Use) | 1000 | Marked Unknown | 1991-12-16 | 1991-12-16 | Unknown
CUMMINS MILITARY SYSTEMS INC | 2950 OLD SAVANNAH RD | AUGUSTA | Richmond | 9121013 | 4 | [5 empty] | Permanently Out of Use - historical purposes | Gas (Historical Use) | 750 | Not Marked/Unknown |  | 1899-12-31 | Not Marked
CUMMINS MILITARY SYSTEMS INC | 2950 OLD SAVANNAH RD | AUGUSTA | Richmond | 9121013 | 3 |  |  | TRUE |  | TRUE | Removed from Ground | Used Oil | 500 | Not Marked/Unknown | 1991-11-29 | 1991-11-29 | Not Marked
ON TRACK | 4505 WINDSOR SPRING RD | HEPHZIBAH | Richmond | 10003577 | 2A | Flapper Valve | 2025-03-01 | FALSE | 2025-02-01 | FALSE | Currently in Use | Premium | 5000 | Composite Double Walled | 2024-04-22 |  | Double-Walled Flex | Pressurized
CUMMINS MILITARY SYSTEMS INC | 2950 OLD SAVANNAH RD | AUGUSTA | Richmond | 9121013 | 5 | [5 empty] | Permanently Out of Use - historical purposes | Diesel | 1000 | Not Marked/Unknown |  | 1899-12-31 | Not Marked
COCO FUEL POINT | 61300 105TH AVE | FORT GORDON | Richmond | 9121240 | 2 | Ball Float | 2002-03-02 | FALSE | 2002-03-02 | FALSE | Currently in Use | Diesel | 10000 | Fiberglass Double Walled | 2002-03-05 |  | Double-Walled Flex | Pressurized
US ARMY FORT GORDON | 284 CENTRAL HOSPITAL RD | FORT GORDON | Richmond | 10002573 | 2 |  |  | FALSE |  | FALSE | Removed from Ground | Diesel | 10000 | Bare Steel | 2016-01-17 | 2016-01-17 | Unknown
CIRCLE K STORE #3170 | 2574 TOBACCO RD | HEPHZIBAH | Richmond | 9121215 | 3 | Flapper Valve | 1998-11-01 | FALSE | 1998-11-01 | FALSE | Currently in Use | Diesel | 10000 | Composite | 1998-11-01 |  | Fiberglass Reinforced Plastic | Pressurized
KROGER FUEL CENTER 664 | 3942 HARPER FRANKLIN AVE | AUGUSTA | Richmond | 10003469 | 2A | Ball Float |  | FALSE | 2023-11-17 | FALSE | Currently in Use | Gas (Historical Use) | 7901 | Fiberglass | 2023-11-18 |  | Flex | Pressurized
FORT EISENHOWER | 307 Chamberlain Avenue | Augusta | Richmond | UST-SLOC-9121006 | 15901-B | [5 empty] | Removed from Ground | Gas (Historical Use) | 12000 | Bare Steel | 1942-05-16 | 1992-07-15 | Unknown
FORT EISENHOWER | 307 Chamberlain Avenue | Augusta | Richmond | UST-SLOC-9121078 | 2202-A |  |  | FALSE |  | FALSE | Removed from Ground | Diesel | 30000 | Bare Steel | 1972-01-01 |  | Bare Steel | Suction (American)
FORT EISENHOWER | 307 Chamberlain Avenue | Augusta | Richmond | UST-SLOC-9121078 | 2202-B |  |  | FALSE |  | FALSE | Removed from Ground | Diesel | 30000 | Bare Steel | 1972-01-01 | 1992-10-01 | Bare Steel | Suction (American)
FORT EISENHOWER | 307 Chamberlain Avenue | Augusta | Richmond | UST-SLOC-1210078 | 34300-J | [5 empty] | Removed from Ground | Gas (Historical Use) | 6328 | Bare Steel |  | 1899-12-31 | Galvanized Steel | Safe Suction (Euro)
FORT EISENHOWER | 307 Chamberlain Avenue | Augusta | Richmond | UST-SLOC-9121006 | 15901-G | [5 empty] | Removed from Ground | Gas (Historical Use) | 12000 | Bare Steel | 1942-05-16 | 1992-07-21 | Unknown
FORT EISENHOWER | 307 Chamberlain Avenue | Augusta | Richmond | UST-SLOC-9121214 | 29300-A |  |  | TRUE |  | TRUE | Removed from Ground | Used Oil | 600 | Marked Unknown | 1999-01-01 | 1999-01-01 | Unknown | Gravity Fed
FORT EISENHOWER | 307 Chamberlain Avenue | Augusta | Richmond | UST-SLOC-1210078 | 34300-L | [5 empty] | Removed from Ground | Gas (Historical Use) | 10152 | Bare Steel |  | 1899-12-31 | Galvanized Steel | Safe Suction (Euro)
FORT EISENHOWER | 307 Chamberlain Avenue | Augusta | Richmond | UST-SLOC-1210083 | 991-A | [5 empty] | Removed from Ground | Diesel | 12000 | Bare Steel | 1942-05-16 | 1991-02-01 | Bare Steel
FORT EISENHOWER | 307 Chamberlain Avenue | Augusta | Richmond | UST-SLOC-9121059 | 15907-D |  | 1990-04-01 |  | 1990-04-01 |  | Removed from Ground | Diesel | 12000 | Galvanic (STIP-3) | 1990-04-01 | 2003-08-08 | Fiberglass Reinforced Plastic | Pressurized
FORT EISENHOWER | 307 Chamberlain Avenue | Augusta | Richmond | UST-SLOC-9121061 | 16902-A |  | 1990-04-01 |  | 1990-04-01 |  | Removed from Ground | Gas (Historical Use) | 12000 | Bare Steel | 1942-01-01 | 1899-12-31 | Unknown | Pressurized
FORT EISENHOWER | 307 Chamberlain Avenue | Augusta | Richmond | UST-SLOC-1210085 | 42201-D | [5 empty] | Removed from Ground | Gas (Historical Use) | 12000 | Bare Steel | 1942-05-16 | 1990-01-01 | Unknown
FORT EISENHOWER | 307 Chamberlain Avenue | Augusta | Richmond | UST-SLOC-9121061 | 16902-C |  | 1990-04-01 |  | 1990-04-01 |  | Removed from Ground | Gas (Historical Use) | 12000 | Galvanic (STIP-3) | 1990-04-01 | 2003-08-30 | Fiberglass Reinforced Plastic | Pressurized
FORT EISENHOWER | 307 Chamberlain Avenue | Augusta | Richmond | UST-SLOC-1210081 | 300 | [5 empty] | Removed from Ground | Other | 3000 | Bare Steel | 1976-05-07 | 1998-12-21 | Bare Steel | Suction (American)
FORT EISENHOWER | 307 Chamberlain Avenue | Augusta | Richmond | UST-SLOC-1210095 | 33513 | [5 empty] | Removed from Ground | Other | 2000 | Bare Steel | 1956-05-12 | 1998-01-27 | Bare Steel
FORT EISENHOWER | 307 Chamberlain Avenue | Augusta | Richmond | UST-SLOC-1210090 | 47 | [5 empty] | Removed from Ground | Diesel | 55 | Bare Steel | 1956-05-12 | 1995-09-05 | Bare Steel
FORT EISENHOWER | 307 Chamberlain Avenue | Augusta | Richmond | UST-SLOC-9121190 | 22804-3 | [5 empty] | Removed from Ground | Gas (Historical Use) | 10000 | Not Marked/Unknown |  | 1899-12-31 | Not Marked
ON TRACK | 4505 WINDSOR SPRING RD | HEPHZIBAH | Richmond | 10003577 | 1 | Flapper Valve | 2025-03-01 | FALSE | 2025-02-01 | FALSE | Currently in Use | Regular | 15000 | Composite Double Walled | 2024-04-22 |  | Double-Walled Flex | Pressurized
FORT EISENHOWER | 307 Chamberlain Avenue | Augusta | Richmond | UST-SLOC-9121068 | 1 | [5 empty] | Removed from Ground | Used Oil | 2000 | Marked Unknown | 1992-07-14 | 1992-07-14 | Unknown
FORT EISENHOWER | 307 Chamberlain Avenue | Augusta | Richmond | UST-SLOC-9121164 | 2 | Flapper Valve | 1995-06-10 | FALSE | 1995-06-10 | FALSE | Currently in Use | Regular | 12000 | Fiberglass Double Walled | 1995-06-01 |  | Double-Walled Flex | Pressurized
FORT EISENHOWER | 307 Chamberlain Avenue | Augusta | Richmond | UST-SLOC-9121081 | 18806-A | [5 empty] | Removed from Ground | Gas (Historical Use) | 10000 | Bare Steel | 1956-05-12 | 1899-12-31 | Bare Steel | Suction (American)
FORT EISENHOWER | 307 Chamberlain Avenue | Augusta | Richmond | UST-SLOC-9121188 | 2B |  |  | FALSE |  | FALSE | Removed from Ground | Gas (Historical Use) | 20000 |  | 1992-08-10 | 1992-08-10
FORT EISENHOWER | 307 Chamberlain Avenue | Augusta | Richmond | UST-SLOC-9121058 | 15906-B | [5 empty] | Removed from Ground | Gas (Historical Use) | 12000 | Bare Steel | 1942-05-16 | 1992-07-21 | Bare Steel | Suction (American)
FORT EISENHOWER | 307 Chamberlain Avenue | Augusta | Richmond | UST-SLOC-1210094 | 25910-G | [5 empty] | Removed from Ground | Diesel | 260 | Bare Steel | 1975-01-01 | 1998-01-27 | Bare Steel | Suction (American)
FORT EISENHOWER | 307 Chamberlain Avenue | Augusta | Richmond | UST-SLOC-9121059 | 15907-B |  | 1990-04-01 |  | 1990-04-01 |  | Removed from Ground | Diesel | 12000 | Bare Steel | 1942-05-16 | 1899-12-31 | Unknown
FORT EISENHOWER | 307 Chamberlain Avenue | Augusta | Richmond | UST-SLOC-9121004 | 1 | [5 empty] | Removed from Ground | Gas (Historical Use) | 0 | Bare Steel | 1986-05-05 | 1992-02-01 | Unknown
GDBH GRACEWOOD | 100 Myrtle Ave | Gracewood | Richmond | UST-SLOC-9121129 | 1 | [5 empty] | Removed from Ground | Diesel | 8000 | Unknown | 1963-06-01 | 1997-03-20 | Unknown | Suction (American)
FORT EISENHOWER | 307 Chamberlain Avenue | Augusta | Richmond | UST-SLOC-10001022 | 537-B |  |  | FALSE |  | FALSE | Removed from Ground | Gas (Historical Use) | 550 | Unknown | 1992-09-01 | 1992-09-01 | Unknown
FORT EISENHOWER | 307 Chamberlain Avenue | Augusta | Richmond | UST-SLOC-9121081 | 18806-B | [5 empty] | Removed from Ground | Gas (Historical Use) | 6000 | Bare Steel | 1956-05-12 | 1899-12-31 | Bare Steel | Suction (American)
FORT EISENHOWER | 307 Chamberlain Avenue | Augusta | Richmond | UST-SLOC-9121081 | 18806-C | [5 empty] | Removed from Ground | Gas (Historical Use) | 8000 | Bare Steel | 1956-05-12 | 1899-12-31 | Bare Steel | Suction (American)
FORT EISENHOWER | 307 Chamberlain Avenue | Augusta | Richmond | UST-SLOC-1210085 | 42201-A | [5 empty] | Removed from Ground | Gas (Historical Use) | 12000 | Bare Steel | 1942-05-16 | 1990-01-01 | Unknown
FORT EISENHOWER | 307 Chamberlain Avenue | Augusta | Richmond | UST-SLOC-1210079 | 49300-A | [5 empty] | Removed from Ground | Gas (Historical Use) | 10000 | Bare Steel | 1977-05-07 | 1992-08-13 | Bare Steel | Suction (American)
FORT EISENHOWER | 307 Chamberlain Avenue | Augusta | Richmond | UST-SLOC-9121060 | 16901-A | [5 empty] | Removed from Ground | Diesel | 12000 | Bare Steel | 1942-05-16 | 1992-07-27 | Bare Steel | Suction (American)
FORT EISENHOWER | 307 Chamberlain Avenue | Augusta | Richmond | UST-SLOC-1210093 | 25330 | [5 empty] | Removed from Ground | Diesel | 2000 | Bare Steel | 1956-05-12 | 1998-01-26 | Unknown
FORT EISENHOWER | 307 Chamberlain Avenue | Augusta | Richmond | UST-SLOC-9121188 | 1B |  |  | FALSE |  | FALSE | Removed from Ground | Diesel | 10000 |  | 1992-06-29 | 1992-06-29
FORT EISENHOWER | 307 Chamberlain Avenue | Augusta | Richmond | UST-SLOC-9121192 | 2 | [5 empty] | Removed from Ground | Diesel | 10000 | Bare Steel | 1992-07-01 | 1992-07-01 | Bare Steel | Suction (American)
ON TRACK | 4505 WINDSOR SPRING RD | HEPHZIBAH | Richmond | 10003577 | 2B | Flapper Valve | 2025-03-01 | FALSE | 2025-02-01 | FALSE | Currently in Use | E-0 | 5000 | Composite Double Walled | 2024-04-22 |  | Double-Walled Flex | Pressurized
ON TRACK | 4505 WINDSOR SPRING RD | HEPHZIBAH | Richmond | 10003577 | 2C | Flapper Valve | 2025-03-01 | FALSE | 2025-02-01 | FALSE | Currently in Use | Diesel On Road | 5000 | Composite Double Walled | 2024-04-22 |  | Double-Walled Flex | Pressurized
FORT EISENHOWER | 307 Chamberlain Avenue | Augusta | Richmond | UST-SLOC-9121081 | 18806-D |  |  | TRUE |  | TRUE | Removed from Ground | Used Oil | 500 | Bare Steel | 1956-05-12 | 1899-12-31 | Bare Steel | Suction (American)
FORT EISENHOWER | 307 Chamberlain Avenue | Augusta | Richmond | UST-SLOC-9121188 | 2A |  |  | FALSE |  | FALSE | Removed from Ground | Diesel | 20000 |  | 1992-08-10 | 1992-08-10
FORT EISENHOWER | 307 Chamberlain Avenue | Augusta | Richmond | UST-SLOC-1210085 | 42201-B | [5 empty] | Removed from Ground | Gas (Historical Use) | 12000 | Bare Steel | 1942-05-16 | 1990-01-01 | Unknown
FORT EISENHOWER | 307 Chamberlain Avenue | Augusta | Richmond | UST-SLOC-1210087 | 2054-B | [5 empty] | Removed from Ground | Gas (Historical Use) | 500 | Bare Steel | 1946-05-15 | 1991-02-01 | Bare Steel | Suction (American)
FORT EISENHOWER | 307 Chamberlain Avenue | Augusta | Richmond | UST-SLOC-1210083 | 991-C | [5 empty] | Removed from Ground | Diesel | 12000 | Bare Steel | 1942-05-16 | 1991-02-01 | Bare Steel
FORT EISENHOWER | 307 Chamberlain Avenue | Augusta | Richmond | UST-SLOC-9121058 | 15906-A | [5 empty] | Removed from Ground | Other | 12000 | Bare Steel | 1942-05-16 | 1992-07-21 | Bare Steel | Suction (American)
FORT EISENHOWER | 307 Chamberlain Avenue | Augusta | Richmond | UST-SLOC-1210085 | 42201-C | [5 empty] | Removed from Ground | Gas (Historical Use) | 12000 | Bare Steel | 1942-05-16 | 1990-01-01 | Unknown
FORT EISENHOWER | 307 Chamberlain Avenue | Augusta | Richmond | UST-SLOC-9121006 | 15901-C | [5 empty] | Removed from Ground | Gas (Historical Use) | 12000 | Bare Steel | 1942-05-16 | 1992-07-15 | Unknown
FORT EISENHOWER | 307 Chamberlain Avenue | Augusta | Richmond | UST-SLOC-1210078 | 34300-C | [5 empty] | Removed from Ground | Gas (Historical Use) | 6328 | Bare Steel | 1951-05-14 | 1995-10-01 | Bare Steel | Pressurized
FORT EISENHOWER | 307 Chamberlain Avenue | Augusta | Richmond | UST-SLOC-1210078 | 34300-G |  |  | TRUE |  | TRUE | Removed from Ground | Used Oil | 1500 | Bare Steel | 1995-11-01 | 1995-11-01 | Galvanized Steel | Safe Suction (Euro)
FORT EISENHOWER | 307 Chamberlain Avenue | Augusta | Richmond | UST-SLOC-1210092 | 560 | [5 empty] | Removed from Ground | Other | 500 | Bare Steel | 1972-01-01 | 1998-01-26 | Bare Steel | Suction (American)
FORT EISENHOWER | 307 Chamberlain Avenue | Augusta | Richmond | UST-SLOC-1210078 | 34300-I | [5 empty] | Removed from Ground | Gas (Historical Use) | 6328 | Bare Steel |  | 1899-12-31 | Galvanized Steel | Safe Suction (Euro)
FORT EISENHOWER | 307 Chamberlain Avenue | Augusta | Richmond | UST-SLOC-1210086 | 1380-B | [5 empty] | Removed from Ground | Gas (Historical Use) | 900 | Bare Steel | 1942-05-16 | 1992-08-12 | Unknown
FORT EISENHOWER | 307 Chamberlain Avenue | Augusta | Richmond | UST-SLOC-1210078 | 34300-D | [5 empty] | Removed from Ground | Gas (Historical Use) | 6328 | Bare Steel | 1967-05-14 | 1995-10-01 | Bare Steel | Pressurized
FORT EISENHOWER | 307 Chamberlain Avenue | Augusta | Richmond | UST-SLOC-1210078 | 34300-B | [5 empty] | Removed from Ground | Gas (Historical Use) | 6328 | Bare Steel | 1967-05-14 | 1995-10-01 | Bare Steel | Pressurized
FORT EISENHOWER | 307 Chamberlain Avenue | Augusta | Richmond | UST-SLOC-9121186 | 2313 | [5 empty] | Removed from Ground | Diesel | 1000 | Not Marked/Unknown | 1992-07-01 | 1992-07-01 | Not Marked | Suction (American)
GDBH GRACEWOOD | 100 Myrtle Ave | Gracewood | Richmond | UST-SLOC-1210333 | 3 |  |  | FALSE |  | FALSE | Removed from Ground |  | 25000 | Bare Steel | 1958-02-26 | 1997-03-20 | Unknown
GDBH GRACEWOOD | 100 Myrtle Ave | Gracewood | Richmond | UST-SLOC-1210332 | 2 |  | 1997-01-25 | FALSE | 1997-01-25 | FALSE | Temporarily out of use | Empty | 600 | Fiberglass Double Walled | 1997-01-25 |  | Double-Walled Flex | Safe Suction (Euro)
GDBH GRACEWOOD | 100 Myrtle Ave | Gracewood | Richmond | UST-SLOC-9121128 | 1 | [5 empty] | Removed from Ground | Diesel | 550 | Unknown | 1953-04-17 | 1997-03-20 | Unknown | Suction (American)
GDBH GRACEWOOD | 100 Myrtle Ave | Gracewood | Richmond | UST-SLOC-1210330 | 4 | Flapper Valve | 2005-03-15 | FALSE | 2005-03-15 | FALSE | Currently in Use | Regular | 10000 | Fiberglass Double Walled | 2005-03-31 |  | Double-Walled Fiberglass | Pressurized
GDBH GRACEWOOD | 100 Myrtle Ave | Gracewood | Richmond | UST-SLOC-1210330 | 5 |  | 2005-03-31 | FALSE | 2005-03-31 | FALSE | Currently in Use | Diesel | 2500 | Fiberglass Double Walled | 2005-03-31 |  | Double-Walled Fiberglass | Pressurized
CIRCLE K STORE #3170 | 2574 TOBACCO RD | HEPHZIBAH | Richmond | 9121215 | 2 | Flapper Valve | 1998-11-01 | FALSE | 1998-11-01 | FALSE | Currently in Use | Premium | 10000 | Composite | 1998-11-01 |  | Fiberglass Reinforced Plastic | Pressurized
FORT EISENHOWER | 307 Chamberlain Avenue | Augusta | Richmond | UST-SLOC-9121060 | 16901-B | [5 empty] | Removed from Ground | Diesel | 12000 | Bare Steel | 1942-05-16 | 1992-07-27 | Bare Steel | Suction (American)
FORT EISENHOWER | 307 Chamberlain Avenue | Augusta | Richmond | UST-SLOC-9121192 | 1 | [5 empty] | Removed from Ground | Diesel | 10000 | Bare Steel | 1992-07-01 | 1992-07-01 | Bare Steel | Suction (American)
FORT EISENHOWER | 307 Chamberlain Avenue | Augusta | Richmond | UST-SLOC-9121188 | 1A |  |  | FALSE |  | FALSE | Removed from Ground | Diesel | 10000 |  | 1992-06-29 | 1992-06-29
FORT EISENHOWER | 307 Chamberlain Avenue | Augusta | Richmond | UST-SLOC-9121067 | 1 | [5 empty] | Removed from Ground | Diesel | 1000 | Marked Unknown | 1992-07-14 | 1992-07-14 | Unknown
AUG UNIV | 1120 15th St | AUGUSTA | Richmond | UST-SLOC-1210191 | 2 | [5 empty] | Removed from Ground | Gas (Historical Use) | 10000 | Bare Steel | 1977-03-28 | 1990-10-31 | Bare Steel
AUG UNIV | 1120 15th St | AUGUSTA | Richmond | UST-SLOC-1212001 | 1 | [5 empty] | Removed from Ground | Gas (Historical Use) | 1000 | Bare Steel | 1948-11-13 | 1983-01-01 | Bare Steel
GDBH GRACEWOOD | 100 Myrtle Ave | Gracewood | Richmond | UST-SLOC-9121130 | 1 |  | 1997-01-07 |  | 1997-01-07 |  | Removed from Ground | Diesel | 550 | Tank Jacket | 1989-07-01 | 2005-02-23 | Fiberglass Reinforced Plastic | Suction (American)
GDBH GRACEWOOD | 100 Myrtle Ave | Gracewood | Richmond | UST-SLOC-1210328 | 2 | [5 empty] | Removed from Ground | Diesel | 500 | Marked Unknown | 1983-01-15 | 1997-01-10 | Copper | Suction (American)
GDBH GRACEWOOD | 100 Myrtle Ave | Gracewood | Richmond | UST-SLOC-1210330 | 1 |  | 1990-01-16 |  | 1990-01-16 |  | Removed from Ground | Gas (Historical Use) | 3000 | Epoxy | 1990-01-16 | 2005-02-16 | Fiberglass Reinforced Plastic | Pressurized
GDBH GRACEWOOD | 100 Myrtle Ave | Gracewood | Richmond | UST-SLOC-1210329 | 1 | [5 empty] | Removed from Ground | Diesel | 500 | Bare Steel | 1984-02-20 | 1997-01-10 | Copper
AUGUSTA STATE PRISON | 3001 Gordon Hwy | Grovetown | Richmond | UST-SLOC-9121194 | 1 | [5 empty] | Removed from Ground | Diesel | 1000 | Marked Unknown | 1981-01-10 | 1997-07-21 | Bare Steel
AUG UNIV | 1120 15th St | AUGUSTA | Richmond | UST-SLOC-9121114 | B | [5 empty] | Removed from Ground | Diesel | 10000 | Not Marked/Unknown | 1993-09-29 | 1993-09-29
FORT EISENHOWER | 307 Chamberlain Avenue | Augusta | Richmond | UST-SLOC-9121136 | 310 | [5 empty] | Removed from Ground | Other | 25000 | Bare Steel | 1976-05-07 | 1998-12-21 | Bare Steel | Suction (American)
FORT EISENHOWER | 307 Chamberlain Avenue | Augusta | Richmond | UST-SLOC-9121004 | 2 | [5 empty] | Removed from Ground | Gas (Historical Use) | 0 | Bare Steel | 1986-05-05 | 1992-02-01 | Unknown
FAA AUGUSTA | 1540 Hangar Rd | Augusta | Richmond | UST-SLOC-1210188 | 1 | [5 empty] | Removed from Ground | Gas (Historical Use) | 500 | Bare Steel | 1979-07-01 | 1991-07-24 | Bare Steel | Suction (American)
FORT EISENHOWER | 307 Chamberlain Avenue | Augusta | Richmond | UST-SLOC-9121189 | AS-1 |  |  | TRUE |  | TRUE | Removed from Ground | Used Oil | 1000 | Not Marked/Unknown | 1992-06-30 | 1992-06-30 | Not Marked
AUGUSTA STATE PRISON | 3001 Gordon Hwy | Grovetown | Richmond | UST-SLOC-1210450 | 4 | Flapper Valve | 1997-07-28 | FALSE | 1997-07-28 | FALSE | Currently in Use | Regular | 6000 | Fiberglass | 1997-07-02 |  | Double-Walled Fiberglass | Pressurized
AUG UNIV | 1120 15th St | AUGUSTA | Richmond | UST-SLOC-1212001 | 3 | [5 empty] | Removed from Ground | Gas (Historical Use) | 3000 | Bare Steel | 1973-11-07 | 1983-01-01 | Bare Steel
AUG UNIV | 1120 15th St | AUGUSTA | Richmond | UST-SLOC-9121114 | 4 | Overfill Alarm | 1993-10-11 | FALSE | 1993-10-11 | FALSE | Currently in Use | Diesel | 15000 | Fiberglass Double Walled | 1993-10-11 |  | Double-Walled Fiberglass | Pressurized
AUG UNIV | 1120 15th St | AUGUSTA | Richmond | UST-SLOC-1210290 | 111 |  |  | FALSE |  | FALSE | Removed from Ground | Diesel | 500 | Unknown | 1995-04-11 | 1995-04-11
AUG UNIV | 1120 15th St | AUGUSTA | Richmond | UST-SLOC-10001771 | 666 |  |  | FALSE |  | FALSE | Removed from Ground | Diesel | 500 | Unknown | 1995-04-11 | 1995-04-11
FAA AUGUSTA | 1540 Hangar Rd | Augusta | Richmond | UST-SLOC-1210186 | 1 | [5 empty] | Removed from Ground | Diesel | 1000 | Bare Steel | 1971-05-05 | 1997-01-14 | Bare Steel | Suction (American)
AUG UNIV | 1120 15th St | AUGUSTA | Richmond | UST-SLOC-9121096 | 1 | [5 empty] | Removed from Ground | Diesel | 500 | Epoxy | 1977-01-01 | 1994-02-09 | Not Marked
FORT EISENHOWER | 307 Chamberlain Avenue | Augusta | Richmond | UST-SLOC-9121006 | 15901-D | [5 empty] | Removed from Ground | Gas (Historical Use) | 12000 | Bare Steel | 1942-05-16 | 1992-07-15 | Unknown
FORT EISENHOWER | 307 Chamberlain Avenue | Augusta | Richmond | UST-SLOC-1210083 | 991-E | [5 empty] | Removed from Ground | Diesel | 12000 | Bare Steel | 1942-05-16 | 1991-02-01 | Bare Steel
GDBH GRACEWOOD | 100 Myrtle Ave | Gracewood | Richmond | UST-SLOC-1210332 | 1 | [5 empty] | Closed in Ground | Diesel | 550 | Bare Steel | 1961-02-25 | 1997-01-28 | Unknown | Suction (American)
GDBH GRACEWOOD | 100 Myrtle Ave | Gracewood | Richmond | UST-SLOC-1210333 | 2 |  |  | FALSE |  | FALSE | Removed from Ground |  | 25000 | Bare Steel | 1958-02-26 | 1997-03-20 | Unknown
AUG UNIV | 1120 15th St | AUGUSTA | Richmond | UST-SLOC-9121010 | 1 | [5 empty] | Removed from Ground | Diesel | 1000 | Bare Steel | 1955-01-01 | 1991-08-02 | Bare Steel
AUG UNIV | 1120 15th St | AUGUSTA | Richmond | UST-SLOC-1210191 | 4 |  |  | TRUE |  | TRUE | Removed from Ground | Used Oil | 500 | Bare Steel | 1956-04-02 | 1990-10-31 | Bare Steel
FORT EISENHOWER | 307 Chamberlain Avenue | Augusta | Richmond | UST-SLOC-9121061 | 16902-D |  | 1990-04-01 |  | 1990-04-01 |  | Removed from Ground | Gas (Historical Use) | 12000 | Galvanic (STIP-3) | 1990-04-01 | 2003-08-30 | Fiberglass Reinforced Plastic | Pressurized
FORT EISENHOWER | 307 Chamberlain Avenue | Augusta | Richmond | UST-SLOC-1210087 | 2054-A | [5 empty] | Removed from Ground | Diesel | 1000 | Bare Steel | 1946-05-15 | 1991-02-01 | Bare Steel | Suction (American)
FORT EISENHOWER | 307 Chamberlain Avenue | Augusta | Richmond | UST-SLOC-1210083 | 991-B | [5 empty] | Removed from Ground | Diesel | 12000 | Bare Steel | 1942-05-16 | 1991-02-01 | Bare Steel
FORT EISENHOWER | 307 Chamberlain Avenue | Augusta | Richmond | UST-SLOC-9121185 | 964A | [5 empty] | Removed from Ground | Diesel | 1000 | Bare Steel | 1992-07-01 | 1992-07-01 | Copper | Suction (American)
FORT EISENHOWER | 307 Chamberlain Avenue | Augusta | Richmond | UST-SLOC-9121191 | 1 |  |  | TRUE |  | TRUE | Removed from Ground | Used Oil | 2000 | Not Marked/Unknown | 1992-07-01 | 1992-07-01 | Not Marked
FORT EISENHOWER | 307 Chamberlain Avenue | Augusta | Richmond | UST-SLOC-1210078 | 34300-A | [5 empty] | Removed from Ground | Gas (Historical Use) | 6328 | Bare Steel | 1967-05-14 | 1995-10-01 | Bare Steel | Pressurized
GDBH GRACEWOOD | 100 Myrtle Ave | Gracewood | Richmond | UST-SLOC-1210328 | 1 | [5 empty] | Removed from Ground | Diesel | 550 | Double Walled | 1981-02-20 | 1997-01-10 | Bare Steel | Suction (American)
GDBH GRACEWOOD | 100 Myrtle Ave | Gracewood | Richmond | UST-SLOC-1210330 | 3 |  | 1997-01-25 |  | 1997-01-25 |  | Removed from Ground | Diesel | 1000 | Double Walled | 1997-01-25 | 2005-02-24 | Fiberglass Reinforced Plastic | Suction (American)
GDBH GRACEWOOD | 100 Myrtle Ave | Gracewood | Richmond | UST-SLOC-1210333 | 5 | [5 empty] | Removed from Ground | Diesel | 550 | Bare Steel | 1958-02-26 | 1997-03-20 | Bare Steel | Suction (American)
AUG UNIV | 1120 15th St | AUGUSTA | Richmond | UST-SLOC-9121121 | 555 |  |  | FALSE |  | FALSE | Removed from Ground | Diesel | 500 | Unknown | 1995-04-13 | 1995-04-13
AUG UNIV | 1120 15th St | AUGUSTA | Richmond | UST-SLOC-9121111 | 1 | [5 empty] | Removed from Ground | Diesel | 10000 | Bare Steel | 1992-11-19 | 1992-11-19 | Galvanized Steel
AUG UNIV | 1120 15th St | AUGUSTA | Richmond | UST-SLOC-9121121 | 444 |  |  | FALSE |  | FALSE | Removed from Ground | Diesel | 500 | Unknown | 1995-04-13 | 1995-04-13
AUG UNIV | 1120 15th St | AUGUSTA | Richmond | UST-SLOC-9121037 | 1 | [5 empty] | Removed from Ground | Gas (Historical Use) | 1000 | Epoxy | 1977-05-01 | 1999-04-19 | Galvanized Steel | Suction (American)
FAA AUGUSTA | 1540 Hangar Rd | Augusta | Richmond | UST-SLOC-1210187 | 1 | [5 empty] | Removed from Ground | Diesel | 2000 | Bare Steel | 1979-01-01 | 1997-01-07 | Bare Steel | Suction (American)
AUG UNIV | 1120 15th St | AUGUSTA | Richmond | UST-SLOC-9121041 | 1 | [5 empty] | Removed from Ground | Diesel | 3000 | Bare Steel | 1994-08-04 | 1994-08-04 | Bare Steel
FORT EISENHOWER | 307 Chamberlain Avenue | Augusta | Richmond | UST-SLOC-1210079 | 49300-B | [5 empty] | Removed from Ground | Gas (Historical Use) | 10000 | Bare Steel | 1977-05-07 | 1992-08-12 | Bare Steel | Suction (American)
FORT EISENHOWER | 307 Chamberlain Avenue | Augusta | Richmond | UST-SLOC-9121190 | 22804-2 | [5 empty] | Removed from Ground | Gas (Historical Use) | 10000 | Not Marked/Unknown |  | 1899-12-31 | Not Marked
AUG UNIV | 1120 15th St | AUGUSTA | Richmond | UST-SLOC-9121114 | 3 | Flapper Valve | 1993-10-11 | FALSE | 1993-10-11 | FALSE | Currently in Use | Diesel | 15000 | Fiberglass Double Walled | 1993-10-11 |  | Double-Walled Fiberglass | Pressurized
AUG UNIV | 1120 15th St | AUGUSTA | Richmond | UST-SLOC-1210290 | 4 | [5 empty] | Removed from Ground | Kerosene | 300 | Bare Steel | 1956-05-14 | 2007-10-03 | Bare Steel | Pressurized
AUG UNIV | 1120 15th St | AUGUSTA | Richmond | UST-SLOC-1210191 | 3 | [5 empty] | Removed from Ground | Gas (Historical Use) | 10000 | Bare Steel | 1977-03-28 | 1990-10-31 | Bare Steel
AUGUSTA STATE PRISON | 3001 Gordon Hwy | Grovetown | Richmond | UST-SLOC-1210450 | 3 | [5 empty] | Removed from Ground | Diesel | 1000 | Bare Steel | 1983-01-10 | 1997-05-12 | Galvanized Steel
AUG UNIV | 1120 15th St | AUGUSTA | Richmond | UST-SLOC-9121111 | 3 | Flapper Valve | 1992-12-09 | FALSE | 1992-12-09 | FALSE | Currently in Use | Diesel | 10000 | Fiberglass Double Walled | 1992-12-09 |  | Double-Walled Fiberglass | Pressurized
FORT EISENHOWER | 307 Chamberlain Avenue | Augusta | Richmond | UST-SLOC-1210078 | 34300-F | [5 empty] | Currently in Use | Diesel | 0 | Not Marked/Unknown |  |  | Not Marked
FORT EISENHOWER | 307 Chamberlain Avenue | Augusta | Richmond | UST-SLOC-1210078 | 34300-K | [5 empty] | Removed from Ground | Gas (Historical Use) | 6328 | Bare Steel |  | 1899-12-31 | Galvanized Steel | Safe Suction (Euro)
FORT EISENHOWER | 307 Chamberlain Avenue | Augusta | Richmond | UST-SLOC-9121006 | 15901-A | [5 empty] | Removed from Ground | Gas (Historical Use) | 12000 | Bare Steel | 1942-05-16 | 1992-07-14 | Unknown
FORT EISENHOWER | 307 Chamberlain Avenue | Augusta | Richmond | UST-SLOC-1210078 | 34300-H | [5 empty] | Removed from Ground | Gas (Historical Use) | 6328 | Bare Steel |  | 1899-12-31 | Galvanized Steel | Safe Suction (Euro)
FORT EISENHOWER | 307 Chamberlain Avenue | Augusta | Richmond | UST-SLOC-9121006 | 15901-F | [5 empty] | Removed from Ground | Gas (Historical Use) | 12000 | Bare Steel | 1942-05-16 | 1992-07-16 | Unknown
GDBH GRACEWOOD | 100 Myrtle Ave | Gracewood | Richmond | UST-SLOC-1210333 | 4 |  |  | FALSE |  | FALSE | Removed from Ground |  | 25000 | Bare Steel | 1958-02-26 | 1997-03-20 | Unknown
FORT EISENHOWER | 307 Chamberlain Avenue | Augusta | Richmond | UST-SLOC-1210078 | 34300-E | [5 empty] | Removed from Ground | Gas (Historical Use) | 10152 | Bare Steel | 1967-05-14 | 1995-10-01 | Bare Steel | Pressurized
FORT EISENHOWER | 307 Chamberlain Avenue | Augusta | Richmond | UST-SLOC-10001022 | 537-A |  |  | FALSE |  | FALSE | Removed from Ground | Gas (Historical Use) | 550 | Unknown | 1992-09-01 | 1992-09-01 | Unknown
FORT EISENHOWER | 307 Chamberlain Avenue | Augusta | Richmond | UST-SLOC-9121214 | 29300-B |  |  | TRUE |  | TRUE | Removed from Ground | Used Oil | 2000 | Marked Unknown | 1999-01-01 | 1999-01-01 | Unknown | Gravity Fed
AUG UNIV | 1120 15th St | AUGUSTA | Richmond | UST-SLOC-1210191 | 1 | [5 empty] | Removed from Ground | Gas (Historical Use) | 5000 | Bare Steel | 1986-03-26 | 1990-10-31 | Bare Steel
AUG UNIV | 1120 15th St | AUGUSTA | Richmond | UST-SLOC-1210290 | 2 | [5 empty] | Removed from Ground | Gas (Historical Use) | 5100 | Bare Steel | 1970-05-11 | 2007-10-03 | Galvanized Steel | Suction (American)
AUG UNIV | 1120 15th St | AUGUSTA | Richmond | UST-SLOC-9121037 | 2 | [5 empty] | Removed from Ground | Gas (Historical Use) | 1000 | Epoxy | 1977-07-01 | 1999-04-19 | Galvanized Steel | Suction (American)
AUG UNIV | 1120 15th St | AUGUSTA | Richmond | UST-SLOC-1210290 | 1 | [5 empty] | Removed from Ground | Gas (Historical Use) | 5000 | Bare Steel | 1980-05-08 | 2007-10-03 | Galvanized Steel | Suction (American)
FORT EISENHOWER | 307 Chamberlain Avenue | Augusta | Richmond | UST-SLOC-9121164 | 3 | Flapper Valve | 1995-06-10 | FALSE | 1995-06-10 | FALSE | Currently in Use | Premium | 12000 | Fiberglass Double Walled | 1995-06-01 |  | Double-Walled Flex | Pressurized
FORT EISENHOWER | 307 Chamberlain Avenue | Augusta | Richmond | UST-SLOC-9121136 | 2 |  |  | FALSE |  | FALSE | Closed in Ground | Diesel | 200000 |  |  | 1985-01-01
AUG UNIV | 1120 15th St | AUGUSTA | Richmond | UST-SLOC-9121114 | A | [5 empty] | Removed from Ground | Diesel | 50000 | Not Marked/Unknown | 1993-09-29 | 1993-09-29
CIRCLE K 2703271 | 3947 HARPER FRANKLIN Avenue | AUGUSTA | Richmond | 10002785 | 2B | Flapper Valve | 2018-02-12 | FALSE | 2018-02-12 | FALSE | Currently in Use | Diesel | 8000 | Composite Double Walled | 2018-02-12 |  | Double-Walled Fiberglass | Pressurized
FORT EISENHOWER | 307 Chamberlain Avenue | Augusta | Richmond | UST-SLOC-9121187 | 1 | [5 empty] | Removed from Ground | Diesel | 1000 | Not Marked/Unknown | 1992-07-01 | 1992-07-01 | Not Marked
FORT EISENHOWER | 307 Chamberlain Avenue | Augusta | Richmond | UST-SLOC-1210083 | 991-D | [5 empty] | Removed from Ground | Diesel | 12000 | Bare Steel | 1942-05-16 | 1991-02-01 | Bare Steel
FORT EISENHOWER | 307 Chamberlain Avenue | Augusta | Richmond | UST-SLOC-9121059 | 15907-A | [5 empty] | Removed from Ground | Diesel | 12000 | Bare Steel | 1942-05-06 | 1899-12-31 | Unknown
FORT EISENHOWER | 307 Chamberlain Avenue | Augusta | Richmond | UST-SLOC-1210091 | 200 | [5 empty] | Removed from Ground | Diesel | 3000 | Bare Steel | 1956-05-12 | 1992-07-30 | Copper | Suction (American)
AUG UNIV | 1120 15th St | AUGUSTA | Richmond | UST-SLOC-9121112 | 1 | [5 empty] | Removed from Ground | Gas (Historical Use) | 1000 | Bare Steel | 1967-01-01 | 1993-11-22 | Bare Steel
AUG UNIV | 1120 15th St | AUGUSTA | Richmond | UST-SLOC-1212001 | 2 | [5 empty] | Removed from Ground | Gas (Historical Use) | 1000 | Bare Steel | 1948-11-13 | 1983-01-01 | Bare Steel
FORT EISENHOWER | 307 Chamberlain Avenue | Augusta | Richmond | UST-SLOC-9121164 | 1 | Flapper Valve | 1995-06-10 | FALSE | 1995-06-10 | FALSE | Currently in Use | Regular | 12000 | Fiberglass Double Walled | 1995-06-01 |  | Double-Walled Flex | Pressurized
AUGUSTA STATE PRISON | 3001 Gordon Hwy | Grovetown | Richmond | UST-SLOC-1210450 | 1 | [5 empty] | Removed from Ground | Gas (Historical Use) | 10000 | Bare Steel | 1983-01-10 | 1997-05-12 | Galvanized Steel
AUG UNIV | 1120 15th St | AUGUSTA | Richmond | UST-SLOC-9121111 | 2 | [5 empty] | Removed from Ground | Diesel | 500 | Bare Steel | 1992-11-19 | 1992-11-19 | Galvanized Steel
GDBH GRACEWOOD | 100 Myrtle Ave | Gracewood | Richmond | UST-SLOC-1210333 | 1 |  |  | FALSE |  | FALSE | Removed from Ground |  | 25000 | Bare Steel | 1958-02-26 | 1997-03-20 | Unknown
FORT EISENHOWER | 307 Chamberlain Avenue | Augusta | Richmond | UST-SLOC-9121190 | 22804-1 | [5 empty] | Removed from Ground | Diesel | 12000 | Not Marked/Unknown |  | 1899-12-31 | Not Marked
FORT EISENHOWER | 307 Chamberlain Avenue | Augusta | Richmond | UST-SLOC-1210079 | 49300-C | [5 empty] | Removed from Ground | Gas (Historical Use) | 10000 | Bare Steel | 1977-05-07 | 1992-08-12 | Bare Steel | Suction (American)
AUGUSTA STATE PRISON | 3001 Gordon Hwy | Grovetown | Richmond | UST-SLOC-9121194 | 2 | Flapper Valve | 1997-07-01 | FALSE | 1997-07-01 | FALSE | Currently in Use | Diesel | 1000 | Fiberglass Double Walled | 1997-07-01 |  | Copper/Secondry Containment | Pressurized
FORT GORDON-FISHER DENTAL LAB | 236 EAST HOSPITAL RD | FORT GORDON | Richmond | 10002883 | 1 |  |  | FALSE |  | FALSE | Permanently Out of Use - historical purposes |  | 10000 |  |  | 2018-09-19
CIRCLE K 2703271 | 3947 HARPER FRANKLIN Avenue | AUGUSTA | Richmond | 10002785 | 3B | Flapper Valve | 2018-02-12 | FALSE | 2018-02-12 | FALSE | Currently in Use | E-0 | 8000 | Composite Double Walled | 2018-02-12 |  | Double-Walled Fiberglass | Pressurized
AUG UNIV | 1120 15th St | AUGUSTA | Richmond | UST-SLOC-9121110 | 1 | [5 empty] | Removed from Ground | Diesel | 8000 | Bare Steel | 1980-01-01 | 1994-01-04 | Galvanized Steel
AUG UNIV | 1120 15th St | AUGUSTA | Richmond | UST-SLOC-9121121 | 1 | [5 empty] | Permanently Out of Use - historical purposes | Gas (Historical Use) | 2000 | Bare Steel | 1946-05-17 | 1899-12-31 | Unknown
AUG UNIV | 1120 15th St | AUGUSTA | Richmond | UST-SLOC-9121120 | 1 | [5 empty] | Removed from Ground | Diesel | 500 | Bare Steel | 1956-05-14 | 1995-04-11 | Bare Steel
CIRCLE K 2703271 | 3947 HARPER FRANKLIN Avenue | AUGUSTA | Richmond | 10002785 | 3A | Flapper Valve | 2018-02-12 | FALSE | 2018-02-12 | FALSE | Currently in Use | Regular | 12000 | Composite Double Walled | 2018-02-12 |  | Double-Walled Fiberglass | Pressurized
CIRCLE K 2703271 | 3947 HARPER FRANKLIN Avenue | AUGUSTA | Richmond | 10002785 | 1 | Flapper Valve | 2018-02-12 | FALSE | 2018-02-12 | FALSE | Currently in Use | Regular | 20000 | Composite Double Walled | 2018-02-18 |  | Double-Walled Fiberglass | Pressurized
BELL SELF STORAGE | 3210 MIKE PADGETT Highway | AUGUSTA | Richmond | 10002730 | 1 |  |  | FALSE |  | FALSE | Removed from Ground |  |  |  |  | 1985-01-01
CIRCLE K 2703271 | 3947 HARPER FRANKLIN Avenue | AUGUSTA | Richmond | 10002785 | 2A | Flapper Valve | 2018-02-12 | FALSE | 2018-04-19 | FALSE | Currently in Use | Premium | 12000 | Composite Double Walled | 2018-02-18 |  | Double-Walled Fiberglass | Pressurized
KERVIN CONVENIENCE STORE | 2443 PEACH ORCHARD RD | AUGUSTA | Richmond | 9000177 | 4 | Ball Float | 1998-07-26 | FALSE | 1998-07-26 | FALSE | Temporarily out of use | Kerosene | 4000 | Galvanic (STIP-3) | 1961-02-09 |  | Fiberglass Reinforced Plastic | Pressurized
FORT GORDON | 310 3RD AVE | FORT GORDON | Richmond | 10003005 | 33200A |  |  | FALSE |  | FALSE | Removed from Ground |  | 1000 | Bare Steel |  | 2019-10-19
US ARMY FT GORDON-CLOSED/INACTIVE HEATING AND COOLING PLANT | 602 LANE AVE | FT GORDON | Richmond | 10003034 | 25330C |  |  | FALSE |  | FALSE | Removed from Ground | Diesel | 50000 |  |  | 2019-10-22
US ARMY FT GORDON-CLOSED/INACTIVE HEATING AND COOLING PLANT | 602 LANE AVE | FT GORDON | Richmond | 10003034 | 25330B |  |  | FALSE |  | FALSE | Removed from Ground | Diesel | 50000 |  |  | 2019-10-22
PYROFLEX AUGUSTA LLC | 2529 NEWSPRINT RD | AUGUSTA | Richmond | 10002879 | 1 |  |  | FALSE |  | FALSE | Removed from Ground | Diesel | 10000 |  |  | 2018-12-18
FORT GORDON | 204 ACADEMIC DR | FORT GORDON | Richmond | 10003007 | 38804 |  |  | FALSE |  | FALSE | Removed from Ground |  | 2000 | Bare Steel |  | 2019-10-08
US ARMY FORT GORDON | 515 15TH ST | FORT GORDON | Richmond | 10003054 | 14600 |  |  | FALSE |  | FALSE | Removed from Ground | Diesel | 8000 |  |  | 2020-09-23
US ARMY FORT GORDON-VACANT LOT | 1317 11TH AVENUE | FORT GORDON | Richmond | 10002999 | 2222B |  |  | FALSE |  | FALSE | Removed from Ground | Diesel | 1000 | Bare Steel |  | 2019-11-04
FORT GORDON | 529 LANE AVE | FORT GORDON | Richmond | 10003006 | 28320 |  |  | FALSE |  | FALSE | Removed from Ground |  | 10000 | Bare Steel |  | 2019-10-15
Circle K 2707036 | 1600 BARTON CAHPEL RD | AUGUSTA | Richmond | 10003397 | 3 | Flapper Valve |  | FALSE |  | FALSE | Currently in Use |  |  | Fiberglass Double Walled | 2023-06-22 |  | Double-Walled Fiberglass | Pressurized
US ARMY FT GORDON | 654 BRAINARD AVE | FT GORDON | Richmond | 10003053 | 25501 |  |  | FALSE |  | FALSE | Removed from Ground | Diesel | 5000 |  |  | 2020-09-23
CUMMINS MILITARY SYSTEMS INC | 2950 OLD SAVANNAH RD | AUGUSTA | Richmond | 9121013 | 2 | [5 empty] | Removed from Ground | Diesel | 1000 | Marked Unknown | 1991-12-16 | 1991-12-16 | Unknown
PARKERS KITCHEN #110 | 3661 MIKE PADGETT HIGHWAY | AUGUSTA | Richmond | 10003451 | 1 | Flapper Valve | 2024-05-07 | FALSE | 2024-03-12 | FALSE | Currently in Use | Regular | 20000 | Fiberglass Double Walled | 2023-10-25 |  | Flex | Pressurized
FORT EISENHOWER | 307 Chamberlain Avenue | Augusta | Richmond | UST-SLOC-9121059 | 15907-C |  | 1990-04-01 |  | 1990-04-01 |  | Removed from Ground | Diesel | 12000 | Galvanic (STIP-3) | 1990-04-04 | 2006-08-08 | Fiberglass Reinforced Plastic | Pressurized
FORT EISENHOWER | 307 Chamberlain Avenue | Augusta | Richmond | UST-SLOC-9121067 | 2 | [5 empty] | Removed from Ground | Gas (Historical Use) | 900 | Marked Unknown | 1991-01-01 | 1991-01-01 | Unknown
FORT EISENHOWER | 307 Chamberlain Avenue | Augusta | Richmond | UST-SLOC-9121202 | 29808 | [5 empty] | Removed from Ground | Gas (Historical Use) | 250 | Marked Unknown | 1997-12-10 | 1997-12-10 | Unknown | Suction (American)
FORT EISENHOWER | 307 Chamberlain Avenue | Augusta | Richmond | UST-SLOC-9121006 | 15901-E | [5 empty] | Removed from Ground | Gas (Historical Use) | 12000 | Bare Steel | 1942-05-16 | 1992-07-16 | Unknown
FORT EISENHOWER | 307 Chamberlain Avenue | Augusta | Richmond | UST-SLOC-9121061 | 16902-B |  | 1990-04-01 |  | 1990-04-01 |  | Removed from Ground | Gas (Historical Use) | 12000 | Bare Steel | 1942-01-01 | 1899-12-31 | Unknown
FORT EISENHOWER | 307 Chamberlain Avenue | Augusta | Richmond | UST-SLOC-1210086 | 1380-A | [5 empty] | Removed from Ground | Diesel | 1000 | Bare Steel | 1942-05-16 | 1991-02-01 | Unknown
GDBH GRACEWOOD | 100 Myrtle Ave | Gracewood | Richmond | UST-SLOC-1210330 | 2 |  | 1990-01-16 |  | 1990-01-16 |  | Removed from Ground | Gas (Historical Use) | 3000 | Epoxy | 1990-01-16 | 2005-02-16 | Fiberglass Reinforced Plastic | Pressurized
AUG UNIV | 1120 15th St | AUGUSTA | Richmond | UST-SLOC-1210290 | 222 |  |  | FALSE |  | FALSE | Removed from Ground | Diesel | 2000 | Unknown | 1995-04-11 | 1995-04-11
AUGUSTA STATE PRISON | 3001 Gordon Hwy | Grovetown | Richmond | UST-SLOC-1210450 | 2 | [5 empty] | Removed from Ground | Diesel | 5000 | Bare Steel | 1983-01-10 | 1997-05-12 | Galvanized Steel
AUG UNIV | 1120 15th St | AUGUSTA | Richmond | UST-SLOC-9121113 | 1 | [5 empty] | Removed from Ground | Gas (Historical Use) | 8000 | Bare Steel | 1956-01-01 | 1990-11-01 | Bare Steel
US ARMY FORT GORDON-VACANT LOT | 1317 11TH AVENUE | FORT GORDON | Richmond | 10002999 | 2222 |  |  | FALSE |  | FALSE | Removed from Ground | E-10 | 1000 | Bare Steel |  | 2019-10-09
FORT GORDON | 575 19TH STREET | FORT GORDON | Richmond | 10003008 | 19140A |  |  | FALSE |  | FALSE | Removed from Ground | Diesel | 1000 | Bare Steel |  | 2019-10-09 | Bare Steel
SUNCO FOODMART | 3496 HWY 138 SW E | STOCKBRIDGE | Rockdale | 10000575 | 2 |  | 2002-12-19 | FALSE | 2002-12-19 | FALSE | Currently in Use | Premium | 8000 | Composite | 2002-12-19 |  | Double-Walled Fiberglass | Pressurized
SUNCO FOODMART | 3496 HWY 138 SW E | STOCKBRIDGE | Rockdale | 10000575 | 1 |  | 2002-12-19 | FALSE | 2002-12-19 | FALSE | Currently in Use | Regular | 12000 | Composite | 2002-12-19 |  | Double-Walled Fiberglass | Pressurized
CORNER MARKET | 4624 HWY 138 | STOCKBRIDGE | Rockdale | 1220040 | 3 | Ball Float | 1998-08-01 |  | 1992-02-01 |  | Currently in Use | Gas (Historical Use) | 8000 | Steel-Impressed Current | 1984-04-21 |  | Fiberglass Reinforced Plastic | Pressurized
KING'S OIL #343 | 4606 E FAIRVIEW RD | STOCKBRIDGE | Rockdale | 750098 | 1 |  | 1998-12-20 | FALSE | 1998-12-20 | FALSE | Currently in Use | Regular | 8000 | Steel-Impressed Current | 1977-05-15 |  |  | Pressurized
KING'S OIL #343 | 4606 E FAIRVIEW RD | STOCKBRIDGE | Rockdale | 750098 | 2 |  | 1998-12-20 | FALSE | 1998-12-20 | FALSE | Currently in Use | Premium | 4000 | Steel-Impressed Current | 1977-05-15
CORNER MARKET | 4624 HWY 138 | STOCKBRIDGE | Rockdale | 1220040 | 2 | Ball Float | 1998-08-01 |  | 1992-02-01 |  | Currently in Use | Gas (Historical Use) | 6000 | Steel-Impressed Current | 1984-04-21 |  | Fiberglass Reinforced Plastic | Pressurized
KING'S OIL #343 | 4606 E FAIRVIEW RD | STOCKBRIDGE | Rockdale | 750098 | 3 |  | 1998-12-20 | FALSE | 1998-12-20 | FALSE | Temporarily out of use | Diesel | 4000 | Steel-Impressed Current | 1977-05-15
BP FOOD SHOP | 2992 HWY 155 | STOCKBRIDGE | Rockdale | 9122059 | 2 | Ball Float | 2011-09-27 | FALSE | 2008-01-03 | FALSE | Currently in Use | Premium | 10000 | Fiberglass | 1997-01-14 |  | Double-Walled Flex | Pressurized
SUNCO FOODMART | 3496 HWY 138 SW E | STOCKBRIDGE | Rockdale | 10000575 | 3 |  | 2002-12-19 | FALSE | 2002-12-19 | FALSE | Currently in Use | Diesel | 4000 | Composite | 2002-12-19 |  | Double-Walled Fiberglass | Pressurized
KING'S OIL #343 | 4606 E FAIRVIEW RD | STOCKBRIDGE | Rockdale | 750098 | 4 |  | 1998-12-20 |  | 1998-12-20 |  | Permanently Out Of Use | Diesel | 1000 | Cathodically Protected Steel | 1984-05-13 | 2003-07-11
CORNER MARKET | 4624 HWY 138 | STOCKBRIDGE | Rockdale | 1220040 | 1 | Ball Float | 1998-08-01 |  | 1992-02-01 |  | Currently in Use | Gas (Historical Use) | 6000 | Steel-Impressed Current | 1984-04-21 |  | Fiberglass Reinforced Plastic | Pressurized
BP FOOD SHOP | 2992 HWY 155 | STOCKBRIDGE | Rockdale | 9122059 | 1 | Ball Float | 2011-09-27 | FALSE | 2012-08-03 | FALSE | Currently in Use | Regular | 12000 | Fiberglass | 1997-01-14 |  | Double-Walled Flex | Pressurized
BP FOOD SHOP | 2992 HWY 155 | STOCKBRIDGE | Rockdale | 9122059 | 3 | Flapper Valve | 1997-01-20 | FALSE | 1997-01-23 | FALSE | Currently in Use | Diesel | 2000 | Fiberglass | 1997-01-14 |  | Double-Walled Flex | Safe Suction (Euro)
ROCKDALE BD OF ED/AUXILIARY SVC | 1062 NORTH ST | CONYERS | Rockdale | 9122007 | 2 | [5 empty] | Removed from Ground | Empty | 4000 | Bare Steel | 1976-01-01 | 1986-06-01 | Galvanized Steel
MCI | ROCKDALE IND BLVD | CONYERS | Rockdale | 9122005 | 1 | [5 empty] | Closed in Ground | Diesel | 500 | Fiberglass | 1986-06-01 | 1994-01-19 | Not Marked
FINA #131-6791-709/SALEM FINA MI | 2131 SALEM RD | CONYERS | Rockdale | 9122027 | 5 |  |  | TRUE |  | TRUE | Removed from Ground | Used Oil | 600 | Bare Steel | 1968-04-27 | 1994-10-04 | Galvanized Steel | Gravity Fed
ROCKDALE BD OF ED/AUXILIARY SVC | 1062 NORTH ST | CONYERS | Rockdale | 9122007 | 3 | [5 empty] | Removed from Ground | Empty | 4000 | Bare Steel | 1976-01-01 | 1986-06-01 | Galvanized Steel
GEORGIA DEPARTMENTOF TRANSPORTATION | 1260 NEEDMORE ST | CONYERS | Rockdale | 9122016 | 10701-2 | [5 empty] | Removed from Ground | Empty | 1000 | Bare Steel | 1984-01-01 | 1993-04-08 | Bare Steel | Safe Suction (Euro)
Teek7 LLC | 4975 HWY 20 N | CONYERS | Rockdale | 9122034 | 3 |  | 2002-08-01 | FALSE | 2002-08-01 | FALSE | Currently in Use | Regular | 10000 | Epoxy | 2002-08-01 |  | Fiberglass Reinforced Plastic | Pressurized
NORTH MAIN TEXACO | 1109 NORTH MAIN ST | CONYERS | Rockdale | 9122036 | 2 | [5 empty] | Removed from Ground | Gas (Historical Use) | 4000 | Bare Steel | 1970-04-15 | 1990-12-20 | Bare Steel | Safe Suction (Euro)
LIL COUNTRY GROCERY | 4010 GA HWY 20 NORTH | CONYERS | Rockdale | 9122025 | 2 |  |  | TRUE |  | TRUE | Removed from Ground | Used Oil | 1000 | Bare Steel | 1969-01-01 | 1995-09-01 | Galvanized Steel
FINA #131-6791-709/SALEM FINA MI | 2131 SALEM RD | CONYERS | Rockdale | 9122027 | 4 | [5 empty] | Removed from Ground | Gas (Historical Use) | 5000 | Bare Steel | 1967-04-28 | 1994-10-05 | Bare Steel | Pressurized
VACANT BLDG\SOUND INNOVATIONS | 1290 IRIS DR | CONYERS | Rockdale | 9122028 | 3 | [5 empty] | Removed from Ground | Gas (Historical Use) | 3000 | Not Marked/Unknown | 1994-04-06 | 1994-04-06 | Not Marked
GEORGIA DEPARTMENTOF TRANSPORTATION | 1260 NEEDMORE ST | CONYERS | Rockdale | 9122016 | 701G1 |  | 1990-06-01 |  | 1990-06-01 |  | Removed from Ground | Gas (Historical Use) | 2000 | Cathodically Protected Steel | 1988-05-01 | 2004-02-20 | Cathodically Protected | Safe Suction (Euro)
MILSTEAD COMMUNITY/FORMER GAS ST | 1640 BROAD STREET | CONYERS | Rockdale | 9122041 | 2 | [5 empty] | Removed from Ground | Gas (Historical Use) | 1000 | Not Marked/Unknown | 1995-11-06 | 1995-11-06 | Not Marked
UNKNOWN/CLOSED FACILITY | 1301 GREEN STREET | CONYERS | Rockdale | 9122038 | 1 | [5 empty] | Removed from Ground | Gas (Historical Use) | 1000 | Not Marked/Unknown | 1994-12-30 | 1994-12-30 | Not Marked
UNCLE GENE'S KWIK STOP | 974 HIGHTOWER TRL | CONYERS | Rockdale | 9122046 | 2 |  | 1998-03-24 |  | 1998-03-24 |  | Removed from Ground | Gas (Historical Use) | 1000 | Cathodically Protected Steel | 1986-01-01 | 2004-02-04 | Cathodically Protected | Safe Suction (Euro)
DAP INC DURABOND DIVISION | 1900 ROCKDALE IND BLVD | CONYERS | Rockdale | 9000287 | 2 | [5 empty] | Removed from Ground | Other | 4000 | Not Marked/Unknown | 1991-07-01 | 1991-07-01 | Not Marked
PATRICK & BENSON GROCERY | 1058 SOUTH GREEN ST | CONYERS | Rockdale | 1220018 | 5 | [5 empty] | Removed from Ground | Kerosene | 500 | Bare Steel | 1974-02-21 | 1995-01-03 | Galvanized Steel
CHEVRON # 43411 | 2301 SIGMAN RD | CONYERS | Rockdale | 9000686 | 1 | [5 empty] | Removed from Ground | Gas (Historical Use) | 3000 | Cathodically Protected Steel | 1965-04-28 | 1990-08-01 | Galvanized Steel
LIL COUNTRY GROCERY | 4010 GA HWY 20 NORTH | CONYERS | Rockdale | 9122025 | 3 |  |  | TRUE |  | TRUE | Removed from Ground | Used Oil | 1000 | Bare Steel | 1969-01-01 | 1995-09-01 | Galvanized Steel
CHEVRON # 43411 | 2301 SIGMAN RD | CONYERS | Rockdale | 9000686 | 5 | [5 empty] | Removed from Ground | Gas (Historical Use) | 10000 | Cathodically Protected Steel | 1978-04-25 | 1990-08-01 | Galvanized Steel
ROCKDALE CO PUBLIC WORKS FORMER | 1591 HWY 20 NORTH | CONYERS | Rockdale | 9122039 | 1 | [5 empty] | Removed from Ground | Gas (Historical Use) | 10000 | Bare Steel | 1978-01-01 | 1995-11-13 | Unknown
UNCLE GENE'S KWIK STOP | 974 HIGHTOWER TRL | CONYERS | Rockdale | 9122046 | 3 |  | 1998-03-24 |  | 1998-03-24 |  | Removed from Ground | Gas (Historical Use) | 2000 | Cathodically Protected Steel | 1986-01-01 | 2004-02-04 | Cathodically Protected | Safe Suction (Euro)
PATRICK & BENSON GROCERY | 1058 SOUTH GREEN ST | CONYERS | Rockdale | 1220018 | 3 | [5 empty] | Removed from Ground | Gas (Historical Use) | 2000 | Bare Steel | 1974-02-21 | 1995-01-03 | Galvanized Steel
GERRY HARKINS | 2720 DOGWOOD DR SE | CONYERS | Rockdale | 1220017 | 4 | Ball Float | 1991-03-01 |  | 1991-03-01 |  | Removed from Ground | Diesel | 1000 | Tank Jacket | 1991-03-01 | 2011-02-05 | Fiberglass Reinforced Plastic | Safe Suction (Euro)
MCI | ROCKDALE IND BLVD | CONYERS | Rockdale | 9122005 | 2 |  | 1994-01-01 |  | 1994-01-01 |  | Currently in Use | Diesel | 600 | Tank Jacket | 1994-01-22 |  | Steel/FG Secondary containment | Safe Suction (Euro)
MILSTEAD COMMUNITY/FORMER GAS ST | 1640 BROAD STREET | CONYERS | Rockdale | 9122041 | 1 | [5 empty] | Removed from Ground | Diesel | 2000 | Not Marked/Unknown | 1995-11-06 | 1995-11-06 | Not Marked
UNKNOWN/CLOSED FACILITY | 1301 GREEN STREET | CONYERS | Rockdale | 9122038 | 3 | [5 empty] | Removed from Ground | Gas (Historical Use) | 1000 | Not Marked/Unknown | 1994-12-30 | 1994-12-30 | Not Marked
GERRY HARKINS | 2720 DOGWOOD DR SE | CONYERS | Rockdale | 1220017 | 1 | [5 empty] | Removed from Ground | Gas (Historical Use) | 10000 | Bare Steel | 1973-01-11 | 1991-03-01 | Galvanized Steel
VACANT BLDG\SOUND INNOVATIONS | 1290 IRIS DR | CONYERS | Rockdale | 9122028 | 1 | [5 empty] | Removed from Ground | Gas (Historical Use) | 6000 | Not Marked/Unknown | 1994-04-06 | 1994-04-06 | Not Marked
Teek7 LLC | 4975 HWY 20 N | CONYERS | Rockdale | 9122034 | 4 |  | 2002-08-01 | FALSE | 2002-08-01 | FALSE | Currently in Use | Plus | 6000 | Epoxy | 2002-08-01 |  | Fiberglass Reinforced Plastic | Pressurized
Teek7 LLC | 4975 HWY 20 N | CONYERS | Rockdale | 9122034 | 1 | [5 empty] | Removed from Ground | Gas (Historical Use) | 1 | Cathodically Protected Steel | 1997-09-22 | 1997-09-22 | Galvanized Steel | Suction (American)
ROCKDALE CO PUBLIC WORKS FORMER | 1591 HWY 20 NORTH | CONYERS | Rockdale | 9122039 | 4 | [5 empty] | Removed from Ground | Kerosene | 1000 | Bare Steel | 1978-01-01 | 1995-11-13 | Unknown
ROCKDALE CO PUBLIC WORKS FORMER | 1591 HWY 20 NORTH | CONYERS | Rockdale | 9122039 | 5 | [5 empty] | Removed from Ground | Diesel | 500 | Not Marked/Unknown | 1995-11-13 | 1995-11-13 | Not Marked
UNKNOWN/CLOSED FACILITY | 1301 GREEN STREET | CONYERS | Rockdale | 9122038 | 2 | [5 empty] | Removed from Ground | Gas (Historical Use) | 1000 | Not Marked/Unknown | 1994-12-30 | 1994-12-30 | Not Marked
E-Z SERVE #8256 | 2141 SALEM RD | CONYERS | Rockdale | 9000169 | 2 | [5 empty] | Removed from Ground | Gas (Historical Use) | 10000 | Fiberglass | 1988-08-30 | 1999-01-19 | Fiberglass Reinforced Plastic | Pressurized
DAP INC DURABOND DIVISION | 1900 ROCKDALE IND BLVD | CONYERS | Rockdale | 9000287 | 4 | [5 empty] | Removed from Ground | Other | 4000 | Not Marked/Unknown | 1991-07-01 | 1991-07-01 | Not Marked
ROCKDALE BD OF ED/AUXILIARY SVC | 1062 NORTH ST | CONYERS | Rockdale | 9122007 | 1 | [5 empty] | Removed from Ground | Empty | 7600 | Bare Steel | 1964-01-01 | 1986-06-01 | Galvanized Steel
FINA #131-6791-709/SALEM FINA MI | 2131 SALEM RD | CONYERS | Rockdale | 9122027 | 2 | [5 empty] | Removed from Ground | Gas (Historical Use) | 5000 | Bare Steel | 1967-04-28 | 1994-10-05 | Bare Steel | Pressurized
LIL COUNTRY GROCERY | 4010 GA HWY 20 NORTH | CONYERS | Rockdale | 9122025 | 5 | [5 empty] | Removed from Ground | Kerosene | 550 | Bare Steel | 1969-01-01 | 1995-09-01 | Galvanized Steel
LIL COUNTRY GROCERY | 4010 GA HWY 20 NORTH | CONYERS | Rockdale | 9122025 | 4 | [5 empty] | Removed from Ground | Diesel | 1000 | Bare Steel | 1969-01-01 | 1995-09-01 | Galvanized Steel
STATEN TIRE | 1058 WEST AVE | CONYERS | Rockdale | 9122035 | 2 | [5 empty] | Removed from Ground | Gas (Historical Use) | 2000 | Not Marked/Unknown | 1975-03-13 | 1995-02-13 | Not Marked
VACANT LOT | 1455 MILSTEAD ROAD | CONYERS | Rockdale | 9122063 | 2 | [5 empty] | Removed from Ground | Gas (Historical Use) | 1000 | Bare Steel | 1998-02-25 | 1998-02-25 | Galvanized Steel
UNCLE GENE'S KWIK STOP | 974 HIGHTOWER TRL | CONYERS | Rockdale | 9122046 | 4 |  |  | FALSE |  | FALSE | Removed from Ground | Diesel | 1000 | Unknown | 2004-02-04 | 2004-02-04 | Unknown
PATRICK & BENSON GROCERY | 1058 SOUTH GREEN ST | CONYERS | Rockdale | 1220018 | 2 | [5 empty] | Removed from Ground | Gas (Historical Use) | 1000 | Bare Steel | 1974-02-21 | 1995-01-03 | Galvanized Steel
EDWARDS-WARREN TIRE CO | 1520 DOGWOOD DR | CONYERS | Rockdale | 1220011 | 1 | [5 empty] | Removed from Ground | Diesel | 10000 | Bare Steel | 1980-03-05 | 1899-12-31 | Galvanized Steel
STATE PATROL POST #46/GA DEPT OF | 2150 IRIS DR | CONYERS | Rockdale | 1220009 | 1 | [5 empty] | Removed from Ground | Gas (Historical Use) | 4000 | Bare Steel | 1982-03-07 | 1994-10-01 | Galvanized Steel
Teek7 LLC | 4975 HWY 20 N | CONYERS | Rockdale | 9122034 | 2 | [5 empty] | Removed from Ground | Gas (Historical Use) | 1 | Cathodically Protected Steel | 1997-09-22 | 1997-09-22 | Galvanized Steel | Suction (American)
STATEN TIRE | 1058 WEST AVE | CONYERS | Rockdale | 9122035 | 3 | [5 empty] | Removed from Ground | Gas (Historical Use) | 2000 | Not Marked/Unknown | 1975-03-13 | 1995-02-13 | Not Marked
CHRIS AUTOMOTIVE INC | 950 DOGWOOD DR | CONYERS | Rockdale | 9122053 | 1 | [5 empty] | Removed from Ground | Gas (Historical Use) | 3000 | Marked Unknown | 1996-01-10 | 1996-01-10 | Unknown
PITTMAN CONSTRUCTION CO | 1487 FARMER RD | CONYERS | Rockdale | 1220019 | 1 | [5 empty] | Removed from Ground | Gas (Historical Use) | 10000 | Bare Steel | 1980-03-01 | 1994-12-01 | Galvanized Steel
CITY OF CONYERS | 1150 VAUGHN ST | CONYERS | Rockdale | 1220005 | 2 | [5 empty] | Removed from Ground | Gas (Historical Use) | 500 | Bare Steel | 1986-03-14 | 1899-12-31 | Unknown
BST/CONYERS CO/F5570 | 1028 N GREEN ST | CONYERS | Rockdale | 1220088 | 1 | [5 empty] | Removed from Ground | Diesel | 3000 | Bare Steel | 1967-01-06 | 1989-10-23 | Copper | Suction (American)
BST/CONYERS SCO-F5575 | 1024 N GREEN ST | CONYERS | Rockdale | 1220089 | 2 | [5 empty] | Removed from Ground | Gas (Historical Use) | 12000 | Bare Steel | 1981-01-02 | 1990-12-03 | Unknown
ELLIOTT'S MARKETPLACE | 1500 SIGMAN RD NW | CONYERS | Rockdale | 1220100 | 1 | Ball Float | 1994-11-01 | FALSE | 1994-11-01 | FALSE | Currently in Use | Regular | 8000 | Steel-Impressed Current | 1994-11-01 |  | Galvanized Steel | Pressurized
CONYERS INTERCHANGE PROPERTY LLC | 1417 HWY 138 SE | CONYERS | Rockdale | 1220080 | 5 |  | 1990-01-01 |  | 1990-01-01 |  | Temporarily out of use | Gas (Historical Use) | 12072 | Tank Jacket | 1990-09-01 |  | Fiberglass Reinforced Plastic | Pressurized
THE FORKS GROCERY | 1186 GREEN ST | CONYERS | Rockdale | 1220067 | 1 | [5 empty] | Removed from Ground | Gas (Historical Use) | 1000 | Bare Steel | 1966-05-12 | 1991-05-01 | Unknown
NORTH MAIN TEXACO | 1109 NORTH MAIN ST | CONYERS | Rockdale | 9122036 | 1 | [5 empty] | Removed from Ground | Gas (Historical Use) | 4000 | Bare Steel | 1970-04-15 | 1990-12-20 | Bare Steel | Safe Suction (Euro)
ROCKDALE CO PUBLIC WORKS FORMER | 1591 HWY 20 NORTH | CONYERS | Rockdale | 9122039 | 3 | [5 empty] | Removed from Ground | Kerosene | 1000 | Bare Steel | 1978-01-01 | 1995-11-13 | Unknown
E-Z SERVE #8256 | 2141 SALEM RD | CONYERS | Rockdale | 9000169 | 3 | [5 empty] | Permanently Out of Use - historical purposes | Gas (Historical Use) | 10000 | Fiberglass | 1988-08-30 | 1899-12-31 | Fiberglass Reinforced Plastic
CONYERS BOARD OF EDUCATION | 1038 NORTH ST | CONYERS | Rockdale | 1220003 | 1 | [5 empty] | Removed from Ground | Diesel | 1 | Marked Unknown | 1986-03-14 | 1995-03-09 | Unknown
BST/CONYERS SCO-F5575 | 1024 N GREEN ST | CONYERS | Rockdale | 1220089 | 1 | [5 empty] | Removed from Ground | Gas (Historical Use) | 3000 | Bare Steel | 1974-01-04 | 1987-07-15 | Unknown
E-Z SERVE #8257 | 3492 GA HWY 20 | CONYERS | Rockdale | 1220095 | 1 | [5 empty] | Removed from Ground | Gas (Historical Use) | 8000 | Bare Steel | 1973-05-16 | 1899-12-31 | Galvanized Steel
E-Z SERVE #8257 | 3492 GA HWY 20 | CONYERS | Rockdale | 1220095 | 4 |  |  |  | 1988-01-01 |  | Removed from Ground | Gas (Historical Use) | 10000 | Composite | 1988-01-01 | 1998-05-19 | Fiberglass Reinforced Plastic | Pressurized
ELLIOTT'S MARKETPLACE | 1500 SIGMAN RD NW | CONYERS | Rockdale | 1220100 | 4A | Flapper Valve | 2004-07-01 | FALSE | 2004-07-01 | FALSE | Currently in Use | E-0 | 4000 | Fiberglass Double Walled | 2004-07-01 |  | Double-Walled Fiberglass | Safe Suction (Euro)
CONYERS INTERCHANGE PROPERTY LLC | 1417 HWY 138 SE | CONYERS | Rockdale | 1220080 | 6 |  | 1990-01-01 |  | 1990-01-01 |  | Temporarily out of use | Gas (Historical Use) | 12118 | Tank Jacket | 1990-09-01 |  | Fiberglass Reinforced Plastic | Pressurized
LITHONIA LIGHTING | 1335 IND BLVD | CONYERS | Rockdale | 1220085 | 3 | [5 empty] | Removed from Ground | Other | 2000 | Bare Steel | 1961-05-14 | 1987-04-01 | Galvanized Steel
Chevron Food Mart | 1113 WEST AVE SW | CONYERS | Rockdale | 1220077 | C | [5 empty] | Removed from Ground | Gas (Historical Use) | 8000 | Bare Steel | 1968-05-11 | 1994-11-14 | Galvanized Steel | Pressurized
Chevron Food Mart | 1113 WEST AVE SW | CONYERS | Rockdale | 1220077 | D | [5 empty] | Removed from Ground | Diesel | 8000 | Bare Steel | 1968-05-11 | 1994-11-14 | Galvanized Steel | Pressurized
Chevron Food Mart | 1113 WEST AVE SW | CONYERS | Rockdale | 1220077 | F | Flapper Valve | 1994-11-01 |  | 1994-11-01 |  | Currently in Use | Gas (Historical Use) | 12000 | Galvanic (STIP-3) | 1994-11-16 |  | Copper | Pressurized
THE FORKS GROCERY | 1186 GREEN ST | CONYERS | Rockdale | 1220067 | 3 | [5 empty] | Removed from Ground | Gas (Historical Use) | 550 | Bare Steel | 1966-05-12 | 1991-05-01 | Unknown
BP #25625 | 1280 GEORGIA HWY 138 | CONYERS | Rockdale | 1220065 | 9 |  | 1991-01-01 |  | 1991-01-01 |  | Removed from Ground | Gas (Historical Use) | 10000 | Fiberglass | 1987-01-01 | 2005-02-22 | Fiberglass Reinforced Plastic | Pressurized
BP #25625 | 1280 GEORGIA HWY 138 | CONYERS | Rockdale | 1220065 | 2 | [5 empty] | Removed from Ground | Gas (Historical Use) | 6000 | Bare Steel | 1965-05-07 | 1899-12-31 | Galvanized Steel
BP #25625 | 1280 GEORGIA HWY 138 | CONYERS | Rockdale | 1220065 | 8 |  | 1991-01-01 |  | 1991-01-01 |  | Removed from Ground | Gas (Historical Use) | 10000 | Fiberglass | 1987-01-01 | 2005-02-22 | Fiberglass Reinforced Plastic | Pressurized
BP #25625 | 1280 GEORGIA HWY 138 | CONYERS | Rockdale | 1220065 | 11 |  |  | TRUE | 1991-01-01 | TRUE | Removed from Ground | Used Oil | 1000 | Fiberglass | 1988-01-01 | 1899-12-31 | Fiberglass Reinforced Plastic
NEIGHBOURHOOD FOOD MART | 1353 KLONDIKE RD | CONYERS | Rockdale | 1220060 | 4 | Flapper Valve | 1985-01-01 | FALSE | 1985-01-01 | FALSE | Currently in Use | Premium | 8000 | Fiberglass | 1985-05-06 |  | Fiberglass Reinforced Plastic | Pressurized
SHELL FOOD MART | 1202 WEST AVE | CONYERS | Rockdale | 1220057; ASID: 1088 | 8 | Flapper Valve | 1995-06-19 | FALSE | 1995-06-19 | FALSE | Currently in Use | Diesel | 10000 |  | 1995-06-19 |  | Fiberglass Reinforced Plastic | Pressurized
DAP INC DURABOND DIVISION | 1900 ROCKDALE IND BLVD | CONYERS | Rockdale | 9000287 | 1 | [5 empty] | Removed from Ground | Other | 4000 | Not Marked/Unknown | 1991-07-01 | 1991-07-01 | Not Marked
PITTMAN CONSTRUCTION CO | 1487 FARMER RD | CONYERS | Rockdale | 1220019 | 2 | Flapper Valve | 1994-08-01 | FALSE | 1994-08-01 | FALSE | Temporarily out of use | Diesel | 10000 | Steel-Impressed Current | 1998-11-19 |  | Steel (Impressed Current) | Pressurized
CONYERS INTERCHANGE PROPERTY LLC | 1417 HWY 138 SE | CONYERS | Rockdale | 1220080 | 4 | [5 empty] | Removed from Ground | Gas (Historical Use) | 12000 | Bare Steel | 1986-05-08 | 1899-12-31 | Galvanized Steel
CONYERS INTERCHANGE PROPERTY LLC | 1417 HWY 138 SE | CONYERS | Rockdale | 1220080 | 1 | [5 empty] | Removed from Ground | Gas (Historical Use) | 12000 | Bare Steel | 1980-05-09 | 1899-12-31 | Galvanized Steel
CONYERS INTERCHANGE PROPERTY LLC | 1417 HWY 138 SE | CONYERS | Rockdale | 1220080 | 7 |  | 1990-01-01 |  | 1990-01-01 |  | Temporarily out of use | Gas (Historical Use) | 12079 | Tank Jacket | 1990-09-01 |  | Fiberglass Reinforced Plastic | Pressurized
LITHONIA LIGHTING | 1335 IND BLVD | CONYERS | Rockdale | 1220085 | 2 | [5 empty] | Removed from Ground | Other | 8000 | Bare Steel | 1961-05-14 | 1987-04-01 | Galvanized Steel
PIEDMONT MOULDING CO | 2203 OLD COVINGTON HWY | CONYERS | Rockdale | 9122001 | 1 | [5 empty] | Removed from Ground | Gas (Historical Use) | 1 | Not Marked/Unknown | 1991-06-03 | 1991-06-03 | Not Marked
FINA #131-6791-709/SALEM FINA MI | 2131 SALEM RD | CONYERS | Rockdale | 9122027 | 1 | [5 empty] | Removed from Ground | Gas (Historical Use) | 5000 | Cathodically Protected Steel | 1967-01-01 | 1994-10-05 | Bare Steel | Pressurized
ROCKDALE CO PUBLIC WORKS FORMER | 1591 HWY 20 NORTH | CONYERS | Rockdale | 9122039 | 2 | [5 empty] | Removed from Ground | Gas (Historical Use) | 10000 | Bare Steel | 1978-01-01 | 1995-11-13 | Unknown
MCGIBMONY (FORMER)IMPORTS/CHARLE | 1450 IRIS DR | CONYERS | Rockdale | 9000085 | 1 |  |  | TRUE |  | TRUE | Removed from Ground | Used Oil | 550 | Bare Steel | 1961-01-20 | 1992-12-13 | Galvanized Steel
BST/CONYERS CO/F5570 | 1028 N GREEN ST | CONYERS | Rockdale | 1220088 | 2 |  | 1989-10-26 |  | 1989-10-26 |  | Removed from Ground | Other | 5000 | Bare Steel | 1976-01-04 | 1997-03-08 | Copper | Suction (American)
RYDER TRANSPORTATION SERVICES #0520 | 1464 KLONDIKE RD | CONYERS | Rockdale | 1220078 | 6 |  | 1996-10-01 | FALSE | 1996-10-01 | FALSE | Removed from Ground | Diesel | 20000 | Fiberglass | 1991-01-01 |  | Fiberglass Reinforced Plastic | Pressurized
E-Z SERVE #8256 | 2141 SALEM RD | CONYERS | Rockdale | 9000169 | 1 |  |  |  | 1988-01-01 |  | Removed from Ground | Gas (Historical Use) | 10000 | Fiberglass | 1988-08-30 | 1999-01-19 | Fiberglass Reinforced Plastic | Pressurized
CITY OF CONYERS PUBLIC WORKS | 1139 RAILROAD ST | CONYERS | Rockdale | 1220004 | 2 | [5 empty] | Removed from Ground | Diesel | 4000 | Bare Steel | 1970-01-01 | 1995-03-09 | Galvanized Steel | Safe Suction (Euro)
CONYERS INTERCHANGE PROPERTY LLC | 1417 HWY 138 SE | CONYERS | Rockdale | 1220080 | 3 | [5 empty] | Removed from Ground | Gas (Historical Use) | 12000 | Bare Steel | 1980-05-09 | 1899-12-31 | Galvanized Steel
SIGMAN Z FOOD MART | 2291 SIGMAN RD | CONYERS | Rockdale | 1220082 | 1 | Ball Float | 1994-06-22 | FALSE | 1994-06-22 | FALSE | Currently in Use | Regular | 12000 | Steel-Impressed Current | 1980-04-01 |  | Double-Walled Fiberglass | Pressurized
GA POWER/CONYERS DIST OP HQ | 1465 GENERAL ARTS RD | CONYERS | Rockdale | 1220066 | 12431 | [5 empty] | Removed from Ground | Gas (Historical Use) | 10000 | Bare Steel | 1971-01-01 | 1993-12-09 | Galvanized Steel | Pressurized
BP #25625 | 1280 GEORGIA HWY 138 | CONYERS | Rockdale | 1220065 | 7 |  | 1991-01-01 |  | 1991-01-01 |  | Removed from Ground | Gas (Historical Use) | 10000 | Fiberglass | 1987-01-01 | 2005-02-22 | Fiberglass Reinforced Plastic | Pressurized
BP #25625 | 1280 GEORGIA HWY 138 | CONYERS | Rockdale | 1220065 | 4 | [5 empty] | Removed from Ground | Gas (Historical Use) | 6000 | Bare Steel | 1965-05-07 | 1899-12-31 | Galvanized Steel
BP #25625 | 1280 GEORGIA HWY 138 | CONYERS | Rockdale | 1220065 | 5 | [5 empty] | Removed from Ground | Diesel | 10000 | Bare Steel | 1980-05-03 | 1899-12-31 | Galvanized Steel
VACANT BLDG\SOUND INNOVATIONS | 1290 IRIS DR | CONYERS | Rockdale | 9122028 | 2 | [5 empty] | Removed from Ground | Gas (Historical Use) | 6000 | Not Marked/Unknown | 1994-04-06 | 1994-04-06 | Not Marked
Mountain Express Store #406 | 2442 LAKE ROCKAWAY RD | CONYERS | Rockdale | 9122030 | 1 |  | 1994-02-20 |  | 1994-02-20 |  | Currently in Use | Gas (Historical Use) | 10000 | Composite | 1994-02-15 |  | Fiberglass Reinforced Plastic | Pressurized
DAP INC DURABOND DIVISION | 1900 ROCKDALE IND BLVD | CONYERS | Rockdale | 9000287 | 3 | [5 empty] | Removed from Ground | Other | 4000 | Not Marked/Unknown | 1991-07-01 | 1991-07-01 | Not Marked
CHEVRON # 43411 | 2301 SIGMAN RD | CONYERS | Rockdale | 9000686 | 3 | [5 empty] | Removed from Ground | Gas (Historical Use) | 3000 | Cathodically Protected Steel | 1965-04-28 | 1990-08-01 | Galvanized Steel
LIL COUNTRY GROCERY | 4010 GA HWY 20 NORTH | CONYERS | Rockdale | 9122025 | 1 |  |  | TRUE |  | TRUE | Removed from Ground | Used Oil | 1000 | Bare Steel | 1969-01-01 | 1995-09-01 | Galvanized Steel
UNCLE GENE'S KWIK STOP | 974 HIGHTOWER TRL | CONYERS | Rockdale | 9122046 | 1 |  | 1998-03-24 |  | 1998-03-24 |  | Removed from Ground | Gas (Historical Use) | 2000 | Cathodically Protected Steel | 1986-01-01 | 2004-02-04 | Cathodically Protected | Safe Suction (Euro)
CITY OF CONYERS | MILLER BOTTOM RD | CONYERS | Rockdale | 1220002 | 1AST | [5 empty] | Permanently Out of Use - historical purposes | Diesel | 2000 | Marked Unknown | 1986-03-14 | 1899-12-31 | Unknown
ELLIOTT'S MARKETPLACE | 1500 SIGMAN RD NW | CONYERS | Rockdale | 1220100 | 2 | Ball Float | 1994-11-01 | FALSE | 1994-11-01 | FALSE | Currently in Use | Premium | 8000 | Steel-Impressed Current | 1994-11-01 |  | Fiberglass Reinforced Plastic | Pressurized
RYDER TRANSPORTATION SERVICES #0520 | 1464 KLONDIKE RD | CONYERS | Rockdale | 1220078 | 2 | [5 empty] | Removed from Ground | Diesel | 10000 | Bare Steel | 1976-05-08 | 1991-03-01 | Bare Steel
E-Z SERVE #8257 | 3492 GA HWY 20 | CONYERS | Rockdale | 1220095 | 2 | [5 empty] | Removed from Ground | Gas (Historical Use) | 8000 | Bare Steel | 1973-05-16 | 1899-12-31 | Galvanized Steel
RYDER TRANSPORTATION SERVICES #0520 | 1464 KLONDIKE RD | CONYERS | Rockdale | 1220078 | 1 | [5 empty] | Removed from Ground | Diesel | 10000 | Bare Steel | 1972-05-09 | 1991-03-01 | Bare Steel
LITHONIA LIGHTING | 1335 IND BLVD | CONYERS | Rockdale | 1220085 | 1 | [5 empty] | Removed from Ground | Other | 8000 | Bare Steel | 1961-05-14 | 1987-04-01 | Galvanized Steel
Chevron Food Mart | 1113 WEST AVE SW | CONYERS | Rockdale | 1220077 | B | [5 empty] | Removed from Ground | Gas (Historical Use) | 8000 | Bare Steel | 1968-05-11 | 1994-11-14 | Galvanized Steel | Pressurized
PENSKE TRUCK LEASING | 1481 DOGWOOD DR | CONYERS | Rockdale | 1220062 | 2 |  | 1993-06-01 |  | 1993-06-01 |  | Removed from Ground | Diesel | 8000 | Fiberglass | 1973-01-01 | 2001-09-01 | Fiberglass Reinforced Plastic | Pressurized
PENSKE TRUCK LEASING | 1481 DOGWOOD DR | CONYERS | Rockdale | 1220062 | 1 |  | 1993-06-01 |  | 1993-06-01 |  | Removed from Ground | Diesel | 12000 | Fiberglass | 1973-01-01 | 2001-09-01 | Fiberglass Reinforced Plastic | Pressurized
BIO-LAB INC PLANT #2 | 1700 OLD COVINGTON HWY | CONYERS | Rockdale | 1220027 | 1 | [5 empty] | Removed from Ground | Empty | 10000 | Bare Steel | 1986-03-13 | 1991-08-09 | Unknown
BIO-LAB INC PLANT #4 | 1735 DOGWOOD DR | CONYERS | Rockdale | 1220028 | T-23 | [5 empty] | Removed from Ground | Other | 8000 | Bare Steel | 1976-03-15 | 1992-03-09 | Galvanized Steel
H H BARRUS INC DBA REXCO | 879 DAVIS DR SE | CONYERS | Rockdale | 1220041 | 2 | [5 empty] | Removed from Ground | Other | 2000 | Cathodically Protected Steel | 1983-04-19 | 1999-10-15 | Galvanized Steel
OMEGA BUILDERS LLC | 1827 HWY 212 | CONYERS | Rockdale | 1220061 | 1 | [5 empty] | Removed from Ground | Gas (Historical Use) | 3000 | Bare Steel | 1986-05-01 | 1988-08-25 | Galvanized Steel
GIBSON-HOMANS CO | 1721 OLD COVINGTON HWY N E | CONYERS | Rockdale | 1220013 | 1 | [5 empty] | Removed from Ground | Other | 10000 | Bare Steel | 1976-03-01 | 1993-02-23 | Galvanized Steel | Safe Suction (Euro)
CIRCLE K/MR B'S CITGO #14 | FIELDSTONE MALL/PLAZA | CONYERS | Rockdale | 9000083 | 2 | [5 empty] | Removed from Ground | Gas (Historical Use) | 12000 | Bare Steel | 1973-05-10 | 1994-08-22 | Galvanized Steel | Pressurized
Circle K 2745126 | 1477 HWY 138 SW | CONYERS | Rockdale | 9122048 | 4 | Flapper Valve | 2014-02-25 | FALSE | 2014-02-25 | FALSE | Currently in Use | Regular | 15000 | Composite Double Walled | 2014-02-25 |  | Double-Walled Flex | Pressurized
Circle K 2745126 | 1477 HWY 138 SW | CONYERS | Rockdale | 9122048 | 7 |  | 2014-02-25 | FALSE | 2014-02-25 | FALSE | Currently in Use | Diesel | 8000 | Composite Double Walled | 2014-02-25 |  | Double-Walled Flex | Pressurized
SIGMAN Z FOOD MART | 2291 SIGMAN RD | CONYERS | Rockdale | 1220082 | 2 | Ball Float | 1994-06-22 | FALSE | 1994-06-22 | FALSE | Currently in Use | Plus | 12000 | Steel-Impressed Current | 1980-04-01 |  | Double-Walled Fiberglass | Pressurized
GEORGIA DEPARTMENTOF TRANSPORTATION | 1260 NEEDMORE ST | CONYERS | Rockdale | 9122016 | 10701-1 | [5 empty] | Removed from Ground | Empty | 3000 | Bare Steel | 1984-01-01 | 1993-04-08 | Bare Steel | Safe Suction (Euro)
ROCKDALE /DEKALB PDC | 2165 CHAMBERS DR | CONYERS | Rockdale | 9122017 | 1 |  | 1990-01-01 |  | 1990-01-01 |  | Removed from Ground | Gas (Historical Use) | 5000 | Fiberglass | 1990-01-01 | 2008-08-26 | Fiberglass Reinforced Plastic | Suction (American)
MILSTEAD COMMUNITY/FORMER GAS ST | 1640 BROAD STREET | CONYERS | Rockdale | 9122041 | 3 | [5 empty] | Removed from Ground | Gas (Historical Use) | 1000 | Not Marked/Unknown | 1995-11-06 | 1995-11-06 | Not Marked
PATRICK & BENSON GROCERY | 1058 SOUTH GREEN ST | CONYERS | Rockdale | 1220018 | 1 | [5 empty] | Removed from Ground | Gas (Historical Use) | 1000 | Bare Steel | 1974-02-21 | 1995-01-03 | Galvanized Steel
GERRY HARKINS | 2720 DOGWOOD DR SE | CONYERS | Rockdale | 1220017 | 3 | Ball Float | 1991-03-01 |  | 1991-03-01 |  | Removed from Ground | Gas (Historical Use) | 1000 | Tank Jacket | 1991-03-01 | 2011-02-05 | Fiberglass Reinforced Plastic | Safe Suction (Euro)
EDWARDS-WARREN TIRE CO | 1520 DOGWOOD DR | CONYERS | Rockdale | 1220011 | 2 | [5 empty] | Removed from Ground | Gas (Historical Use) | 5000 | Bare Steel | 1980-03-05 | 1899-12-31 | Galvanized Steel
CITY OF CONYERS | 1150 VAUGHN ST | CONYERS | Rockdale | 1220005 | 1 | [5 empty] | Removed from Ground | Gas (Historical Use) | 500 | Bare Steel |  | 1899-12-31 | Unknown
ELLIOTT'S MARKETPLACE | 1500 SIGMAN RD NW | CONYERS | Rockdale | 1220100 | 3 | Ball Float | 1994-11-01 | FALSE | 1994-11-01 | FALSE | Currently in Use | Diesel | 8000 | Steel-Impressed Current | 1994-11-01 |  | Fiberglass Reinforced Plastic | Pressurized
BP #25373 | 1285 GEORGIA HWY 138 | CONYERS | Rockdale | 1220045 | 5 |  | 1964-04-28 |  | 1964-04-28 |  | Removed from Ground | Gas (Historical Use) | 6000 | Bare Steel | 1964-04-28 | 1998-03-16 | Galvanized Steel | Pressurized
Mountain Express Store #406 | 2442 LAKE ROCKAWAY RD | CONYERS | Rockdale | 9122030 | 3 |  | 1994-02-20 |  | 1994-02-20 |  | Currently in Use | Diesel | 550 | Galvanic (STIP-3) | 1994-02-15 |  | Fiberglass Reinforced Plastic | Pressurized
STATEN TIRE | 1058 WEST AVE | CONYERS | Rockdale | 9122035 | 1 | [5 empty] | Removed from Ground | Gas (Historical Use) | 1000 | Not Marked/Unknown | 1975-03-13 | 1995-02-13 | Not Marked
CHRIS AUTOMOTIVE INC | 950 DOGWOOD DR | CONYERS | Rockdale | 9122053 | 2 |  |  | TRUE |  | TRUE | Closed in Ground | Used Oil | 1500 | Marked Unknown | 1996-01-10 | 1996-01-10 | Unknown
EDWARDS-WARREN TIRE CO | 1520 DOGWOOD DR | CONYERS | Rockdale | 1220011 | 3 | [5 empty] | Removed from Ground | Gas (Historical Use) | 5000 | Bare Steel | 1980-03-05 | 1899-12-31 | Galvanized Steel
RYDER TRANSPORTATION SERVICES #0520 | 1464 KLONDIKE RD | CONYERS | Rockdale | 1220078 | 7 |  | 1991-06-01 | TRUE | 1991-06-01 | TRUE | Removed from Ground | Used Oil | 1000 |  | 1991-01-01 | 2020-02-04 | Fiberglass Reinforced Plastic
RYDER TRANSPORTATION SERVICES #0520 | 1464 KLONDIKE RD | CONYERS | Rockdale | 1220078 | 5 |  |  | TRUE |  | TRUE | Removed from Ground | Used Oil | 3000 | Bare Steel | 1972-05-09 | 1991-03-01 | Bare Steel
RYDER TRANSPORTATION SERVICES #0520 | 1464 KLONDIKE RD | CONYERS | Rockdale | 1220078 | 4 |  |  | TRUE |  | TRUE | Removed from Ground | Used Oil | 3000 | Bare Steel | 1976-05-08 | 1991-03-01 | Bare Steel
LITHONIA LIGHTING | 1335 IND BLVD | CONYERS | Rockdale | 1220085 | 4 | [5 empty] | Removed from Ground | Other | 1000 | Bare Steel | 1961-05-14 | 1987-04-01 | Galvanized Steel
SIGMAN Z FOOD MART | 2291 SIGMAN RD | CONYERS | Rockdale | 1220082 | 4 | Ball Float | 1994-06-22 | FALSE | 1994-06-22 | FALSE | Currently in Use | Diesel | 12000 | Steel-Impressed Current | 1980-04-01 |  | Double-Walled Fiberglass | Pressurized
COURTESY FORD | 1540 IRIS DR | CONYERS | Rockdale | 1220075 | 1 |  |  | TRUE |  | TRUE | Removed from Ground | Used Oil | 500 | Bare Steel | 1986-05-06 | 1998-09-08 | Bare Steel
BP #25625 | 1280 GEORGIA HWY 138 | CONYERS | Rockdale | 1220065 | 1 |  |  | TRUE |  | TRUE | Removed from Ground | Used Oil | 550 | Bare Steel | 1965-05-07 | 1899-12-31 | Galvanized Steel
NEIGHBOURHOOD FOOD MART | 1353 KLONDIKE RD | CONYERS | Rockdale | 1220060 | 3 | Flapper Valve | 1985-01-01 | FALSE | 1985-01-01 | FALSE | Currently in Use | Diesel | 10000 | Fiberglass | 1985-05-06 |  | Fiberglass Reinforced Plastic | Pressurized
LAURENCE-DAVID INC | 139 N SALEM RD | CONYERS | Rockdale | 1220025 | 4 | [5 empty] | Removed from Ground | Diesel | 3000 | Bare Steel | 1972-03-15 | 1997-06-22 | Bare Steel
LAURENCE-DAVID INC | 139 N SALEM RD | CONYERS | Rockdale | 1220025 | 5 | [5 empty] | Removed from Ground | Gas (Historical Use) | 3000 | Bare Steel | 1972-03-15 | 1997-06-22 | Bare Steel
BP #25373 | 1285 GEORGIA HWY 138 | CONYERS | Rockdale | 1220045 | 6 |  |  | TRUE | 1964-04-28 | TRUE | Removed from Ground | Used Oil | 500 | Bare Steel | 1964-12-01 | 1998-03-16 | Galvanized Steel | Gravity Fed
BP #25373 | 1285 GEORGIA HWY 138 | CONYERS | Rockdale | 1220045 | 9 |  | 1998-04-01 |  | 1998-04-01 |  | Removed from Ground | Gas (Historical Use) | 10000 | Double Walled | 1998-04-01 | 2007-10-31 | Double Walled | Pressurized
BP #25373 | 1285 GEORGIA HWY 138 | CONYERS | Rockdale | 1220045 | 8 |  | 1998-04-01 |  | 1998-04-01 |  | Removed from Ground | Gas (Historical Use) | 10000 | Double Walled | 1998-04-01 | 2007-10-31 | Double Walled | Pressurized
FIRESTONE STORE #07HF 022136 | 1645 HWY 138 | CONYERS | Rockdale | 1220029 | 1 |  |  | TRUE |  | TRUE | Removed from Ground | Used Oil | 550 | Bare Steel | 1986-03-14 | 1995-04-27 | Bare Steel
CONYERS CHEVRON | 1776 GA HWY 138 | CONYERS | Rockdale | 1220054 | 2 | Flapper Valve | 1993-06-25 |  | 1993-06-25 |  | Currently in Use | Gas (Historical Use) | 10000 | Fiberglass | 1985-04-30 |  | Fiberglass Reinforced Plastic | Pressurized
CROSSROADS FOOD MART | 2910 HWY 212 SW | CONYERS | Rockdale | 9122033 | 7A |  | 1998-01-01 | FALSE | 1998-01-01 | TRUE | Currently in Use | Diesel | 6000 | Epoxy | 1998-01-01 |  |  | Pressurized
CHEVRON # 43411 | 2301 SIGMAN RD | CONYERS | Rockdale | 9000686 | 2 | [5 empty] | Removed from Ground | Gas (Historical Use) | 5000 | Cathodically Protected Steel | 1965-04-28 | 1990-08-01 | Galvanized Steel
FINA #131-6791-709/SALEM FINA MI | 2131 SALEM RD | CONYERS | Rockdale | 9122027 | 3 | [5 empty] | Removed from Ground | Gas (Historical Use) | 5000 | Bare Steel | 1967-04-28 | 1994-10-05 | Bare Steel | Pressurized
Teek7 LLC | 4975 HWY 20 N | CONYERS | Rockdale | 9122034 | 5 |  | 2002-08-01 | FALSE | 2002-08-01 | FALSE | Currently in Use | Premium | 4000 | Epoxy | 2002-08-01 |  | Fiberglass Reinforced Plastic | Pressurized
VACANT LOT | 1455 MILSTEAD ROAD | CONYERS | Rockdale | 9122063 | 1 | [5 empty] | Removed from Ground | Gas (Historical Use) | 1000 | Bare Steel | 1998-02-25 | 1998-02-25 | Galvanized Steel
BST/CONYERS CO/F5570 | 1028 N GREEN ST | CONYERS | Rockdale | 1220088 | 3 | [5 empty] | Removed from Ground | Diesel | 1000 | Bare Steel | 1965-01-01 | 1966-08-12 | Unknown | Suction (American)
RYDER TRANSPORTATION SERVICES #0520 | 1464 KLONDIKE RD | CONYERS | Rockdale | 1220078 | 3 | [5 empty] | Removed from Ground | Diesel | 10000 | Bare Steel | 1972-05-09 | 1991-03-01 | Bare Steel
GA POWER/CONYERS DIST OP HQ | 1465 GENERAL ARTS RD | CONYERS | Rockdale | 1220066 | 296052 |  | 1991-08-01 |  | 1991-08-01 |  | Removed from Ground | Diesel | 4000 | Composite | 1991-08-01 | 2002-05-14 | Fiberglass Reinforced Plastic | Pressurized
Chevron Food Mart | 1113 WEST AVE SW | CONYERS | Rockdale | 1220077 | E | Flapper Valve | 1994-11-01 |  | 1994-11-01 |  | Currently in Use | Gas (Historical Use) | 15000 | Galvanic (STIP-3) | 1994-11-16 |  | Copper | Pressurized
THE FORKS GROCERY | 1186 GREEN ST | CONYERS | Rockdale | 1220067 | 2 | [5 empty] | Removed from Ground | Gas (Historical Use) | 1000 | Bare Steel | 1966-05-12 | 1991-05-01 | Unknown
BP #25625 | 1280 GEORGIA HWY 138 | CONYERS | Rockdale | 1220065 | 3 | [5 empty] | Removed from Ground | Gas (Historical Use) | 6000 | Bare Steel | 1965-05-07 | 1899-12-31 | Galvanized Steel
SHELL FOOD MART | 1202 WEST AVE | CONYERS | Rockdale | 1220057; ASID: 1088 | 1 | [5 empty] | Removed from Ground | Gas (Historical Use) | 10000 | Fiberglass | 1981-04-30 | 1995-05-01 | Fiberglass Reinforced Plastic
LAURENCE-DAVID INC | 139 N SALEM RD | CONYERS | Rockdale | 1220025 | 7 | [5 empty] | Removed from Ground | Empty | 3000 | Bare Steel | 1972-03-15 | 1997-06-22 | Bare Steel
LAURENCE-DAVID INC | 139 N SALEM RD | CONYERS | Rockdale | 1220025 | 1 | [5 empty] | Removed from Ground | Empty | 8000 | Bare Steel | 1972-03-15 | 1997-06-22 | Bare Steel
CONYERS MIDDLE SCHOOL | 355 SIGMAN RD | CONYERS | Rockdale | 1220038 | 1 | [5 empty] | Removed from Ground | Diesel | 300 | Bare Steel | 1980-04-12 | 1998-03-09 | Not Marked
SITTOM TRUCKING CO TERMINAL/RICH | 1555 INDUSTRIAL BLVD | CONYERS | Rockdale | 1220036 | 3 |  |  | TRUE |  | TRUE | Removed from Ground | Used Oil | 550 | Bare Steel | 1978-04-16 | 1993-03-05 | Bare Steel | Gravity Fed
CONYERS FOOD MART | 1695 HWY 20 NE | CONYERS | Rockdale | 1220037 | 3 |  | 1985-04-17 |  | 1985-04-17 |  | Removed from Ground | Gas (Historical Use) | 10000 | Cathodically Protected Steel | 1985-04-17 | 2010-03-16 | Fiberglass Reinforced Plastic | Pressurized
FORMER SVC STATION | SALEM ROAD | CONYERS | Rockdale | 9122047 | DUMMY | [5 empty] | Currently in Use | Diesel | 0 | Not Marked/Unknown |  |  | Not Marked
RACETRAC #2330 | 1744 HWY 138 NE | CONYERS | Rockdale | 9122040 | 2 | Ball Float | 1989-01-01 |  | 1989-01-01 |  | Removed from Ground | Gas (Historical Use) | 10000 | Fiberglass | 1989-01-01 | 2015-02-05 | Fiberglass Reinforced Plastic | Pressurized
ROCKDALE INDUSTRIES | 1650 OLD COVINGTON HWY | CONYERS | Rockdale | 9122032 | 2 | [5 empty] | Removed from Ground | Other | 0 | Not Marked/Unknown |  | 1899-12-31 | Not Marked
JIFFY LUBE | 1664 HWY 138 | CONYERS | Rockdale | 9122010 | 1 | [5 empty] | Removed from Ground | Other | 2000 | Composite | 1999-02-01 | 1999-02-01 | Galvanized Steel
Mountain Express Store #406 | 2442 LAKE ROCKAWAY RD | CONYERS | Rockdale | 9122030 | 2 |  | 1994-02-20 |  | 1994-02-20 |  | Currently in Use | Gas (Historical Use) | 8000 | Galvanic (STIP-3) | 1994-02-15 |  | Fiberglass Reinforced Plastic | Pressurized
FLEETWAY RUBBER | 1961 Rockdale Industrial Boulevard, NW | CONYERS | Rockdale | 9000398 | 1 |  |  | FALSE |  | FALSE | Removed from Ground |  | 1000 |  |  | 1992-01-01
THE KROGER CO | 1525 -B OLD COVINGTON HWY | CONYERS | Rockdale | 1220015 | 1 | [5 empty] | Removed from Ground | Diesel | 10000 | Bare Steel | 1979-03-05 | 1899-12-31 | Galvanized Steel
GERRY HARKINS | 2720 DOGWOOD DR SE | CONYERS | Rockdale | 1220017 | 2 | [5 empty] | Removed from Ground | Diesel | 1000 | Bare Steel | 1973-01-11 | 1991-03-01 | Galvanized Steel
CITY OF CONYERS PUBLIC WORKS | 1139 RAILROAD ST | CONYERS | Rockdale | 1220004 | 3 | [5 empty] | Removed from Ground | Empty | 1000 | Bare Steel | 1970-01-01 | 1995-03-09 | Unknown
CITY OF CONYERS/PUBLIC WORKS DEP | 1184 SCOTT ST | CONYERS | Rockdale | 1220001 | 1 | [5 empty] | Removed from Ground | Gas (Historical Use) | 1000 | Bare Steel | 1986-03-14 | 1989-11-01 | Unknown
E-Z SERVE #8257 | 3492 GA HWY 20 | CONYERS | Rockdale | 1220095 | 5 |  |  |  | 1988-01-01 |  | Removed from Ground | Gas (Historical Use) | 10000 | Composite | 1988-01-01 | 1998-05-19 | Fiberglass Reinforced Plastic | Pressurized
CONYERS INTERCHANGE PROPERTY LLC | 1417 HWY 138 SE | CONYERS | Rockdale | 1220080 | 2 | [5 empty] | Removed from Ground | Gas (Historical Use) | 12000 | Bare Steel | 1980-05-09 | 1899-12-31 | Galvanized Steel
ROCKDALE AWNING & IRON CO | 2183 SALEM RD | CONYERS | Rockdale | 1220073 | 1 | [5 empty] | Removed from Ground | Gas (Historical Use) | 1000 | Bare Steel | 1971-05-12 | 1988-01-01 | Galvanized Steel
BP #25625 | 1280 GEORGIA HWY 138 | CONYERS | Rockdale | 1220065 | 6 | [5 empty] | Removed from Ground | Gas (Historical Use) | 10000 | Bare Steel | 1980-05-03 | 1899-12-31 | Galvanized Steel
NEIGHBOURHOOD FOOD MART | 1353 KLONDIKE RD | CONYERS | Rockdale | 1220060 | 1 | Ball Float | 1985-01-01 | FALSE | 1985-01-01 | FALSE | Currently in Use | Regular | 12000 | Fiberglass | 1985-05-06 |  | Fiberglass Reinforced Plastic | Pressurized
LAURENCE-DAVID INC | 139 N SALEM RD | CONYERS | Rockdale | 1220025 | 2 | [5 empty] | Removed from Ground | Empty | 3000 | Bare Steel | 1972-03-15 | 1997-06-22 | Bare Steel
SHELL OIL CO | 1203 WEST AVE & 1-20 | CONYERS | Rockdale | 1220055 | 3 | [5 empty] | Closed in Ground | Gas (Historical Use) | 10000 | Fiberglass | 1978-05-02 | 1899-12-31 | Fiberglass Reinforced Plastic | Pressurized
RACETRAC #2330 | 1744 HWY 138 NE | CONYERS | Rockdale | 9122040 | 4 | Ball Float | 1989-01-01 |  | 1989-01-01 |  | Removed from Ground | Gas (Historical Use) | 10000 | Fiberglass | 1989-01-01 | 2015-02-05 | Fiberglass Reinforced Plastic | Pressurized
STATE PATROL POST #46/GA DEPT OF | 2150 IRIS DR | CONYERS | Rockdale | 1220009 | 2 |  | 1994-11-09 |  | 1994-11-09 |  | Removed from Ground | Gas (Historical Use) | 10000 | Cathodically Protected Steel | 1994-11-09 | 2002-05-16 | Fiberglass Reinforced Plastic | Suction (American)
CITY OF CONYERS PUBLIC WORKS | 1139 RAILROAD ST | CONYERS | Rockdale | 1220004 | 1 | [5 empty] | Removed from Ground | Gas (Historical Use) | 10000 | Bare Steel | 1970-01-01 | 1995-03-09 | Galvanized Steel | Safe Suction (Euro)
CITY OF CONYERS PUBLIC WORKS | 1139 RAILROAD ST | CONYERS | Rockdale | 1220004 | 4 |  | 1995-04-01 |  | 1995-04-01 |  | Currently in Use | Gas (Historical Use) | 10000 | Composite | 1995-04-01 |  | Fiberglass Reinforced Plastic | Pressurized
BST/CONYERS CO/F5570 | 1028 N GREEN ST | CONYERS | Rockdale | 1220088 | 4 |  | 1997-04-09 |  | 1997-04-09 |  | Currently in Use | Diesel | 6000 | Double Walled | 1997-04-09 |  | Copper | Suction (American)
NEIGHBOURHOOD FOOD MART | 1353 KLONDIKE RD | CONYERS | Rockdale | 1220060 | 2 | Ball Float | 1985-01-01 | FALSE | 1985-01-01 | FALSE | Currently in Use | Regular | 10000 | Fiberglass | 1985-05-06 |  | Fiberglass Reinforced Plastic | Pressurized
H H BARRUS INC DBA REXCO | 879 DAVIS DR SE | CONYERS | Rockdale | 1220041 | 1 | [5 empty] | Removed from Ground | Hazardous Substance | 4000 | Bare Steel | 1985-04-18 | 1999-10-01 | Galvanized Steel
RACETRAC #2330 | 1744 HWY 138 NE | CONYERS | Rockdale | 9122040 | 3 | Ball Float | 1989-01-01 |  | 1989-01-01 |  | Removed from Ground | Gas (Historical Use) | 10000 | Fiberglass | 1989-01-01 | 2015-02-05 | Fiberglass Reinforced Plastic | Pressurized
PEP BOYS #97 | 1132 NORTHLAKE DR | CONYERS | Rockdale | 9122070 | 2 | [5 empty] | Removed from Ground | Used Oil | 550 | Not Marked/Unknown | 1999-06-10 | 1999-06-10 | Not Marked
TEXACO | 1410 KLONDIKE RD | CONYERS | Rockdale | 10000855 | 1 | Ball Float | 2004-09-15 | FALSE | 2004-09-15 | FALSE | Currently in Use | Regular | 12000 | Fiberglass | 2004-07-16 |  | Double-Walled Fiberglass | Pressurized
RaceTrac #2330 - Sigman Rd. | 1744 HWY 138 | CONYERS | Rockdale | 10002487 | 3A | Overfill Alarm | 2015-07-23 | FALSE | 2015-07-23 | FALSE | Currently in Use | E-85 | 10000 | Fiberglass Double Walled | 2015-07-23 |  | Double-Walled Fiberglass | Pressurized
HOMERUN FOOD MART | 1256 GREEN ST | CONYERS | Rockdale | 10002471 | 1C | Flapper Valve | 2015-08-01 | FALSE | 2015-08-01 | FALSE | Currently in Use | Diesel | 3500 | Composite Double Walled | 2015-06-01 |  | Double-Walled Fiberglass | Pressurized
SHELL FOOD MART | 1202 WEST AVE | CONYERS | Rockdale | 1220057; ASID: 1088 | 3 | [5 empty] | Removed from Ground | Gas (Historical Use) | 10000 | Fiberglass | 1981-04-30 | 1995-06-01 | Fiberglass Reinforced Plastic
BP #25373 | 1285 GEORGIA HWY 138 | CONYERS | Rockdale | 1220045 | 12 | Ball Float | 2011-06-01 | FALSE | 2011-06-01 | FALSE | Removed from Ground | Gas (Historical Use) | 8000 | Fiberglass Double Walled | 2011-06-01 | 2014-10-07 | Double-Walled Fiberglass | Pressurized
BP #25373 | 1285 GEORGIA HWY 138 | CONYERS | Rockdale | 1220045 | 2 |  | 1964-04-28 |  | 1964-04-28 |  | Removed from Ground | Gas (Historical Use) | 6000 | Bare Steel | 1964-04-28 | 1998-03-16 | Galvanized Steel
PATRICK & BENSON GROCERY | 1058 SOUTH GREEN ST | CONYERS | Rockdale | 1220018 | 4 | [5 empty] | Removed from Ground | Gas (Historical Use) | 2000 | Bare Steel | 1974-02-21 | 1995-01-03 | Galvanized Steel
CONYERS BUICK PONTIAC GMC/MCGIBO | 1800 IRIS DR | CONYERS | Rockdale | 1220016 | 169655 |  |  | TRUE |  | TRUE | Removed from Ground | Used Oil | 550 | Bare Steel | 1981-01-01 | 1991-10-01 | Bare Steel
CHARLES EVANS IMPORTS INC | 1420 IRIS DR | CONYERS | Rockdale | 1220007 | 1 |  |  | TRUE |  | TRUE | Removed from Ground | Used Oil | 500 | Bare Steel | 1971-01-10 | 1996-10-15 | Unknown
E-Z SERVE #8257 | 3492 GA HWY 20 | CONYERS | Rockdale | 1220095 | 3 |  |  |  | 1988-01-01 |  | Removed from Ground | Gas (Historical Use) | 10000 | Composite | 1988-01-01 | 1998-05-19 | Fiberglass Reinforced Plastic | Pressurized
SHELL FOOD MART | 1202 WEST AVE | CONYERS | Rockdale | 1220057; ASID: 1088 | 2 | [5 empty] | Removed from Ground | Gas (Historical Use) | 10000 | Fiberglass | 1981-04-30 | 1995-06-01 | Fiberglass Reinforced Plastic
LAURENCE-DAVID INC | 139 N SALEM RD | CONYERS | Rockdale | 1220025 | 3 | [5 empty] | Removed from Ground | Diesel | 3000 | Bare Steel | 1972-03-15 | 1997-06-22 | Bare Steel
CONYERS FOOD MART | 1695 HWY 20 NE | CONYERS | Rockdale | 1220037 | 4 |  | 1985-04-17 |  | 1985-04-17 |  | Removed from Ground | Kerosene | 4000 | Cathodically Protected Steel | 1985-04-17 | 2010-03-16 | Fiberglass Reinforced Plastic | Suction (American)
SHELL OIL CO | 1203 WEST AVE & 1-20 | CONYERS | Rockdale | 1220055 | 2 | [5 empty] | Closed in Ground | Gas (Historical Use) | 10000 | Fiberglass | 1978-05-02 | 1899-12-31 | Fiberglass Reinforced Plastic | Pressurized
BP #25373 | 1285 GEORGIA HWY 138 | CONYERS | Rockdale | 1220045 | 11 | Ball Float | 2011-06-01 | FALSE | 2011-06-01 | FALSE | Removed from Ground | Gas (Historical Use) | 12000 | Fiberglass Double Walled | 2011-06-01 | 2014-10-07 | Double-Walled Fiberglass | Pressurized
BP #25373 | 1285 GEORGIA HWY 138 | CONYERS | Rockdale | 1220045 | 3 |  | 1964-04-28 |  | 1964-04-28 |  | Removed from Ground | Gas (Historical Use) | 6000 | Bare Steel | 1964-04-28 | 1998-03-16 | Galvanized Steel | Pressurized
CONYERS CHEVRON | 1776 GA HWY 138 | CONYERS | Rockdale | 1220054 | 3 | Flapper Valve | 1993-06-25 |  | 1993-06-25 |  | Currently in Use | Gas (Historical Use) | 10000 | Fiberglass | 1985-04-30 |  | Fiberglass Reinforced Plastic | Pressurized
NISHA PROPERTIES LLC | 1437 GA HWY 138 SE | CONYERS | Rockdale | 1220086 | 2 |  | 1993-01-01 |  | 1993-01-01 |  | Currently in Use | Gas (Historical Use) | 10000 | Fiberglass | 1986-01-01 |  | Fiberglass Reinforced Plastic | Pressurized
ROCKDALE INDUSTRIES | 1650 OLD COVINGTON HWY | CONYERS | Rockdale | 9122032 | 1 | [5 empty] | Removed from Ground | Diesel | 10000 | Not Marked/Unknown |  | 1899-12-31 | Not Marked
PAGES QUICK STOP | 4669 HWY 20 S | CONYERS | Rockdale | 9122002 | 3 | Ball Float | 1987-01-01 | FALSE | 1994-01-01 | FALSE | Currently in Use | Diesel On Road | 10000 | Galvanic (STIP-3) | 2001-08-30 |  | Fiberglass Reinforced Plastic | Pressurized
Circle K 2745126 | 1477 HWY 138 SW | CONYERS | Rockdale | 9122048 | 5 |  | 2014-02-25 | FALSE | 2014-02-25 | FALSE | Currently in Use | Gas (Historical Use) | 15000 | Composite Double Walled | 2014-02-25 |  | Double-Walled Flex | Pressurized
SHELL @ 1800 LLC | 1800 GA HWY 138 | CONYERS | Rockdale | 9122061 | 2 | Ball Float | 1997-03-01 | FALSE | 1997-03-01 | FALSE | Currently in Use | Premium | 15000 | Fiberglass Double Walled | 1997-03-01 |  | Fiberglass Reinforced Plastic | Pressurized
PENSKE TRUCK LEASING CO L P | 251 PENSKE DR | CONYERS | Rockdale | 9122031 | 1 | Flapper Valve | 1993-12-01 | FALSE | 1993-12-01 | FALSE | Currently in Use | Diesel | 20000 | Composite | 1993-12-08 |  | Double-Walled Fiberglass | Pressurized
SHIRIN ENTERPRISES, INC. | 1804 FLAT SHOALS RD | CONYERS | Rockdale | 9122012 | 168417 |  | 1990-08-31 | FALSE | 1990-08-31 | FALSE | Temporarily out of use |  | 8000 | Galvanic (STIP-3) | 1998-12-31 |  | Fiberglass Reinforced Plastic | Pressurized
GET N GO | 1965 SIGMAN RD | CONYERS | Rockdale | 10000730 | 2 | Ball Float | 2004-08-27 | FALSE | 2004-08-27 | FALSE | Currently in Use | Premium | 12000 | Epoxy | 2004-08-27 |  | Fiberglass Reinforced Plastic | Pressurized
BIO-LAB INC PLANT #4 | 1735 DOGWOOD DR | CONYERS | Rockdale | 1220028 | T-26 | [5 empty] | Removed from Ground | Diesel | 10000 | Bare Steel | 1971-01-01 | 1991-07-27 | Galvanized Steel
OMEGA BUILDERS LLC | 1827 HWY 212 | CONYERS | Rockdale | 1220061 | 2 | [5 empty] | Removed from Ground | Gas (Historical Use) | 2000 | Bare Steel | 1986-05-01 | 1988-08-25 | Galvanized Steel
OMEGA BUILDERS LLC | 1827 HWY 212 | CONYERS | Rockdale | 1220061 | 8 | Flapper Valve | 1995-01-31 | FALSE | 1995-01-31 | FALSE | Currently in Use | Diesel | 8000 | Steel-Impressed Current | 1986-01-01 |  | Steel (Impressed Current) | Pressurized
NISHA PROPERTIES LLC | 1437 GA HWY 138 SE | CONYERS | Rockdale | 1220086 | 3 |  | 1993-01-01 |  | 1993-01-01 |  | Currently in Use | Gas (Historical Use) | 10000 | Fiberglass | 1986-01-01 |  | Fiberglass Reinforced Plastic | Pressurized
Circle K 2745126 | 1477 HWY 138 SW | CONYERS | Rockdale | 9122048 | 6 |  | 2014-02-25 | FALSE | 2014-02-25 | FALSE | Currently in Use | Gas (Historical Use) | 8000 | Composite Double Walled | 2014-02-25 |  | Double-Walled Flex | Pressurized
CONYERS RMLR 25623 (QVL) | GEES MILL RD | CONYERS | Rockdale | 1220042 | 1 |  |  | FALSE |  | FALSE | Permanently Out of Use - historical purposes | Gas (Historical Use) | 550 | Bare Steel | 1962-04-27 | 1992-04-27 | Copper
CONYERS CHEVRON | 1776 GA HWY 138 | CONYERS | Rockdale | 1220054 | 1 | Flapper Valve | 1993-06-25 |  | 1993-06-25 |  | Currently in Use | Gas (Historical Use) | 10000 | Fiberglass | 1985-04-30 |  | Fiberglass Reinforced Plastic | Pressurized
JACKS PURE | 937 MAIN ST | CONYERS | Rockdale | 1220074 | 2 | [5 empty] | Removed from Ground | Gas (Historical Use) | 2000 | Bare Steel | 1971-05-12 | 1899-12-31 | Galvanized Steel | Suction (American)
GIBSON-HOMANS CO | 1721 OLD COVINGTON HWY N E | CONYERS | Rockdale | 1220013 | 2 | [5 empty] | Removed from Ground | Other | 6000 | Bare Steel | 1976-03-01 | 1993-02-23 | Galvanized Steel | Safe Suction (Euro)
PENSKE TRUCK LEASING CO L P | 251 PENSKE DR | CONYERS | Rockdale | 9122031 | 2 | Flapper Valve | 1993-12-01 | FALSE | 1993-12-01 | FALSE | Temporarily out of use | Regular | 12000 | Composite | 1993-12-08 |  | Double-Walled Fiberglass | Pressurized
GOLDEN STATE FOODS/PENSKE TRUCK | 1525 -A OLD COVINGTON RD NE | CONYERS | Rockdale | 9122009 | 1 | [5 empty] | Removed from Ground | Diesel | 10000 | Fiberglass | 1980-01-01 | 1899-12-31 | Galvanized Steel
CROSSROADS FOOD MART | 2910 HWY 212 SW | CONYERS | Rockdale | 9122033 | 7B |  | 1998-01-01 |  | 1998-01-01 | TRUE | Temporarily out of use | Kerosene | 2000 | Epoxy | 1998-01-01 |  |  | Pressurized
Dolat Partners USA LLC DBA: Chevron FoodMart | 2302 EBENEZER RD | CONYERS | Rockdale | 1220020 | 3 | Ball Float | 1997-06-01 | FALSE | 1997-06-01 | FALSE | Currently in Use | Premium | 8000 | Galvanic (STIP-3) | 1981-02-22 |  | Steel (Impressed Current) | Pressurized
Daredia Investments Inc | 2280 HWY 212 | CONYERS | Rockdale | 10002605 | 1C | Flapper Valve | 2016-06-15 | FALSE | 2016-06-15 | FALSE | Currently in Use | Diesel | 3500 | Composite Double Walled | 2016-06-01 |  | Double-Walled Fiberglass | Pressurized
SHELL FOOD MART | 1202 WEST AVE | CONYERS | Rockdale | 1220057; ASID: 1088 | 6 | Flapper Valve | 1995-06-19 | FALSE | 1995-06-19 | FALSE | Currently in Use | Plus | 10000 |  | 1995-06-19 |  | Fiberglass Reinforced Plastic | Pressurized
LAURENCE-DAVID INC | 139 N SALEM RD | CONYERS | Rockdale | 1220025 | 6 | [5 empty] | Removed from Ground | Diesel | 3000 | Bare Steel | 1972-03-15 | 1997-06-22 | Bare Steel
H H BARRUS INC DBA REXCO | 879 DAVIS DR SE | CONYERS | Rockdale | 1220041 | 3 | [5 empty] | Removed from Ground | Other | 1000 | Cathodically Protected Steel | 1985-04-18 | 1999-10-15 | Galvanized Steel
SITTOM TRUCKING CO TERMINAL/RICH | 1555 INDUSTRIAL BLVD | CONYERS | Rockdale | 1220036 | 2 | [5 empty] | Removed from Ground | Diesel | 24000 | Bare Steel | 1978-04-16 | 1993-03-05 | Bare Steel | Pressurized
RACETRAC #2330 | 1744 HWY 138 NE | CONYERS | Rockdale | 9122040 | 1 | Ball Float | 1989-01-01 |  | 1989-01-01 |  | Removed from Ground | Diesel | 4000 | Fiberglass | 1989-01-01 | 2015-02-05 | Fiberglass Reinforced Plastic
SHELL @ 1800 LLC | 1800 GA HWY 138 | CONYERS | Rockdale | 9122061 | 1 |  | 1997-03-01 | FALSE | 1997-03-01 | FALSE | Currently in Use | Regular | 15000 | Fiberglass Double Walled | 1997-03-01 |  | Fiberglass Reinforced Plastic | Pressurized
JIFFY LUBE | 1664 HWY 138 | CONYERS | Rockdale | 9122010 | 2 | [5 empty] | Removed from Ground | Other | 4000 | Composite | 1999-02-01 | 1999-02-01 | Galvanized Steel
TEXACO | 1410 KLONDIKE RD | CONYERS | Rockdale | 10000855 | 3 | Ball Float | 2004-09-15 | FALSE | 2004-09-15 | FALSE | Currently in Use | Diesel | 12000 | Fiberglass | 2004-07-16 |  | Double-Walled Fiberglass | Pressurized
ROCKDALE AWNING & IRON CO | 2183 SALEM RD | CONYERS | Rockdale | 1220073 | 2 | [5 empty] | Removed from Ground | Diesel | 560 | Bare Steel | 1976-05-10 | 1990-01-01 | Galvanized Steel
BIO-LAB INC PLANT #4 | 1735 DOGWOOD DR | CONYERS | Rockdale | 1220028 | T-24 | [5 empty] | Removed from Ground | Other | 8000 | Bare Steel | 1976-03-15 | 1992-03-09 | Galvanized Steel
BIO-LAB INC PLANT #4 | 1735 DOGWOOD DR | CONYERS | Rockdale | 1220028 | T-25 | [5 empty] | Removed from Ground | Other | 2000 | Bare Steel | 1976-03-15 | 1992-03-09 | Galvanized Steel
BP #25373 | 1285 GEORGIA HWY 138 | CONYERS | Rockdale | 1220045 | 7 | [5 empty] | Removed from Ground | Diesel | 500 | Bare Steel | 1998-03-16 | 1998-03-16 | Galvanized Steel | Gravity Fed
BP #25373 | 1285 GEORGIA HWY 138 | CONYERS | Rockdale | 1220045 | 10 |  | 1998-04-01 |  | 1998-04-01 |  | Removed from Ground | Gas (Historical Use) | 10000 | Double Walled | 1998-04-01 | 2007-10-31 | Double Walled | Pressurized
BP #25373 | 1285 GEORGIA HWY 138 | CONYERS | Rockdale | 1220045 | 4 |  | 1964-04-28 |  | 1964-04-28 |  | Removed from Ground | Gas (Historical Use) | 6000 | Bare Steel | 1964-04-28 | 1998-03-16 | Galvanized Steel | Pressurized
JACKS PURE | 937 MAIN ST | CONYERS | Rockdale | 1220074 | 1 | [5 empty] | Removed from Ground | Gas (Historical Use) | 2000 | Bare Steel | 1971-05-12 | 1899-12-31 | Galvanized Steel | Suction (American)
CIRCLE K/MR B'S CITGO #14 | FIELDSTONE MALL/PLAZA | CONYERS | Rockdale | 9000083 | 1 | [5 empty] | Removed from Ground | Gas (Historical Use) | 12000 | Bare Steel | 1973-05-10 | 1994-08-22 | Galvanized Steel | Pressurized
Circle K 2745126 | 1477 HWY 138 SW | CONYERS | Rockdale | 9122048 | 3 | Flapper Valve | 1989-12-14 |  | 1989-12-14 |  | Removed from Ground | Gas (Historical Use) | 8200 | Galvanic (STIP-3) | 1989-12-14 | 2014-02-01 | Fiberglass Reinforced Plastic | Pressurized
PAGES QUICK STOP | 4669 HWY 20 S | CONYERS | Rockdale | 9122002 | 4 | Ball Float | 1987-01-01 | FALSE | 1994-01-01 | FALSE | Currently in Use | Diesel Off Road | 2000 | Galvanic (STIP-3) | 2001-08-30 |  | Fiberglass Reinforced Plastic | Pressurized
PAGES QUICK STOP | 4669 HWY 20 S | CONYERS | Rockdale | 9122002 | 1 | Ball Float | 1987-01-01 | FALSE | 1994-01-01 | FALSE | Currently in Use | Regular | 10000 | Galvanic (STIP-3) | 2001-08-30 |  | Fiberglass Reinforced Plastic | Pressurized
SHIRIN ENTERPRISES, INC. | 1804 FLAT SHOALS RD | CONYERS | Rockdale | 9122012 | 168413 | Ball Float | 1990-08-31 | FALSE | 1990-08-31 | FALSE | Currently in Use | Regular | 8000 | Galvanic (STIP-3) | 1998-12-31 |  | Fiberglass Reinforced Plastic | Pressurized
RaceTrac #2330 - Sigman Rd. | 1744 HWY 138 | CONYERS | Rockdale | 10002487 | 3B | Overfill Alarm | 2015-07-23 | FALSE | 2015-07-23 | FALSE | Currently in Use | Diesel | 10000 | Fiberglass Double Walled | 2015-07-23 |  | Double-Walled Fiberglass | Pressurized
Daredia Investments Inc | 2280 HWY 212 | CONYERS | Rockdale | 10002605 | 1A | Flapper Valve | 2016-06-15 | FALSE | 2016-06-15 | FALSE | Currently in Use | Regular | 13000 | Composite Double Walled | 2016-06-01 |  | Double-Walled Fiberglass | Pressurized
SIGMAN Z FOOD MART | 2291 SIGMAN RD | CONYERS | Rockdale | 1220082 | 3 | Ball Float | 1994-06-22 | FALSE | 1994-06-22 | FALSE | Currently in Use | Premium | 12000 | Steel-Impressed Current | 1980-04-01 |  | Double-Walled Fiberglass | Pressurized
PENSKE TRUCK LEASING | 1481 DOGWOOD DR | CONYERS | Rockdale | 1220062 | 3 |  |  | TRUE |  | TRUE | Removed from Ground | Used Oil | 1000 | Fiberglass | 1973-01-01 | 1993-06-03 | Fiberglass Reinforced Plastic | Suction (American)
CONYERS FOOD MART | 1695 HWY 20 NE | CONYERS | Rockdale | 1220037 | 2 |  | 1985-04-17 |  | 1985-04-17 |  | Removed from Ground | Gas (Historical Use) | 10000 | Cathodically Protected Steel | 1985-04-17 | 2010-03-16 | Fiberglass Reinforced Plastic | Pressurized
BP #25373 | 1285 GEORGIA HWY 138 | CONYERS | Rockdale | 1220045 | 13 | Ball Float | 2011-06-01 | FALSE | 2011-06-01 | FALSE | Removed from Ground | Diesel | 8000 | Fiberglass Double Walled | 2011-06-01 | 2014-10-07 | Double-Walled Fiberglass | Pressurized
BP #25373 | 1285 GEORGIA HWY 138 | CONYERS | Rockdale | 1220045 | 1 |  | 1982-04-24 |  | 1982-04-24 |  | Removed from Ground | Gas (Historical Use) | 10000 | Cathodically Protected Steel | 1982-04-24 | 1998-03-16 | Galvanized Steel | Pressurized
OMEGA BUILDERS LLC | 1827 HWY 212 | CONYERS | Rockdale | 1220061 | 3 | [5 empty] | Removed from Ground | Gas (Historical Use) | 1000 | Bare Steel | 1986-05-01 | 1988-08-25 | Galvanized Steel
NISHA PROPERTIES LLC | 1437 GA HWY 138 SE | CONYERS | Rockdale | 1220086 | 4 |  | 1993-01-01 |  | 1993-01-01 |  | Currently in Use | Diesel | 10000 | Fiberglass | 1986-01-01 |  | Fiberglass Reinforced Plastic | Pressurized
GIBSON-HOMANS CO | 1721 OLD COVINGTON HWY N E | CONYERS | Rockdale | 1220013 | 3 | [5 empty] | Removed from Ground | Diesel | 6000 | Bare Steel | 1976-03-01 | 1993-02-23 | Galvanized Steel | Safe Suction (Euro)
SHIRIN ENTERPRISES, INC. | 1804 FLAT SHOALS RD | CONYERS | Rockdale | 9122012 | 160859 |  | 1990-08-31 | FALSE | 1990-08-31 | FALSE | Currently in Use | Diesel | 2000 | Galvanic (STIP-3) | 1998-12-31 |  | Fiberglass Reinforced Plastic | Safe Suction (Euro)
RaceTrac #2330 - Sigman Rd. | 1744 HWY 138 | CONYERS | Rockdale | 10002487 | 2B | Overfill Alarm | 2015-07-23 | FALSE | 2015-07-23 | FALSE | Currently in Use | Gas (Historical Use) | 10000 | Fiberglass Double Walled | 2015-07-23 |  | Double-Walled Fiberglass | Pressurized
HOMERUN FOOD MART | 1256 GREEN ST | CONYERS | Rockdale | 10002471 | 1A | Flapper Valve | 2015-08-01 | FALSE | 2015-08-01 | FALSE | Currently in Use | Regular | 13000 | Composite Double Walled | 2015-06-01 |  | Double-Walled Fiberglass | Pressurized
GET N GO | 1965 SIGMAN RD | CONYERS | Rockdale | 10000730 | 5 | Ball Float | 2004-08-27 | FALSE | 2004-08-27 | FALSE | Currently in Use | Kerosene | unknown | Epoxy | 2004-08-27 |  | Fiberglass Reinforced Plastic | Pressurized
GET N GO | 1965 SIGMAN RD | CONYERS | Rockdale | 10000730 | 4 | Ball Float | 2004-08-27 | FALSE | 2004-08-27 | FALSE | Currently in Use | Diesel Off Road | unknown | Epoxy | 2004-08-27 |  | Fiberglass Reinforced Plastic | Pressurized
KING'S OIL #325 | 1801 SIGMAN RD | CONYERS | Rockdale | 10000473 | 2A | Ball Float | 2003-09-12 | FALSE | 2003-09-12 | FALSE | Currently in Use | Premium | 6000 | Fiberglass | 2003-08-27 |  | Double-Walled Fiberglass | Pressurized
SHELL OIL CO | 1203 WEST AVE & 1-20 | CONYERS | Rockdale | 1220055 | 1 | [5 empty] | Closed in Ground | Gas (Historical Use) | 10000 | Fiberglass | 1978-05-02 | 1899-12-31 | Fiberglass Reinforced Plastic | Pressurized
OMEGA BUILDERS LLC | 1827 HWY 212 | CONYERS | Rockdale | 1220061 | 7 | Flapper Valve | 1995-01-31 | FALSE | 1995-01-31 | FALSE | Currently in Use | Premium | 8000 | Steel-Impressed Current | 1986-01-01 |  | Steel (Impressed Current) | Pressurized
OMEGA BUILDERS LLC | 1827 HWY 212 | CONYERS | Rockdale | 1220061 | 5 | Flapper Valve | 1998-01-31 | FALSE | 1998-01-31 | FALSE | Currently in Use | Regular | 8000 | Steel-Impressed Current | 1986-05-01 |  | Steel (Impressed Current) | Pressurized
OMEGA BUILDERS LLC | 1827 HWY 212 | CONYERS | Rockdale | 1220061 | 4 | [5 empty] | Removed from Ground | Diesel | 1000 | Bare Steel | 1986-05-01 | 1988-08-25 | Galvanized Steel
NISHA PROPERTIES LLC | 1437 GA HWY 138 SE | CONYERS | Rockdale | 1220086 | 1 |  | 1993-01-01 |  | 1993-01-01 |  | Currently in Use | Gas (Historical Use) | 10000 | Fiberglass | 1986-01-01 |  | Fiberglass Reinforced Plastic | Pressurized
GIBSON-HOMANS CO | 1721 OLD COVINGTON HWY N E | CONYERS | Rockdale | 1220013 | 4 | [5 empty] | Removed from Ground | Gas (Historical Use) | 500 | Bare Steel | 1976-03-01 | 1990-08-09 | Galvanized Steel
QUIKTRIP #761 | 1340 KLONDIKE RD | CONYERS | Rockdale | 10001758 | 2 | Flapper Valve | 2009-08-01 | FALSE | 2009-08-01 | FALSE | Currently in Use | E-10 | 20000 | Fiberglass Double Walled | 2009-02-01 |  | Double-Walled Fiberglass | Pressurized
2300 SIGMAN ROAD CENTER LLC D/B/A SIGMAN FOOD MART | 2300 SIGMAN RD | CONYERS | Rockdale | 10001589 | 2B | Flapper Valve | 2008-06-02 | FALSE | 2008-06-02 | FALSE | Currently in Use | Diesel | 7000 | Fiberglass Double Walled | 2008-05-28 |  | Double-Walled Fiberglass | Pressurized
Store at 3540 LLC | 3540 GA HWY 20 | CONYERS | Rockdale | 10001142 | 1 | Ball Float | 2005-08-01 | FALSE | 2005-08-01 | FALSE | Currently in Use | Regular | 12000 | Epoxy | 2005-08-01 |  | Fiberglass Reinforced Plastic | Pressurized
GET N GO | 1965 SIGMAN RD | CONYERS | Rockdale | 10000730 | 1 | Ball Float | 2004-08-27 | FALSE | 2004-08-27 | FALSE | Currently in Use | Regular | 12000 | Epoxy | 2004-08-27 |  | Fiberglass Reinforced Plastic | Pressurized
PAGES QUICK STOP | 4669 HWY 20 S | CONYERS | Rockdale | 9122002 | 2 | Ball Float | 1987-01-01 | FALSE | 1994-01-01 | FALSE | Currently in Use | Premium | 10000 | Galvanic (STIP-3) | 2001-08-30 |  | Fiberglass Reinforced Plastic | Pressurized
SHIRIN ENTERPRISES, INC. | 1804 FLAT SHOALS RD | CONYERS | Rockdale | 9122012 | 168423 |  | 1990-08-31 | FALSE | 1990-08-31 | FALSE | Currently in Use | Plus | 8000 | Galvanic (STIP-3) | 1998-12-31 |  | Fiberglass Reinforced Plastic | Pressurized
CROSSROADS FOOD MART | 2910 HWY 212 SW | CONYERS | Rockdale | 9122033 | 1 | [5 empty] | Removed from Ground | Gas (Historical Use) | 3000 | Bare Steel | 1997-08-01 | 1997-08-01 | Galvanized Steel | Safe Suction (Euro)
TEXACO | 1410 KLONDIKE RD | CONYERS | Rockdale | 10000855 | 2 | Ball Float | 2005-09-14 | FALSE | 2004-09-15 | FALSE | Currently in Use | Premium | 12000 | Fiberglass | 2004-07-16 |  | Double-Walled Fiberglass | Pressurized
HOMERUN FOOD MART | 1256 GREEN ST | CONYERS | Rockdale | 10002471 | 1B | Flapper Valve | 2015-08-01 | FALSE | 2015-08-01 | FALSE | Currently in Use | Premium | 3500 | Composite Double Walled | 2015-06-01 |  | Double-Walled Fiberglass | Pressurized
Store at 3540 LLC | 3540 GA HWY 20 | CONYERS | Rockdale | 10001142 | 3 | Ball Float | 2005-08-01 | FALSE | 2005-08-01 | FALSE | Currently in Use | Diesel | 4000 | Epoxy | 2005-08-01 |  | Fiberglass Reinforced Plastic | Pressurized
CROSSROADS FOOD MART | 2910 HWY 212 SW | CONYERS | Rockdale | 9122033 | 2 | [5 empty] | Removed from Ground | Gas (Historical Use) | 3000 | Bare Steel | 1997-08-01 | 1997-08-01 | Galvanized Steel | Safe Suction (Euro)
QUIKTRIP #761 | 1340 KLONDIKE RD | CONYERS | Rockdale | 10001758 | 3B |  | 2009-08-01 | FALSE | 2009-08-01 | FALSE | Currently in Use | Diesel | 8000 | Fiberglass Double Walled | 2009-02-01 |  | Double-Walled Fiberglass | Pressurized
Daredia Investments Inc | 2280 HWY 212 | CONYERS | Rockdale | 10002605 | 1B | Flapper Valve | 2016-06-15 | FALSE | 2016-06-15 | FALSE | Currently in Use | Premium | 3500 | Composite Double Walled | 2016-06-01 |  | Double-Walled Fiberglass | Pressurized
CHEVRON FOOD MART | 1135 SIGMAN RD @ BROOKSTONE LAKES | CONYERS | Rockdale | 10001530 | 3 |  | 2012-11-02 | FALSE | 2012-11-02 | FALSE | Currently in Use | Diesel | 7000 | Composite Double Walled | 2008-01-25 |  | Double-Walled Fiberglass | Pressurized
GREENLEAF CONTRACTING | 2058 OLD COVINGTON HIGHWAY | CONYERS | Rockdale | 10000940 | 1 |  |  | FALSE |  | FALSE | Removed from Ground | Used Oil | 250 | Bare Steel | 1991-01-01 | 2005-07-14
Store at 3540 LLC | 3540 GA HWY 20 | CONYERS | Rockdale | 10001142 | 2 | Ball Float | 2005-08-01 | FALSE | 2005-08-01 | FALSE | Currently in Use | Premium | 8000 | Epoxy | 2005-08-01 |  | Fiberglass Reinforced Plastic | Pressurized
SITTOM TRUCKING CO TERMINAL/RICH | 1555 INDUSTRIAL BLVD | CONYERS | Rockdale | 1220036 | 1 | [5 empty] | Removed from Ground | Diesel | 10000 | Bare Steel | 1978-04-16 | 1993-03-05 | Bare Steel | Pressurized
CONYERS FOOD MART | 1695 HWY 20 NE | CONYERS | Rockdale | 1220037 | 1 |  | 1985-04-17 |  | 1985-04-17 |  | Removed from Ground | Gas (Historical Use) | 10000 | Cathodically Protected Steel | 1985-04-17 | 2010-03-16 | Fiberglass Reinforced Plastic | Pressurized
OMEGA BUILDERS LLC | 1827 HWY 212 | CONYERS | Rockdale | 1220061 | 6 | Flapper Valve | 1995-01-31 | FALSE | 1995-01-31 | FALSE | Currently in Use | Regular | 8000 | Steel-Impressed Current | 1986-05-01 |  | Fiberglass Reinforced Plastic | Pressurized
JACKS PURE | 937 MAIN ST | CONYERS | Rockdale | 1220074 | 3 | [5 empty] | Removed from Ground | Gas (Historical Use) | 1000 | Bare Steel | 1976-05-10 | 1899-12-31 | Galvanized Steel | Suction (American)
Dolat Partners USA LLC DBA: Chevron FoodMart | 2302 EBENEZER RD | CONYERS | Rockdale | 1220020 | 2 | Ball Float | 1997-06-01 | FALSE | 1997-06-01 | FALSE | Currently in Use | Plus | 8000 | Galvanic (STIP-3) | 1981-02-22 |  | Steel (Impressed Current) | Pressurized
ROCKDALE COUNTY JAIL | 911 CHAMBERS DR | CONYERS | Rockdale | 10001323 | 1 |  | 2012-01-06 | FALSE | 2012-01-06 | FALSE | Currently in Use | Diesel | 500 | Fiberglass | 1989-01-01 |  | Secondary Containment | Pressurized
GET N GO | 1965 SIGMAN RD | CONYERS | Rockdale | 10000730 | 3 | Ball Float | 2004-08-27 | FALSE | 2004-08-27 | FALSE | Currently in Use | Diesel | 12000 | Epoxy | 2004-08-27 |  | Fiberglass Reinforced Plastic | Pressurized
KING'S OIL #325 | 1801 SIGMAN RD | CONYERS | Rockdale | 10000473 | 1 | Ball Float | 2003-09-12 | FALSE | 2003-09-12 | FALSE | Currently in Use | Regular | 12000 | Fiberglass | 2003-08-27 |  | Double-Walled Fiberglass | Pressurized
CONYERS SITE #14 | 2000 OLD COVINGTON HWY | CONYERS | Rockdale | 9122013 | 1 |  | 1997-12-30 |  | 1997-12-30 |  | Removed from Ground | Diesel | 275 | Cathodically Protected Steel | 1986-01-01 | 2001-11-06 | Double Walled
CROSSROADS FOOD MART | 2910 HWY 212 SW | CONYERS | Rockdale | 9122033 | 6A | [5 empty] | Removed from Ground | Diesel | 1500 | Composite | 1997-08-25 | 1997-08-25 | Double Walled | Pressurized
CROSSROADS FOOD MART | 2910 HWY 212 SW | CONYERS | Rockdale | 9122033 | 6B | [5 empty] | Removed from Ground | Kerosene | 1500 | Composite | 1997-08-25 | 1997-08-25 | Double Walled | Pressurized
QUIKTRIP #761 | 1340 KLONDIKE RD | CONYERS | Rockdale | 10001758 | 1 | Flapper Valve | 2009-08-01 | FALSE | 2009-08-01 | FALSE | Currently in Use | E-10 | 20000 | Fiberglass Double Walled | 2009-02-01 |  | Double-Walled Fiberglass | Pressurized
2300 SIGMAN ROAD CENTER LLC D/B/A SIGMAN FOOD MART | 2300 SIGMAN RD | CONYERS | Rockdale | 10001589 | 2A | Flapper Valve | 2008-06-02 | FALSE | 2008-06-02 | FALSE | Currently in Use | Premium | 8000 | Fiberglass Double Walled | 2008-05-28 |  | Double-Walled Fiberglass | Pressurized
BJS WHOLESALE CLUB | 1800 DOGWOOD DR | CONYERS | Rockdale | 10000015 | 2A |  | 2002-04-26 | FALSE | 2002-04-26 | FALSE | Currently in Use | Regular | 8000 | Fiberglass Double Walled | 2002-05-15 |  | Double-Walled Fiberglass | Pressurized
Circle K 2745126 | 1477 HWY 138 SW | CONYERS | Rockdale | 9122048 | 1 | Flapper Valve | 1989-12-14 |  | 1989-12-14 |  | Removed from Ground | Gas (Historical Use) | 10000 | Galvanic (STIP-3) | 1989-12-14 | 2014-02-01 | Fiberglass Reinforced Plastic | Pressurized
CROSSROADS FOOD MART | 2910 HWY 212 SW | CONYERS | Rockdale | 9122033 | 5 |  | 1998-01-01 | FALSE | 1998-01-01 | TRUE | Currently in Use | Premium | 12000 | Epoxy | 1998-01-01 |  | Double-Walled Fiberglass | Pressurized
CROSSROADS FOOD MART | 2910 HWY 212 SW | CONYERS | Rockdale | 9122033 | 4 | Ball Float | 1998-01-01 | FALSE | 1998-01-01 | TRUE | Currently in Use | Regular | 12000 | Epoxy | 1998-01-01 |  | Double-Walled Fiberglass | Pressurized
RaceTrac #2330 - Sigman Rd. | 1744 HWY 138 | CONYERS | Rockdale | 10002487 | 1 | Overfill Alarm | 2015-07-23 | FALSE | 2015-07-23 | FALSE | Currently in Use | Gas (Historical Use) | 20000 | Fiberglass Double Walled | 2015-07-23 |  | Double-Walled Fiberglass | Pressurized
PEP BOYS #97 | 1132 NORTHLAKE DR | CONYERS | Rockdale | 9122070 | 1 | [5 empty] | Removed from Ground | Used Oil | 550 | Not Marked/Unknown | 1999-06-10 | 1999-06-10 | Not Marked
JIFFY LUBE | 1664 HWY 138 | CONYERS | Rockdale | 9122010 | 3 |  |  | TRUE |  | TRUE | Removed from Ground | Used Oil | 2000 | Composite | 1999-02-01 | 1999-02-01 | Galvanized Steel
2300 SIGMAN ROAD CENTER LLC D/B/A SIGMAN FOOD MART | 2300 SIGMAN RD | CONYERS | Rockdale | 10001589 | 1 | Flapper Valve | 2008-06-02 | FALSE | 2008-06-02 | FALSE | Currently in Use | Regular | 15000 | Fiberglass Double Walled | 2008-05-28 |  | Double-Walled Fiberglass | Pressurized
GA POWER/CONYERS DIST OP HQ | 1465 GENERAL ARTS RD | CONYERS | Rockdale | 1220066 | 12432 | [5 empty] | Removed from Ground | Diesel | 2000 | Bare Steel | 1971-01-01 | 1991-07-08 | Galvanized Steel
BP #25625 | 1280 GEORGIA HWY 138 | CONYERS | Rockdale | 1220065 | 10 |  | 1991-01-01 |  | 1991-01-01 |  | Removed from Ground | Diesel | 10000 | Fiberglass | 1987-01-01 | 2005-02-22 | Fiberglass Reinforced Plastic | Pressurized
BIO-LAB INC PLANT #4 | 1735 DOGWOOD DR | CONYERS | Rockdale | 1220028 | T-27 | [5 empty] | Removed from Ground | Empty | 10000 | Bare Steel | 1972-01-15 | 1972-01-15 | Unknown
SITTOM TRUCKING CO TERMINAL/RICH | 1555 INDUSTRIAL BLVD | CONYERS | Rockdale | 1220036 | 4 | [5 empty] | Closed in Ground | Other | 1200 | Bare Steel | 1978-04-16 | 1993-03-05 | Bare Steel | Gravity Fed
SHELL @ 1800 LLC | 1800 GA HWY 138 | CONYERS | Rockdale | 9122061 | 3 |  | 1997-03-01 | FALSE | 1997-03-01 | FALSE | Currently in Use | Diesel | 10000 | Fiberglass Double Walled | 1997-03-01 |  | Double-Walled Fiberglass | Pressurized
RaceTrac #2330 - Sigman Rd. | 1744 HWY 138 | CONYERS | Rockdale | 10002487 | 2A | Overfill Alarm | 2015-07-23 | FALSE | 2015-07-23 | FALSE | Currently in Use | Gas (Historical Use) | 10000 | Fiberglass Double Walled | 2015-07-23 |  | Double-Walled Fiberglass | Pressurized
KING'S OIL #325 | 1801 SIGMAN RD | CONYERS | Rockdale | 10000473 | 2B | Ball Float | 2003-09-12 | FALSE | 2003-09-12 | FALSE | Currently in Use | Diesel | 6000 | Fiberglass | 2003-08-27 |  | Double-Walled Fiberglass | Pressurized
CROSSROADS FOOD MART | 2910 HWY 212 SW | CONYERS | Rockdale | 9122033 | 3 | [5 empty] | Removed from Ground | Gas (Historical Use) | 3000 | Bare Steel | 1997-08-01 | 1997-08-01 | Galvanized Steel | Safe Suction (Euro)
Dolat Partners USA LLC DBA: Chevron FoodMart | 2302 EBENEZER RD | CONYERS | Rockdale | 1220020 | 1 | Ball Float | 1997-06-01 | FALSE | 1997-06-01 | FALSE | Currently in Use | Regular | 8000 | Galvanic (STIP-3) | 1981-02-22 |  | Steel (Impressed Current) | Pressurized
Dolat Partners USA LLC DBA: Chevron FoodMart | 2302 EBENEZER RD | CONYERS | Rockdale | 1220020 | 4 | Ball Float | 1997-06-01 |  | 1997-06-01 |  | Currently in Use | Not Marked/Tank Removed | 0 | Galvanic (STIP-3) |  |  | Steel (Impressed Current) | Pressurized
QUIKTRIP #761 | 1340 KLONDIKE RD | CONYERS | Rockdale | 10001758 | 3A |  | 2009-08-01 | FALSE | 2009-08-01 | FALSE | Currently in Use | Premium | 12000 | Fiberglass Double Walled | 2009-02-01 |  | Double-Walled Fiberglass | Pressurized
CHEVRON FOOD MART | 1135 SIGMAN RD @ BROOKSTONE LAKES | CONYERS | Rockdale | 10001530 | 2 |  | 2012-11-02 | FALSE | 2012-11-02 | FALSE | Currently in Use | Premium | 8000 | Composite Double Walled | 2008-01-25 |  | Double-Walled Fiberglass | Pressurized
TECHNICARBON CO LP | 1870 INDUSTRIAL BLVD NW | CONYERS | Rockdale | 9122029 | 1 | [5 empty] | Removed from Ground | Other | 10000 | Bare Steel | 1977-02-24 | 1994-06-28 | Bare Steel | Safe Suction (Euro)
GEORGIA DEPARTMENTOF TRANSPORTATION | 1260 NEEDMORE ST | CONYERS | Rockdale | 9122016 | 701D1 |  | 1990-06-01 |  | 1990-06-01 |  | Removed from Ground | Diesel | 1000 | Cathodically Protected Steel | 1988-05-01 | 2004-02-20 | Cathodically Protected | Safe Suction (Euro)
CITY OF CONYERS PUBLIC WORKS | 1139 RAILROAD ST | CONYERS | Rockdale | 1220004 | 5 |  | 1995-04-01 |  | 1995-04-01 |  | Currently in Use | Diesel | 10000 | Composite | 1995-04-01 |  | Fiberglass Reinforced Plastic | Pressurized
BST/CONYERS SCO-F5575 | 1024 N GREEN ST | CONYERS | Rockdale | 1220089 | 3 | [5 empty] | Removed from Ground | Gas (Historical Use) | 12000 | Double Walled | 1990-12-10 | 1993-08-04 | Fiberglass Reinforced Plastic | Pressurized
ELLIOTT'S MARKETPLACE | 1500 SIGMAN RD NW | CONYERS | Rockdale | 1220100 | 4B | Flapper Valve | 2004-07-01 | FALSE | 2004-07-01 | FALSE | Currently in Use | Kerosene | 2000 | Fiberglass Double Walled | 2004-07-01 |  | Double-Walled Fiberglass | Safe Suction (Euro)
Chevron Food Mart | 1113 WEST AVE SW | CONYERS | Rockdale | 1220077 | A | [5 empty] | Removed from Ground | Gas (Historical Use) | 8000 | Bare Steel | 1968-05-11 | 1994-11-14 | Galvanized Steel | Suction (American)
Chevron Food Mart | 1113 WEST AVE SW | CONYERS | Rockdale | 1220077 | H | Flapper Valve | 1994-11-01 |  | 1994-11-01 |  | Currently in Use | E-85 | 4000 | Galvanic (STIP-3) | 1994-11-16 |  | Copper | Pressurized
Chevron Food Mart | 1113 WEST AVE SW | CONYERS | Rockdale | 1220077 | G | Flapper Valve | 1994-11-01 |  | 1994-11-01 |  | Currently in Use | Diesel | 4000 | Galvanic (STIP-3) | 1994-11-16 |  | Copper | Pressurized
SHELL FOOD MART | 1202 WEST AVE | CONYERS | Rockdale | 1220057; ASID: 1088 | 7 | Flapper Valve | 1995-06-19 | FALSE | 1995-06-19 | FALSE | Currently in Use | Premium | 10000 |  | 1995-06-19 |  | Fiberglass Reinforced Plastic
SHELL FOOD MART | 1202 WEST AVE | CONYERS | Rockdale | 1220057; ASID: 1088 | 4 | [5 empty] | Removed from Ground | Diesel | 10000 | Fiberglass | 1981-04-30 | 1995-06-01 | Fiberglass Reinforced Plastic
SHELL FOOD MART | 1202 WEST AVE | CONYERS | Rockdale | 1220057; ASID: 1088 | 5 | Flapper Valve | 1995-06-19 | FALSE | 1995-06-19 | FALSE | Currently in Use | Gas (Historical Use) | 10000 |  | 1995-06-19 |  | Fiberglass Reinforced Plastic | Pressurized
H H BARRUS INC DBA REXCO | 879 DAVIS DR SE | CONYERS | Rockdale | 1220041 | 4 | [5 empty] | Removed from Ground | Other | 500 | Cathodically Protected Steel | 1982-04-19 | 1999-10-15 | Galvanized Steel
Circle K 2745126 | 1477 HWY 138 SW | CONYERS | Rockdale | 9122048 | 2 | Flapper Valve | 1989-12-14 |  | 1989-12-14 |  | Removed from Ground | Gas (Historical Use) | 10000 | Galvanic (STIP-3) | 1989-12-14 | 2014-02-01 | Fiberglass Reinforced Plastic | Pressurized
CHEVRON FOOD MART | 1135 SIGMAN RD @ BROOKSTONE LAKES | CONYERS | Rockdale | 10001530 | 1 |  | 2012-11-02 | FALSE | 2012-11-02 | FALSE | Currently in Use | Regular | 15000 | Composite Double Walled | 2008-01-25 |  | Double-Walled Fiberglass | Pressurized
ROCKDALE BD OF ED/BUS GARAGE | 1250 SOUTH MAIN ST | CONYERS | Rockdale | 1220021 | 1 | Flapper Valve | 1998-11-01 | FALSE | 1998-11-01 | FALSE | Currently in Use | Diesel | 12000 | Steel-Impressed Current | 1998-12-21 |  | Fiberglass Reinforced Plastic | Pressurized
LAKESHORE MART | 2331 LAKESHORE DR NE | CONYERS | Rockdale | 1222000 | 2 | Ball Float | 1988-01-01 | FALSE | 1988-01-01 | FALSE | Currently in Use | Premium | 8000 | Steel-Impressed Current | 2000-09-27 |  | Steel (Impressed Current) | Pressurized
CHEVRON # 43411 | 2301 SIGMAN RD | CONYERS | Rockdale | 9000686 | 6 |  |  | TRUE |  | TRUE | Removed from Ground | Used Oil | 550 | Cathodically Protected Steel | 1965-04-28 | 1990-08-01 | Galvanized Steel
BEN CORPORATION INC | 2674 HWY 20 | CONYERS | Rockdale | 1220071 | 4 | Ball Float | 1999-05-13 | FALSE | 1999-05-13 | FALSE | Currently in Use | Regular | 10000 | Composite | 1999-05-13 |  | Fiberglass Reinforced Plastic | Pressurized
BEN CORPORATION INC | 2674 HWY 20 | CONYERS | Rockdale | 1220071 | 5 | Ball Float | 1999-05-13 | FALSE | 1999-05-13 | FALSE | Currently in Use | Premium | 10000 | Composite | 1999-05-13 |  | Fiberglass Reinforced Plastic | Pressurized
ACUITY BRANDS | 1400 LESTER RD | CONYERS | Rockdale | 1220043 | D2 | Flapper Valve | 1996-02-14 | FALSE | 1996-02-14 | FALSE | Closed in Ground | Diesel | 15000 | Fiberglass | 1976-04-13 | 2017-05-05 | Galvanized Steel | Suction (American)
ROCKDALE CO PUBLIC SVCS | 2570 OLD COVINGTON HWY | CONYERS | Rockdale | 1220044 | 1 | [5 empty] | Removed from Ground | Diesel | 6000 | Bare Steel | 1982-04-19 | 1991-03-15 | Galvanized Steel
GEORGE L EDWARDS MIDDLE SCHOOL | 2400 STANTON RD | CONYERS | Rockdale | 1220039 | 1 | [5 empty] | Removed from Ground | Diesel | 300 | Bare Steel | 1980-04-12 | 1998-03-09 | Not Marked
LAKESHORE MART | 2331 LAKESHORE DR NE | CONYERS | Rockdale | 1222000 | 3 | Ball Float | 1988-01-01 | FALSE | 1988-01-01 | FALSE | Currently in Use | Regular | 8000 | Steel-Impressed Current | 2000-09-27 |  | Steel (Impressed Current) | Pressurized
BJS WHOLESALE CLUB | 1800 DOGWOOD DR | CONYERS | Rockdale | 10000015 | 2B |  | 2002-04-24 | FALSE | 2002-04-24 | FALSE | Currently in Use | Premium | 12000 | Fiberglass Double Walled | 2002-04-24 |  | Double-Walled Fiberglass | Pressurized
ACUITY BRANDS | 1400 LESTER RD | CONYERS | Rockdale | 1220043 | UO5 |  |  | TRUE | 1996-02-14 | TRUE | Removed from Ground | Used Oil | 500 | Steel-Impressed Current | 1973-04-14 | 2006-01-13 | Cathodically Protected | Gravity Fed
BEN CORPORATION INC | 2674 HWY 20 | CONYERS | Rockdale | 1220071 | 6 | Ball Float | 1999-05-13 | FALSE | 1999-05-13 | FALSE | Currently in Use | Diesel | 4000 | Composite | 1999-05-13 |  | Fiberglass Reinforced Plastic | Pressurized
FOOD MART | 1085 IRWIN BRIDGE RD | CONYERS | Rockdale | 9122074 | 3 |  | 2002-02-05 |  | 2002-02-05 |  | Currently in Use | Diesel | 8000 | Composite | 2002-02-04 |  | Fiberglass Reinforced Plastic | Pressurized
UNKNOWN | 1990 HWY 138 NORTH | CONYERS | Rockdale | 9122069 | 3 | [5 empty] | Removed from Ground | Gas (Historical Use) | 1000 | Not Marked/Unknown | 2000-02-09 | 2000-02-09 | Not Marked
COUNRTY STORE | 3505 HWY 138 E | CONYERS | Rockdale | 1220068 | 1 | [5 empty] | Removed from Ground | Gas (Historical Use) | 1000 | Bare Steel | 1972-05-10 | 1994-03-09 | Unknown
INGLES GAS EXPRESS #469 | 2455 SALEM RD | CONYERS | Rockdale | 10000332 | 1B | Ball Float | 2003-04-04 | FALSE | 2003-04-04 | FALSE | Currently in Use | Premium | 12000 | Fiberglass Double Walled | 2003-04-01 |  | Double-Walled Fiberglass | Pressurized
BROADWELL ESTATE | 1582 OLD COVINGTON HIGHWAY | CONYERS | Rockdale | 10000572 | 1 |  |  | FALSE |  | FALSE | Removed from Ground | Gas (Historical Use) | 550 | Unknown |  | 1899-12-31
GREAT SOUTHERN WOOD PRESERVING I | 2290 PLUNKETT RD | CONYERS | Rockdale | 9122043 | 2 |  | 1996-01-03 | FALSE | 1996-01-03 | FALSE | Closed in Ground | Diesel | 10000 | Galvanic (STIP-3) | 1996-01-03 |  | Fiberglass Reinforced Plastic | Pressurized
GRIFFIN INDUSTRIES-CONYERS | 1516 ROCKBRIDGE RD | CONYERS | Rockdale | 1220030 | 1 | [5 empty] | Removed from Ground | Diesel | 2000 | Bare Steel | 1984-03-24 | 1993-09-17 | Unknown
AT&T | 2315 SALEM RD SE | CONYERS | Rockdale | 1220051 | 3 | [5 empty] | Removed from Ground | Diesel | 1 | Bare Steel | 1965-04-15 | 1990-01-01 | Galvanized Steel
H R H FOOD & GAS LLC | 3490 HWY 20 SE | CONYERS | Rockdale | 1220047 | 3 | [5 empty] | Removed from Ground | Gas (Historical Use) | 1 | Bare Steel | 1980-04-18 | 1987-08-01 | Galvanized Steel
ROCKDALE BD OF ED/BUS GARAGE | 1250 SOUTH MAIN ST | CONYERS | Rockdale | 1220021 | 3 | Flapper Valve | 1998-11-01 | FALSE | 1998-11-01 | FALSE | Temporarily out of use |  | 8000 | Steel-Impressed Current | 1998-12-21 |  | Fiberglass Reinforced Plastic | Safe Suction (Euro)
MILSTEAD FOOD MART | 1293 MILSTEAD AVE | CONYERS | Rockdale | 1220097 | 1 | Ball Float | 1997-08-01 | FALSE | 1997-08-01 | FALSE | Currently in Use | Regular | 8000 | Steel-Impressed Current | 1976-01-04 |  | Fiberglass Reinforced Plastic | Pressurized
BEN CORPORATION INC | 2674 HWY 20 | CONYERS | Rockdale | 1220071 | 2 | [5 empty] | Removed from Ground | Gas (Historical Use) | 2000 | Bare Steel | 1978-05-09 | 1999-05-17 | Bare Steel | Safe Suction (Euro)
SHELL GAS STATION | 1057 WEST AVE | CONYERS | Rockdale | 1220059 | 8 | Ball Float | 1990-02-27 | FALSE | 1990-02-27 | TRUE | Currently in Use | Diesel | 10000 | Composite | 1990-01-01 |  | Fiberglass Reinforced Plastic | Pressurized
SHELL GAS STATION | 1057 WEST AVE | CONYERS | Rockdale | 1220059 | 2 | [5 empty] | Removed from Ground | Gas (Historical Use) | 10000 | Bare Steel | 1971-05-03 | 1899-12-31 | Galvanized Steel
CHEVRON | 993 SIGMAN RD | CONYERS | Rockdale | 1220048 | 3 | Flapper Valve | 1999-08-18 | FALSE | 1999-08-18 | FALSE | Currently in Use | Premium | 8000 | Steel-Impressed Current | 1999-08-18 |  | Fiberglass Reinforced Plastic | Pressurized
PIEDMONT ROCKDALE | 1412 MILSTEAD AVE NE | CONYERS | Rockdale | 9122024 | 3 | Flapper Valve | 2015-07-08 | FALSE | 2012-08-30 | FALSE | Currently in Use | Diesel | 20000 | Fiberglass Double Walled | 2004-01-01 |  | Steel/FG Secondary containment | Suction (American)
UNKNOWN | COMMERCIAL STREET | CONYERS | Rockdale | 9122073 | 2 | [5 empty] | Removed from Ground | Gas (Historical Use) | 500 | Marked Unknown | 2001-09-06 | 2001-09-06 | Unknown
CHEVRON 201802 | 2130 SALEM RD | CONYERS | Rockdale | 1220053 | 5 | Flapper Valve | 2021-04-14 | FALSE | 1993-10-26 | FALSE | Currently in Use | Regular | 10000 | Fiberglass Double Walled | 1993-10-26 |  | Double-Walled Fiberglass | Pressurized
CHEVRON 201802 | 2130 SALEM RD | CONYERS | Rockdale | 1220053 | 7 | Flapper Valve | 2021-04-14 | FALSE | 1993-10-26 | FALSE | Currently in Use | Diesel | 10000 | Fiberglass Double Walled | 1993-10-26 |  | Double-Walled Fiberglass | Pressurized
CHEVRON 201802 | 2130 SALEM RD | CONYERS | Rockdale | 1220053 | 4 | [5 empty] | Removed from Ground | Gas (Historical Use) | 6000 | Bare Steel | 1970-05-04 | 1993-10-18 | Galvanized Steel | Pressurized
SALEM ROAD QUICK SPOT | 140 N SALEM RD | CONYERS | Rockdale | 10000529 | 4 | Flapper Valve | 2003-12-18 | FALSE | 2003-12-18 | FALSE | Currently in Use | Diesel | 4000 | Epoxy | 2003-12-18 |  | Fiberglass Reinforced Plastic | Pressurized
GAS N FOOD | 4034 HWY 20 N | CONYERS | Rockdale | 9122052 | 2 | Ball Float | 1995-09-22 | FALSE | 1995-09-22 | FALSE | Currently in Use | Premium | 8000 | Epoxy | 1995-09-20 |  | Fiberglass Reinforced Plastic | Pressurized
GAS N FOOD | 4034 HWY 20 N | CONYERS | Rockdale | 9122052 | 3B | Ball Float | 1995-09-22 | FALSE | 1995-09-22 | FALSE | Currently in Use | E-85 | 4000 | Epoxy | 1995-09-20 |  | Fiberglass Reinforced Plastic | Pressurized
OLD SALEM CAR WASH | 1431 OLD SALEM RD | CONYERS | Rockdale | 1220070 | 3 | [5 empty] | Removed from Ground | Gas (Historical Use) | 4000 | Bare Steel | 1984-05-07 | 1996-02-19 | Unknown
FRITZ FOOD & GAS | 3421 GEORGIA HWY 20 S | CONYERS | Rockdale | 9122042 | 2 |  | 1987-11-01 | FALSE | 1987-11-01 | FALSE | Currently in Use | Premium | 8000 | Fiberglass | 1987-11-20 |  | Fiberglass Reinforced Plastic | Pressurized
BJS WHOLESALE CLUB | 1800 DOGWOOD DR | CONYERS | Rockdale | 10000015 | 1 |  | 2002-04-26 | FALSE | 2002-04-26 | FALSE | Currently in Use | Regular | 20000 | Fiberglass Double Walled | 2002-04-24 |  | Double-Walled Fiberglass | Pressurized
JUNIOR PIPPIN TRUCKING | 213 CAMDEN INDUSTRIAL PKWY NW | CONYERS | Rockdale | 9122068 | 1 | Overfill Alarm | 1999-03-31 | FALSE | 1999-03-31 | FALSE | Currently in Use | Diesel | 10000 | Composite | 1999-03-31 |  | Fiberglass Reinforced Plastic | Pressurized
AT&T | 2315 SALEM RD SE | CONYERS | Rockdale | 1220051 | 2 | [5 empty] | Removed from Ground | Diesel | 1 | Bare Steel | 1965-04-15 | 1990-01-01 | Galvanized Steel
COUNRTY STORE | 3505 HWY 138 E | CONYERS | Rockdale | 1220068 | 4 | Ball Float | 2000-01-28 | FALSE | 2000-01-28 | FALSE | Currently in Use | Gas (Historical Use) | 12000 | Fiberglass | 2000-01-27 |  | Fiberglass Reinforced Plastic | Pressurized
COUNRTY STORE | 3505 HWY 138 E | CONYERS | Rockdale | 1220068 | 5 | Ball Float | 2000-01-28 | FALSE | 2000-01-28 | FALSE | Currently in Use | Gas (Historical Use) | 10000 | Fiberglass | 2000-01-27 |  | Fiberglass Reinforced Plastic | Pressurized
QUIKTRIP #802 | 2400 SALEM RD SE | CONYERS | Rockdale | 10000356 | 2 | Flapper Valve | 2003-01-01 | FALSE | 2003-01-01 | FALSE | Currently in Use | Regular | 20000 | Fiberglass Double Walled | 2002-12-10 |  | Double-Walled Fiberglass | Pressurized
BEN CORPORATION INC | 2674 HWY 20 | CONYERS | Rockdale | 1220071 | 1 | [5 empty] | Removed from Ground | Gas (Historical Use) | 2000 | Bare Steel | 1978-05-09 | 1999-05-17 | Bare Steel | Safe Suction (Euro)
ACUITY BRANDS | 1400 LESTER RD | CONYERS | Rockdale | 1220043 | G3 | Flapper Valve | 1996-02-14 | FALSE | 1996-02-14 | FALSE | Closed in Ground | Regular | 8000 | Fiberglass | 1973-04-14 | 2019-12-14 | Galvanized Steel | Suction (American)
ROCKDALE CO PUBLIC SVCS | 2570 OLD COVINGTON HWY | CONYERS | Rockdale | 1220044 | 4 | Overfill Alarm | 1991-02-08 | FALSE | 1994-02-08 | FALSE | Currently in Use | Regular | 20000 | Fiberglass | 1994-01-01 |  | Fiberglass Reinforced Plastic | Pressurized
ROCKDALE CO PUBLIC SVCS | 2570 OLD COVINGTON HWY | CONYERS | Rockdale | 1220044 | 5 | Overfill Alarm | 1994-02-08 | FALSE | 1994-02-08 | FALSE | Currently in Use | Diesel | 10000 | Fiberglass | 1994-01-01 |  | Fiberglass Reinforced Plastic | Pressurized
FOOD MART | 1085 IRWIN BRIDGE RD | CONYERS | Rockdale | 9122074 | 2 |  | 2002-02-05 |  | 2002-02-05 |  | Currently in Use | Gas (Historical Use) | 10000 | Composite | 2002-02-04 |  | Fiberglass Reinforced Plastic | Pressurized
FARMERS AUTO SERVICE | 1020 GREEN ST SW | CONYERS | Rockdale | 9122065 | 1 | [5 empty] | Removed from Ground | Empty | 550 | Bare Steel | 1974-01-01 | 1997-03-01 | Galvanized Steel | Suction (American)
UNKNOWN | 1990 HWY 138 NORTH | CONYERS | Rockdale | 9122069 | 2 | [5 empty] | Removed from Ground | Gas (Historical Use) | 1000 | Not Marked/Unknown | 2000-02-09 | 2000-02-09 | Not Marked
ROCKDALE BD OF ED/BUS GARAGE | 1250 SOUTH MAIN ST | CONYERS | Rockdale | 1220021 | 4 | [5 empty] | Removed from Ground | Empty | 1000 | Bare Steel | 1981-01-01 | 1998-12-01 | Galvanized Steel
SHELL GAS STATION | 1057 WEST AVE | CONYERS | Rockdale | 1220059 | 1 | [5 empty] | Removed from Ground | Gas (Historical Use) | 10000 | Bare Steel | 1971-05-03 | 1899-12-31 | Galvanized Steel
ACUITY BRANDS | 1400 LESTER RD | CONYERS | Rockdale | 1220043 | NO4 | Flapper Valve | 1996-02-14 | TRUE | 1996-02-14 | TRUE | Currently in Use | Used Oil | 1000 | Steel-Impressed Current | 1973-04-14 |  | Steel (Impressed Current)
FARMERS AUTO SERVICE | 1020 GREEN ST SW | CONYERS | Rockdale | 9122065 | 3 | [5 empty] | Removed from Ground | Empty | 550 | Bare Steel | 1974-01-01 | 1997-03-01 | Galvanized Steel | Suction (American)
UNKNOWN | 1990 HWY 138 NORTH | CONYERS | Rockdale | 9122069 | 1 | [5 empty] | Removed from Ground | Gas (Historical Use) | 1000 | Not Marked/Unknown | 2000-02-09 | 2000-02-09 | Not Marked
CITGO FOOD MART #192 | 1341 GA HWY 138 | CONYERS | Rockdale | 1220076 | A |  | 1993-11-01 |  | 1993-11-01 |  | Removed from Ground | Gas (Historical Use) | 10000 | Composite | 1988-01-01 | 2008-12-06 | Fiberglass Reinforced Plastic | Pressurized
CITGO FOOD MART #192 | 1341 GA HWY 138 | CONYERS | Rockdale | 1220076 | 3 | [5 empty] | Removed from Ground | Gas (Historical Use) | 10000 | Bare Steel | 1971-05-11 | 1988-01-01 | Galvanized Steel
J A BROWN GRAD INC | 1920 CHANDLER RD | CONYERS | Rockdale | 9122049 | 1 | [5 empty] | Removed from Ground | Diesel | 6000 | Epoxy | 1982-01-01 | 1998-12-07 | Galvanized Steel | Safe Suction (Euro)
AT&T | 2315 SALEM RD SE | CONYERS | Rockdale | 1220051 | 5 | Overfill Alarm | 1989-01-01 |  | 1989-01-01 |  | Currently in Use | Diesel | 35000 | Fiberglass | 1989-01-01 |  | Copper | Suction (American)
H R H FOOD & GAS LLC | 3490 HWY 20 SE | CONYERS | Rockdale | 1220047 | 8 | Ball Float | 1998-06-30 | FALSE | 1998-06-30 | FALSE | Currently in Use | Regular | 14000 | Composite | 1998-06-06 |  | Fiberglass Reinforced Plastic | Pressurized
H R H FOOD & GAS LLC | 3490 HWY 20 SE | CONYERS | Rockdale | 1220047 | 2 | [5 empty] | Removed from Ground | Gas (Historical Use) | 1 | Bare Steel | 1973-04-20 | 1987-08-01 | Galvanized Steel
ROCKDALE BD OF ED/BUS GARAGE | 1250 SOUTH MAIN ST | CONYERS | Rockdale | 1220021 | 2 | Flapper Valve | 1998-11-01 | FALSE | 1998-11-01 | FALSE | Currently in Use | Diesel | 8000 | Steel-Impressed Current | 1998-12-21 |  | Fiberglass Reinforced Plastic | Safe Suction (Euro)
SHELL GAS STATION | 1057 WEST AVE | CONYERS | Rockdale | 1220059 | 3 | [5 empty] | Removed from Ground | Gas (Historical Use) | 10000 | Bare Steel | 1971-05-03 | 1899-12-31 | Galvanized Steel
CHEVRON | 993 SIGMAN RD | CONYERS | Rockdale | 1220048 | 2 | Flapper Valve | 1999-08-18 | FALSE | 1999-08-18 | FALSE | Currently in Use | Regular | 8000 | Steel-Impressed Current | 1999-08-18 |  | Fiberglass Reinforced Plastic | Pressurized
PIEDMONT ROCKDALE | 1412 MILSTEAD AVE NE | CONYERS | Rockdale | 9122024 | 2 | Flapper Valve | 1993-06-01 | FALSE | 1993-06-01 | FALSE | Removed from Ground | Diesel | 20000 | Composite | 1993-06-09 | 2009-10-06 | Fiberglass Reinforced Plastic | Pressurized
H R H FOOD & GAS LLC | 3490 HWY 20 SE | CONYERS | Rockdale | 1220047 | 5 | [5 empty] | Removed from Ground | Gas (Historical Use) | 8000 | Fiberglass | 1987-08-01 | 1998-03-13 | Galvanized Steel | Suction (American)
GEES MILL SELF SERVE | GEES MILL RD @ 607 SIGMAN RD | CONYERS | Rockdale | 9122066 | 3 | Ball Float | 1999-04-01 | FALSE | 1999-04-01 | FALSE | Currently in Use | Diesel | 4000 | Epoxy | 1999-04-01 |  | Fiberglass Reinforced Plastic | Pressurized
AIR PRODUCTS-CONYERS FACILITY | 1535 OLD COVINGTON RD | CONYERS | Rockdale | 9122003 | 3 | [5 empty] | Removed from Ground | Gas (Historical Use) | 2000 | Bare Steel | 1976-05-10 | 1992-02-01 | Bare Steel
HOLIDAY FOODMART | 2221 SALEM RD | CONYERS | Rockdale | 9122050 | 2 | Ball Float | 1996-07-01 |  | 1996-07-01 |  | Currently in Use | Gas (Historical Use) | 10000 | Steel-Impressed Current | 1985-12-01 |  | Double-Walled Fiberglass | Pressurized
KEY CURBING & PAVING INC | 2600 KEYS POINT | CONYERS | Rockdale | 9122067 | 1 | [5 empty] | Removed from Ground | Gas (Historical Use) | 0 | Not Marked/Unknown | 1999-09-28 | 1999-09-28 | Not Marked
COUNRTY STORE | 3505 HWY 138 E | CONYERS | Rockdale | 1220068 | 2 | [5 empty] | Removed from Ground | Gas (Historical Use) | 1000 | Bare Steel | 1972-05-10 | 1994-03-09 | Unknown
INGLES GAS EXPRESS #469 | 2455 SALEM RD | CONYERS | Rockdale | 10000332 | 1A | Ball Float | 2003-04-04 | FALSE | 2003-04-04 | FALSE | Currently in Use | Regular | 20000 | Fiberglass Double Walled | 2003-04-01 |  | Double-Walled Fiberglass | Pressurized
GEES MILL SELF SERVE | GEES MILL RD @ 607 SIGMAN RD | CONYERS | Rockdale | 9122066 | 1 | Ball Float | 1999-04-01 | FALSE | 1999-04-01 | FALSE | Currently in Use | Regular | 10000 | Epoxy | 1999-04-01 |  | Fiberglass Reinforced Plastic | Pressurized
TEXACO FOOD MART | 1801 HWY 138 STE B NE | CONYERS | Rockdale | 9122071 | 3 | Ball Float | 2001-04-02 | FALSE | 2001-04-02 | TRUE | Currently in Use | Diesel | 6000 | Epoxy | 2001-04-02 |  | Double-Walled Flex | Pressurized
LAKESHORE MART | 2331 LAKESHORE DR NE | CONYERS | Rockdale | 1222000 | 1 | Ball Float | 1988-01-01 | FALSE | 1988-01-01 | FALSE | Currently in Use | Regular | 8000 | Steel-Impressed Current | 2000-09-27 |  | Steel (Impressed Current) | Pressurized
KROGER GA-320 | 1745 HWY 138 | CONYERS | Rockdale | 10000713 | 1B | Ball Float | 2004-07-02 | FALSE | 2004-07-02 | FALSE | Currently in Use | Premium | 8000 | Fiberglass Double Walled | 2004-06-18 |  | Double-Walled Flex | Pressurized
RaceWay #989 - Salem Road | 2187 SALEM RD NE | CONYERS | Rockdale | 9122058 | 2 | Overfill Alarm | 1997-01-01 | FALSE | 1997-01-01 | FALSE | Removed from Ground | Diesel | 12000 | Composite Double Walled | 1997-01-06 |  | Double-Walled Fiberglass | Pressurized
HONEY CREEK AMOCO | 3500 GEORGIA HWY 20 | CONYERS | Rockdale | 9122057 | 1 |  | 1998-10-01 | FALSE | 1998-10-01 | FALSE | Currently in Use | Gas (Historical Use) | 10000 | Fiberglass | 1987-05-01 |  | Fiberglass Reinforced Plastic | Pressurized
QuikTrip Fuel Center #770 | 1395 HWY 138 | CONYERS | Rockdale | 9122064 | 2 |  | 1998-02-09 | FALSE | 1998-02-09 | FALSE | Currently in Use | Premium | 12000 | Fiberglass | 1998-01-28 |  | Double Walled | Pressurized
TEXACO FOOD MART | 1801 HWY 138 STE B NE | CONYERS | Rockdale | 9122071 | 2 | Ball Float | 2001-04-02 | FALSE | 2001-04-02 | TRUE | Currently in Use | Premium | 8000 | Epoxy | 2001-04-02 |  | Double-Walled Flex | Pressurized
LIOCHEM INC | 2145 EAST PARK DR | CONYERS | Rockdale | 9122021 | 3A | Overfill Alarm | 1992-12-01 |  | 1992-12-01 |  | Currently in Use | Hazardous Substance | 2000 | Composite Double Walled | 1992-12-01 |  | Aboveground | Suction (American)
GAS N FOOD | 4034 HWY 20 N | CONYERS | Rockdale | 9122052 | 1 | Ball Float | 1995-09-22 | FALSE | 1995-09-22 | FALSE | Currently in Use | Regular | 8000 | Epoxy | 1995-09-20 |  | Fiberglass Reinforced Plastic | Pressurized
H R H FOOD & GAS LLC | 3490 HWY 20 SE | CONYERS | Rockdale | 1220047 | 1 | Ball Float |  |  |  |  | Removed from Ground | Gas (Historical Use) | 1 | Bare Steel | 1973-04-20 | 1987-08-01 | Galvanized Steel
H R H FOOD & GAS LLC | 3490 HWY 20 SE | CONYERS | Rockdale | 1220047 | 7 | [5 empty] | Removed from Ground | Gas (Historical Use) | 6000 | Fiberglass | 1987-08-01 | 1998-03-13 | Fiberglass Reinforced Plastic | Pressurized
GREAT SOUTHERN WOOD PRESERVING I | 2290 PLUNKETT RD | CONYERS | Rockdale | 9122043 | 1 | [5 empty] | Removed from Ground | Diesel | 10000 | Bare Steel | 1985-08-01 | 1995-11-13 | Galvanized Steel | Safe Suction (Euro)
H R H FOOD & GAS LLC | 3490 HWY 20 SE | CONYERS | Rockdale | 1220047 | 9 | Ball Float | 1998-06-30 | FALSE | 1998-06-30 | FALSE | Currently in Use | Premium | 8000 | Composite | 1998-06-08 |  | Fiberglass Reinforced Plastic | Pressurized
H R H FOOD & GAS LLC | 3490 HWY 20 SE | CONYERS | Rockdale | 1220047 | 6 | [5 empty] | Removed from Ground | Gas (Historical Use) | 8000 | Fiberglass | 1987-08-01 | 1998-03-13 | Fiberglass Reinforced Plastic | Pressurized
CHEVRON 201802 | 2130 SALEM RD | CONYERS | Rockdale | 1220053 | 1 | [5 empty] | Removed from Ground | Gas (Historical Use) | 5000 | Double Walled | 1967-05-05 | 1993-10-18 | Fiberglass Reinforced Plastic | Pressurized
CHEVRON # 43411 | 2301 SIGMAN RD | CONYERS | Rockdale | 9000686 | 4 | [5 empty] | Removed from Ground | Gas (Historical Use) | 3000 | Cathodically Protected Steel | 1965-04-28 | 1990-08-01 | Galvanized Steel
BEN CORPORATION INC | 2674 HWY 20 | CONYERS | Rockdale | 1220071 | 3 | [5 empty] | Removed from Ground | Diesel | 1000 | Bare Steel | 1978-05-09 | 1999-05-17 | Bare Steel | Safe Suction (Euro)
ACUITY BRANDS | 1400 LESTER RD | CONYERS | Rockdale | 1220043 | D1 | Flapper Valve | 1996-02-14 |  | 1996-02-14 |  | Currently in Use | Diesel | 10000 | Fiberglass | 1973-04-14 |  | Galvanized Steel
ROCKDALE CO PUBLIC SVCS | 2570 OLD COVINGTON HWY | CONYERS | Rockdale | 1220044 | 2 | [5 empty] | Removed from Ground | Gas (Historical Use) | 6000 | Bare Steel | 1982-04-19 | 1991-03-15 | Galvanized Steel
CITGO FOOD MART #192 | 1341 GA HWY 138 | CONYERS | Rockdale | 1220076 | D |  | 1993-11-01 |  | 1993-11-01 |  | Removed from Ground | Diesel | 10000 | Composite | 1988-01-01 | 2008-12-05 | Fiberglass Reinforced Plastic | Pressurized
KROGER GA-320 | 1745 HWY 138 | CONYERS | Rockdale | 10000713 | 1A | Ball Float | 2004-07-02 | FALSE | 2004-07-02 | FALSE | Currently in Use | Regular | 20000 | Fiberglass Double Walled | 2004-06-18 |  | Double-Walled Flex | Pressurized
HONEY CREEK AMOCO | 3500 GEORGIA HWY 20 | CONYERS | Rockdale | 9122057 | 2 |  | 1998-10-01 | FALSE | 1998-10-01 | FALSE | Currently in Use | Gas (Historical Use) | 10000 | Fiberglass | 1987-05-01 |  | Fiberglass Reinforced Plastic
JET CORR INC | 1781 CONYERS STATION ROAD | CONYERS | Rockdale | 9122051 | 1 |  | 1997-04-01 |  | 1997-04-01 |  | Removed from Ground | Diesel | 20000 | Cathodically Protected Steel | 2000-08-02 | 2000-08-02 | Fiberglass Reinforced Plastic | Suction (American)
TEXACO FOOD MART | 1801 HWY 138 STE B NE | CONYERS | Rockdale | 9122071 | 1 | Ball Float | 2001-04-02 | FALSE | 2001-04-02 | TRUE | Currently in Use | Regular | 12000 | Epoxy | 2001-04-02 |  | Double-Walled Flex | Pressurized
LIOCHEM INC | 2145 EAST PARK DR | CONYERS | Rockdale | 9122021 | 1 |  | 1988-04-08 |  | 1988-04-08 |  | Removed from Ground | Other | 10000 | Tank Jacket | 1988-04-08 | 1992-10-06 | Galvanized Steel | Suction (American)
H R H FOOD & GAS LLC | 3490 HWY 20 SE | CONYERS | Rockdale | 1220047 | 4 | [5 empty] | Removed from Ground | Gas (Historical Use) | 1 | Bare Steel | 1980-04-18 | 1987-08-01 | Galvanized Steel
CITGO FOOD MART #192 | 1341 GA HWY 138 | CONYERS | Rockdale | 1220076 | 2 | [5 empty] | Removed from Ground | Gas (Historical Use) | 10000 | Bare Steel | 1971-05-11 | 1988-01-01 | Galvanized Steel
SALEM ROAD QUICK SPOT | 140 N SALEM RD | CONYERS | Rockdale | 10000529 | 2 | Ball Float | 2003-12-18 | FALSE | 2003-12-18 | FALSE | Currently in Use | Premium | 8000 | Epoxy | 2003-12-18 |  | Fiberglass Reinforced Plastic | Pressurized
FRITZ FOOD & GAS | 3421 GEORGIA HWY 20 S | CONYERS | Rockdale | 9122042 | 1 |  | 1987-11-01 | FALSE | 1987-11-01 | FALSE | Currently in Use | Regular | 8000 | Fiberglass | 1987-11-20 |  | Fiberglass Reinforced Plastic | Pressurized
HOLIDAY FOODMART | 2221 SALEM RD | CONYERS | Rockdale | 9122050 | 3 | Ball Float | 1996-07-01 |  | 1996-07-01 |  | Currently in Use | Gas (Historical Use) | 10000 | Steel-Impressed Current | 1985-12-01 |  | Double-Walled Fiberglass | Pressurized
QuikTrip Fuel Center #770 | 1395 HWY 138 | CONYERS | Rockdale | 9122064 | 3 |  | 1998-02-09 | FALSE | 1998-02-09 | FALSE | Currently in Use | Plus | 12000 | Fiberglass | 1998-01-28 |  | Double Walled | Pressurized
BP | 2257 SALEM RD | CONYERS | Rockdale | 9122014 | 3 |  | 1991-01-01 | FALSE | 1991-01-01 | FALSE | Removed from Ground | Gas (Historical Use) | 12000 | Galvanic (STIP-3) | 1991-01-01 | 2008-03-21 | Fiberglass Reinforced Plastic | Pressurized
LIOCHEM INC | 2145 EAST PARK DR | CONYERS | Rockdale | 9122021 | 3C | Overfill Alarm | 1992-12-01 |  | 1992-12-01 |  | Currently in Use | Hazardous Substance | 4000 | Composite Double Walled | 1992-12-01 |  | Aboveground | Suction (American)
SALEM ROAD QUICK SPOT | 140 N SALEM RD | CONYERS | Rockdale | 10000529 | 3 | Flapper Valve | 2003-12-18 | FALSE | 2003-12-18 | FALSE | Temporarily out of use | Diesel Off Road | 12000 | Epoxy | 2003-12-18 |  | Fiberglass Reinforced Plastic
QUIKTRIP #802 | 2400 SALEM RD SE | CONYERS | Rockdale | 10000356 | 4B | Flapper Valve | 2018-05-02 | FALSE | 2018-05-02 | FALSE | Currently in Use | Diesel | 10000 | Fiberglass Double Walled | 2018-05-02 |  | Double-Walled Flex | Pressurized
SALEM ROAD QUICK SPOT | 140 N SALEM RD | CONYERS | Rockdale | 10000529 | 1 | Ball Float | 2003-12-18 | FALSE | 2003-12-18 | FALSE | Currently in Use | Regular | 15000 | Epoxy | 2003-12-18 |  | Fiberglass Reinforced Plastic | Pressurized
RaceWay #989 - Salem Road | 2187 SALEM RD NE | CONYERS | Rockdale | 9122058 | 1 | Overfill Alarm | 1997-01-01 | FALSE | 1997-01-01 | FALSE | Removed from Ground | Gas (Historical Use) | 15000 | Composite Double Walled | 1997-01-06 |  | Double-Walled Fiberglass | Pressurized
HOLIDAY FOODMART | 2221 SALEM RD | CONYERS | Rockdale | 9122050 | 4A | Flapper Valve | 2015-02-12 | FALSE | 2015-02-12 | FALSE | Currently in Use | Gas (Historical Use) | 12000 | Fiberglass Double Walled | 2015-02-15 |  | Double-Walled Fiberglass | Pressurized
AIR PRODUCTS-CONYERS FACILITY | 1535 OLD COVINGTON RD | CONYERS | Rockdale | 9122003 | 6 |  |  | TRUE |  | TRUE | Removed from Ground | Used Oil | 500 | Bare Steel | 1976-05-10 | 1992-02-28 | Bare Steel
MILSTEAD FOOD MART | 1293 MILSTEAD AVE | CONYERS | Rockdale | 1220097 | 2 | Ball Float | 1997-08-01 | FALSE | 1997-08-01 | FALSE | Currently in Use | Premium | 8000 |  | 1976-01-04 |  | Fiberglass Reinforced Plastic | Pressurized
SHELL GAS STATION | 1057 WEST AVE | CONYERS | Rockdale | 1220059 | 5 | Ball Float | 1990-02-27 | FALSE | 1990-02-27 | TRUE | Currently in Use | Regular | 10000 | Composite | 1990-01-01 |  | Fiberglass Reinforced Plastic | Pressurized
SHELL GAS STATION | 1057 WEST AVE | CONYERS | Rockdale | 1220059 | 4 | [5 empty] | Removed from Ground | Diesel | 4000 | Bare Steel | 1971-05-03 | 1899-12-31 | Galvanized Steel
SHELL GAS STATION | 1057 WEST AVE | CONYERS | Rockdale | 1220059 | 7 | Ball Float | 1990-02-27 | FALSE | 1990-02-27 | TRUE | Currently in Use | Premium | 10000 | Composite | 1990-01-01 |  | Fiberglass Reinforced Plastic | Pressurized
CHEVRON | 993 SIGMAN RD | CONYERS | Rockdale | 1220048 | 1 | Flapper Valve | 1999-08-18 | FALSE | 1999-08-18 | FALSE | Currently in Use | Regular | 8000 | Steel-Impressed Current | 1983-04-18 |  | Fiberglass Reinforced Plastic | Pressurized
UNKNOWN | COMMERCIAL STREET | CONYERS | Rockdale | 9122073 | 1 | [5 empty] | Removed from Ground | Gas (Historical Use) | 300 | Marked Unknown | 2001-09-06 | 2001-09-06 | Unknown
CITGO | 990 SIGMAN RD | CONYERS | Rockdale | 9122062 | 2 | Ball Float | 1997-02-01 | FALSE | 1997-02-01 | FALSE | Currently in Use | Premium | 10000 | Composite | 1997-02-01 |  | Double-Walled Fiberglass | Pressurized
CHEVRON 201802 | 2130 SALEM RD | CONYERS | Rockdale | 1220053 | 3 | [5 empty] | Removed from Ground | Gas (Historical Use) | 8000 | Double Walled | 1967-05-05 | 1993-10-18 | Fiberglass Reinforced Plastic | Pressurized
LIOCHEM INC | 2145 EAST PARK DR | CONYERS | Rockdale | 9122021 | 2B | Overfill Alarm | 1989-06-19 |  | 1989-06-19 |  | Currently in Use | Hazardous Substance | 4000 | Composite Double Walled | 1989-06-19 |  | Aboveground | Suction (American)
LIOCHEM INC | 2145 EAST PARK DR | CONYERS | Rockdale | 9122021 | 3B | Overfill Alarm | 1992-12-01 |  | 1992-12-01 |  | Currently in Use | Hazardous Substance | 4000 | Composite Double Walled | 1992-12-01 |  | Aboveground | Suction (American)
RaceWay #989 - Salem Road | 2187 SALEM RD NE | CONYERS | Rockdale | 9122058 | 3 | Overfill Alarm | 1997-01-01 | FALSE | 1997-01-01 | FALSE | Removed from Ground | Gas (Historical Use) | 12000 | Composite Double Walled | 1997-01-06 |  | Double-Walled Fiberglass | Pressurized
HOLIDAY FOODMART | 2221 SALEM RD | CONYERS | Rockdale | 9122050 | 4B | Flapper Valve | 2015-02-15 | FALSE | 2015-02-15 | FALSE | Currently in Use | Diesel | 3000 | Fiberglass Double Walled | 2015-02-15 |  | Double-Walled Fiberglass | Pressurized
BP | 2257 SALEM RD | CONYERS | Rockdale | 9122014 | 2 |  | 1991-01-01 | FALSE | 1991-01-01 | FALSE | Removed from Ground | Gas (Historical Use) | 12000 | Galvanic (STIP-3) | 1991-01-01 | 2008-03-21 | Fiberglass Reinforced Plastic | Pressurized
ROCKDALE CO PUBLIC SVCS | 2570 OLD COVINGTON HWY | CONYERS | Rockdale | 1220044 | 3 | [5 empty] | Removed from Ground | Gas (Historical Use) | 6000 | Bare Steel | 1982-04-19 | 1991-03-15 | Galvanized Steel
PIEDMONT ROCKDALE | 1412 MILSTEAD AVE NE | CONYERS | Rockdale | 9122024 | 1 | [5 empty] | Removed from Ground | Diesel | 20000 | Not Marked/Unknown | 1993-05-26 | 1993-05-26 | Not Marked
UNKNOWN | RAILROAD ST | CONYERS | Rockdale | 9122072 | 1 | [5 empty] | Removed from Ground | Gas (Historical Use) | 1200 | Marked Unknown | 2001-04-12 | 2001-04-12 | Unknown
FOOD MART | 1085 IRWIN BRIDGE RD | CONYERS | Rockdale | 9122074 | 1 |  | 2002-02-05 |  | 2002-02-05 |  | Currently in Use | Gas (Historical Use) | 12000 | Composite | 2002-02-04 |  | Fiberglass Reinforced Plastic | Pressurized
AT&T | 2315 SALEM RD SE | CONYERS | Rockdale | 1220051 | 1 | [5 empty] | Removed from Ground | Diesel | 1 | Bare Steel | 1958-04-17 | 1990-01-01 | Galvanized Steel
CITGO FOOD MART #192 | 1341 GA HWY 138 | CONYERS | Rockdale | 1220076 | 5 | [5 empty] | Permanently Out of Use - historical purposes | Diesel | 0 | Not Marked/Unknown |  | 1899-12-31 | Not Marked
CITGO FOOD MART #192 | 1341 GA HWY 138 | CONYERS | Rockdale | 1220076 | B |  | 1993-11-01 |  | 1993-11-01 |  | Removed from Ground | Gas (Historical Use) | 10000 | Composite | 1988-01-01 | 2008-12-06 | Fiberglass Reinforced Plastic | Pressurized
BP | 2257 SALEM RD | CONYERS | Rockdale | 9122014 | 1 |  | 1991-01-01 | FALSE | 1991-01-01 | FALSE | Removed from Ground | Gas (Historical Use) | 12000 | Galvanic (STIP-3) | 1991-01-01 | 2008-03-21 | Fiberglass Reinforced Plastic | Pressurized
UNKNOWN | RAILROAD ST | CONYERS | Rockdale | 9122072 | 2 | [5 empty] | Removed from Ground | Gas (Historical Use) | 1200 | Marked Unknown | 2001-04-12 | 2001-04-12 | Unknown
CITGO | 990 SIGMAN RD | CONYERS | Rockdale | 9122062 | 1 | Ball Float | 1997-02-01 | FALSE | 1997-02-01 | FALSE | Currently in Use | Regular | 10000 | Composite | 1997-02-01 |  | Double-Walled Fiberglass | Pressurized
FARMERS AUTO SERVICE | 1020 GREEN ST SW | CONYERS | Rockdale | 9122065 | 2 | [5 empty] | Removed from Ground | Empty | 550 | Bare Steel | 1974-01-01 | 1997-03-01 | Galvanized Steel | Suction (American)
GAS N FOOD | 4034 HWY 20 N | CONYERS | Rockdale | 9122052 | 3A | Ball Float | 1995-09-22 | FALSE | 1995-09-22 | FALSE | Currently in Use | Diesel | 4000 | Epoxy | 1995-09-20 |  | Fiberglass Reinforced Plastic | Pressurized
GEES MILL SELF SERVE | GEES MILL RD @ 607 SIGMAN RD | CONYERS | Rockdale | 9122066 | 2 | Ball Float | 1999-04-01 | FALSE | 1999-04-01 | FALSE | Currently in Use | Premium | 8000 | Epoxy | 1999-04-01 |  | Fiberglass Reinforced Plastic | Pressurized
PRATT SPECIALTY SHEETS | 1005 SIGMAN ROAD BYPASS | CONYERS | Rockdale | 9122060 | 1 | Flapper Valve | 1997-04-01 |  | 1997-04-01 |  | Removed from Ground | Diesel | 20000 | Galvanic (STIP-3) | 1997-04-01 | 2015-12-18 | Fiberglass Reinforced Plastic | Pressurized
QuikTrip Fuel Center #770 | 1395 HWY 138 | CONYERS | Rockdale | 9122064 | 5 | Flapper Valve | 2020-09-26 | FALSE | 2020-09-30 | FALSE | Currently in Use | Diesel | 13000 | Fiberglass Double Walled | 2020-09-23 |  | Double-Walled Flex | Pressurized
QuikTrip Fuel Center #770 | 1395 HWY 138 | CONYERS | Rockdale | 9122064 | 4 | Flapper Valve | 2020-09-26 | FALSE | 2020-09-30 | FALSE | Currently in Use | E-0 | 13000 | Fiberglass Double Walled | 2020-09-23 |  | Double-Walled Flex | Pressurized
BP | 2257 SALEM RD | CONYERS | Rockdale | 9122014 | 4 | Ball Float | 2017-04-28 | FALSE |  | FALSE | Currently in Use | Regular | 12000 | Tank Jacket | 2017-05-28 |  | Double-Walled Fiberglass | Pressurized
BP | 2257 SALEM RD | CONYERS | Rockdale | 9122014 | 5 | Ball Float | 2017-04-28 | FALSE |  | FALSE | Temporarily out of use | Gas (Historical Use) | 6000 | Tank Jacket | 2017-04-28 |  | Double-Walled Fiberglass
LIOCHEM INC | 2145 EAST PARK DR | CONYERS | Rockdale | 9122021 | 2A | Overfill Alarm | 1989-06-19 |  | 1989-06-19 |  | Currently in Use | Hazardous Substance | 6000 | Composite Double Walled | 1989-06-19 |  | Aboveground | Suction (American)
QUIGG BRANCH SEWAGE TREATMENT FACILITY | 2440 TATUM RD | CONYERS | Rockdale | 9122037 | 1 | [5 empty] | Removed from Ground | Diesel | 1000 | Not Marked/Unknown | 1995-04-05 | 1995-04-05
AIR PRODUCTS-CONYERS FACILITY | 1535 OLD COVINGTON RD | CONYERS | Rockdale | 9122003 | 2 | Flapper Valve | 1992-02-15 | FALSE | 1992-02-15 | TRUE | Currently in Use | Diesel | 10000 | Galvanic (STIP-3) | 1983-05-09 |  | Double-Walled Fiberglass | Pressurized
COUNRTY STORE | 3505 HWY 138 E | CONYERS | Rockdale | 1220068 | 3 | [5 empty] | Removed from Ground | Gas (Historical Use) | 550 | Bare Steel | 1972-05-10 | 1994-03-09 | Unknown
CITGO FOOD MART #192 | 1341 GA HWY 138 | CONYERS | Rockdale | 1220076 | C |  | 1993-11-01 |  | 1993-11-01 |  | Removed from Ground | Gas (Historical Use) | 10000 | Composite | 1988-01-01 | 2008-12-06 | Fiberglass Reinforced Plastic | Pressurized
QUIKTRIP #802 | 2400 SALEM RD SE | CONYERS | Rockdale | 10000356 | 1 | Flapper Valve | 2003-01-01 | FALSE | 2003-01-01 | FALSE | Currently in Use | Regular | 20000 | Fiberglass Double Walled | 2002-12-10 |  | Double-Walled Fiberglass | Pressurized
BROADWELL ESTATE | 1582 OLD COVINGTON HIGHWAY | CONYERS | Rockdale | 10000572 | 2 |  |  | FALSE |  | FALSE | Removed from Ground | Gas (Historical Use) | 1000 | Unknown |  | 1899-12-31
BP | 2257 SALEM RD | CONYERS | Rockdale | 9122014 | 5A | Ball Float | 2017-04-28 | FALSE |  | FALSE | Temporarily out of use | Premium | 6000 | Tank Jacket | 2017-04-28 |  | Double-Walled Fiberglass | Pressurized
OLD SALEM CAR WASH | 1431 OLD SALEM RD | CONYERS | Rockdale | 1220070 | 2 | [5 empty] | Removed from Ground | Gas (Historical Use) | 6000 | Bare Steel | 1984-05-07 | 1996-02-19 | Unknown
SAMS CLUB #4810 | 2994 TURNER HILL RD | LITHONIA | Rockdale | 10000329 | 1 | Ball Float | 2003-03-20 | FALSE | 2003-03-20 | FALSE | Removed from Ground | Gas (Historical Use) | 20000 | Fiberglass Double Walled | 2003-03-09 | 2018-05-16 |  | Pressurized
ABANDONED SERVICE STATION (DOT) | 5162 HWY 20 | LITHONIA | Rockdale | 10000776 | 1 |  |  | FALSE |  | FALSE | Removed from Ground | Not Marked | 0 | Unknown |  | 1899-12-31
SAMS CLUB #4810 | 2994 TURNER HILL RD | LITHONIA | Rockdale | 10000329 | 2 | Ball Float | 2003-03-20 | FALSE | 2003-03-20 | FALSE | Removed from Ground | Gas (Historical Use) | 20000 | Fiberglass Double Walled | 2003-03-09 | 2018-05-16 |  | Pressurized
SAMS CLUB #4810 | 2994 TURNER HILL RD | LITHONIA | Rockdale | 10000329 | 3 | Ball Float | 2003-03-20 | FALSE | 2003-03-20 | FALSE | Removed from Ground | Gas (Historical Use) | 20000 | Fiberglass Double Walled | 2003-03-09 | 2018-05-16 |  | Pressurized
BP | 2257 SALEM RD | CONYERS | Rockdale | 9122014 | 6 | Ball Float | 2017-04-28 | FALSE |  | FALSE | Temporarily out of use | Diesel | 4000 | Tank Jacket | 2017-04-28 |  | Double-Walled Fiberglass
QUIGG BRANCH SEWAGE TREATMENT FACILITY | 2440 TATUM RD | CONYERS | Rockdale | 9122037 | 2 | Flapper Valve | 1994-08-15 | FALSE | 1994-08-15 | FALSE | Currently in Use | Diesel | 4000 | Fiberglass Double Walled | 1994-08-15 |  | Steel/FG Secondary containment | Safe Suction (Euro)
AIR PRODUCTS-CONYERS FACILITY | 1535 OLD COVINGTON RD | CONYERS | Rockdale | 9122003 | 1 | Flapper Valve | 1992-02-15 | FALSE | 1992-02-15 | TRUE | Currently in Use | Diesel | 10000 | Galvanic (STIP-3) | 1983-05-09 |  | Double-Walled Fiberglass | Pressurized
CITGO FOOD MART #192 | 1341 GA HWY 138 | CONYERS | Rockdale | 1220076 | 4 | [5 empty] | Removed from Ground | Diesel | 15000 | Bare Steel | 1971-05-11 | 1988-01-01 | Galvanized Steel
CITGO FOOD MART #192 | 1341 GA HWY 138 | CONYERS | Rockdale | 1220076 | 1 | [5 empty] | Removed from Ground | Gas (Historical Use) | 12000 | Bare Steel | 1971-05-11 | 1988-01-01 | Galvanized Steel
FRITZ FOOD & GAS | 3421 GEORGIA HWY 20 S | CONYERS | Rockdale | 9122042 | 3 |  | 1987-11-01 | FALSE | 1987-11-01 | FALSE | Currently in Use | E-85 | 8000 | Fiberglass | 1987-11-20 |  | Fiberglass Reinforced Plastic | Pressurized
CHEVRON 201802 | 2130 SALEM RD | CONYERS | Rockdale | 1220053 | 2 | [5 empty] | Removed from Ground | Gas (Historical Use) | 5000 | Double Walled | 1967-05-05 | 1993-10-18 | Fiberglass Reinforced Plastic | Pressurized
HONEY CREEK AMOCO | 3500 GEORGIA HWY 20 | CONYERS | Rockdale | 9122057 | 3 |  | 1998-10-01 | FALSE | 1998-10-01 | FALSE | Currently in Use | Gas (Historical Use) | 10000 | Fiberglass | 1987-05-01 |  | Fiberglass Reinforced Plastic | Pressurized
BP | 2257 SALEM RD | CONYERS | Rockdale | 9122014 | 5B | Ball Float | 2017-04-28 | FALSE |  | FALSE | Temporarily out of use | Diesel | 4000 | Tank Jacket | 2017-04-28 |  | Double-Walled Fiberglass | Pressurized
D & L STOP & SHOP | ROUTE 3 BOX 381 | MONROE | Rockdale | 1220072 | 1 | [5 empty] | Removed from Ground | Gas (Historical Use) | 1000 | Bare Steel | 1984-05-07 | 1992-04-01 | Unknown
QUIKTRIP #802 | 2400 SALEM RD SE | CONYERS | Rockdale | 10000356 | 4A | Flapper Valve | 2018-05-02 | FALSE | 2018-05-02 | FALSE | Currently in Use | Plus | 12000 | Fiberglass Double Walled | 2018-05-02 |  | Double-Walled Flex | Pressurized
QUIKTRIP #802 | 2400 SALEM RD SE | CONYERS | Rockdale | 10000356 | 3 | Flapper Valve | 2003-01-01 | FALSE | 2003-01-01 | FALSE | Currently in Use | Premium | 12000 | Fiberglass Double Walled | 2002-12-10 |  | Double-Walled Fiberglass | Pressurized
COMMERCIAL USE PROPERTY | 1209 IRIS DRIVE | CONYERS | Rockdale | 10002381 | 1 |  |  | FALSE |  | FALSE | Removed from Ground | Gas (Historical Use) | 0 | Unknown | 1983-01-01 | 1983-01-01
FRITZ FOOD & GAS | 3421 GEORGIA HWY 20 S | CONYERS | Rockdale | 9122042 | 4 |  | 1987-11-01 | FALSE | 1987-11-01 | FALSE | Currently in Use | Diesel | 2000 | Fiberglass | 1987-11-20 |  | Fiberglass Reinforced Plastic | Pressurized
D & L STOP & SHOP | ROUTE 3 BOX 381 | MONROE | Rockdale | 1220072 | 2 | [5 empty] | Removed from Ground | Gas (Historical Use) | 1000 | Bare Steel | 1984-05-07 | 1992-04-01 | Unknown
Conyers Chevron, Inc. | 3531 Hwy. 20 SE | CONYERS | Rockdale | 10003353 | 2B | Flapper Valve | 2022-06-02 | FALSE | 2022-06-02 | FALSE | Currently in Use | Diesel | 6000 | Composite Double Walled | 2022-06-02 |  | Double-Walled Fiberglass | Pressurized
Conyers Chevron, Inc. | 3531 Hwy. 20 SE | CONYERS | Rockdale | 10003353 | 2A | Flapper Valve | 2022-06-02 | FALSE | 2022-06-02 | FALSE | Currently in Use | Premium | 6000 | Composite Double Walled | 2022-06-02 |  | Double-Walled Fiberglass | Pressurized
FOOD MART | 1325 PARKER RD SE | CONYERS | Rockdale | 10003462 | 1C | Flapper Valve | 2023-12-01 | FALSE | 2024-01-15 | FALSE | Currently in Use | Diesel | 4000 | Composite Double Walled | 2023-11-01 |  | Double-Walled Flex | Pressurized
SHELL GAS STATION | 1057 WEST AVE | CONYERS | Rockdale | 1220059 | 6 | Ball Float | 1990-02-27 | FALSE | 1990-02-27 | TRUE | Currently in Use | Plus | 10000 | Composite | 1990-01-01 |  | Fiberglass Reinforced Plastic | Pressurized
CHEVRON 201802 | 2130 SALEM RD | CONYERS | Rockdale | 1220053 | 6 | Flapper Valve | 2021-04-14 | FALSE | 1993-10-26 | FALSE | Currently in Use | Premium | 10000 | Fiberglass Double Walled | 1993-10-26 |  | Double-Walled Fiberglass | Pressurized
BROADWELL ESTATE | 1582 OLD COVINGTON HIGHWAY | CONYERS | Rockdale | 10000572 | 3 |  |  | FALSE |  | FALSE | Removed from Ground | Gas (Historical Use) | 1000 | Unknown |  | 1899-12-31
HOLIDAY FOODMART | 2221 SALEM RD | CONYERS | Rockdale | 9122050 | 1 | Ball Float | 1996-07-01 |  | 1996-07-01 |  | Currently in Use | Gas (Historical Use) | 10000 | Steel-Impressed Current | 1985-12-01 |  | Double-Walled Fiberglass | Pressurized
QuikTrip Fuel Center #770 | 1395 HWY 138 | CONYERS | Rockdale | 9122064 | 1 |  | 1998-02-09 | FALSE | 1998-02-09 | FALSE | Currently in Use | Regular | 12000 | Fiberglass | 1998-01-28 |  |  | Pressurized
AIR PRODUCTS-CONYERS FACILITY | 1535 OLD COVINGTON RD | CONYERS | Rockdale | 9122003 | 4 | [5 empty] | Removed from Ground | Diesel | 20000 | Bare Steel | 1976-05-10 | 1992-02-01 | Bare Steel
AIR PRODUCTS-CONYERS FACILITY | 1535 OLD COVINGTON RD | CONYERS | Rockdale | 9122003 | 5 | [5 empty] | Removed from Ground | Diesel | 3000 | Bare Steel | 1976-05-10 | 1992-02-01 | Bare Steel
OLD SALEM CAR WASH | 1431 OLD SALEM RD | CONYERS | Rockdale | 1220070 | 1 | [5 empty] | Removed from Ground | Gas (Historical Use) | 6000 | Bare Steel | 1984-05-07 | 1996-02-19 | Unknown
FOOD MART | 1325 PARKER RD SE | CONYERS | Rockdale | 10003462 | 1A | Flapper Valve | 2023-12-01 | FALSE | 2024-01-15 | FALSE | Currently in Use | Regular | 12000 | Composite Double Walled | 2023-11-01 |  | Double-Walled Flex | Pressurized
FOOD MART | 1325 PARKER RD SE | CONYERS | Rockdale | 10003462 | 1B | Flapper Valve | 2023-12-01 | FALSE | 2024-01-15 | FALSE | Currently in Use | Premium | 4000 | Composite Double Walled | 2023-11-01 |  | Double-Walled Flex | Pressurized
Nisha Convenience, Inc. DBA: Salem | 1502 Old Salem Rd. | Conyers | Rockdale | 10003235 | 2A | Flapper Valve | 2022-02-23 | FALSE | 2022-02-23 | FALSE | Currently in Use | Premium | 6000 | Composite Double Walled | 2022-02-23 |  | Double-Walled Fiberglass | Pressurized
MONASTERY OF THE HOLY GHOST | 2625 GA HWY 212 SW | CONYERS | Rockdale | 4440729 | 4 | [5 empty] | Removed from Ground | Gas (Historical Use) | 550 | Bare Steel | 1976-03-06 | 1998-07-21 | Galvanized Steel
Salem Shell | 2869 Salem Rd SE | Conyers | Rockdale | 10003241 | 2B | Flapper Valve | 2022-01-14 | FALSE | 2022-01-14 | FALSE | Currently in Use | Diesel | 6000 | Composite Double Walled | 2022-01-14 |  | Double-Walled Fiberglass | Pressurized
Nisha Convenience, Inc. DBA: Salem | 1502 Old Salem Rd. | Conyers | Rockdale | 10003235 | 2C | Flapper Valve | 2022-02-23 | FALSE | 2022-02-23 | FALSE | Currently in Use | Diesel | 6000 | Composite Double Walled | 2022-02-23 |  | Double-Walled Fiberglass | Pressurized
Nisha Convenience, Inc. DBA: Salem | 1502 Old Salem Rd. | Conyers | Rockdale | 10003235 | 2B | Flapper Valve | 2022-02-23 | FALSE | 2022-02-23 | FALSE | Currently in Use | E-0 | 3000 | Composite Double Walled | 2022-02-23 |  | Double-Walled Fiberglass | Pressurized
Salem Shell | 2869 Salem Rd SE | Conyers | Rockdale | 10003241 | 1 | Flapper Valve | 2022-01-14 | FALSE | 2022-01-14 | FALSE | Currently in Use | Regular | 12000 | Composite Double Walled | 2022-01-14 |  | Double-Walled Fiberglass | Pressurized
Salem Shell | 2869 Salem Rd SE | Conyers | Rockdale | 10003241 | 2A | Flapper Valve | 2022-01-14 | FALSE | 2022-01-14 | FALSE | Currently in Use | Premium | 6000 | Composite Double Walled | 2022-01-14 |  | Double-Walled Fiberglass | Pressurized
Conyers Chevron, Inc. | 3531 Hwy. 20 SE | CONYERS | Rockdale | 10003353 | 1 | Flapper Valve | 2022-06-02 | FALSE | 2022-06-02 | FALSE | Currently in Use | Regular | 12000 | Composite Double Walled | 2022-06-02 |  | Double-Walled Fiberglass | Pressurized
MONASTERY OF THE HOLY GHOST | 2625 GA HWY 212 SW | CONYERS | Rockdale | 4440729 | 3 | [5 empty] | Removed from Ground | Gas (Historical Use) | 550 | Bare Steel | 1976-03-06 | 1998-07-21 | Galvanized Steel
MONASTERY OF THE HOLY GHOST | 2625 GA HWY 212 SW | CONYERS | Rockdale | 4440729 | 2 | [5 empty] | Removed from Ground | Gas (Historical Use) | 550 | Bare Steel | 1976-03-06 | 1998-07-21 | Galvanized Steel
MONASTERY OF THE HOLY GHOST | 2625 GA HWY 212 SW | CONYERS | Rockdale | 4440729 | 1 | [5 empty] | Removed from Ground | Diesel | 450 | Bare Steel | 1976-03-06 | 1998-07-21 | Galvanized Steel
Nisha Convenience, Inc. DBA: Salem | 1502 Old Salem Rd. | Conyers | Rockdale | 10003235 | 1 | Flapper Valve | 2022-02-23 | FALSE | 2022-02-23 | FALSE | Currently in Use | Regular | 15000 | Composite Double Walled | 2022-02-23 |  | Double-Walled Fiberglass | Pressurized
MAXELL CORP OF AMERICA | 1400 /1421 PARKER RD | CONYERS | Rockdale | 9122026 | 1 | [5 empty] | Removed from Ground | Diesel | 10000 | Fiberglass | 1992-12-02 | 1992-12-02 | Galvanized Steel | Suction (American)
Marathon Quick Stop | 4711 SE Hwy 20 | Conyers | Rockdale | 10003437 | 2B | Flapper Valve | 2023-09-29 | FALSE | 2023-09-29 | FALSE | Currently in Use | Diesel On Road | 5000 | Composite Double Walled | 2023-09-29 |  | Double-Walled Fiberglass | Pressurized
Marathon Quick Stop | 4711 SE Hwy 20 | Conyers | Rockdale | 10003437 | 2C | Flapper Valve | 2023-09-29 | FALSE | 2023-09-29 | FALSE | Currently in Use | E-0 | 5000 | Composite Double Walled | 2023-09-29 |  | Double-Walled Fiberglass | Pressurized
TARGET STORE T-379 | 1648 HWY 138 | CONYERS | Rockdale | 9122011 | 1 |  |  | TRUE |  | TRUE | Removed from Ground | Used Oil | 500 | Bare Steel |  | 1899-12-31 | Galvanized Steel
Marathon Quick Stop | 4711 SE Hwy 20 | Conyers | Rockdale | 10003437 | 1 | Flapper Valve | 2023-09-29 | FALSE | 2023-09-29 | FALSE | Currently in Use | Regular | 15000 | Composite Double Walled | 2023-09-29 |  | Double-Walled Fiberglass | Pressurized
Marathon Quick Stop | 4711 SE Hwy 20 | Conyers | Rockdale | 10003437 | 2A | Flapper Valve | 2023-09-29 | FALSE | 2023-09-29 | FALSE | Currently in Use | Premium | 5000 | Composite Double Walled | 2023-09-29 |  | Double-Walled Fiberglass | Pressurized
Oglesby Center LLC | 4565 Hwy 20 | Conyers | Rockdale | 10003174 | 2B | Flapper Valve | 2020-08-14 | FALSE | 2020-03-20 | FALSE | Currently in Use | E-0 | 5000 | Tank Jacket Double Walled | 2020-08-24 |  | Double-Walled Fiberglass | Pressurized
QuikTrip #833 | 1870 Hwy 20 SE | Conyers | Rockdale | 10003198 | 1 | Flapper Valve | 2022-02-01 | FALSE | 2021-10-01 | FALSE | Currently in Use | Regular | 15000 | Tank Jacket Double Walled | 2021-07-01 |  | Double-Walled Fiberglass | Pressurized
Oglesby Center LLC | 4565 Hwy 20 | Conyers | Rockdale | 10003174 | 1B | Flapper Valve | 2020-08-14 | FALSE | 2020-03-20 | FALSE | Currently in Use | Diesel | 7000 | Tank Jacket Double Walled | 2020-08-24 |  | Double-Walled Fiberglass | Pressurized
QuikTrip #833 | 1870 Hwy 20 SE | Conyers | Rockdale | 10003198 | 4 | Flapper Valve | 2022-02-01 | FALSE | 2021-10-01 | FALSE | Currently in Use | E-0 | 15000 | Tank Jacket Double Walled | 2021-07-01 |  | Double-Walled Fiberglass | Pressurized
QuikTrip #833 | 1870 Hwy 20 SE | Conyers | Rockdale | 10003198 | 5 | Flapper Valve | 2022-02-01 | FALSE | 2021-10-01 | FALSE | Currently in Use | Premium | 15000 | Tank Jacket Double Walled | 2021-07-01 |  | Double-Walled Fiberglass | Pressurized
Oglesby Center LLC | 4565 Hwy 20 | Conyers | Rockdale | 10003174 | 2A | Flapper Valve | 2020-08-14 | FALSE | 2020-03-20 | FALSE | Currently in Use | Premium | 10000 | Tank Jacket Double Walled | 2020-08-24 |  | Double-Walled Fiberglass | Pressurized
QuikTrip #833 | 1870 Hwy 20 SE | Conyers | Rockdale | 10003198 | 3 | Flapper Valve | 2022-02-01 | FALSE | 2021-10-01 | FALSE | Currently in Use | Regular | 15000 | Tank Jacket Double Walled | 2021-07-01 |  | Double-Walled Fiberglass | Pressurized
Oglesby Center LLC | 4565 Hwy 20 | Conyers | Rockdale | 10003174 | 1A | Flapper Valve | 2020-08-14 | FALSE | 2020-03-20 | FALSE | Currently in Use | Regular | 16000 | Tank Jacket Double Walled | 2020-08-24 |  | Double-Walled Fiberglass | Pressurized
QuikTrip #833 | 1870 Hwy 20 SE | Conyers | Rockdale | 10003198 | 2 | Overfill Alarm | 2022-02-01 | FALSE | 2021-10-01 | FALSE | Currently in Use | Regular | 15000 | Tank Jacket Double Walled | 2021-07-01 |  | Double-Walled Fiberglass | Pressurized
QuikTrip #833 | 1870 Hwy 20 SE | Conyers | Rockdale | 10003198 | 6 | Flapper Valve | 2022-02-01 | FALSE | 2021-10-01 | FALSE | Currently in Use | Diesel | 15000 | Tank Jacket Double Walled | 2021-07-01 |  | Double-Walled Fiberglass | Pressurized
LITTLE MOUNTAIN MANAGEMENT INC | 1850 LITTLE MOUNTAIN RD | ELLEWOOD | Rockdale | 9122044 | 1 | [5 empty] | Removed from Ground | Gas (Historical Use) | 1000 | Not Marked/Unknown | 1989-06-01 | 1899-12-31 | Not Marked
MURRAYS PLACE | S US HWY 19 | ELLAVILLE | Schley | 1230002 | 1 |  | 1995-03-29 |  | 1995-03-29 |  | Removed from Ground | Gas (Historical Use) | 10027 | Cathodically Protected Steel | 1986-02-24 | 2003-08-28 | Fiberglass Reinforced Plastic | Pressurized
MURRAYS PLACE | S US HWY 19 | ELLAVILLE | Schley | 1230002 | 4 |  | 1995-03-29 |  | 1995-03-29 |  | Removed from Ground | Gas (Historical Use) | 10027 | Cathodically Protected Steel | 1986-02-24 | 2003-08-28 | Galvanized Steel | Pressurized
VACANT PROPERTY:FUTURE PEOPLES BANK OF TALBOTTON | 489 SOUTH BROAD STREET | ELLAVILLE | Schley | 10002421 | 2 |  |  | FALSE |  | FALSE | Removed from Ground | Gas (Historical Use) | 1000 | Unknown | 2015-03-10 | 2015-03-10 | Unknown
C&J SHELL | US 19/PO BOX 183 | ELLAVILLE | Schley | 1230011 | 1 |  | 1998-01-01 |  | 1998-01-01 |  | Removed from Ground | Gas (Historical Use) | 5000 | Cathodically Protected Steel | 1969-05-12 | 2009-01-27 | Cathodically Protected | Suction (American)
BROWNS BP | 40 N Broad St | ELLAVILLE | Schley | 1290015 | 1 |  | 1998-08-25 |  | 1998-08-25 |  | Temporarily out of use | Gas (Historical Use) | 6000 | Steel-Impressed Current | 1974-04-18 |  |  | Pressurized
QUICK STOP 12 | 524 S BROAD ST | ELLAVILLE | Schley | 1230013 | 2 | Flapper Valve | 1998-08-22 |  | 1998-08-22 |  | Currently in Use | Diesel | 8000 | Galvanic (STIP-3) | 1988-03-01 |  | Fiberglass Reinforced Plastic | Pressurized
DEPARTMEN OF TRANSORTATION 10331 | GEORGIA HWY 228 SE 1 MI E OF | ELLAVILLE | Schley | 1230008 | 331G1 | [5 empty] | Removed from Ground | Gas (Historical Use) | 1060 | Bare Steel | 1970-05-02 | 2005-03-10 | Galvanized Steel | Safe Suction (Euro)
C&J SHELL | US 19/PO BOX 183 | ELLAVILLE | Schley | 1230011 | 4 |  | 1991-05-08 |  | 1991-05-08 |  | Removed from Ground | Diesel | 4015 | Cathodically Protected Steel | 1991-05-08 | 2009-01-27 | Cathodically Protected | Pressurized
BLACKS MINIT MART | NORTHSIDE DR | ELLAVILLE | Schley | 1230014 | 1 | [5 empty] | Removed from Ground | Gas (Historical Use) | 2500 | Bare Steel | 1986-01-01 | 1998-10-16 | Galvanized Steel | Pressurized
T&R CUSTOMS INC | 814 N BROAD ST | ELLAVILLE | Schley | 9123010 | 2 | [5 empty] | Removed from Ground | Gas (Historical Use) | 1000 | Bare Steel | 1986-04-01 | 1998-12-16 | Galvanized Steel | Suction (American)
BROWNS BP | 40 N Broad St | ELLAVILLE | Schley | 1290015 | 3 |  | 1998-08-25 |  | 1998-08-25 |  | Temporarily out of use | Gas (Historical Use) | 6000 | Steel-Impressed Current | 1974-04-18 |  |  | Pressurized
CHEVRON FOOD MART 3 | 258 N Broad St. | ELLAVILLE | Schley | 1230009 | 3 | [5 empty] | Removed from Ground | Gas (Historical Use) | 6000 | Bare Steel | 1982-04-08 | 1996-01-23 | Galvanized Steel | Suction (American)
SCHLEY COUNTY BD OF EDUCATION | 401 PERRY DR | ELLAVILLE | Schley | 1230004 | 1 | [5 empty] | Removed from Ground | Diesel | 3000 | Bare Steel | 1958-01-10 | 1997-02-12 | Unknown
DOLLAR GENERAL #8011 | 560 S BROAD ST | ELLAVILLE | Schley | 10002399 | 1 |  | 2014-10-02 | FALSE | 2014-10-02 | FALSE | Currently in Use | Gas (Historical Use) | 15000 | Fiberglass Double Walled | 2014-09-25 |  | Double-Walled Flex | Pressurized
C&J SHELL | US 19/PO BOX 183 | ELLAVILLE | Schley | 1230011 | 5 |  | 1998-01-01 |  | 1998-01-01 |  | Removed from Ground | Kerosene | 560 | Cathodically Protected Steel | 1998-01-01 | 2009-01-27 | Cathodically Protected | Safe Suction (Euro)
DOLLAR GENERAL #8011 | 560 S BROAD ST | ELLAVILLE | Schley | 10002399 | 2B |  | 2014-10-02 | FALSE | 2014-10-02 | FALSE | Currently in Use | Diesel | 7000 | Fiberglass Double Walled | 2014-09-25 |  | Double-Walled Flex | Pressurized
CHEVRON FOOD MART 3 | 258 N Broad St. | ELLAVILLE | Schley | 1230009 | 4 | Flapper Valve | 1996-02-12 | FALSE | 1996-02-12 | FALSE | Currently in Use | Gas (Historical Use) | 25000 | Composite | 1996-02-12 |  | Double-Walled Fiberglass | Pressurized
CHEVRON FOOD MART 3 | 258 N Broad St. | ELLAVILLE | Schley | 1230009 | 1 | [5 empty] | Removed from Ground | Gas (Historical Use) | 8000 | Bare Steel | 1982-04-08 | 1996-01-23 | Galvanized Steel | Suction (American)
SCHLEY COUNTY BUS LOT | OGLETHORPE STREET | ELLAVILLE | Schley | 1230005 | 1 | [5 empty] | Removed from Ground | Gas (Historical Use) | 4000 | Bare Steel | 1978-01-05 | 1997-02-12 | Unknown
C&J SHELL | US 19/PO BOX 183 | ELLAVILLE | Schley | 1230011 | 3 |  | 1998-01-01 |  | 1991-05-08 |  | Removed from Ground | Gas (Historical Use) | 3000 | Cathodically Protected Steel | 1969-05-12 | 2009-01-27 | Cathodically Protected | Suction (American)
CHEVRON FOOD MART 3 | 258 N Broad St. | ELLAVILLE | Schley | 1230009 | 2 | [5 empty] | Removed from Ground | Gas (Historical Use) | 8000 | Bare Steel | 1982-04-08 | 1996-01-23 | Galvanized Steel
BATTLE SERVICE STATION | US HWY 19 | ELLAVILLE | Schley | 1230010 | 1 | [5 empty] | Removed from Ground | Gas (Historical Use) | 4000 | Bare Steel | 1983-04-08 | 1995-05-01 | Galvanized Steel | Suction (American)
C&J SHELL | US 19/PO BOX 183 | ELLAVILLE | Schley | 1230011 | 2 |  | 1998-01-01 |  | 1998-01-01 |  | Removed from Ground | Gas (Historical Use) | 5000 | Cathodically Protected Steel | 1969-05-12 | 2009-01-27 | Cathodically Protected | Suction (American)
DOLLAR GENERAL #8011 | 560 S BROAD ST | ELLAVILLE | Schley | 10002399 | 2A |  | 2014-10-02 | FALSE | 2014-10-02 | FALSE | Currently in Use | Gas (Historical Use) | 8000 | Fiberglass Double Walled | 2014-09-25 |  | Double-Walled Flex | Pressurized
VACANT PROPERTY:FUTURE PEOPLES BANK OF TALBOTTON | 489 SOUTH BROAD STREET | ELLAVILLE | Schley | 10002421 | 1 |  |  | FALSE |  | FALSE | Installed | Gas (Historical Use) | 1000 | Unknown | 2015-03-10 |  | Unknown
QUICK STOP 12 | 524 S BROAD ST | ELLAVILLE | Schley | 1230013 | 1 | Flapper Valve | 1998-08-22 |  | 1998-08-22 |  | Currently in Use | Gas (Historical Use) | 8000 | Galvanic (STIP-3) | 1988-03-01 |  | Fiberglass Reinforced Plastic | Pressurized
T&R CUSTOMS INC | 814 N BROAD ST | ELLAVILLE | Schley | 9123010 | 1 | [5 empty] | Removed from Ground | Diesel | 3000 | Bare Steel | 1986-04-01 | 1998-02-16 | Galvanized Steel | Suction (American)
MURRAYS PLACE | S US HWY 19 | ELLAVILLE | Schley | 1230002 | 3 |  | 1995-03-29 |  | 1995-03-29 |  | Removed from Ground | Diesel | 10027 | Cathodically Protected Steel | 1986-02-24 | 2003-08-28 | Galvanized Steel | Pressurized
GA FC | GA 26 1 MILES WEST | ELLAVILLE | Schley | 1230007 | 12033 | [5 empty] | Removed from Ground | Gas (Historical Use) | 560 | Bare Steel | 1966-04-27 | 1990-05-05 | Galvanized Steel
BATTLE SERVICE STATION | US HWY 19 | ELLAVILLE | Schley | 1230010 | 2 | [5 empty] | Removed from Ground | Gas (Historical Use) | 3000 | Bare Steel | 1983-04-08 | 1995-05-01 | Galvanized Steel | Suction (American)
CITY OF ELLAVILLE | WILSON ST | ELLAVILLE | Schley | 1230001 | 1 | [5 empty] | Removed from Ground | Gas (Historical Use) | 500 | Bare Steel | 1978-04-16 | 1991-01-01 | Galvanized Steel
BATTLE SERVICE STATION | US HWY 19 | ELLAVILLE | Schley | 1230010 | 3 | [5 empty] | Removed from Ground | Gas (Historical Use) | 3000 | Bare Steel | 1983-04-08 | 1995-05-01 | Galvanized Steel | Suction (American)
BLACKS MINIT MART | NORTHSIDE DR | ELLAVILLE | Schley | 1230014 | 2 | [5 empty] | Removed from Ground | Gas (Historical Use) | 6000 | Bare Steel | 1986-01-01 | 1998-10-16 | Galvanized Steel | Pressurized
BROWNS BP | 40 N Broad St | ELLAVILLE | Schley | 1290015 | 4 |  |  | FALSE |  | FALSE | Removed from Ground | Kerosene | 550 | Bare Steel | 1974-04-18 | 1899-12-31 | Galvanized Steel
MURRAYS PLACE | S US HWY 19 | ELLAVILLE | Schley | 1230002 | 2 |  | 1995-03-29 |  | 1995-03-29 |  | Removed from Ground | Gas (Historical Use) | 10027 | Cathodically Protected Steel | 1986-02-24 | 2003-08-28 | Galvanized Steel | Pressurized
BROWNS BP | 40 N Broad St | ELLAVILLE | Schley | 1290015 | 2 |  | 1998-08-25 |  | 1998-08-25 |  | Temporarily out of use | Gas (Historical Use) | 6000 | Steel-Impressed Current | 1974-04-18 |  |  | Pressurized
QUICK STOP 12 | 524 S BROAD ST | ELLAVILLE | Schley | 1230013 | 3 | Flapper Valve | 1998-08-22 |  | 1998-08-22 |  | Currently in Use | Gas (Historical Use) | 8000 | Galvanic (STIP-3) | 1988-03-01 |  | Fiberglass Reinforced Plastic | Pressurized
NUNNALLY'S GROCERY | 5478 BURTON'S FERRY RD | SYLVANIA | Screven | 9124067 | 2 | [5 empty] | Removed from Ground | Gas (Historical Use) | 1000 | Not Marked/Unknown | 1998-11-01 | 1998-11-01 | Not Marked
DAVID W REED COMPANY | NORTH CORNER OF ENNIS AND SHARP | SYLVANIA | Screven | 9124021 | 1 | [5 empty] | Removed from Ground | Gas (Historical Use) | 10000 | Not Marked/Unknown | 1997-06-01 | 1997-06-01 | Not Marked
PLANTATION AIRPARK | 538 BECON RD | SYLVANIA | Screven | 9124019 | 1 | [5 empty] | Removed from Ground | Gas (Historical Use) | 10000 | Bare Steel | 1976-01-01 | 2001-07-03 | Bare Steel | Suction (American)
WILSON'S GROCERY | 5108 BUTTERMILK RD | SYLVANIA | Screven | 9124020 | 2 |  | 1999-05-14 |  | 1999-05-14 |  | Closed in Ground | Empty | 1000 | Cathodically Protected Steel | 1979-01-01 | 2016-08-05 | Cathodically Protected | Safe Suction (Euro)
L A THIGPEN | 1300 BUTTERMILK RD | SYLVANIA | Screven | 9124014 | 2 | [5 empty] | Removed from Ground | Diesel | 2000 | Epoxy | 1986-05-02 | 1999-12-20 | Galvanized Steel | Suction (American)
WHITEHILL GROCERY | Old GA 21, Intersection with Poor Robin RD | SYLVANIA | Screven | 9124006 | 1 |  | 1998-12-26 | FALSE | 1998-12-26 | FALSE | Removed from Ground | Regular | 6000 | Steel-Impressed Current | 1988-01-01 |  |  | Suction (American)
IN & OUT | 1017 SOUTH MAIN ST | SYLVANIA | Screven | 9124007 | 3 | Flapper Valve | 1995-10-01 | FALSE | 1995-10-01 | FALSE | Currently in Use | Premium | 8000 | Steel-Impressed Current | 1987-01-01 |  | Fiberglass Reinforced Plastic | Pressurized
JAI MATA DEE TRADING INC | 2560 BURTONS FERRY RD | SYLVANIA | Screven | 9124002 | 4 | Ball Float | 1994-02-05 | FALSE | 1994-02-05 | FALSE | Currently in Use | Diesel Off Road | 12000 | Composite | 1994-02-05 |  | Fiberglass Reinforced Plastic | Pressurized
JAI MATA DEE TRADING INC | 2560 BURTONS FERRY RD | SYLVANIA | Screven | 9124002 | 1 | Ball Float | 1990-03-10 | FALSE | 1990-03-10 | FALSE | Currently in Use | E-10 | 8000 | Galvanic (STIP-3) | 1990-03-10 |  | Fiberglass Reinforced Plastic | Pressurized
ROWELLS SVC STA | 521 NORTH MAIN ST | SYLVANIA | Screven | 9000701 | 3 | [5 empty] | Removed from Ground | Gas (Historical Use) | 3000 | Bare Steel | 1961-05-08 | 1991-04-08 | Galvanized Steel
NEIGHBORS EXXON #60 | 408 W OGEECHEE ST | SYLVANIA | Screven | 9087029 | 3 | Flapper Valve | 1992-01-01 | FALSE | 1992-01-01 | FALSE | Currently in Use | Diesel Off Road | 8000 | Galvanic (STIP-3) | 1992-01-01 |  | Fiberglass Reinforced Plastic | Pressurized
KING FINISHING CO DIV OF SPARTAN | GA HWY 17 | DOVER | Screven | 1240005 | 1 | [5 empty] | Removed from Ground | Gas (Historical Use) | 500 | Bare Steel | 1971-02-22 | 1991-06-15 | Galvanized Steel
PAULA B LEE & R WADE BROWN | 7047 NEWINGTON HWY | SYLVANIA | Screven | 9124022 | 2 | [5 empty] | Removed from Ground | Gas (Historical Use) | 280 | Bare Steel | 1998-11-01 | 1998-11-01 | Galvanized Steel | Suction (American)
NORFOLK SOUTHERN RAILWAY | 245 W CHESTER | SYLVANIA | Screven | 9124017 | 2 | [5 empty] | Removed from Ground | Other | 2000 | Marked Unknown | 1996-02-22 | 1996-02-22 | Unknown
CITY OF SYLVANIA/FORMER FORD DEA | NORTH MAIN ST | SYLVANIA | Screven | 9124009 | 5 |  |  | TRUE |  | TRUE | Removed from Ground | Used Oil | 500 | Bare Steel | 1998-08-11 | 1998-08-11 | Bare Steel
CITY OF SYLVANIA/FORMER FORD DEA | NORTH MAIN ST | SYLVANIA | Screven | 9124009 | 4 |  |  | TRUE |  | TRUE | Removed from Ground | Used Oil | 90 | Bare Steel | 1998-08-11 | 1998-08-11 | Bare Steel
RUSTYS ONE STOP | 211 SOUTH MAIN ST | SYLVANIA | Screven | 9124008 | 5 | Ball Float | 1998-01-01 | FALSE | 1998-01-01 | FALSE | Currently in Use | Premium | 8000 | Composite | 1998-01-01 |  | Fiberglass Reinforced Plastic | Pressurized
RUSTYS ONE STOP | 211 SOUTH MAIN ST | SYLVANIA | Screven | 9124008 | 4 | Ball Float | 1998-01-01 | FALSE | 1998-01-01 | FALSE | Currently in Use | E-10 | 12000 | Composite | 1998-01-01 |  | Fiberglass Reinforced Plastic | Pressurized
JAI MATA DEE TRADING INC | 2560 BURTONS FERRY RD | SYLVANIA | Screven | 9124002 | 2A | Ball Float | 1990-03-10 | FALSE | 1990-03-10 | FALSE | Currently in Use | Diesel | 4000 | Galvanic (STIP-3) | 1990-03-10 |  | Fiberglass Reinforced Plastic | Pressurized
W H HUNTER STORE | 6085 SAVANNAH HWY | SYLVANIA | Screven | 9124016 | 4 | [5 empty] | Removed from Ground | Gas (Historical Use) | 550 | Marked Unknown | 1996-03-29 | 1996-03-29 | Unknown
W H HUNTER STORE | 6085 SAVANNAH HWY | SYLVANIA | Screven | 9124016 | 5 | [5 empty] | Removed from Ground | Gas (Historical Use) | 550 | Marked Unknown | 1996-03-29 | 1996-03-29 | Unknown
NEIGHBORS #70 | 1446 STATESBORO HWY | SYLVANIA | Screven | 9124015 | 2 | Flapper Valve | 1993-01-01 | FALSE | 1993-01-01 | FALSE | Currently in Use | E-10 | 8000 | Galvanic (STIP-3) | 1993-01-01 |  | Fiberglass Reinforced Plastic | Pressurized
IN & OUT | 1017 SOUTH MAIN ST | SYLVANIA | Screven | 9124007 | 1 | Flapper Valve | 1995-10-01 | FALSE | 1995-10-01 | FALSE | Currently in Use | E-10 | 8000 | Steel-Impressed Current | 1987-01-01 |  | Fiberglass Reinforced Plastic | Pressurized
NEIGHBORS EXXON #60 | 408 W OGEECHEE ST | SYLVANIA | Screven | 9087029 | 1 | Flapper Valve | 1992-01-01 | FALSE | 1992-01-01 | FALSE | Currently in Use | E-10 | 8000 | Galvanic (STIP-3) | 1992-01-01 |  | Fiberglass Reinforced Plastic | Pressurized
ROWELLS SVC STA | 521 NORTH MAIN ST | SYLVANIA | Screven | 9000701 | 2 | [5 empty] | Removed from Ground | Gas (Historical Use) | 3000 | Bare Steel | 1961-05-08 | 1991-04-08 | Galvanized Steel
KING FINISHING CO DIV OF SPARTAN | GA HWY 17 | DOVER | Screven | 1240005 | 2 | [5 empty] | Removed from Ground | Diesel | 600 | Bare Steel | 1985-02-18 | 1991-06-15 | Not Marked
THE SHORT STOP | 1480 MILLEN HWY | SYLVANIA | Screven | 9124074 | 2B | Ball Float | 2001-09-01 | FALSE | 2001-09-01 | FALSE | Currently in Use | Diesel | 4000 | Composite | 2001-09-01 |  | Fiberglass Reinforced Plastic | Pressurized
DOVER TELEPHONE EXCHANGE | 1580 STATESBORO HWY | SYLVANIA | Screven | 9124026 | 1 | [5 empty] | Removed from Ground | Diesel | 550 | Not Marked/Unknown | 1998-09-14 | 1998-09-14 | Not Marked
COOPERVILLE M&M | 6547 STATESBORO HWY | SYLVANIA | Screven | 9124013 | 2 | Ball Float | 1992-06-10 | FALSE | 1992-06-10 | FALSE | Currently in Use | E-10 | 3000 | Galvanic (STIP-3) | 1992-06-10 |  | Fiberglass Reinforced Plastic | Pressurized
RUSTYS ONE STOP | 211 SOUTH MAIN ST | SYLVANIA | Screven | 9124008 | 3 | [5 empty] | Removed from Ground | Gas (Historical Use) | 4000 | Bare Steel | 1982-03-02 | 1998-01-01 | Galvanized Steel | Safe Suction (Euro)
JAI MATA DEE TRADING INC | 2560 BURTONS FERRY RD | SYLVANIA | Screven | 9124002 | 7A | Ball Float | 1990-03-10 | FALSE | 1990-03-10 | FALSE | Currently in Use | E-0 | 4000 | Galvanic (STIP-3) | 1990-03-10 |  | Fiberglass Reinforced Plastic | Pressurized
ROWELLS SVC STA | 521 NORTH MAIN ST | SYLVANIA | Screven | 9000701 | 1 | [5 empty] | Removed from Ground | Diesel | 3000 | Bare Steel | 1961-05-08 | 1991-04-08 | Galvanized Steel
W H HUNTER STORE | 6085 SAVANNAH HWY | SYLVANIA | Screven | 9124016 | 2 | [5 empty] | Removed from Ground | Gas (Historical Use) | 3000 | Marked Unknown | 1996-03-29 | 1996-03-29 | Unknown
NEIGHBORS #70 | 1446 STATESBORO HWY | SYLVANIA | Screven | 9124015 | 4 | Flapper Valve | 1993-01-01 | FALSE | 1993-01-01 | FALSE | Currently in Use | Diesel | 4000 | Galvanic (STIP-3) | 1993-01-01 |  | Fiberglass Reinforced Plastic | Pressurized
MEERAJI 01 INC #101 | 495 EAST FRONTAGE RD | SYLVANIA | Screven | 9124072 | 2 | Ball Float | 2000-04-01 | FALSE | 2000-04-01 | FALSE | Currently in Use | Premium | 6000 | Composite | 2000-04-01 |  | Fiberglass Reinforced Plastic | Pressurized
THE 'Y' BAIT & TACKLE | 102 INDUSTRIAL RD | SYLVANIA | Screven | 9124068 | 2 | [5 empty] | Removed from Ground | Gas (Historical Use) | 500 | Bare Steel | 1998-09-01 | 1998-09-01 | Bare Steel | Safe Suction (Euro)
PAULA B LEE & R WADE BROWN | 7047 NEWINGTON HWY | SYLVANIA | Screven | 9124022 | 1 | [5 empty] | Removed from Ground | Gas (Historical Use) | 550 | Bare Steel | 1998-11-01 | 1998-11-01 | Galvanized Steel | Suction (American)
ALLTEL/SOUTHERN REGION | 303 EAST OGEECHEE ST | SYLVANIA | Screven | 9124005 | 1 | [5 empty] | Removed from Ground | Diesel | 250 | Bare Steel | 1994-09-13 | 1994-09-13 | Copper | Suction (American)
RITE AID STORE NO 1428 | 305 WEST OGEECHEE3 | SYLVANIA | Screven | 9124073 | 1 |  |  | TRUE |  | TRUE | Removed from Ground | Used Oil | 125 | Bare Steel | 1998-12-01 | 1998-12-01 | Bare Steel | Gravity Fed
PLANTATION AIRPARK | 538 BECON RD | SYLVANIA | Screven | 9124019 | 2B | [5 empty] | Removed from Ground | Gas (Historical Use) | 1500 | Bare Steel | 1976-01-01 | 2001-07-03 | Bare Steel | Suction (American)
THE 'Y' BAIT & TACKLE | 102 INDUSTRIAL RD | SYLVANIA | Screven | 9124068 | 1 | [5 empty] | Removed from Ground | Diesel | 500 | Bare Steel | 1998-09-01 | 1998-09-01 | Bare Steel | Safe Suction (Euro)
THE SHORT STOP | 1480 MILLEN HWY | SYLVANIA | Screven | 9124074 | 2A | Ball Float | 2001-09-01 | FALSE | 2001-09-01 | FALSE | Currently in Use | Premium | 6000 | Composite | 2001-09-01 |  | Fiberglass Reinforced Plastic | Pressurized
W H HUNTER STORE | 6085 SAVANNAH HWY | SYLVANIA | Screven | 9124016 | 1 | [5 empty] | Removed from Ground | Gas (Historical Use) | 3000 | Marked Unknown | 1996-03-29 | 1996-03-29 | Unknown
HANDI PANTRY DBA POPS PANTRY | 509 WEST OGEECHEE ST | SYLVANIA | Screven | 9124011 | 3 | [5 empty] | Removed from Ground | Gas (Historical Use) | 8000 | Marked Unknown | 1981-01-01 | 1996-02-01 | Unknown | Pressurized
EL CHEAPO #55 | 209 WEST OGEECHEE ST | SYLVANIA | Screven | 9124003 | 1 | Flapper Valve | 1993-12-21 | FALSE | 1993-12-21 | FALSE | Currently in Use | Regular | 10000 | Galvanic (STIP-3) | 1988-01-01 |  | Double-Walled Fiberglass | Pressurized
NUNNALLY'S GROCERY | 5478 BURTON'S FERRY RD | SYLVANIA | Screven | 9124067 | 4 | [5 empty] | Removed from Ground | Gas (Historical Use) | 2000 | Not Marked/Unknown | 1998-11-01 | 1998-11-01 | Not Marked
NUNNALLY'S GROCERY | 5478 BURTON'S FERRY RD | SYLVANIA | Screven | 9124067 | 1 | [5 empty] | Removed from Ground | Gas (Historical Use) | 550 | Not Marked/Unknown | 1998-11-01 | 1998-11-01 | Not Marked
DAVID W REED COMPANY | NORTH CORNER OF ENNIS AND SHARP | SYLVANIA | Screven | 9124021 | 2 | [5 empty] | Removed from Ground | Diesel | 10000 | Not Marked/Unknown | 1997-06-01 | 1997-06-01 | Not Marked
NORFOLK SOUTHERN RAILWAY | 245 W CHESTER | SYLVANIA | Screven | 9124017 | 3 | [5 empty] | Removed from Ground | Other | 2000 | Marked Unknown | 1996-02-22 | 1996-02-22 | Unknown
W H HUNTER STORE | 6085 SAVANNAH HWY | SYLVANIA | Screven | 9124016 | 3 | [5 empty] | Removed from Ground | Gas (Historical Use) | 3000 | Marked Unknown | 1996-03-29 | 1996-03-29 | Unknown
PLANTATION AIRPARK | 538 BECON RD | SYLVANIA | Screven | 9124019 | 2A | [5 empty] | Removed from Ground | Gas (Historical Use) | 1500 | Bare Steel | 1976-01-01 | 2001-07-03 | Bare Steel | Suction (American)
L A THIGPEN | 1300 BUTTERMILK RD | SYLVANIA | Screven | 9124014 | 1 | [5 empty] | Removed from Ground | Empty | 2000 | Epoxy | 1986-05-02 | 1999-12-20 | Galvanized Steel | Suction (American)
HANDI PANTRY INC D/B/A/ POP'S PA | 511 W OGEECHEE ST | SYLVANIA | Screven | 9124012 | 2 | [5 empty] | Closed in Ground | Diesel | 10000 | Not Marked/Unknown | 1981-01-01 | 1899-12-31 | Not Marked
CITY OF SYLVANIA/FORMER FORD DEA | NORTH MAIN ST | SYLVANIA | Screven | 9124009 | 2 |  |  | TRUE |  | TRUE | Removed from Ground | Used Oil | 500 | Bare Steel | 1998-08-11 | 1998-08-11 | Bare Steel
JAI MATA DEE TRADING INC | 2560 BURTONS FERRY RD | SYLVANIA | Screven | 9124002 | 5 | Ball Float | 1994-02-05 | FALSE | 1994-02-05 | FALSE | Currently in Use | Diesel | 12000 | Composite | 1994-02-05 |  | Fiberglass Reinforced Plastic | Pressurized
ROWELLS SVC STA | 521 NORTH MAIN ST | SYLVANIA | Screven | 9000701 | 4 | [5 empty] | Removed from Ground | Gas (Historical Use) | 4000 | Bare Steel | 1961-05-08 | 1991-04-08 | Galvanized Steel
ROWELLS SVC STA | 521 NORTH MAIN ST | SYLVANIA | Screven | 9000701 | 5 | [5 empty] | Removed from Ground | Gas (Historical Use) | 3000 | Bare Steel | 1961-05-08 | 1991-04-08 | Galvanized Steel
DIAMOND OIL #96 | 2290 WAYNESBORO HWY | HILTONIA | Screven | 1240020 | 4B |  | 2000-08-01 | FALSE | 2000-08-01 | FALSE | Temporarily out of use | Gas (Historical Use) | 3500 | Fiberglass | 2000-08-01 |  | Fiberglass Reinforced Plastic | Pressurized
WOODS SERVICE STATION | CORNER OF HIGHWAY 21 & 24 | NEWINGTON | Screven | 9124024 | 2 | [5 empty] | Removed from Ground | Gas (Historical Use) | 500 | Not Marked/Unknown | 1998-05-04 | 1998-05-04 | Not Marked
PLANTERS RURAL TELEPHONE COOPERA | PO BOX 8 | NEWINGTON | Screven | 1240031 | 1 | [5 empty] | Removed from Ground | Gas (Historical Use) | 1000 | Bare Steel | 1986-05-02 | 1996-01-09 | Galvanized Steel
PLANTERS RURAL TELEPHONE COOPERA | PO BOX 8 | NEWINGTON | Screven | 1240031 | 4 | [5 empty] | Removed from Ground | Gas (Historical Use) | 1000 | Bare Steel | 1996-01-01 | 1996-01-01 | Bare Steel
ENK746 | 4943 SCARBORO HWY | ROCKY FORD | Screven | 1240050 | 3 | Flapper Valve | 1998-11-01 | FALSE | 1998-11-01 | FALSE | Currently in Use | Premium | 4000 | Steel-Impressed Current | 1983-05-06 |  | Fiberglass Reinforced Plastic | Pressurized
WHITEHILL GROCERY | Old GA 21, Intersection with Poor Robin RD | SYLVANIA | Screven | 9124006 | 2 |  | 1998-12-26 | FALSE | 1998-12-26 | FALSE | Removed from Ground | Premium | 6000 | Steel-Impressed Current | 1988-01-01 |  |  | Suction (American)
CITY OF SYLVANIA/FORMER FORD DEA | NORTH MAIN ST | SYLVANIA | Screven | 9124009 | 1 |  |  | TRUE |  | TRUE | Removed from Ground | Used Oil | 500 | Bare Steel | 1998-08-11 | 1998-08-11 | Bare Steel
JAI MATA DEE TRADING INC | 2560 BURTONS FERRY RD | SYLVANIA | Screven | 9124002 | 6 |  | 1994-02-05 |  | 1994-02-05 |  | Temporarily out of use | Other | 1000 | Galvanic (STIP-3) | 1994-02-05 |  | Fiberglass Reinforced Plastic
ROWELLS SVC STA | 521 NORTH MAIN ST | SYLVANIA | Screven | 9000701 | 6 |  |  | TRUE |  | TRUE | Removed from Ground | Used Oil | 3000 | Bare Steel | 1961-05-08 | 1991-04-08 | Galvanized Steel
NEIGHBORS EXXON #60 | 408 W OGEECHEE ST | SYLVANIA | Screven | 9087029 | 2 | Flapper Valve | 1992-01-01 | FALSE | 1992-01-01 | FALSE | Currently in Use | E-0 | 8000 | Galvanic (STIP-3) | 1992-01-01 |  | Fiberglass Reinforced Plastic | Pressurized
DIAMOND OIL #96 | 2290 WAYNESBORO HWY | HILTONIA | Screven | 1240020 | 4A |  | 2000-08-01 | FALSE | 2000-08-01 | FALSE | Temporarily out of use | Gas (Historical Use) | 8500 | Fiberglass | 2000-08-01 |  | Fiberglass Reinforced Plastic | Pressurized
MEERAJI 01 INC #101 | 495 EAST FRONTAGE RD | SYLVANIA | Screven | 9124072 | 1 | Ball Float | 2000-04-01 | FALSE | 2000-04-01 | FALSE | Currently in Use | E-10 | 12000 | Composite | 2000-04-01 |  | Fiberglass Reinforced Plastic | Pressurized
NORFOLK SOUTHERN RAILWAY | 245 W CHESTER | SYLVANIA | Screven | 9124017 | 1 | [5 empty] | Removed from Ground | Other | 2000 | Marked Unknown | 1996-02-22 | 1996-02-22 | Unknown
COOPERVILLE M&M | 6547 STATESBORO HWY | SYLVANIA | Screven | 9124013 | 5 | Ball Float | 1992-06-10 | FALSE | 1992-06-10 | FALSE | Temporarily out of use | Diesel Off Road | 2000 | Galvanic (STIP-3) | 1992-06-10 |  | Fiberglass Reinforced Plastic | Safe Suction (Euro)
COOPERVILLE M&M | 6547 STATESBORO HWY | SYLVANIA | Screven | 9124013 | 4 | Ball Float | 1992-06-10 | FALSE | 1992-06-10 | FALSE | Currently in Use | Diesel | 6000 | Galvanic (STIP-3) | 1992-06-10 |  | Fiberglass Reinforced Plastic | Pressurized
JAI MATA DEE TRADING INC | 2560 BURTONS FERRY RD | SYLVANIA | Screven | 9124002 | 7B | Ball Float | 1990-03-10 | FALSE | 1990-03-10 | FALSE | Currently in Use | E-10 | 4000 | Galvanic (STIP-3) | 1990-03-10 |  | Fiberglass Reinforced Plastic | Pressurized
JAI MATA DEE TRADING INC | 2560 BURTONS FERRY RD | SYLVANIA | Screven | 9124002 | 2B | Ball Float | 1998-03-10 | FALSE | 1998-03-10 | FALSE | Currently in Use | Premium | 4000 | Galvanic (STIP-3) | 1994-02-05 |  | Fiberglass Reinforced Plastic | Pressurized
ENK746 | 4943 SCARBORO HWY | ROCKY FORD | Screven | 1240050 | 4 | Flapper Valve | 1998-11-01 | FALSE | 1998-11-01 | FALSE | Currently in Use | E-10 | 6000 | Steel-Impressed Current | 1986-05-05 |  | Fiberglass Reinforced Plastic | Pressurized
COOPERVILLE M&M | 6547 STATESBORO HWY | SYLVANIA | Screven | 9124013 | 1 | Ball Float | 1992-06-10 | FALSE | 1992-06-10 | FALSE | Currently in Use | E-10 | 3000 | Galvanic (STIP-3) | 1992-06-10 |  | Fiberglass Reinforced Plastic | Pressurized
NEIGHBORS #70 | 1446 STATESBORO HWY | SYLVANIA | Screven | 9124015 | 3 | Flapper Valve | 1993-01-01 | FALSE | 1993-01-01 | FALSE | Temporarily out of use | Plus | 8000 | Galvanic (STIP-3) | 1993-01-01 |  | Fiberglass Reinforced Plastic | Pressurized
HANDI PANTRY INC D/B/A/ POP'S PA | 511 W OGEECHEE ST | SYLVANIA | Screven | 9124012 | 1 | [5 empty] | Closed in Ground | Gas (Historical Use) | 8000 | Marked Unknown | 1981-01-01 | 1899-12-31 | Unknown | Pressurized
NUNNALLY'S GROCERY | 5478 BURTON'S FERRY RD | SYLVANIA | Screven | 9124067 | 3 | [5 empty] | Removed from Ground | Gas (Historical Use) | 1000 | Not Marked/Unknown | 1998-11-01 | 1998-11-01 | Not Marked
THE SHORT STOP | 1480 MILLEN HWY | SYLVANIA | Screven | 9124074 | 1 | Ball Float | 2001-09-01 | FALSE | 2001-09-01 | FALSE | Currently in Use | E-10 | 10000 | Composite | 2001-09-01 |  | Fiberglass Reinforced Plastic | Pressurized
COOPERVILLE M&M | 6547 STATESBORO HWY | SYLVANIA | Screven | 9124013 | 3 | Ball Float | 1992-06-10 | FALSE | 1992-06-10 | FALSE | Currently in Use | Premium | 3000 | Galvanic (STIP-3) | 1992-06-10 |  | Fiberglass Reinforced Plastic | Pressurized
HANDI PANTRY INC D/B/A/ POP'S PA | 511 W OGEECHEE ST | SYLVANIA | Screven | 9124012 | 3 | [5 empty] | Closed in Ground | Gas (Historical Use) | 10000 | Not Marked/Unknown | 1981-01-01 | 1899-12-31 | Not Marked
HANDI PANTRY DBA POPS PANTRY | 509 WEST OGEECHEE ST | SYLVANIA | Screven | 9124011 | 1 | [5 empty] | Removed from Ground | Gas (Historical Use) | 10000 | Marked Unknown | 1981-01-01 | 1996-02-01 | Unknown | Pressurized
CITY OF SYLVANIA/FORMER FORD DEA | NORTH MAIN ST | SYLVANIA | Screven | 9124009 | 3 |  |  | TRUE |  | TRUE | Removed from Ground | Used Oil | 250 | Bare Steel | 1998-08-11 | 1998-08-11 | Bare Steel
BP GAS & CONVENIENCE STORE | 7922 SAVANNAH HWY | NEWINGTON | Screven | 9124010 | 1 | [5 empty] | Removed from Ground | Gas (Historical Use) | 6000 | Bare Steel | 1980-01-01 | 1996-09-06 | Galvanized Steel | Pressurized
BP GAS & CONVENIENCE STORE | 7922 SAVANNAH HWY | NEWINGTON | Screven | 9124010 | 4 | [5 empty] | Removed from Ground | Gas (Historical Use) | 6000 | Bare Steel | 1983-06-01 | 1996-09-06 | Galvanized Steel | Suction (American)
CLARK & SONS GAS | 420 OLIVER HWY | NEWINGTON | Screven | 10001724 | 1 | Ball Float | 2008-10-01 | FALSE | 2008-10-01 | FALSE | Currently in Use | E-10 | 12000 | Composite Double Walled | 2008-10-01 |  | Double-Walled Fiberglass | Pressurized
AZALEAS QUICK STOP | 6644 SAVANNAH HWY | SYLVANIA | Screven | 1240064 | 2 | Flapper Valve | 1998-05-07 | FALSE | 1998-05-07 | FALSE | Temporarily out of use | Regular | 2000 | Steel-Impressed Current | 1985-05-08 |  |  | Suction (American)
DIAMOND OIL #96 | 2290 WAYNESBORO HWY | HILTONIA | Screven | 1240020 | 3 |  | 1999-01-13 |  | 1999-01-13 |  | Removed from Ground | Gas (Historical Use) | 2000 | Cathodically Protected Steel | 1986-05-02 | 2000-08-01 | Cathodically Protected | Safe Suction (Euro)
PLANTERS RURAL TELEPHONE COOPERA | PO BOX 8 | NEWINGTON | Screven | 1240031 | 2 | [5 empty] | Removed from Ground | Gas (Historical Use) | 1000 | Bare Steel | 1996-01-09 | 1996-01-09 | Bare Steel
ENK746 | 4943 SCARBORO HWY | ROCKY FORD | Screven | 1240050 | 1 | Flapper Valve | 1998-11-01 | FALSE | 1998-11-01 | FALSE | Currently in Use | Regular | 6000 | Steel-Impressed Current | 1983-05-06 |  | Fiberglass Reinforced Plastic | Pressurized
NEIGHBORS #70 | 1446 STATESBORO HWY | SYLVANIA | Screven | 9124015 | 1 | Flapper Valve | 1993-01-01 | FALSE | 1993-01-01 | FALSE | Temporarily out of use | Premium | 8000 | Galvanic (STIP-3) | 1993-01-01 |  | Fiberglass Reinforced Plastic | Pressurized
IN & OUT | 1017 SOUTH MAIN ST | SYLVANIA | Screven | 9124007 | 2 | Flapper Valve | 1995-10-01 | FALSE | 1995-10-01 | FALSE | Currently in Use | Diesel On Road | 8000 | Steel-Impressed Current | 1987-01-01 |  | Fiberglass Reinforced Plastic | Pressurized
Meet Mini Mart, Diesel Tanks | 2255 WAYNESBORO HWY | HILTONIA | Screven | 9124001 | 1 | Flapper Valve | 1992-01-01 | FALSE | 1992-01-01 | FALSE | Currently in Use | Diesel On Road | 1000 | Galvanic (STIP-3) | 1992-01-01 |  | Fiberglass Reinforced Plastic | Safe Suction (Euro)
CLARK & SONS GAS | 420 OLIVER HWY | NEWINGTON | Screven | 10001724 | 2B | Ball Float | 2008-10-01 | FALSE | 2008-10-01 | FALSE | Currently in Use | Diesel | 4000 | Composite Double Walled | 2008-10-01 |  | Double-Walled Fiberglass | Pressurized
AZALEAS QUICK STOP | 6644 SAVANNAH HWY | SYLVANIA | Screven | 1240064 | 3 | Flapper Valve | 1998-05-07 | FALSE | 1998-05-07 | FALSE | Temporarily out of use | Premium | 2000 | Steel-Impressed Current | 1985-05-08 |  |  | Suction (American)
WILSON'S GROCERY | 5108 BUTTERMILK RD | SYLVANIA | Screven | 9124020 | 1 |  | 1999-05-14 |  | 1999-05-14 |  | Closed in Ground | Empty | 1000 | Cathodically Protected Steel | 1979-01-01 | 2016-08-05 | Cathodically Protected | Safe Suction (Euro)
HANDI PANTRY DBA POPS PANTRY | 509 WEST OGEECHEE ST | SYLVANIA | Screven | 9124011 | 2 | [5 empty] | Removed from Ground | Gas (Historical Use) | 10000 | Marked Unknown | 1981-01-01 | 1996-02-01 | Unknown | Pressurized
CITY OF QUITMAN | SOUTH LAUREL | QUITMAN | Screven | 1240017 | 1 | [5 empty] | Removed from Ground | Gas (Historical Use) | 1000 | Bare Steel | 1966-05-07 | 1991-09-01 | Galvanized Steel
Meet Mini Mart, Diesel Tanks | 2255 WAYNESBORO HWY | HILTONIA | Screven | 9124001 | 2 | Flapper Valve | 1992-01-01 | FALSE | 1992-01-01 | FALSE | Currently in Use | Diesel Off Road | 2000 | Galvanic (STIP-3) | 1992-01-01 |  | Fiberglass Reinforced Plastic | Safe Suction (Euro)
NEWINGTON TELEPHONE EXCHANGE | 126 OLIVER HWY | NEWINGTON | Screven | 9124025 | 1 | [5 empty] | Removed from Ground | Diesel | 550 | Not Marked/Unknown | 1998-09-14 | 1998-09-14 | Not Marked
BP GAS & CONVENIENCE STORE | 7922 SAVANNAH HWY | NEWINGTON | Screven | 9124010 | 1B | Ball Float | 1996-09-01 | FALSE | 1996-09-01 | FALSE | Currently in Use | Premium | 4000 | Galvanic (STIP-3) | 1996-09-01 |  | Fiberglass Reinforced Plastic | Pressurized
RUSTYS ONE STOP | 211 SOUTH MAIN ST | SYLVANIA | Screven | 9124008 | 1 | [5 empty] | Removed from Ground | Gas (Historical Use) | 4000 | Bare Steel | 1982-03-02 | 1998-01-01 | Galvanized Steel | Safe Suction (Euro)
DIAMOND OIL #96 | 2290 WAYNESBORO HWY | HILTONIA | Screven | 1240020 | 2 |  | 1998-12-03 |  | 1998-12-03 |  | Removed from Ground | Gas (Historical Use) | 2000 | Cathodically Protected Steel | 1986-05-02 | 2000-08-01 | Cathodically Protected | Safe Suction (Euro)
PLANTERS RURAL TELEPHONE COOPERA | PO BOX 8 | NEWINGTON | Screven | 1240031 | 3 | [5 empty] | Removed from Ground | Gas (Historical Use) | 1000 | Bare Steel | 1996-01-01 | 1996-01-01 | Bare Steel
EL CHEAPO #55 | 209 WEST OGEECHEE ST | SYLVANIA | Screven | 9124003 | 2 | Flapper Valve | 1993-12-21 | FALSE | 1993-12-21 | FALSE | Currently in Use | Premium | 8000 | Galvanic (STIP-3) | 1988-01-01 |  | Double-Walled Fiberglass | Pressurized
WOODS SERVICE STATION | CORNER OF HIGHWAY 21 & 24 | NEWINGTON | Screven | 9124024 | 3 | [5 empty] | Removed from Ground | Gas (Historical Use) | 100 | Not Marked/Unknown | 1998-05-04 | 1998-05-04 | Not Marked
CLARK & SONS GAS | 420 OLIVER HWY | NEWINGTON | Screven | 10001724 | 2A | Ball Float | 2008-10-01 | FALSE | 2008-10-01 | FALSE | Currently in Use | Premium | 4000 | Composite Double Walled | 2008-10-01 |  | Double-Walled Fiberglass | Pressurized
ENK746 | 4943 SCARBORO HWY | ROCKY FORD | Screven | 1240050 | 2 | Flapper Valve | 1998-11-01 | FALSE | 1998-11-01 | FALSE | Currently in Use | Diesel | 4000 | Steel-Impressed Current | 1983-05-06 |  | Fiberglass Reinforced Plastic | Pressurized
DIAMOND OIL #96 | 2290 WAYNESBORO HWY | HILTONIA | Screven | 1240020 | 1 |  | 1998-12-03 |  | 1998-12-03 |  | Removed from Ground | Gas (Historical Use) | 3000 | Cathodically Protected Steel | 1986-05-02 | 2000-08-01 | Cathodically Protected | Safe Suction (Euro)
BP GAS & CONVENIENCE STORE | 7922 SAVANNAH HWY | NEWINGTON | Screven | 9124010 | 3 | [5 empty] | Removed from Ground | Gas (Historical Use) | 4000 | Bare Steel | 1985-06-01 | 1996-09-06 | Galvanized Steel | Suction (American)
KILE'S COUNTRY MARKET | 149 MAIN ST | ROCKY FORD | Screven | 1240057 | 3A |  | 1999-04-23 | FALSE | 1999-04-23 | FALSE | Removed from Ground | Regular | 1500 | Composite | 1999-04-21 |  |  | Suction (American)
KILE'S COUNTRY MARKET | 149 MAIN ST | ROCKY FORD | Screven | 1240057 | 2 | [5 empty] | Removed from Ground | Empty | 550 | Bare Steel | 1971-05-12 | 1998-12-21 | Unknown | Suction (American)
BP GAS & CONVENIENCE STORE | 7922 SAVANNAH HWY | NEWINGTON | Screven | 9124010 | 2 | [5 empty] | Removed from Ground | Gas (Historical Use) | 3000 | Bare Steel | 1983-06-01 | 1996-09-06 | Galvanized Steel | Suction (American)
KILE'S COUNTRY MARKET | 149 MAIN ST | ROCKY FORD | Screven | 1240057 | 3B |  | 1999-04-23 | FALSE | 1999-04-23 | FALSE | Removed from Ground | Regular | 1500 | Composite | 1999-04-21 |  |  | Suction (American)
AZALEAS QUICK STOP | 6644 SAVANNAH HWY | SYLVANIA | Screven | 1240064 | 1 | Flapper Valve | 1998-05-07 | FALSE | 1998-05-07 | FALSE | Temporarily out of use | Regular | 3000 | Steel-Impressed Current | 1985-05-08 |  |  | Suction (American)
BP GAS & CONVENIENCE STORE | 7922 SAVANNAH HWY | NEWINGTON | Screven | 9124010 | 1A | Flapper Valve | 1996-09-01 | FALSE | 1996-09-01 | FALSE | Currently in Use | Regular | 8000 | Galvanic (STIP-3) | 1996-09-01 |  | Fiberglass Reinforced Plastic | Pressurized
KILE'S COUNTRY MARKET | 149 MAIN ST | ROCKY FORD | Screven | 1240057 | 1 | [5 empty] | Removed from Ground | Empty | 1000 | Bare Steel | 1971-05-12 | 1998-12-21 | Unknown | Suction (American)
WOODS SERVICE STATION | CORNER OF HIGHWAY 21 & 24 | NEWINGTON | Screven | 9124024 | 1 | [5 empty] | Removed from Ground | Gas (Historical Use) | 1000 | Not Marked/Unknown | 1998-05-04 | 1998-05-04 | Not Marked
RUSTYS ONE STOP | 211 SOUTH MAIN ST | SYLVANIA | Screven | 9124008 | 2 | [5 empty] | Removed from Ground | Gas (Historical Use) | 4000 | Bare Steel | 1982-03-02 | 1998-01-01 | Galvanized Steel | Safe Suction (Euro)
EL CHEAPO #55 | 209 WEST OGEECHEE ST | SYLVANIA | Screven | 9124003 | 3 | Flapper Valve | 1993-12-21 | FALSE | 1993-12-21 | FALSE | Currently in Use | Diesel | 8000 | Galvanic (STIP-3) | 1988-01-01 |  | Fiberglass Reinforced Plastic | Pressurized
FUEL AMERICA TRUCK AND TRAVEL CENTER | 6570 STATESBORO HWY | SYLVANIA | Screven | 10001733 | 6A | Overfill Alarm | 2010-02-01 | FALSE | 2010-02-01 | FALSE | Currently in Use | Regular | 12000 | Composite Double Walled | 2010-02-22 |  | Double-Walled Fiberglass | Pressurized
FUEL AMERICA TRUCK AND TRAVEL CENTER | 6570 STATESBORO HWY | SYLVANIA | Screven | 10001733 | 6B | Overfill Alarm | 2010-02-22 | FALSE | 2010-02-22 | FALSE | Currently in Use | Premium | 3000 | Composite Double Walled | 2010-02-22 |  | Double-Walled Fiberglass | Pressurized
FUEL AMERICA TRUCK AND TRAVEL CENTER | 6570 STATESBORO HWY | SYLVANIA | Screven | 10001733 | 5 |  | 2009-05-15 | FALSE | 2009-05-15 | FALSE | Removed from Ground | Diesel | 10000 | Fiberglass Double Walled | 2009-03-07 | 2010-02-16 | Double-Walled Flex | Pressurized
FUEL AMERICA TRUCK AND TRAVEL CENTER | 6570 STATESBORO HWY | SYLVANIA | Screven | 10001733 | 4 |  | 2009-05-15 | FALSE | 2009-05-15 | FALSE | Removed from Ground | Diesel | 10000 | Fiberglass Double Walled | 2009-03-07 | 2010-02-16 | Double-Walled Flex | Pressurized
GARY MINI MART | 1022 S MAIN ST | SYLVANIA | Screven | 1240016 | 2 |  | 1998-03-01 |  | 1998-03-01 |  | Removed from Ground | Gas (Historical Use) | 4000 | Steel-Impressed Current | 1980-05-31 | 2010-06-08 | Cathodically Protected | Suction (American)
GA FC-SCREVEN CO UNIT | GA 73 LOOP 1/4 MILE N OF SYLVANI | SYLVANIA | Screven | 1240012 | 1 | [5 empty] | Closed in Ground | Gas (Historical Use) | 2000 | Bare Steel | 1980-01-01 | 1990-08-01 | Bare Steel | Safe Suction (Euro)
GA FC-SCREVEN CO UNIT | GA 73 LOOP 1/4 MILE N OF SYLVANI | SYLVANIA | Screven | 1240012 | 4 |  | 1990-01-01 |  | 1990-01-01 |  | Removed from Ground | Gas (Historical Use) | 1000 | Galvanic (STIP-3) | 1990-01-01 | 2008-07-08 | Cathodically Protected | Safe Suction (Euro)
CITY OF SYLVANIA | 136 COMMUNITY DR/CITY SHOP | SYLVANIA | Screven | 1240003 | 3 | [5 empty] | Removed from Ground | Diesel | 1000 | Bare Steel | 1984-02-28 | 1999-05-20 | Galvanized Steel | Suction (American)
BROWER OIL CO INC | 409 /411 WEST OGEECHEE ST | SYLVANIA | Screven | 1240010 | 1 | [5 empty] | Removed from Ground | Gas (Historical Use) | 3000 | Cathodically Protected Steel | 1981-04-16 | 1997-10-01 | Galvanized Steel | Pressurized
RAYS UNION 76 | 513 OGEECHEE ST | SYLVANIA | Screven | 1240051 | 2 |  | 1998-12-14 | FALSE | 1998-12-14 | FALSE | Removed from Ground | Premium | 3000 | Steel-Impressed Current | 1966-05-10 |  | Steel (Impressed Current) | Safe Suction (Euro)
CULVER GROCERY | US HWY 301 S OF SYLVANIA 8 MI | SYLVANIA | Screven | 1240043 | 3 | [5 empty] | Closed in Ground | Gas (Historical Use) | 550 | Bare Steel | 1986-05-02 | 1997-09-01 | Unknown
BASF CORP | MIMS RD | SYLVANIA | Screven | 1240002 | 2 | [5 empty] | Removed from Ground | Diesel | 24000 | Bare Steel | 1969-02-14 | 1988-01-01 | Bare Steel
BROWER OIL CO INC | 409 /411 WEST OGEECHEE ST | SYLVANIA | Screven | 1240010 | 11 |  |  | TRUE |  | TRUE | Removed from Ground | Used Oil | 250 | Bare Steel | 1997-10-01 | 1997-10-01 | Galvanized Steel | Gravity Fed
NUNNALLYS CHEVRON STATION | 303 WEST OGEECHEE ST | SYLVANIA | Screven | 1240052 | 1 | [5 empty] | Removed from Ground | Gas (Historical Use) | 8000 | Bare Steel | 1978-05-10 | 1997-05-01 | Unknown
CITY OF SYLVANIA | 113 N ENNIS ST | SYLVANIA | Screven | 1240067 | 2 | [5 empty] | Removed from Ground | Gas (Historical Use) | 500 | Bare Steel | 1956-03-06 | 1996-06-01 | Galvanized Steel
BAY BRANCH GROCERY | 4020 MILLEN HWY | SYLVANIA | Screven | 1240042 | 2 | [5 empty] | Removed from Ground | Gas (Historical Use) | 2000 | Bare Steel | 1970-01-01 | 1993-12-01 | Galvanized Steel | Suction (American)
GARYS MINI MART | 502 WEST OGEECHEE ST | SYLVANIA | Screven | 1240054 | 1 | [5 empty] | Permanently Out of Use - historical purposes | Other | 550 | Bare Steel | 1971-01-01 | 1899-12-31 | Bare Steel
GARYS MINI MART | 502 WEST OGEECHEE ST | SYLVANIA | Screven | 1240054 | 4 | [5 empty] | Removed from Ground | Gas (Historical Use) | 2000 | Bare Steel | 1976-05-10 | 1991-04-19 | Unknown
GARYS MINI MART | 502 WEST OGEECHEE ST | SYLVANIA | Screven | 1240054 | 7 | [5 empty] | Permanently Out of Use - historical purposes | Gas (Historical Use) | 3000 | Bare Steel | 1976-05-10 | 1899-12-31 | Unknown
FUEL AMERICA TRUCK AND TRAVEL CENTER | 6570 STATESBORO HWY | SYLVANIA | Screven | 10001733 | 1 |  | 2009-05-15 | FALSE | 2009-05-15 | FALSE | Removed from Ground | Gas (Historical Use) | 8000 | Fiberglass Double Walled | 2009-03-07 | 2010-02-16 | Double-Walled Flex | Pressurized
SYLVANIA PEANUT CO | 202 MILLEN RD | SYLVANIA | Screven | 1240077 | REG | [5 empty] | Removed from Ground | Gas (Historical Use) | 2000 | Bare Steel | 1986-05-02 | 1988-10-06 | Galvanized Steel
TORRINGTON CO | FRIENDSHIP RD | SYLVANIA | Screven | 9000130 | 3 | [5 empty] | Removed from Ground | Other | 5000 | Bare Steel | 1973-05-11 | 1989-12-01 | Bare Steel
ZIP N GO | 1558 BURTON FERRY HWY | SYLVANIA | Screven | 9124069 | 1 | [5 empty] | Removed from Ground | Gas (Historical Use) | 0 | Bare Steel | 1999-05-20 | 1999-05-20 | Galvanized Steel | Suction (American)
CITY OF SYLVANIA | 136 COMMUNITY DR/CITY SHOP | SYLVANIA | Screven | 1240003 | 2 | [5 empty] | Removed from Ground | Gas (Historical Use) | 1000 | Bare Steel | 1984-02-28 | 1999-05-20 | Galvanized Steel | Suction (American)
BROWER OIL CO INC | 409 /411 WEST OGEECHEE ST | SYLVANIA | Screven | 1240010 | 8 | [5 empty] | Removed from Ground | Gas (Historical Use) | 3000 | Bare Steel | 1981-05-20 | 1997-10-01 | Galvanized Steel | Safe Suction (Euro)
BROWER OIL CO INC | 409 /411 WEST OGEECHEE ST | SYLVANIA | Screven | 1240010 | 14 | Ball Float | 1997-10-01 | FALSE | 1997-10-01 | FALSE | Currently in Use | E-0 | 6000 | Composite | 1997-10-01 |  | Fiberglass Reinforced Plastic | Pressurized
BROWER OIL CO INC | 409 /411 WEST OGEECHEE ST | SYLVANIA | Screven | 1240010 | 6 | [5 empty] | Removed from Ground | Diesel | 6000 | Cathodically Protected Steel | 1984-04-15 | 1997-10-01 | Galvanized Steel | Safe Suction (Euro)
BROWER OIL CO INC | 409 /411 WEST OGEECHEE ST | SYLVANIA | Screven | 1240010 | 9 | [5 empty] | Removed from Ground | Gas (Historical Use) | 4000 | Cathodically Protected Steel | 1987-07-10 | 1997-10-01 | Galvanized Steel | Pressurized
GA FC-SCREVEN CO UNIT | GA 73 LOOP 1/4 MILE N OF SYLVANI | SYLVANIA | Screven | 1240012 | 3 |  | 1990-01-01 |  | 1990-01-01 |  | Removed from Ground | Diesel | 1000 | Galvanic (STIP-3) | 1990-01-01 | 2008-07-08 | Cathodically Protected
CITY OF SYLVANIA | 136 COMMUNITY DR/CITY SHOP | SYLVANIA | Screven | 1240003 | 1 | [5 empty] | Removed from Ground | Gas (Historical Use) | 1000 | Bare Steel | 1984-02-28 | 1999-05-20 | Galvanized Steel | Suction (American)
DAY & NITE MINI MARKET STORE & M | 310 WEST OGEECHEE ST | SYLVANIA | Screven | 1240038 | 4 | [5 empty] | Closed in Ground | Gas (Historical Use) | 3000 | Bare Steel | 1986-05-02 | 1999-12-16 | Bare Steel | Safe Suction (Euro)
GARYS MINI MART | 502 WEST OGEECHEE ST | SYLVANIA | Screven | 1240054 | 2 | [5 empty] | Permanently Out of Use - historical purposes | Other | 550 | Bare Steel | 1971-01-01 | 1899-12-31 | Bare Steel
FUEL AMERICA TRUCK AND TRAVEL CENTER | 6570 STATESBORO HWY | SYLVANIA | Screven | 10001733 | 3 |  | 2009-05-15 | FALSE | 2009-05-15 | FALSE | Removed from Ground | Diesel | 10000 | Fiberglass Double Walled | 2009-03-07 | 2010-02-16 | Double-Walled Flex | Pressurized
GARY MINI MART | 1022 S MAIN ST | SYLVANIA | Screven | 1240016 | 1 |  | 1998-03-01 |  | 1998-03-01 |  | Removed from Ground | Gas (Historical Use) | 4000 | Steel-Impressed Current | 1980-05-31 | 2010-06-08 | Cathodically Protected | Suction (American)
SYLVANIA |  | SYLVANIA | Screven | 1240014 | 1 | [5 empty] | Removed from Ground | Empty | 560 | Bare Steel | 1986-04-10 | 1988-02-01 | Unknown
MATT GAY CHEV-OLDS INC | 406 WEST OGEECHEE ST | SYLVANIA | Screven | 1240011 | 3 | [5 empty] | Removed from Ground | Other | 1 | Bare Steel | 1961-03-23 | 1899-12-31 | Not Marked
FUEL AMERICA TRUCK AND TRAVEL CENTER | 6570 STATESBORO HWY | SYLVANIA | Screven | 10001733 | 2 |  | 2009-05-15 | FALSE | 2009-05-15 | FALSE | Removed from Ground | Gas (Historical Use) | 8000 | Fiberglass Double Walled | 2009-03-07 | 2010-02-16 | Double-Walled Flex | Pressurized
GA DOT #10233 SCREVEN CO MAINT H | 107 W OGEECHEE ST | SYLVANIA | Screven | 1240013 | 233G1 | [5 empty] | Removed from Ground | Gas (Historical Use) | 1002 | Bare Steel | 1984-04-29 | 2005-01-17 | Galvanized Steel | Suction (American)
BROWER OIL CO INC | 409 /411 WEST OGEECHEE ST | SYLVANIA | Screven | 1240010 | 15 | Ball Float | 1997-10-01 | FALSE | 1997-10-01 | FALSE | Currently in Use | Premium | 12000 | Composite | 1997-10-01 |  | Fiberglass Reinforced Plastic | Pressurized
BROWER OIL CO INC | 409 /411 WEST OGEECHEE ST | SYLVANIA | Screven | 1240010 | 5 | [5 empty] | Removed from Ground | Diesel | 12000 | Cathodically Protected Steel | 1984-04-15 | 1997-10-01 | Galvanized Steel | Pressurized
BROWER OIL CO INC | 409 /411 WEST OGEECHEE ST | SYLVANIA | Screven | 1240010 | 12 | Ball Float | 1997-10-01 | FALSE | 1997-10-01 | FALSE | Currently in Use | Diesel | 12000 | Composite | 1997-10-01 |  | Fiberglass Reinforced Plastic | Pressurized
BROWER OIL CO INC | 409 /411 WEST OGEECHEE ST | SYLVANIA | Screven | 1240010 | 4 | [5 empty] | Removed from Ground | Diesel | 4000 | Cathodically Protected Steel | 1981-04-16 | 1997-10-01 | Galvanized Steel | Safe Suction (Euro)
BROWER OIL CO INC | 409 /411 WEST OGEECHEE ST | SYLVANIA | Screven | 1240010 | 7 | [5 empty] | Removed from Ground | Kerosene | 3000 | Bare Steel | 1997-10-01 | 1997-10-01 | Galvanized Steel | Safe Suction (Euro)
NEIGHBORS CORNER | 1429 STATESBORO HWY | SYLVANIA | Screven | 1240063 | 2 | Flapper Valve | 1988-06-02 | FALSE | 1988-06-02 | FALSE | Removed from Ground | E-10 | 4000 | STIP-3/Impressed Current | 1976-05-10 |  | Fiberglass Reinforced Plastic | Pressurized
CLIFFS SERVICE STATION | 516 WEST OGEECHEE ST | SYLVANIA | Screven | 1240036 | 2 | [5 empty] | Removed from Ground | Gas (Historical Use) | 3000 | Bare Steel | 1984-05-02 | 1997-08-29 | Unknown | Suction (American)
MATT GAY CHEV-OLDS INC | 406 WEST OGEECHEE ST | SYLVANIA | Screven | 1240011 | 4 | [5 empty] | Removed from Ground | Gas (Historical Use) | 1000 | Bare Steel | 1993-10-01 | 1993-10-01 | Galvanized Steel
BROWER OIL CO INC | 409 /411 WEST OGEECHEE ST | SYLVANIA | Screven | 1240010 | 10 | [5 empty] | Removed from Ground | Gas (Historical Use) | 4000 | Cathodically Protected Steel | 1987-07-10 | 1997-10-01 | Galvanized Steel | Pressurized
GARYS MINI MART | 502 WEST OGEECHEE ST | SYLVANIA | Screven | 1240054 | 3 | [5 empty] | Permanently Out of Use - historical purposes | Other | 550 | Bare Steel | 1971-01-01 | 1899-12-31 | Bare Steel
DEPT PUBLIC SAFETY POST 21 | ROCKY FORD RD | SYLVANIA | Screven | 1240006 | 2 |  |  |  | 2007-08-07 |  | Removed from Ground | Gas (Historical Use) | 5000 | Cathodically Protected Steel | 1989-06-15 | 2008-07-12 | Fiberglass Reinforced Plastic
TORRINGTON CO | FRIENDSHIP RD | SYLVANIA | Screven | 9000130 | 1 |  |  | TRUE |  | TRUE | Removed from Ground | Used Oil | 10000 | Bare Steel | 1973-05-11 | 1989-12-01 | Bare Steel
TUCKAHOE WILDLIFE MANGEMENT AREA | 6199 BRANNEN BRIDGES RD | SYLVANIA | Screven | 10000197 | 2 | Flapper Valve | 2002-10-01 | FALSE | 2002-10-01 | FALSE | Currently in Use | Diesel | 2500 | Fiberglass Double Walled | 2002-10-01 |  | Fiberglass Reinforced Plastic | Safe Suction (Euro)
GARY MINI MART | 1022 S MAIN ST | SYLVANIA | Screven | 1240016 | 4A | Ball Float | 2010-06-01 | FALSE | 2010-06-01 | FALSE | Currently in Use | Regular | 9000 | Composite Double Walled | 2010-06-01 |  | Fiberglass Reinforced Plastic | Pressurized
BROWER OIL CO INC | 409 /411 WEST OGEECHEE ST | SYLVANIA | Screven | 1240010 | 13 | Ball Float | 1997-10-01 | FALSE | 1997-10-01 | FALSE | Currently in Use | Diesel Off Road | 12000 | Composite | 1997-10-01 |  | Fiberglass Reinforced Plastic | Pressurized
BROWER OIL CO INC | 409 /411 WEST OGEECHEE ST | SYLVANIA | Screven | 1240010 | 3 | [5 empty] | Removed from Ground | Gas (Historical Use) | 6000 | Cathodically Protected Steel | 1984-04-15 | 1997-10-01 | Galvanized Steel
ZIP N GO | 1558 BURTON FERRY HWY | SYLVANIA | Screven | 9124069 | 3 | [5 empty] | Removed from Ground | Gas (Historical Use) | 0 | Bare Steel | 1999-05-20 | 1999-05-20 | Galvanized Steel | Suction (American)
GA DOT #10233 SCREVEN CO MAINT H | 107 W OGEECHEE ST | SYLVANIA | Screven | 1240013 | 233G2 | [5 empty] | Removed from Ground | Gas (Historical Use) | 576 | Bare Steel | 1966-05-04 | 2005-01-17 | Galvanized Steel | Suction (American)
BASF CORP | MIMS RD | SYLVANIA | Screven | 1240002 | 4 | [5 empty] | Removed from Ground | Gas (Historical Use) | 750 | Bare Steel | 1974-02-13 | 1988-01-01 | Cathodically Protected
DERST BAKING CO WAREHOUSE | FRIENDSHIP RD | SYLVANIA | Screven | 1240060 | 1 | [5 empty] | Removed from Ground | Empty | 500 | Bare Steel | 1963-05-14 | 1997-10-22 | Unknown | Suction (American)
NUNNALLYS CHEVRON STATION | 303 WEST OGEECHEE ST | SYLVANIA | Screven | 1240052 | 2 | [5 empty] | Removed from Ground | Gas (Historical Use) | 2000 | Bare Steel | 1976-05-10 | 1997-05-01 | Unknown
NEIGHBORS CORNER | 1429 STATESBORO HWY | SYLVANIA | Screven | 1240063 | 3 | Flapper Valve | 1988-06-02 | FALSE | 1988-06-02 | FALSE | Removed from Ground | Regular | 4000 | STIP-3/Impressed Current | 1976-05-10 |  | Fiberglass Reinforced Plastic | Pressurized
CLIFFS SERVICE STATION | 516 WEST OGEECHEE ST | SYLVANIA | Screven | 1240036 | 1 | [5 empty] | Removed from Ground | Gas (Historical Use) | 3000 | Bare Steel | 1984-05-02 | 1997-08-29 | Unknown | Suction (American)
SCOTT CAR CARE | 135 N MAIN STREET | SYLVANIA | Screven | 9124071 | 3 | [5 empty] | Removed from Ground | Gas (Historical Use) | 1000 | Bare Steel | 1999-12-15 | 1999-12-15 | Bare Steel | Safe Suction (Euro)
BROWER GROCERY | 8402 HALCYONDALE RD | SYLVANIA | Screven | 1240023 | 1 | [5 empty] | Closed in Ground | Empty | 1000 | Bare Steel | 1985-05-02 | 1899-12-31 | Galvanized Steel | Suction (American)
BROWER OIL CO INC | 409 /411 WEST OGEECHEE ST | SYLVANIA | Screven | 1240010 | 2 | [5 empty] | Removed from Ground | Diesel | 12000 | Cathodically Protected Steel | 1981-04-16 | 1997-10-01 | Galvanized Steel | Pressurized
NEIGHBORS CORNER | 1429 STATESBORO HWY | SYLVANIA | Screven | 1240063 | 5 | Flapper Valve | 1995-04-10 | FALSE | 1995-04-10 | FALSE | Currently in Use | Diesel | 3000 | STIP-3/Impressed Current | 1988-06-02 |  | Fiberglass Reinforced Plastic | Pressurized
CULVER GROCERY | US HWY 301 S OF SYLVANIA 8 MI | SYLVANIA | Screven | 1240043 | 1 | [5 empty] | Closed in Ground | Gas (Historical Use) | 1000 | Bare Steel | 1986-05-02 | 1997-09-01 | Unknown
ZIP N GO | 1558 BURTON FERRY HWY | SYLVANIA | Screven | 9124069 | 9B |  | 2000-03-01 | FALSE | 2000-03-01 | FALSE | Temporarily out of use | Diesel | 6000 | Composite | 2000-03-01 |  | Fiberglass Reinforced Plastic | Pressurized
SCOTT CAR CARE | 135 N MAIN STREET | SYLVANIA | Screven | 9124071 | 2 | [5 empty] | Removed from Ground | Gas (Historical Use) | 1000 | Bare Steel | 1999-12-15 | 1999-12-15 | Bare Steel | Safe Suction (Euro)
CITY OF SYLVANIA | 136 COMMUNITY DR/CITY SHOP | SYLVANIA | Screven | 1240003 | 4 |  |  | TRUE |  | TRUE | Removed from Ground | Used Oil | 500 | Bare Steel | 1984-02-28 | 1996-06-01 | Galvanized Steel | Suction (American)
NUNNALLYS CHEVRON STATION | 303 WEST OGEECHEE ST | SYLVANIA | Screven | 1240052 | 4 | [5 empty] | Removed from Ground | Gas (Historical Use) | 8000 | Bare Steel | 1976-05-10 | 1997-05-01 | Unknown
EDENFIELDS GROCERY | 4511 ROCKY FORD RD | SYLVANIA | Screven | 1240044 | 1 | [5 empty] | Permanently Out of Use - historical purposes | Empty | 550 | Bare Steel | 1986-05-02 | 1899-12-31 | Galvanized Steel
GARYS MINI MART | 502 WEST OGEECHEE ST | SYLVANIA | Screven | 1240054 | 5 | [5 empty] | Removed from Ground | Gas (Historical Use) | 2000 | Bare Steel | 1976-05-10 | 1991-04-19 | Unknown
DEPT PUBLIC SAFETY POST 21 | ROCKY FORD RD | SYLVANIA | Screven | 1240006 | 1 | [5 empty] | Removed from Ground | Gas (Historical Use) | 1000 | Bare Steel | 1963-03-12 | 1989-06-01 | Galvanized Steel
SCHOOL BUS BARN | 1006 MILLEN HWY NORTH | SYLVANIA | Screven | 1240071 | 2 | [5 empty] | Permanently Out Of Use | Empty | 12000 | Bare Steel | 1952-01-31 | 1984-03-15 | Galvanized Steel
ZIP N GO | 1558 BURTON FERRY HWY | SYLVANIA | Screven | 9124069 | 5 | [5 empty] | Removed from Ground | Diesel | 0 | Bare Steel | 1999-05-20 | 1999-05-20 | Galvanized Steel | Suction (American)
ZIP N GO | 1558 BURTON FERRY HWY | SYLVANIA | Screven | 9124069 | 4 | [5 empty] | Removed from Ground | Kerosene | 0 | Bare Steel | 1999-05-20 | 1999-05-20 | Galvanized Steel | Suction (American)
ZIP N GO | 1558 BURTON FERRY HWY | SYLVANIA | Screven | 9124069 | 7 | [5 empty] | Removed from Ground | Gas (Historical Use) | 0 | Bare Steel | 1999-05-20 | 1999-05-20 | Galvanized Steel | Suction (American)
BROWER GROCERY | 8402 HALCYONDALE RD | SYLVANIA | Screven | 1240023 | 2 | [5 empty] | Closed in Ground | Empty | 1000 | Bare Steel | 1985-05-02 | 1899-12-31 | Galvanized Steel | Suction (American)
GARY MINI MART | 1022 S MAIN ST | SYLVANIA | Screven | 1240016 | 4B | Ball Float | 2010-06-01 | FALSE | 2010-06-01 | FALSE | Currently in Use | Premium | 3000 | Fiberglass Double Walled | 2010-06-01 |  | Fiberglass Reinforced Plastic | Pressurized
DAY & NITE MINI MARKET STORE & M | 310 WEST OGEECHEE ST | SYLVANIA | Screven | 1240038 | 2 | [5 empty] | Removed from Ground | Gas (Historical Use) | 3000 | Bare Steel | 1986-05-02 | 1999-12-16 | Bare Steel | Safe Suction (Euro)
CLIFFS SERVICE STATION | 516 WEST OGEECHEE ST | SYLVANIA | Screven | 1240036 | 3 | [5 empty] | Removed from Ground | Gas (Historical Use) | 4000 | Bare Steel | 1986-05-02 | 1997-08-29 | Unknown | Suction (American)
SCOTT CAR CARE | 135 N MAIN STREET | SYLVANIA | Screven | 9124071 | 1 | [5 empty] | Removed from Ground | Gas (Historical Use) | 1000 | Bare Steel | 1999-12-15 | 1999-12-15 | Bare Steel | Safe Suction (Euro)
BASF CORP | MIMS RD | SYLVANIA | Screven | 1240002 | 1 | [5 empty] | Removed from Ground | Diesel | 24000 | Bare Steel | 1969-02-14 | 1988-01-01 | Bare Steel
CULVER GROCERY | US HWY 301 S OF SYLVANIA 8 MI | SYLVANIA | Screven | 1240043 | 2 | [5 empty] | Closed in Ground | Gas (Historical Use) | 550 | Bare Steel | 1986-05-02 | 1997-09-01 | Unknown
SCHOOL BUS BARN | 1006 MILLEN HWY NORTH | SYLVANIA | Screven | 1240071 | 3 | [5 empty] | Removed from Ground | Gas (Historical Use) | 6000 | Bare Steel | 1983-01-23 | 1997-05-14 | Galvanized Steel
TORRINGTON CO | FRIENDSHIP RD | SYLVANIA | Screven | 9000130 | 2 |  |  | TRUE |  | TRUE | Removed from Ground | Used Oil | 5000 | Bare Steel | 1973-05-11 | 1989-12-01 | Bare Steel
RAYS UNION 76 | 513 OGEECHEE ST | SYLVANIA | Screven | 1240051 | 1 |  | 1998-12-14 | FALSE | 1998-12-14 | FALSE | Removed from Ground | Regular | 3000 | Steel-Impressed Current | 1966-05-10 |  | Steel (Impressed Current) | Safe Suction (Euro)
EDENFIELDS GROCERY | 4511 ROCKY FORD RD | SYLVANIA | Screven | 1240044 | 2 | [5 empty] | Permanently Out of Use - historical purposes | Empty | 550 | Bare Steel | 1986-05-02 | 1899-12-31 | Galvanized Steel
GARYS MINI MART | 502 WEST OGEECHEE ST | SYLVANIA | Screven | 1240054 | 6 | [5 empty] | Removed from Ground | Gas (Historical Use) | 3000 | Bare Steel | 1976-05-10 | 1991-04-19 | Unknown
THOMAS OBARR PROPERTY | BURTONS FERRY HWY @ BRUNNEN BRIDGE ROAD | SYLVANIA | Screven | 10002053 | 1 |  |  | FALSE |  | FALSE | Removed from Ground |  | 0 |  |  | 1985-01-01
FUEL AMERICA TRUCK AND TRAVEL CENTER | 6570 STATESBORO HWY | SYLVANIA | Screven | 10001733 | 7B | Overfill Alarm | 2010-02-22 | FALSE | 2010-02-22 | FALSE | Currently in Use | Diesel Off Road | 3000 | Composite Double Walled | 2010-02-22 |  | Double-Walled Fiberglass | Pressurized
GA FC-SCREVEN CO UNIT | GA 73 LOOP 1/4 MILE N OF SYLVANI | SYLVANIA | Screven | 1240012 | 2 | [5 empty] | Closed in Ground | Diesel | 560 | Bare Steel | 1980-01-01 | 1990-08-01 | Bare Steel | Safe Suction (Euro)
MATT GAY CHEV-OLDS INC | 406 WEST OGEECHEE ST | SYLVANIA | Screven | 1240011 | 2 |  |  | TRUE |  | TRUE | Removed from Ground | Used Oil | 500 | Bare Steel | 1961-03-23 | 1993-10-01 | Bare Steel
BAY BRANCH GROCERY | 4020 MILLEN HWY | SYLVANIA | Screven | 1240042 | 4 | [5 empty] | Removed from Ground | Gas (Historical Use) | 200 | Bare Steel | 1970-01-01 | 1993-12-01 | Galvanized Steel | Suction (American)
BAY BRANCH GROCERY | 4020 MILLEN HWY | SYLVANIA | Screven | 1240042 | 1 | [5 empty] | Removed from Ground | Gas (Historical Use) | 4000 | Bare Steel | 1970-01-01 | 1993-12-01 | Galvanized Steel | Suction (American)
DAY & NITE MINI MARKET STORE & M | 310 WEST OGEECHEE ST | SYLVANIA | Screven | 1240038 | 3 | [5 empty] | Removed from Ground | Gas (Historical Use) | 3000 | Bare Steel | 1986-05-02 | 1999-12-16 | Bare Steel | Safe Suction (Euro)
ZIP N GO | 1558 BURTON FERRY HWY | SYLVANIA | Screven | 9124069 | 9A |  | 2000-03-01 | FALSE | 2000-03-01 | FALSE | Temporarily out of use | Premium | 6000 | Composite | 2000-03-01 |  | Fiberglass Reinforced Plastic | Pressurized
SCHOOL BUS BARN | 1006 MILLEN HWY NORTH | SYLVANIA | Screven | 1240071 | 4 | [5 empty] | Removed from Ground | Gas (Historical Use) | 6000 | Bare Steel | 1983-01-23 | 1997-05-14 | Galvanized Steel
ZIP N GO | 1558 BURTON FERRY HWY | SYLVANIA | Screven | 9124069 | 2 | [5 empty] | Removed from Ground | Gas (Historical Use) | 0 | Bare Steel | 1999-05-20 | 1999-05-20 | Galvanized Steel | Suction (American)
FORMER RONALD P PARKER PROPERTY | 4605 MILLEN HIGHWAY | SYLVANIA | Screven | 10000103 | 2 |  |  | FALSE |  | FALSE | Removed from Ground | Not Marked/Tank Removed | 0 | Unknown | 2002-08-20 | 2002-08-20
TUCKAHOE WILDLIFE MANGEMENT AREA | 6199 BRANNEN BRIDGES RD | SYLVANIA | Screven | 10000197 | 1 | Flapper Valve | 2002-10-01 | FALSE | 2002-10-01 | FALSE | Currently in Use | Regular | 2500 | Fiberglass Double Walled | 2002-10-01 |  | Fiberglass Reinforced Plastic | Safe Suction (Euro)
NUNNALLYS CHEVRON STATION | 303 WEST OGEECHEE ST | SYLVANIA | Screven | 1240052 | 3 | [5 empty] | Removed from Ground | Gas (Historical Use) | 3000 | Bare Steel | 1976-05-10 | 1997-05-01 | Cathodically Protected
Y BAIT & TACKLE | 103 INDUSTRIAL RD | SYLVANIA | Screven | 9124070 | 1 | [5 empty] | Removed from Ground | Diesel | 2000 | Not Marked/Unknown | 1998-09-01 | 1998-09-01 | Not Marked
BROWER OIL CO INC | 409 /411 WEST OGEECHEE ST | SYLVANIA | Screven | 1240010 | 16 | Ball Float | 1997-10-01 | FALSE | 1997-10-01 | FALSE | Currently in Use | E-10 | 12000 | Composite | 1997-10-01 |  | Fiberglass Reinforced Plastic | Pressurized
RAYS UNION 76 | 513 OGEECHEE ST | SYLVANIA | Screven | 1240051 | 3 | [5 empty] | Closed in Ground | Gas (Historical Use) | 1000 | Bare Steel | 1966-05-10 | 1988-11-01 | Galvanized Steel | Suction (American)
NEIGHBORS CORNER | 1429 STATESBORO HWY | SYLVANIA | Screven | 1240063 | 1 | Flapper Valve | 1988-06-02 | FALSE | 1988-06-02 | FALSE | Removed from Ground | Premium | 4000 | STIP-3/Impressed Current | 1976-05-10 |  | Fiberglass Reinforced Plastic | Pressurized
NEIGHBORS CORNER | 1429 STATESBORO HWY | SYLVANIA | Screven | 1240063 | 4 | Flapper Valve | 1995-04-10 | FALSE | 1995-04-10 | FALSE | Temporarily out of use | Kerosene | 1000 | Galvanic (STIP-3) | 1982-05-09 |  | Fiberglass Reinforced Plastic | Pressurized
DAY & NITE MINI MARKET STORE & M | 310 WEST OGEECHEE ST | SYLVANIA | Screven | 1240038 | 1 | [5 empty] | Removed from Ground | Gas (Historical Use) | 3000 | Bare Steel | 1986-05-02 | 1999-12-16 | Bare Steel | Safe Suction (Euro)
FORMER RONALD P PARKER PROPERTY | 4605 MILLEN HIGHWAY | SYLVANIA | Screven | 10000103 | 1 |  |  | FALSE |  | FALSE | Removed from Ground | Not Marked/Tank Removed | 0 | Unknown | 2002-08-20 | 2002-08-20
FUEL AMERICA TRUCK AND TRAVEL CENTER | 6570 STATESBORO HWY | SYLVANIA | Screven | 10001733 | 7A | Overfill Alarm | 2010-02-22 | FALSE | 2010-02-22 | FALSE | Currently in Use | Diesel | 12000 | Composite Double Walled | 2010-02-22 |  | Double-Walled Fiberglass | Pressurized
GARY MINI MART | 1022 S MAIN ST | SYLVANIA | Screven | 1240016 | 3 |  | 1998-03-01 |  | 1998-03-01 |  | Removed from Ground | Gas (Historical Use) | 2000 | Steel-Impressed Current | 1980-05-31 | 2010-06-08 | Cathodically Protected | Suction (American)
BASF CORP | MIMS RD | SYLVANIA | Screven | 1240002 | 3 | [5 empty] | Removed from Ground | Gas (Historical Use) | 750 | Bare Steel | 1984-02-11 | 1988-01-01 | Bare Steel
MATT GAY CHEV-OLDS INC | 406 WEST OGEECHEE ST | SYLVANIA | Screven | 1240011 | 1 | [5 empty] | Removed from Ground | Gas (Historical Use) | 5000 | Bare Steel | 1961-03-23 | 1899-12-31 | Bare Steel
CITY OF SYLVANIA | 113 N ENNIS ST | SYLVANIA | Screven | 1240067 | 1 | [5 empty] | Removed from Ground | Gas (Historical Use) | 500 | Bare Steel | 1956-03-06 | 1996-06-01 | Galvanized Steel
BAY BRANCH GROCERY | 4020 MILLEN HWY | SYLVANIA | Screven | 1240042 | 3 | [5 empty] | Removed from Ground | Gas (Historical Use) | 200 | Bare Steel | 1970-01-01 | 1993-12-01 | Galvanized Steel | Suction (American)
SCHOOL BUS BARN | 1006 MILLEN HWY NORTH | SYLVANIA | Screven | 1240071 | 1 | [5 empty] | Removed from Ground | Diesel | 12000 | Bare Steel | 1973-01-25 | 1997-05-14 | Galvanized Steel
ZIP N GO | 1558 BURTON FERRY HWY | SYLVANIA | Screven | 9124069 | 8 |  | 2000-03-01 | FALSE | 2000-03-01 | FALSE | Temporarily out of use | Regular | 12000 | Composite | 2000-03-01 |  | Fiberglass Reinforced Plastic | Pressurized
ZIP N GO | 1558 BURTON FERRY HWY | SYLVANIA | Screven | 9124069 | 6 | [5 empty] | Removed from Ground | Gas (Historical Use) | 0 | Bare Steel | 1999-05-20 | 1999-05-20 | Galvanized Steel | Suction (American)
SCOTT CAR CARE | 135 N MAIN STREET | SYLVANIA | Screven | 9124071 | 4 | [5 empty] | Removed from Ground | Gas (Historical Use) | 550 | Bare Steel | 1999-12-15 | 1999-12-15 | Bare Steel | Safe Suction (Euro)
NK FOOD MART | 494 W FRONTAGE RD | SYLVANIA | Screven | 10003405 | 3 | Flapper Valve | 2023-11-14 | FALSE | 2023-08-01 | FALSE | Currently in Use | Diesel | 3000 | Composite Double Walled | 2023-06-13 |  | Double-Walled Fiberglass | Pressurized
NK FOOD MART | 494 W FRONTAGE RD | SYLVANIA | Screven | 10003405 | 1 | Flapper Valve | 2023-11-14 | FALSE | 2023-08-01 | FALSE | Currently in Use | Regular | 12000 | Composite Double Walled | 2023-06-13 |  | Double-Walled Fiberglass | Pressurized
MEET MINIT MART, Gasoline Tanks | 2255 WAYNESBORO HWY | HILTONIA | Screven | 10001583 | 1B | Ball Float | 2008-08-01 | FALSE | 2008-08-01 | FALSE | Currently in Use | Premium | 3000 | Composite Double Walled | 2008-08-01 |  | Double-Walled Fiberglass | Pressurized
NK FOOD MART | 494 W FRONTAGE RD | SYLVANIA | Screven | 10003405 | 2 | Flapper Valve | 2023-11-14 | FALSE | 2023-08-01 | FALSE | Currently in Use | Premium | 2500 | Composite Double Walled | 2023-06-13 |  | Double-Walled Fiberglass | Pressurized
MEET MINIT MART, Gasoline Tanks | 2255 WAYNESBORO HWY | HILTONIA | Screven | 10001583 | 1A | Ball Float | 2008-08-01 | FALSE | 2008-08-01 | FALSE | Currently in Use | Regular | 9000 | Composite Double Walled | 2008-08-01 |  | Double-Walled Fiberglass | Pressurized
OPTIM MEDICAL CENTER-SCREVEN | 215 MIMS RD | SYLVANIA | Screven | 10003065 | 2 |  |  | FALSE |  | FALSE | Removed from Ground |  | 576 |  |  | 2020-07-02
OPTIM MEDICAL CENTER-SCREVEN | 215 MIMS RD | SYLVANIA | Screven | 10003065 | 3 |  |  | FALSE |  | FALSE | Removed from Ground | Diesel | 6000 |  |  | 2020-07-02
OPTIM MEDICAL CENTER-SCREVEN | 215 MIMS RD | SYLVANIA | Screven | 10003065 | 4 |  |  | FALSE |  | FALSE | Removed from Ground | Diesel | 564 |  |  | 2020-07-02
OPTIM MEDICAL CENTER-SCREVEN | 215 MIMS RD | SYLVANIA | Screven | 10003065 | 1 |  |  | FALSE |  | FALSE | Removed from Ground |  | 564 |  |  | 2020-07-02
FAST STOP | 309 E THIRD ST | DONALSONVILLE | Seminole | 1250015 | T1 | [5 empty] | Removed from Ground | Gas (Historical Use) | 6000 | Bare Steel | 1980-05-08 | 1988-11-30 | Galvanized Steel
FAST TRIP 2 | 401 WEST THIRD ST | DONALSONVILLE | Seminole | 1250023 | 3 | Flapper Valve | 1995-11-01 | FALSE | 1995-11-01 | FALSE | Currently in Use | Diesel | 12000 | Steel-Impressed Current | 1977-05-09 |  | Fiberglass Reinforced Plastic | Pressurized
J S APTEL INC D/B/A SUNNY'S GROCERY AND DELI | 7848 COUNTY RD 374 | DONALSONVILLE | Seminole | 1250020 | 2 | Flapper Valve | 1998-01-01 | FALSE | 1998-01-01 | FALSE | Currently in Use | E-0 | 1000 | Steel-Impressed Current | 1980-05-06 |  | Steel (Impressed Current) | Safe Suction (Euro)
AMFI | MARIANNA HWY RTE 4 BOX 265 | DONALSONVILLE | Seminole | 1250022 | 2 | [5 empty] | Closed in Ground | Empty | 1000 | Bare Steel | 1980-05-06 | 1988-01-01 | Galvanized Steel
SUPER B EXPRESS | 300 E THIRD ST | DONALSONVILLE | Seminole | 1250027 | 2 | [5 empty] | Removed from Ground | Gas (Historical Use) | 3000 | Bare Steel | 1966-05-13 | 1990-11-02 | Galvanized Steel
THREE NOTCH ELECTRIC MEMBERSHIP | 116 WEST SECOND ST | DONALSONVILLE | Seminole | 1250024 | 1 | [5 empty] | Removed from Ground | Gas (Historical Use) | 10000 | Bare Steel | 1980-05-09 | 1993-12-28 | Galvanized Steel
GA DOT #10438/DONALSONVILLE MAIN | CRAWFORD ST | DONALSONVILLE | Seminole | 1250011 | 438D1 |  | 1989-01-25 |  | 1989-01-25 |  | Removed from Ground | Diesel | 1020 | Cathodically Protected Steel | 1989-01-25 | 2005-05-18 | Cathodically Protected | Suction (American)
RUSHING OIL CO INC | HWY 84 W 214 W THIRD | DONALSONVILLE | Seminole | 1250012 | 7 | [5 empty] | Removed from Ground | Diesel | 4000 | Cathodically Protected Steel | 1990-03-01 | 1990-03-01 | Galvanized Steel | Suction (American)
RUSHING OIL CO INC | HWY 84 W 214 W THIRD | DONALSONVILLE | Seminole | 1250012 | 4 | [5 empty] | Removed from Ground | Gas (Historical Use) | 1 | Bare Steel | 1990-03-01 | 1990-03-01 | Galvanized Steel
RUSHING OIL CO INC | HWY 84 W 214 W THIRD | DONALSONVILLE | Seminole | 1250012 | 5 | [5 empty] | Removed from Ground | Gas (Historical Use) | 1 | Bare Steel | 1990-03-01 | 1990-03-01 | Galvanized Steel
RUSHING OIL CO INC | HWY 84 W 214 W THIRD | DONALSONVILLE | Seminole | 1250012 | 3A | Flapper Valve | 1990-03-26 | FALSE | 1990-03-26 | FALSE | Currently in Use | E-0 | 3000 | Steel-Impressed Current | 1990-03-26 |  | Steel (Impressed Current) | Pressurized
FAST STOP | 309 E THIRD ST | DONALSONVILLE | Seminole | 1250015 | 5 | Overfill Alarm | 1988-11-14 | FALSE | 1988-11-14 | TRUE | Currently in Use | E-0 | 8200 | Galvanic (STIP-3) | 1988-11-14 |  | Fiberglass Reinforced Plastic | Pressurized
FAST STOP | 309 E THIRD ST | DONALSONVILLE | Seminole | 1250015 | 4 | Overfill Alarm | 1988-11-14 | FALSE | 1988-11-14 | TRUE | Currently in Use | E-10 | 8200 | Galvanic (STIP-3) | 1988-11-14 |  | Fiberglass Reinforced Plastic | Pressurized
FAST STOP | 309 E THIRD ST | DONALSONVILLE | Seminole | 1250015 | 6 | Overfill Alarm | 1988-11-14 | FALSE | 1988-11-14 | TRUE | Currently in Use | Premium | 8200 | Galvanic (STIP-3) | 1988-11-14 |  | Fiberglass Reinforced Plastic | Pressurized
FAST TRIP 2 | 401 WEST THIRD ST | DONALSONVILLE | Seminole | 1250023 | 2 | Flapper Valve | 1995-11-01 | FALSE | 1995-11-01 | FALSE | Currently in Use | Premium | 12000 | Steel-Impressed Current | 1977-05-09 |  | Fiberglass Reinforced Plastic | Pressurized
FDR GROCERY & LAKE FLEA MARKET | 7397 HWY 39 SOUTH | DONALSONVILLE | Seminole | 1250029 | 3 | [5 empty] | Closed in Ground | Gas (Historical Use) | 1000 | Bare Steel | 1961-05-14 | 2000-12-01 | Galvanized Steel
FDR GROCERY & LAKE FLEA MARKET | 7397 HWY 39 SOUTH | DONALSONVILLE | Seminole | 1250029 | 4A |  | 2001-01-22 | FALSE | 2001-01-22 | FALSE | Temporarily out of use | Gas (Historical Use) | 6000 | Composite | 2002-05-20 |  |  | Pressurized
LAKEVIEW MARINA | HWY 39 | DONALSONVILLE | Seminole | 1250028 | 4 | [5 empty] | Removed from Ground | Gas (Historical Use) | 2000 | Bare Steel | 1976-05-10 | 1999-05-18 | Galvanized Steel
LAKEVIEW MARINA | HWY 39 | DONALSONVILLE | Seminole | 1250028 | 1 | [5 empty] | Removed from Ground | Diesel | 2000 | Bare Steel | 1976-05-10 | 1999-05-18 | Galvanized Steel
RUSHING OIL CO INC | HWY 84 W 214 W THIRD | DONALSONVILLE | Seminole | 1250012 | 1A | Flapper Valve | 1990-03-26 | FALSE | 1990-03-26 | FALSE | Currently in Use | E-0 | 5000 | Steel-Impressed Current | 1990-03-26 |  | Steel (Impressed Current) | Safe Suction (Euro)
REESE TIRE & GAS | MAIN ST | DONALSONVILLE | Seminole | 1250018 | 3 | [5 empty] | Removed from Ground | Gas (Historical Use) | 4000 | Bare Steel | 1998-11-01 | 1998-11-01 | Galvanized Steel | Gravity Fed
SELDOM REST INC | RT 3 BOX 111 | DONALSONVILLE | Seminole | 1250030 | 4 | [5 empty] | Removed from Ground | Diesel | 2000 | Bare Steel | 1979-06-12 | 1983-01-01 | Bare Steel
SELDOM REST INC | RT 3 BOX 111 | DONALSONVILLE | Seminole | 1250030 | 1 | [5 empty] | Removed from Ground | Diesel | 10000 | Bare Steel | 1978-06-12 | 1993-01-01 | Bare Steel
RUSHING OIL CO INC | HWY 84 W 214 W THIRD | DONALSONVILLE | Seminole | 1250012 | 2 | [5 empty] | Removed from Ground | Gas (Historical Use) | 1 | Bare Steel | 1990-03-01 | 1990-03-01 | Galvanized Steel
DONALSONVILLE SUPER B | HWY 84 & KNOX AVE | DONALSONVILLE | Seminole | 1250014 | 2 | Ball Float | 1997-04-01 | FALSE | 1997-04-01 | FALSE | Temporarily out of use | Premium | 10000 | Steel-Impressed Current | 1984-01-01 |  | Double-Walled Flex | Pressurized
REESE TIRE & GAS | MAIN ST | DONALSONVILLE | Seminole | 1250018 | 6 | [5 empty] | Removed from Ground | Other | 1000 | Bare Steel | 1998-11-01 | 1998-11-01 | Galvanized Steel | Gravity Fed
FDR GROCERY & LAKE FLEA MARKET | 7397 HWY 39 SOUTH | DONALSONVILLE | Seminole | 1250029 | 1 | [5 empty] | Closed in Ground | Gas (Historical Use) | 1000 | Bare Steel | 1976-05-10 | 2000-12-01 | Galvanized Steel
THREE NOTCH ELECTRIC MEMBERSHIP | 116 WEST SECOND ST | DONALSONVILLE | Seminole | 1250024 | 2 |  | 1992-11-01 | FALSE | 1992-11-01 | FALSE | Removed from Ground | E-10 | 10000 | Composite | 1992-11-01 | 2019-07-17 | Double-Walled Fiberglass | Pressurized
RUSHING OIL CO INC | HWY 84 W 214 W THIRD | DONALSONVILLE | Seminole | 1250012 | 5A | Flapper Valve | 1990-03-26 | FALSE | 1990-03-26 | FALSE | Currently in Use | E-0 | 5000 | Steel-Impressed Current | 1990-06-12 |  | Steel (Impressed Current) | Pressurized
RUSHING OIL CO INC | HWY 84 W 214 W THIRD | DONALSONVILLE | Seminole | 1250012 | 3 | [5 empty] | Removed from Ground | Gas (Historical Use) | 1 | Bare Steel | 1990-03-01 | 1990-03-01 | Galvanized Steel
SEMINOLE COUNTY RD DEPT | 711 M L KING JR DR | DONALSONVILLE | Seminole | 1250009 | 3 | Flapper Valve | 1990-04-05 | FALSE | 1990-04-05 | FALSE | Currently in Use | Diesel | 10152 | Steel-Impressed Current | 1990-04-05 |  | Steel (Impressed Current) | Suction (American)
SELDOM REST INC | RT 3 BOX 111 | DONALSONVILLE | Seminole | 1250030 | 2 | [5 empty] | Removed from Ground | Diesel | 10000 | Bare Steel | 1978-06-12 | 1993-01-01 | Bare Steel
REESE TIRE & GAS | MAIN ST | DONALSONVILLE | Seminole | 1250018 | 5 |  |  | TRUE |  | TRUE | Removed from Ground | Used Oil | 1000 | Bare Steel | 1998-11-01 | 1998-11-01 | Galvanized Steel | Gravity Fed
REESE TIRE & GAS | MAIN ST | DONALSONVILLE | Seminole | 1250018 | 4 | [5 empty] | Removed from Ground | Other | 2000 | Bare Steel | 1998-11-01 | 1998-11-01 | Galvanized Steel | Gravity Fed
PROLINE OIL COMPANY | HWY 84 | DONALSONVILLE | Seminole | 1250021 | 2 |  | 1998-12-20 |  | 1995-04-01 |  | Removed from Ground | Gas (Historical Use) | 3000 | Not Marked/Unknown | 1965-05-10 | 2002-10-03 | Cathodically Protected | Suction (American)
SELDOM REST INC | RT 3 BOX 111 | DONALSONVILLE | Seminole | 1250030 | 3 | [5 empty] | Removed from Ground | Diesel | 8000 | Bare Steel | 1979-06-12 | 1983-01-01 | Bare Steel
FDR GROCERY & LAKE FLEA MARKET | 7397 HWY 39 SOUTH | DONALSONVILLE | Seminole | 1250029 | 4B |  |  | FALSE |  | FALSE | Temporarily out of use | Gas (Historical Use) | 4000 | Composite | 2002-05-20 |  |  | Pressurized
SEMINOLE SPORTSMAN LODGE & MARIN | 2000 S OF HWY 5 39 & 253 ON HWY | DONALSONVILLE | Seminole | 1250001 | 2 | [5 empty] | Removed from Ground | Gas (Historical Use) | 1 | Unknown | 1991-08-22 | 1991-08-22 | Not Marked
SEMINOLE COUNTY RD DEPT | 711 M L KING JR DR | DONALSONVILLE | Seminole | 1250009 | 1 | [5 empty] | Removed from Ground | Diesel | 2000 | Bare Steel | 1976-03-02 | 1990-03-01 | Galvanized Steel
AALOK INC D/B/A SUNNY'S GROCERY | 7710 HWY 374 | DONALSONVILLE | Seminole | 9125002 | 2 | Flapper Valve | 1991-03-01 | FALSE | 1991-03-01 | FALSE | Currently in Use | E-10 | 4000 | Steel-Impressed Current | 1991-01-01 |  | Fiberglass Reinforced Plastic | Safe Suction (Euro)
SEMINOLE PEANUT CO CARGILL INC | US HWY 84 EAST | DONALSONVILLE | Seminole | 9125003 | 1 | [5 empty] | Removed from Ground | Diesel | 2000 | Cathodically Protected Steel | 1988-05-01 | 1996-08-08 | Galvanized Steel
SEMINOLE SPORTSMAN LODGE & MARIN | 2000 S OF HWY 5 39 & 253 ON HWY | DONALSONVILLE | Seminole | 1250001 | 1 |  | 1995-10-24 |  |  |  | Removed from Ground | Gas (Historical Use) | 560 | Bare Steel | 1971-04-05 | 1992-10-13 | Galvanized Steel
CROOM AVIATION | RT 2 HWY 39 | DONALSONVILLE | Seminole | 9125018 | 1 | [5 empty] | Removed from Ground | Kerosene | 6000 | Not Marked/Unknown | 1988-01-01 | 1997-12-01 | Not Marked
Seminole Country Market | 7854 Hwy 39 S | Donalsonville | Seminole | 9125013 | 3B | Ball Float | 1998-10-01 | FALSE | 1998-10-01 | FALSE | Closed in Ground | Premium | 3000 | Composite | 1998-10-01 |  | Double-Walled Flex | Pressurized
FAST STOP | 201 W 3RD ST | DONALSONVILLE | Seminole | 9125014 | 2 | Overfill Alarm | 1990-04-01 | FALSE | 1990-04-01 | FALSE | Currently in Use | Diesel | 10000 | Steel-Impressed Current | 1990-04-01 |  | Fiberglass Reinforced Plastic | Pressurized
MR PIPP'S GAS & DELI | 408 E 3RD ST | DONALSONVILLE | Seminole | 9125016 | 4 | Ball Float | 2000-09-21 | FALSE | 2000-09-21 | FALSE | Currently in Use | Diesel On Road | 20000 | Composite | 2000-09-21 |  | Fiberglass Reinforced Plastic | Pressurized
SEMINOLE SPORTSMAN LODGE & MARIN | 2000 S OF HWY 5 39 & 253 ON HWY | DONALSONVILLE | Seminole | 1250001 | 205158 |  | 1995-10-24 |  | 1995-10-24 |  | Removed from Ground | Gas (Historical Use) | 1000 | Galvanic (STIP-3) | 1995-10-24 | 2006-04-27 | Fiberglass Reinforced Plastic | Suction (American)
SEMINOLE FOOD SHOP | 900 S TENNILLE AVE | DONALSONVILLE | Seminole | 9125012 | 2 | Flapper Valve | 1998-02-10 | FALSE | 1998-02-10 | FALSE | Currently in Use | E-10 | 6000 | Galvanic (STIP-3) | 1988-01-01 |  | Fiberglass Reinforced Plastic | Pressurized
FAST STOP | 201 W 3RD ST | DONALSONVILLE | Seminole | 9125014 | 4 | Overfill Alarm | 1990-04-01 | FALSE | 1990-04-01 | FALSE | Currently in Use | E-10 | 10000 | Steel-Impressed Current | 1990-04-01 |  | Fiberglass Reinforced Plastic
FAST STOP | 201 W 3RD ST | DONALSONVILLE | Seminole | 9125014 | 1 | Overfill Alarm | 1990-04-01 | FALSE | 1990-04-01 | FALSE | Currently in Use | Diesel | 10000 | Steel-Impressed Current | 1990-04-01 |  | Fiberglass Reinforced Plastic
SUPER B EXPRESS | 300 E THIRD ST | DONALSONVILLE | Seminole | 1250027 | 4 | [5 empty] | Removed from Ground | Gas (Historical Use) | 3000 | Bare Steel | 1966-05-13 | 1990-11-02 | Galvanized Steel
SUPER B EXPRESS | 300 E THIRD ST | DONALSONVILLE | Seminole | 1250027 | 5 | [5 empty] | Removed from Ground | Gas (Historical Use) | 1000 | Bare Steel | 1966-05-13 | 1990-11-02 | Galvanized Steel
LAKEVIEW MARINA | HWY 39 | DONALSONVILLE | Seminole | 1250028 | 3 | [5 empty] | Removed from Ground | Gas (Historical Use) | 2000 | Bare Steel | 1976-05-10 | 1999-05-18 | Galvanized Steel
GA DOT #10438/DONALSONVILLE MAIN | CRAWFORD ST | DONALSONVILLE | Seminole | 1250011 | 10438-2 | [5 empty] | Removed from Ground | Gas (Historical Use) | 1000 | Bare Steel | 1984-04-29 | 1993-05-03 | Galvanized Steel
DONALSONVILLE SUPER B | HWY 84 & KNOX AVE | DONALSONVILLE | Seminole | 1250014 | 1 | Ball Float | 1997-04-01 | FALSE | 1997-04-01 | FALSE | Temporarily out of use | E-10 | 10000 | Steel-Impressed Current | 1984-01-01 |  | Double-Walled Flex | Pressurized
SEMINOLE COUNTY RD DEPT | 711 M L KING JR DR | DONALSONVILLE | Seminole | 1250009 | 2 | Flapper Valve | 1990-04-05 | FALSE | 1990-04-05 | FALSE | Currently in Use | E-10 | 10152 | Steel-Impressed Current | 1990-04-05 |  | Steel (Impressed Current) | Suction (American)
MR PIPP'S GAS & DELI | 408 E 3RD ST | DONALSONVILLE | Seminole | 9125016 | 6 | Ball Float | 2000-09-21 | FALSE | 2000-09-21 | FALSE | Currently in Use | Diesel Off Road | 6000 | Composite | 2000-09-21 |  | Fiberglass Reinforced Plastic | Pressurized
SHIV GA LLC | 327 NORTH TENNILLE AVE | DONALSONVILLE | Seminole | 9125006 | 5 | [5 empty] | Removed from Ground | Kerosene | 1000 | Not Marked/Unknown | 1994-11-07 | 1994-11-07 | Not Marked
WEST FORK | 402 WEST 2ND ST | DONALSONVILLE | Seminole | 9125005 | 3 | [5 empty] | Removed from Ground | Diesel | 8000 | Bare Steel | 1992-12-30 | 1992-12-30 | Galvanized Steel | Pressurized
REESE TIRE & GAS | MAIN ST | DONALSONVILLE | Seminole | 1250018 | 1 | [5 empty] | Removed from Ground | Gas (Historical Use) | 2000 | Bare Steel | 1970-05-09 | 1998-11-01 | Galvanized Steel | Gravity Fed
AMFI | MARIANNA HWY RTE 4 BOX 265 | DONALSONVILLE | Seminole | 1250022 | 1 | [5 empty] | Closed in Ground | Empty | 1000 | Bare Steel | 1980-05-06 | 1988-01-01 | Galvanized Steel
FDR GROCERY & LAKE FLEA MARKET | 7397 HWY 39 SOUTH | DONALSONVILLE | Seminole | 1250029 | 2 | [5 empty] | Closed in Ground | Gas (Historical Use) | 1000 | Bare Steel | 1961-05-14 | 2000-12-01 | Galvanized Steel
SUPER B EXPRESS | 300 E THIRD ST | DONALSONVILLE | Seminole | 1250027 | 10B | Flapper Valve | 2016-04-11 | FALSE | 2016-04-11 | FALSE | Currently in Use | Diesel | 5000 | Composite Double Walled | 2016-04-11 |  | Double-Walled Fiberglass | Pressurized
SUPER B EXPRESS | 300 E THIRD ST | DONALSONVILLE | Seminole | 1250027 | 11A | Flapper Valve | 2016-04-11 | FALSE | 2016-04-11 | FALSE | Currently in Use | E-10 | 11000 | Composite Double Walled | 2016-04-11 |  | Double-Walled Fiberglass | Pressurized
DONALSONVILLE SUPER B | HWY 84 & KNOX AVE | DONALSONVILLE | Seminole | 1250014 | 4 |  | 1997-04-01 |  | 1997-04-01 |  | Temporarily out of use | Diesel | 8000 | Epoxy | 1997-04-01 |  |  | Pressurized
GA DEPT PUBLIC SAFETY POST 14 | RT 1 BOX 2602 | DONALSONVILLE | Seminole | 1250008 | 2 | [5 empty] | Closed in Ground | Gas (Historical Use) | 250 | Bare Steel | 1961-03-12 | 1975-06-30 | Galvanized Steel
SEMINOLE COUNTY FORESTRY UNIT | RT 1 BOX 15 | DONALSONVILLE | Seminole | 1250002 | 1 | [5 empty] | Removed from Ground | Gas (Historical Use) | 560 | Bare Steel | 1955-04-30 | 1992-05-08 | Galvanized Steel | Suction (American)
Seminole Country Market | 7854 Hwy 39 S | Donalsonville | Seminole | 9125013 | 2 | [5 empty] | Removed from Ground | Gas (Historical Use) | 2000 | Marked Unknown | 1983-03-01 | 1998-11-05 | Galvanized Steel | Safe Suction (Euro)
SUPER B EXPRESS | 300 E THIRD ST | DONALSONVILLE | Seminole | 1250027 | 10C | Flapper Valve | 2016-04-11 | FALSE | 2016-04-11 | FALSE | Currently in Use | Diesel Off Road | 5000 | Composite Double Walled | 2016-04-11 |  | Double-Walled Fiberglass | Pressurized
SUPER B EXPRESS | 300 E THIRD ST | DONALSONVILLE | Seminole | 1250027 | 10A | Flapper Valve | 2016-04-11 | FALSE | 2016-04-11 | FALSE | Currently in Use | E-0 | 5000 | Composite Double Walled | 2016-04-11 |  | Double-Walled Fiberglass | Pressurized
GA DOT #10438/DONALSONVILLE MAIN | CRAWFORD ST | DONALSONVILLE | Seminole | 1250011 | 438G1 |  | 1989-01-25 |  | 1989-01-25 |  | Removed from Ground | Gas (Historical Use) | 1020 | Cathodically Protected Steel | 1989-01-25 | 2005-05-18 | Cathodically Protected | Suction (American)
DONALSONVILLE HOSPITAL INC | 102 HOSPITAL CIR | DONALSONVILLE | Seminole | 1250007 | 1 | [5 empty] | Removed from Ground | Diesel | 4200 | Bare Steel | 1981-02-27 | 1998-04-13 | Bare Steel | Suction (American)
UNKNOWN/CITY RIGHT OF WAY | SECOND STREET | DONALSONVILLE | Seminole | 9125023 | 2 | [5 empty] | Currently in Use | Gas (Historical Use) | 0 | Not Marked/Unknown |  |  | Not Marked
SING STATION | 201 S TENNILLE AVENUE | DONALSONVILLE | Seminole | 9125022 | 3 | [5 empty] | Removed from Ground | Diesel | 3000 | Not Marked/Unknown | 1997-04-01 | 1997-04-01 | Not Marked
BARFIELDS BAIT & TACKLE | 6032 GA 39 S | DONALSONVILLE | Seminole | 9125011 | 2000-2 | Flapper Valve | 1998-12-01 | FALSE | 1998-12-01 | FALSE | Currently in Use | E-0 | 2000 | Galvanic (STIP-3) | 1995-01-01 |  | Steel (Impressed Current) | Safe Suction (Euro)
RIVER ROAD BAIT & TACKLE | 7129 RIVER RD | DONALSONVILLE | Seminole | 9125015 | 1 |  | 1993-03-29 |  | 1993-03-29 |  | Temporarily out of use | Gas (Historical Use) | 3000 | Galvanic (STIP-3) | 1983-03-29 |  | Fiberglass Reinforced Plastic | Suction (American)
WEST FORK | 402 WEST 2ND ST | DONALSONVILLE | Seminole | 9125005 | 1 | [5 empty] | Removed from Ground | Gas (Historical Use) | 12000 | Bare Steel | 1992-12-30 | 1992-12-30 | Galvanized Steel | Pressurized
DESSER CASH STORE | 6962 HWY 374 | DONALSONVILLE | Seminole | 10000291 | 1 |  |  | FALSE |  | FALSE | Removed from Ground | Gas (Historical Use) | 500 | Bare Steel | 2002-03-03 | 2002-03-03 | Bare Steel | Suction (American)
SUPER B EXPRESS | 300 E THIRD ST | DONALSONVILLE | Seminole | 1250027 | 12 | Flapper Valve | 2016-04-11 | FALSE | 2016-04-11 | FALSE | Currently in Use | Diesel | 8000 | Composite Double Walled | 2016-04-11 |  | Double-Walled Fiberglass | Pressurized
SUPER B EXPRESS | 300 E THIRD ST | DONALSONVILLE | Seminole | 1250027 | 3 | [5 empty] | Removed from Ground | Gas (Historical Use) | 3000 | Bare Steel | 1966-05-13 | 1990-11-02 | Galvanized Steel
LAKEVIEW MARINA | HWY 39 | DONALSONVILLE | Seminole | 1250028 | 2 | [5 empty] | Removed from Ground | Gas (Historical Use) | 2000 | Bare Steel | 1976-05-10 | 1999-05-18 | Galvanized Steel
GA DOT #10438/DONALSONVILLE MAIN | CRAWFORD ST | DONALSONVILLE | Seminole | 1250011 | 10438-3 | [5 empty] | Removed from Ground | Diesel | 550 | Bare Steel | 1971-05-03 | 1993-05-03 | Galvanized Steel
RUSHING OIL CO INC | HWY 84 W 214 W THIRD | DONALSONVILLE | Seminole | 1250012 | 7A | Flapper Valve | 1995-01-26 | FALSE | 1995-01-26 | FALSE | Currently in Use | Diesel | 4000 | Steel-Impressed Current | 1995-01-26 |  | Steel (Impressed Current) | Safe Suction (Euro)
SOUTHERN CONCRETE CONSTRUCTION C | N WILEY & 1ST ST | DONALSONVILLE | Seminole | 1250005 | 1 | [5 empty] | Removed from Ground | Diesel | 18000 | Bare Steel | 1981-04-15 | 1998-12-01 | Bare Steel
SING STATION | 201 S TENNILLE AVENUE | DONALSONVILLE | Seminole | 9125022 | 2 | [5 empty] | Removed from Ground | Gas (Historical Use) | 8000 | Not Marked/Unknown | 1997-04-01 | 1997-04-01 | Not Marked
MR PIPP'S GAS & DELI | 408 E 3RD ST | DONALSONVILLE | Seminole | 9125016 | 3 | Ball Float |  | FALSE |  | FALSE | Currently in Use | E-10 | 4000 | Steel-Impressed Current |  |  | Fiberglass Reinforced Plastic
QUICK & HANDY | 706 NORTH WILEY | DONALSONVILLE | Seminole | 9125008 | 1B | Flapper Valve | 1997-08-22 | FALSE | 1997-08-22 | FALSE | Temporarily out of use | E-10 | 10000 | Steel-Impressed Current | 1979-01-01 |  | Steel (Impressed Current) | Safe Suction (Euro)
SHIV GA LLC | 327 NORTH TENNILLE AVE | DONALSONVILLE | Seminole | 9125006 | 3 | [5 empty] | Removed from Ground | Gas (Historical Use) | 6000 | Not Marked/Unknown | 1994-11-07 | 1994-11-07 | Not Marked
PROLINE OIL COMPANY | HWY 84 | DONALSONVILLE | Seminole | 1250021 | 1 |  | 1998-12-20 |  | 1995-04-01 |  | Removed from Ground | Gas (Historical Use) | 3000 | Not Marked/Unknown | 1965-05-10 | 2002-10-03 | Cathodically Protected | Suction (American)
SUPER B EXPRESS | 300 E THIRD ST | DONALSONVILLE | Seminole | 1250027 | 8 | Flapper Valve | 1990-11-01 |  | 1990-11-01 |  | Removed from Ground | Gas (Historical Use) | 8000 | Galvanic (STIP-3) | 1990-11-01 | 2016-04-07 | Fiberglass Reinforced Plastic
SUPER B EXPRESS | 300 E THIRD ST | DONALSONVILLE | Seminole | 1250027 | 6 | [5 empty] | Removed from Ground | Kerosene | 500 | Bare Steel | 1966-05-13 | 1990-11-02 | Galvanized Steel
SUPER B EXPRESS | 300 E THIRD ST | DONALSONVILLE | Seminole | 1250027 | 9 | Flapper Valve | 1990-11-01 |  | 1990-11-01 |  | Removed from Ground | Gas (Historical Use) | 8000 | Galvanic (STIP-3) | 1990-11-01 | 2016-04-07 | Fiberglass Reinforced Plastic
AALOK INC D/B/A SUNNY'S GROCERY | 7710 HWY 374 | DONALSONVILLE | Seminole | 9125002 | 1 | Flapper Valve | 1991-03-01 | FALSE | 1991-03-01 | FALSE | Currently in Use | E-0 | 6000 | Steel-Impressed Current | 1991-01-01 |  | Fiberglass Reinforced Plastic | Safe Suction (Euro)
UNKNOWN/CITY RIGHT OF WAY | SECOND STREET | DONALSONVILLE | Seminole | 9125023 | 1 | [5 empty] | Currently in Use | Gas (Historical Use) | 0 | Not Marked/Unknown |  |  | Not Marked
SING STATION | 201 S TENNILLE AVENUE | DONALSONVILLE | Seminole | 9125022 | 1 | [5 empty] | Removed from Ground | Gas (Historical Use) | 6000 | Not Marked/Unknown | 1997-04-01 | 1997-04-01 | Not Marked
SHIV GA LLC | 327 NORTH TENNILLE AVE | DONALSONVILLE | Seminole | 9125006 | 6 | Overfill Alarm | 1995-01-03 | FALSE | 1995-01-03 | FALSE | Currently in Use | Diesel On Road | 10000 | Fiberglass | 1995-01-03 |  | Fiberglass Reinforced Plastic | Pressurized
DOLLAR GENERAL #851 | 907 MARIANNA HWY | DONALSONVILLE | Seminole | 10002410 | 1 | Flapper Valve | 2014-11-20 | FALSE |  | FALSE | Currently in Use | E-10 | 15000 | Fiberglass Double Walled | 2014-10-23 |  | Double-Walled Flex | Pressurized
FAST STOP | 309 E THIRD ST | DONALSONVILLE | Seminole | 1250015 | T2 | [5 empty] | Removed from Ground | Gas (Historical Use) | 8000 | Bare Steel | 1980-05-08 | 1988-11-30 | Galvanized Steel
CITY MOTOR CO INC DHA SHINGLER C | HWY 84 WEST | SEMINOLE | Seminole | 1250006 | 1 |  |  | TRUE |  | TRUE | Removed from Ground | Used Oil | 500 | Bare Steel | 1980-02-26 | 1990-01-01 | Fiberglass Reinforced Plastic
PROLINE OIL COMPANY | HWY 84 | DONALSONVILLE | Seminole | 1250021 | 3 |  | 1998-12-20 |  | 1995-04-01 |  | Removed from Ground | Gas (Historical Use) | 4000 | Not Marked/Unknown | 1965-05-10 | 2002-10-03 | Cathodically Protected | Suction (American)
BROOME FARMS | RTE 2/OFF HWY 285 | DONALSONVILLE | Seminole | 1250034 | 2 | [5 empty] | Removed from Ground | Diesel | 14000 | Bare Steel | 1976-05-22 | 1992-01-25 | Galvanized Steel
AALOK INC D/B/A SUNNY'S GROCERY | 7710 HWY 374 | DONALSONVILLE | Seminole | 9125002 | 3 | Flapper Valve | 1991-03-01 | FALSE | 1991-03-01 | FALSE | Currently in Use | Diesel | 4000 | Steel-Impressed Current | 1991-01-01 |  | Fiberglass Reinforced Plastic | Safe Suction (Euro)
HICKS FLYING | BRACKIN ROAD | DONALSONVILLE | Seminole | 9125021 | 1 | [5 empty] | Removed from Ground | Kerosene | 10000 | Bare Steel | 1988-01-01 | 1998-12-01 | Galvanized Steel | Suction (American)
SUPER B EXPRESS | 300 E THIRD ST | DONALSONVILLE | Seminole | 1250027 | 1 | [5 empty] | Removed from Ground | Diesel | 3000 | Bare Steel | 1966-05-13 | 1990-11-02 | Galvanized Steel
SUPER B EXPRESS | 300 E THIRD ST | DONALSONVILLE | Seminole | 1250027 | 7 | Flapper Valve | 1990-11-01 |  | 1990-11-01 |  | Removed from Ground | Gas (Historical Use) | 8000 | Galvanic (STIP-3) | 1990-11-01 | 2016-04-07 | Fiberglass Reinforced Plastic
RUSHING OIL CO INC | HWY 84 W 214 W THIRD | DONALSONVILLE | Seminole | 1250012 | 4A | Flapper Valve | 1990-03-26 | FALSE | 1990-03-26 | FALSE | Currently in Use | Diesel Off Road | 10000 | Steel-Impressed Current | 1990-06-12 |  | Steel (Impressed Current) | Pressurized
Seminole Country Market | 7854 Hwy 39 S | Donalsonville | Seminole | 9125013 | 3A | Ball Float | 1998-10-01 | FALSE | 1998-10-01 | FALSE | Closed in Ground | Regular | 7000 | Composite | 1998-10-01 |  | Double-Walled Flex | Pressurized
S W G PACKING FARMS | RT 1 BOX 259 | DONALSONVILLE | Seminole | 9125009 | 1 | [5 empty] | Removed from Ground | Gas (Historical Use) | 3000 | Unknown | 1992-03-03 | 2000-10-27 | Galvanized Steel | Suction (American)
SHIV GA LLC | 327 NORTH TENNILLE AVE | DONALSONVILLE | Seminole | 9125006 | 4 | [5 empty] | Removed from Ground | Diesel | 1000 | Not Marked/Unknown | 1994-11-07 | 1994-11-07 | Not Marked
GA DEPT PUBLIC SAFETY POST 14 | RT 1 BOX 2602 | DONALSONVILLE | Seminole | 1250008 | 1 | [5 empty] | Removed from Ground | Gas (Historical Use) | 1000 | Bare Steel | 1976-03-08 | 2000-04-25 | Galvanized Steel
SEMINOLE FOOD SHOP | 900 S TENNILLE AVE | DONALSONVILLE | Seminole | 9125012 | 1 | Flapper Valve | 1998-02-10 | FALSE | 1998-02-10 | FALSE | Currently in Use | E-0 | 6000 | Galvanic (STIP-3) | 1988-01-01 |  | Fiberglass Reinforced Plastic | Pressurized
Seminole Country Market | 7854 Hwy 39 S | Donalsonville | Seminole | 9125013 | 1 | [5 empty] | Removed from Ground | Gas (Historical Use) | 1000 | Marked Unknown | 1983-03-01 | 1998-11-05 | Galvanized Steel | Safe Suction (Euro)
DONALSONVILLE SUPER B | HWY 84 & KNOX AVE | DONALSONVILLE | Seminole | 1250014 | 3 | Ball Float | 1997-04-01 | FALSE | 1997-04-01 | FALSE | Temporarily out of use | E-0 | 6000 | Steel-Impressed Current | 1984-01-01 |  | Double-Walled Flex | Pressurized
HICKS FLYING | BRACKIN ROAD | DONALSONVILLE | Seminole | 9125021 | 2 | [5 empty] | Removed from Ground | Gas (Historical Use) | 3000 | Bare Steel | 1988-01-01 | 1998-12-01 | Galvanized Steel | Suction (American)
CROOM AVIATION | RT 2 HWY 39 | DONALSONVILLE | Seminole | 9125018 | 2 | [5 empty] | Removed from Ground | Other | 2000 | Not Marked/Unknown | 1988-01-01 | 1997-12-01 | Not Marked
SHIV GA LLC | 327 NORTH TENNILLE AVE | DONALSONVILLE | Seminole | 9125006 | 8 | Overfill Alarm | 1995-01-03 | FALSE | 1995-01-03 | FALSE | Currently in Use | Premium | 10000 | Fiberglass | 1995-01-03 |  | Fiberglass Reinforced Plastic | Pressurized
SHIV GA LLC | 327 NORTH TENNILLE AVE | DONALSONVILLE | Seminole | 9125006 | 2 | [5 empty] | Removed from Ground | Gas (Historical Use) | 6000 | Not Marked/Unknown | 1994-11-07 | 1994-11-07 | Not Marked
DOLLAR GENERAL #851 | 907 MARIANNA HWY | DONALSONVILLE | Seminole | 10002410 | 2A | Flapper Valve | 2014-11-20 | FALSE |  | FALSE | Currently in Use | Premium | 8000 | Fiberglass Double Walled | 2014-10-23 |  | Double-Walled Flex | Pressurized
RODDENBERRY FARMS | GA HWY 253 | REYNOLDSVILLE | Seminole | 9125004 | 2 | [5 empty] | Removed from Ground | Diesel | 10000 | Bare Steel | 1974-10-15 | 1993-01-15 | Galvanized Steel | Suction (American)
GTE/CTC OF THE SOUTH-IRON CITY C | 45 CHURCH ST | IRON CITY | Seminole | 1250035 | 1 | [5 empty] | Removed from Ground | Diesel | 300 | Bare Steel | 1983-01-02 | 1993-09-15 | Bare Steel
SHIV GA LLC | 327 NORTH TENNILLE AVE | DONALSONVILLE | Seminole | 9125006 | 7 | Overfill Alarm | 1995-01-03 | FALSE | 1995-01-03 | FALSE | Currently in Use | E-10 | 10000 | Fiberglass | 1995-01-03
GREENE POULTRY CO | 84 EAST | IRON CITY | Seminole | 9125010 | 1 | [5 empty] | Removed from Ground | Diesel | 3000 | Bare Steel | 1981-01-01 | 1999-10-19 | Bare Steel | Safe Suction (Euro)
SEMINOLE FOOD SHOP | 900 S TENNILLE AVE | DONALSONVILLE | Seminole | 9125012 | 3 | Flapper Valve | 1998-02-10 | FALSE | 1998-02-10 | FALSE | Currently in Use | Diesel On Road | 6000 | Galvanic (STIP-3) | 1988-01-01 |  | Fiberglass Reinforced Plastic | Pressurized
QUICK & HANDY | 706 NORTH WILEY | DONALSONVILLE | Seminole | 9125008 | 1A | Flapper Valve | 1997-08-22 | FALSE | 1997-08-22 | FALSE | Temporarily out of use | E-0 | 10000 | Steel-Impressed Current | 1979-01-01 |  | Steel (Impressed Current) | Safe Suction (Euro)
WEST FORK | 402 WEST 2ND ST | DONALSONVILLE | Seminole | 9125005 | 2 | [5 empty] | Removed from Ground | Gas (Historical Use) | 12000 | Bare Steel | 1992-12-30 | 1992-12-30 | Galvanized Steel | Pressurized
RIVERTURN GROCERY | GA HWY 91 SOUTH/MALONE HWY | DONALSONVILLE | Seminole | 9000190 | 1 | [5 empty] | Closed in Ground | Empty | 1000 | Bare Steel | 1984-05-05 | 1990-03-01 | Galvanized Steel | Suction (American)
DOLLAR GENERAL #851 | 907 MARIANNA HWY | DONALSONVILLE | Seminole | 10002410 | 2B | Flapper Valve | 2014-11-20 | FALSE |  | FALSE | Currently in Use | Diesel | 7000 | Fiberglass Double Walled | 2014-10-23 |  | Double-Walled Flex | Pressurized
DESSER CASH STORE | 6962 HWY 374 | DONALSONVILLE | Seminole | 10000291 | 2 |  |  | FALSE |  | FALSE | Removed from Ground | Gas (Historical Use) | 500 | Bare Steel | 2002-03-03 | 2002-03-03 | Bare Steel | Suction (American)
ALLTEL | COUNTY RD 226/162 & HWY 39 | REYNOLDSVILLE | Seminole | 1250036 | 1 | [5 empty] | Removed from Ground | Diesel | 500 | Bare Steel | 1984-01-02 | 1994-09-27 | Bare Steel | Suction (American)
RODDENBERRY FARMS | GA HWY 253 | REYNOLDSVILLE | Seminole | 9125004 | 1 | [5 empty] | Removed from Ground | Diesel | 10000 | Bare Steel | 1974-10-15 | 1993-01-15 | Galvanized Steel | Suction (American)
SUNSHINE JR FOOD STORE #431 | US HWY 84 | IRON CITY | Seminole | 1250004 | 4 | [5 empty] | Removed from Ground | Other | 2000 | Not Marked/Unknown |  | 1899-12-31 | Not Marked
FAST STOP | 309 E THIRD ST | DONALSONVILLE | Seminole | 1250015 | T3 | [5 empty] | Removed from Ground | Gas (Historical Use) | 6000 | Bare Steel | 1980-05-08 | 1988-11-30 | Galvanized Steel
GA DOT #10438/DONALSONVILLE MAIN | CRAWFORD ST | DONALSONVILLE | Seminole | 1250011 | 10438-1 | [5 empty] | Removed from Ground | Gas (Historical Use) | 1000 | Bare Steel | 1971-05-03 | 1993-05-03 | Galvanized Steel
RUSHING OIL CO INC | HWY 84 W 214 W THIRD | DONALSONVILLE | Seminole | 1250012 | 2A | Flapper Valve | 1990-03-26 | FALSE | 1990-03-26 | FALSE | Currently in Use | E-0 | 5000 | Steel-Impressed Current | 1990-03-26 |  | Steel (Impressed Current) | Safe Suction (Euro)
RUSHING OIL CO INC | HWY 84 W 214 W THIRD | DONALSONVILLE | Seminole | 1250012 | 1 | [5 empty] | Removed from Ground | Gas (Historical Use) | 1 | Bare Steel | 1990-03-01 | 1990-03-01 | Galvanized Steel
GA DEPT PUBLIC SAFETY POST 14 | RT 1 BOX 2602 | DONALSONVILLE | Seminole | 1250008 | 3 | [5 empty] | Removed from Ground | Gas (Historical Use) | 6016 | Not Marked/Unknown | 1988-10-03 | 2000-04-25 | Not Marked
TRAILS END RESORT & CAMPGROUND | 3371 GA Hwy 253 | DONALSONVILLE | Seminole | 1250003 | 1 | [5 empty] | Removed from Ground | Gas (Historical Use) | 1000 | Bare Steel | 1968-04-15 | 1998-12-01 | Galvanized Steel | Safe Suction (Euro)
FAST STOP | 201 W 3RD ST | DONALSONVILLE | Seminole | 9125014 | 3 | Overfill Alarm | 1990-04-01 | FALSE | 1990-04-01 | FALSE | Currently in Use | Premium | 10000 | Steel-Impressed Current | 1990-04-01 |  | Fiberglass Reinforced Plastic | Pressurized
BARFIELDS BAIT & TACKLE | 6032 GA 39 S | DONALSONVILLE | Seminole | 9125011 | 2000 | Flapper Valve | 1998-12-01 | FALSE | 1998-12-01 | FALSE | Currently in Use | E-10 | 2000 | Galvanic (STIP-3) | 1995-01-01 |  | Steel (Impressed Current) | Safe Suction (Euro)
J S APTEL INC D/B/A SUNNY'S GROCERY AND DELI | 7848 COUNTY RD 374 | DONALSONVILLE | Seminole | 1250020 | 1 | Flapper Valve | 1998-01-01 | FALSE | 1998-01-01 | FALSE | Currently in Use | E-0 | 1000 | Steel-Impressed Current | 1980-05-06 |  | Steel (Impressed Current) | Safe Suction (Euro)
AMFI | MARIANNA HWY RTE 4 BOX 265 | DONALSONVILLE | Seminole | 1250022 | 3 | [5 empty] | Closed in Ground | Empty | 1000 | Bare Steel | 1980-05-06 | 1988-01-01 | Galvanized Steel
RUSHING OIL CO INC | HWY 84 W 214 W THIRD | DONALSONVILLE | Seminole | 1250012 | 6 | [5 empty] | Removed from Ground | Diesel | 1 | Bare Steel | 1990-03-01 | 1990-03-01 | Galvanized Steel
MR PIPP'S GAS & DELI | 408 E 3RD ST | DONALSONVILLE | Seminole | 9125016 | 1 | Ball Float | 1991-06-01 | FALSE | 1991-06-01 | FALSE | Currently in Use | E-10 | 8000 | Steel-Impressed Current | 1987-01-01 |  | Fiberglass Reinforced Plastic | Pressurized
SHIV GA LLC | 327 NORTH TENNILLE AVE | DONALSONVILLE | Seminole | 9125006 | 1 | [5 empty] | Removed from Ground | Gas (Historical Use) | 2000 | Not Marked/Unknown | 1994-11-07 | 1994-11-07 | Not Marked
RODDENBERRY FARMS | GA HWY 253 | REYNOLDSVILLE | Seminole | 9125004 | 3 | [5 empty] | Removed from Ground | Diesel | 10000 | Bare Steel | 1974-10-15 | 1899-12-31 | Galvanized Steel | Suction (American)
MR PIPP'S GAS & DELI | 408 E 3RD ST | DONALSONVILLE | Seminole | 9125016 | 5 | Ball Float | 2000-09-21 | FALSE | 2000-09-21 | FALSE | Currently in Use | Diesel On Road | 10000 | Composite | 2000-09-21 |  | Fiberglass Reinforced Plastic | Pressurized
QUICK & HANDY | 706 NORTH WILEY | DONALSONVILLE | Seminole | 9125008 | 2 | Flapper Valve | 1997-08-22 | FALSE | 1997-08-22 | FALSE | Temporarily out of use | Gas (Historical Use) | 3000 | Steel-Impressed Current | 1979-01-01 |  | Steel (Impressed Current) | Safe Suction (Euro)
FDR GROCERY & LAKE FLEA MARKET | 7397 HWY 39 SOUTH | DONALSONVILLE | Seminole | 1250029 | 5 |  |  | FALSE |  | FALSE | Temporarily out of use | Diesel | 4000 | Composite | 2002-05-02 |  | Steel (Impressed Current) | Pressurized
TRAILS END RESORT & CAMPGROUND | 3371 GA Hwy 253 | DONALSONVILLE | Seminole | 1250003 | 2 | Flapper Valve | 1998-12-01 | FALSE | 1998-12-01 | FALSE | Currently in Use | E-0 | 2000 | Composite | 1998-12-18 |  | Fiberglass Reinforced Plastic | Safe Suction (Euro)
SEMINOLE COUNTY FORESTRY UNIT | RT 1 BOX 15 | DONALSONVILLE | Seminole | 1250002 | 2 | [5 empty] | Removed from Ground | Diesel | 560 | Bare Steel | 1987-01-01 | 1992-05-08 | Galvanized Steel | Suction (American)
SEMINOLE COUNTY FORESTRY UNIT | RT 1 BOX 15 | DONALSONVILLE | Seminole | 1250002 | 200194 |  | 1992-05-01 |  | 1992-05-01 |  | Removed from Ground | Gas (Historical Use) | 1000 | Galvanic (STIP-3) | 1992-05-04 | 2007-12-13 | Cathodically Protected | Safe Suction (Euro)
SEMINOLE STATE PARK | 7870 STATE PARK DR | DONALSONVILLE | Seminole | 9125025 | 1 | Flapper Valve | 2000-10-01 | FALSE | 2000-10-01 | FALSE | Currently in Use | E-0 | 2500 | Fiberglass Double Walled | 2000-10-01 |  | Double-Walled Fiberglass | Safe Suction (Euro)
RODDENBERRY FARMS | GA HWY 253 | REYNOLDSVILLE | Seminole | 9125004 | 5 | [5 empty] | Removed from Ground | Gas (Historical Use) | 7000 | Bare Steel | 1974-10-15 | 1993-01-15 | Galvanized Steel | Suction (American)
RODDENBERRY FARMS | GA HWY 253 | REYNOLDSVILLE | Seminole | 9125004 | 4 | [5 empty] | Removed from Ground | Diesel | 10000 | Bare Steel | 1974-10-15 | 1899-12-31 | Galvanized Steel | Suction (American)
A KING PROPERTY | 303 SOUTH MORRIS AVENUE | DONALSONVILLE | Seminole | 10002467 | 2 |  |  | FALSE |  | FALSE | Removed from Ground | Diesel | 0 | Unknown |  | 1899-12-31
J & L CAR WASH & DETAIL | 101 DUNHAM ST | IRON CITY | Seminole | 9125017 | 1 |  | 1995-12-05 | FALSE | 1995-12-05 | FALSE | Temporarily out of use | Gas (Historical Use) | 3000 | Galvanic (STIP-3) | 1995-12-05 |  |  | Safe Suction (Euro)
FAST STOP | 201 W 3RD ST | DONALSONVILLE | Seminole | 9125014 | 5 | Overfill Alarm | 1990-04-01 | FALSE | 1990-04-01 | FALSE | Currently in Use | Diesel | 10000 | Steel-Impressed Current | 1990-04-01 |  | Fiberglass Reinforced Plastic | Pressurized
MR PIPP'S GAS & DELI | 408 E 3RD ST | DONALSONVILLE | Seminole | 9125016 | 2 | Ball Float | 1991-06-01 | FALSE | 1991-06-01 | FALSE | Currently in Use | Premium | 8000 | Steel-Impressed Current | 1987-01-01 |  | Fiberglass Reinforced Plastic | Pressurized
REESE TIRE & GAS | MAIN ST | DONALSONVILLE | Seminole | 1250018 | 2 | [5 empty] | Removed from Ground | Gas (Historical Use) | 5000 | Bare Steel | 1998-11-01 | 1998-11-01 | Galvanized Steel | Gravity Fed
FAST TRIP 2 | 401 WEST THIRD ST | DONALSONVILLE | Seminole | 1250023 | 1 | Flapper Valve | 1995-11-01 | FALSE | 1995-11-01 | FALSE | Currently in Use | E-10 | 15000 | Steel-Impressed Current | 1977-05-09 |  | Fiberglass Reinforced Plastic | Pressurized
PROLINE OIL COMPANY | HWY 84 | DONALSONVILLE | Seminole | 1250021 | 4 | [5 empty] | Removed from Ground | Diesel | 1000 | Bare Steel | 1965-05-10 | 2002-12-12 | Galvanized Steel
SUPER B EXPRESS | 300 E THIRD ST | DONALSONVILLE | Seminole | 1250027 | 11B | Flapper Valve | 2016-04-11 | FALSE | 2016-04-11 | FALSE | Currently in Use | Premium | 4000 | Composite Double Walled | 2016-04-11 |  | Double-Walled Fiberglass | Pressurized
RUSHING OIL CO INC | HWY 84 W 214 W THIRD | DONALSONVILLE | Seminole | 1250012 | 6A | Flapper Valve | 1990-06-12 | FALSE | 1990-06-12 | FALSE | Currently in Use | Premium | 2000 | Steel-Impressed Current | 1990-06-12 |  | Steel (Impressed Current) | Safe Suction (Euro)
SEMINOLE COUNTY FORESTRY UNIT | RT 1 BOX 15 | DONALSONVILLE | Seminole | 1250002 | 200196 |  | 1992-05-04 |  | 1992-05-04 |  | Removed from Ground | Diesel | 1000 | Galvanic (STIP-3) | 1992-05-04 | 2007-12-13 | Cathodically Protected | Safe Suction (Euro)
BROOME FARMS | RTE 2/OFF HWY 285 | DONALSONVILLE | Seminole | 1250034 | 1 | [5 empty] | Removed from Ground | Gas (Historical Use) | 8000 | Bare Steel | 1976-05-22 | 1992-01-25 | Galvanized Steel
SING STATION | 201 S TENNILLE AVENUE | DONALSONVILLE | Seminole | 9125022 | 5 | [5 empty] | Removed from Ground | Kerosene | 500 | Not Marked/Unknown | 1997-04-01 | 1997-04-01 | Not Marked
SING STATION | 201 S TENNILLE AVENUE | DONALSONVILLE | Seminole | 9125022 | 4 | [5 empty] | Removed from Ground | Gas (Historical Use) | 4000 | Not Marked/Unknown | 1997-04-01 | 1997-04-01 | Not Marked
BUDDYS GROCERIES | 3825 HWY 84 | DONALSONVILLE | Seminole | 9125019 | 1 |  | 1996-09-01 | FALSE | 1996-09-01 | FALSE | Currently in Use | Gas (Historical Use) | 12000 | Galvanic (STIP-3) | 1996-06-07 |  |  | Pressurized
A KING PROPERTY | 303 SOUTH MORRIS AVENUE | DONALSONVILLE | Seminole | 10002467 | 1 |  |  | FALSE |  | FALSE | Removed from Ground | Gas (Historical Use) | 0 | Unknown |  | 1899-12-31
PROPOSED FAMILY DOLLAR | 505 EAST THIRD STREET | DONALSONVILLE | Seminole | 10002462 | 1 |  |  | FALSE |  | FALSE | Removed from Ground | Gas (Historical Use) | 550 | Bare Steel | 2015-03-12 | 2015-03-12 | Bare Steel
SUNSHINE JR FOOD STORE #431 | US HWY 84 | IRON CITY | Seminole | 1250004 | 3 | [5 empty] | Removed from Ground | Gas (Historical Use) | 8000 | Bare Steel | 1982-04-16 | 1994-02-09 | Bare Steel | Suction (American)
IRON CITY CONVENIENCE STORE | 111 S CHURCH ST | IRON CITY | Seminole | 10000135 | 2 | Ball Float | 1999-05-11 | FALSE | 1999-05-11 | FALSE | Currently in Use | Premium | 4000 | Composite | 1999-05-11 |  | Fiberglass Reinforced Plastic
SUNSHINE JR FOOD STORE #431 | US HWY 84 | IRON CITY | Seminole | 1250004 | 2 | [5 empty] | Removed from Ground | Gas (Historical Use) | 8000 | Bare Steel | 1982-04-16 | 1994-02-09 | Bare Steel | Suction (American)
LAMAR BURKE | HWY 84 | IRON CITY | Seminole | 1250025 | 1 | [5 empty] | Removed from Ground | Diesel | 4000 | Bare Steel | 1976-05-10 | 1990-11-02 | Galvanized Steel
SUNSHINE JR FOOD STORE #431 | US HWY 84 | IRON CITY | Seminole | 1250004 | 6 | [5 empty] | Removed from Ground | Other | 5000 | Not Marked/Unknown |  | 1899-12-31 | Not Marked
SUNSHINE JR FOOD STORE #431 | US HWY 84 | IRON CITY | Seminole | 1250004 | 5 | [5 empty] | Removed from Ground | Other | 2000 | Not Marked/Unknown |  | 1899-12-31 | Not Marked
SUNSHINE JR FOOD STORE #431 | US HWY 84 | IRON CITY | Seminole | 1250004 | 1 | [5 empty] | Removed from Ground | Gas (Historical Use) | 8000 | Bare Steel | 1982-04-16 | 1994-02-09 | Bare Steel | Suction (American)
IRON CITY CONVENIENCE STORE | 111 S CHURCH ST | IRON CITY | Seminole | 10000135 | 1 | Ball Float | 1999-05-11 | FALSE | 1999-05-11 | FALSE | Currently in Use | E-10 | 8000 | Composite | 1999-05-11 |  | Fiberglass Reinforced Plastic
GA PACIFIC CORP | HWY 273 WEST | CEDAR SPRINGS | Seminole | 9125001 | 1 | [5 empty] | Removed from Ground | Diesel | 8300 | Not Marked/Unknown | 1991-04-19 | 1991-04-19 | Not Marked
GA PACIFIC CORP | HWY 273 WEST | CEDAR SPRINGS | Seminole | 9125001 | 2 | [5 empty] | Removed from Ground | Gas (Historical Use) | 3000 | Not Marked/Unknown | 1991-04-19 | 1991-04-19 | Not Marked
TAYLOR STREET QUICK STOP | 701 W TAYLOR ST | GRIFFIN | Spalding | 9000720 | 4 | Flapper Valve | 1998-05-01 | FALSE | 1991-06-01 | FALSE | Currently in Use | Premium | 5000 | Steel-Impressed Current | 1961-04-27 |  | Fiberglass Reinforced Plastic | Pressurized
AMOCO STATION/TWELFTH & TAYLOR | 605 WEST TAYLOR ST @ 12TH ST | GRIFFIN | Spalding | 9000430 | 3 | [5 empty] | Removed from Ground | Gas (Historical Use) | 8000 | Bare Steel | 1981-05-06 | 1990-04-11 | Galvanized Steel
CHEVRON STATION #43609 | 1420 NORTH EXPRESSWAY | GRIFFIN | Spalding | 9000451 | 1 | [5 empty] | Removed from Ground | Gas (Historical Use) | 6000 | Cathodically Protected Steel | 1970-04-27 | 1989-06-01 | Galvanized Steel
TAYLOR STREET QUICK STOP | 701 W TAYLOR ST | GRIFFIN | Spalding | 9000720 | 3 | Flapper Valve | 1998-05-01 | FALSE | 1991-06-01 | FALSE | Currently in Use | Premium | 5000 | Steel-Impressed Current | 1961-04-27 |  | Fiberglass Reinforced Plastic | Pressurized
ALENES #380 | 1251 N HILL ST | GRIFFIN | Spalding | 750069 | 2 | Flapper Valve | 1998-06-01 | FALSE | 1998-06-01 | FALSE | Removed from Ground | Gas (Historical Use) | 5000 | Steel-Impressed Current | 1975-05-11 | 2017-04-07 |  | Safe Suction (Euro)
CRONIC CHEVEOLET GARAGE | NORTH EXPRESSWAY | GRIFFIN | Spalding | 1260003 | 2 | [5 empty] | Removed from Ground | Empty | 1000 | Bare Steel | 1974-02-21 | 1979-05-15 | Bare Steel
J.A. FAMMIR | 804 SETTLE RD | GRIFFIN | Spalding | 1260009 | 1 | [5 empty] | Permanently Out of Use - historical purposes | Gas (Historical Use) | 0 | Bare Steel | 1959-03-07 | 1899-12-31 | Galvanized Steel
HILL ST BUGGY BATH | 420 SOUTH HILL ST. | GRIFFIN | Spalding | 1260007 | 1 | [5 empty] | Closed in Ground | Gas (Historical Use) | 0 | Bare Steel | 1976-02-27 | 1991-01-01 | Galvanized Steel
GRIFFIN CHEVRON | 402 W TAYLOR ST | GRIFFIN | Spalding | 1260013 | 1 | [5 empty] | Removed from Ground | Gas (Historical Use) | 8000 | Fiberglass | 1985-01-14 | 1992-01-16 | Fiberglass Reinforced Plastic | Safe Suction (Euro)
BY PASS AMOCO | 1498 KALAMAZOO RD | GRIFFIN | Spalding | 1260129 | 3 |  | 1998-02-01 |  | 1998-02-01 |  | Removed from Ground | Diesel | 8000 | Steel-Impressed Current | 1971-08-02 | 2002-11-01 | Cathodically Protected | Suction (American)
AEP INDUSTRIES INC | 1201 PINE HILL RD | GRIFFIN | Spalding | 1260127 | 1 | [5 empty] | Currently in Use | Other | 14689 | Bare Steel | 1972-05-17 |  | Bare Steel | Suction (American)
AEP INDUSTRIES INC | 1201 PINE HILL RD | GRIFFIN | Spalding | 1260127 | 7 | [5 empty] | Currently in Use | Other | 21150 | Bare Steel | 1977-05-16 |  | Bare Steel | Suction (American)
INGLES MARKETS GAS EXPRESS #457 | 1735 ZEBULON RD | GRIFFIN | Spalding | 10002254 | 1B | Flapper Valve | 2013-09-18 | FALSE | 2013-12-18 | FALSE | Currently in Use | Premium | 7000 | Fiberglass Double Walled | 2013-09-18 |  | Double-Walled Flex | Pressurized
UNIVERSITY OF GEORGIA EXPERIMENT GRIFFIN | 1109 EXPERIMENT ST | GRIFFIN | Spalding | 1260004 | 2 | [5 empty] | Removed from Ground | Gas (Historical Use) | 5000 | Bare Steel | 1980-01-19 | 1999-01-21 | Galvanized Steel
ATLANTA PROCESSING CO DIV OF DAR | 877 NEW SALEM RD | GRIFFIN | Spalding | 1260001 | 1 | [5 empty] | Removed from Ground | Diesel | 5264 | Bare Steel | 1973-02-21 | 1990-01-17 | Galvanized Steel
SCHOOL BUS SHOP | 1583 FLYNT ST | GRIFFIN | Spalding | 1260016 | 1 | [5 empty] | Removed from Ground | Gas (Historical Use) | 10000 | Bare Steel | 1963-01-14 | 1991-07-01 | Galvanized Steel
NORTHGATE AMOCO | 1601 NORTH EXPRESSWAY | GRIFFIN | Spalding | 1260062 | 2 | [5 empty] | Removed from Ground | Gas (Historical Use) | 4000 | Bare Steel | 1968-05-09 | 1993-02-19 | Galvanized Steel | Pressurized
TAYLOR STREET QUICK STOP | 701 W TAYLOR ST | GRIFFIN | Spalding | 9000720 | 1 | Flapper Valve | 1998-05-01 | FALSE | 1991-06-01 | FALSE | Currently in Use | Regular | 5000 | Steel-Impressed Current | 1961-04-27 |  | Fiberglass Reinforced Plastic | Pressurized
SINGLE SOURCES ENTERPRISE LLC | 1703 N EXPRESSWAY | GRIFFIN | Spalding | 1260036 | 5 | Ball Float | 1998-05-01 | FALSE | 1998-05-01 | FALSE | Currently in Use | Diesel | 4000 | Steel-Impressed Current | 1998-05-01 |  | Fiberglass Reinforced Plastic | Pressurized
SINGLE SOURCES ENTERPRISE LLC | 1703 N EXPRESSWAY | GRIFFIN | Spalding | 1260036 | 4 | Flapper Valve | 1998-05-01 | FALSE | 1998-05-01 | FALSE | Currently in Use | Premium | 4000 | Steel-Impressed Current | 1986-04-21 |  | Fiberglass Reinforced Plastic | Pressurized
LOWELL BLEACHERY SOUTH | 349 RAILROAD AVE | GRIFFIN | Spalding | 1260031 | 1 | [5 empty] | Removed from Ground | Other | 500 | Bare Steel | 1938-01-01 | 1988-06-01 | Unknown
LOWELL BLEACHERY SOUTH | 349 RAILROAD AVE | GRIFFIN | Spalding | 1260031 | 4 | [5 empty] | Removed from Ground | Other | 25000 | Not Marked/Unknown | 1998-09-01 | 1998-09-01 | Not Marked
SINGLE SOURCES ENTERPRISE LLC | 1703 N EXPRESSWAY | GRIFFIN | Spalding | 1260036 | 1 | Flapper Valve | 1998-05-01 | FALSE | 1998-05-01 | FALSE | Currently in Use | Plus | 8000 | Steel-Impressed Current | 1985-04-21 |  | Fiberglass Reinforced Plastic | Pressurized
J TOUCHSTONE | 620 N 6TH ST. | GRIFFIN | Spalding | 1260037 | 3 | [5 empty] | Temporarily out of use | Gas (Historical Use) | 1000 | Bare Steel | 1959-04-28 |  | Galvanized Steel | Safe Suction (Euro)
KROGER 619 | 1524 HWY 16 W | GRIFFIN | Spalding | 10002193 | 1 | Ball Float | 2012-12-06 | FALSE | 2012-12-06 | FALSE | Currently in Use | Regular | 20000 | Fiberglass Double Walled | 2012-11-02 |  | Double-Walled Flex | Pressurized
BY PASS AMOCO | 1498 KALAMAZOO RD | GRIFFIN | Spalding | 1260129 | 4 |  | 1998-02-01 |  | 1998-02-01 |  | Removed from Ground | Gas (Historical Use) | 2000 | Steel-Impressed Current | 1971-08-02 | 2002-11-01 | Cathodically Protected
AEP INDUSTRIES INC | 1201 PINE HILL RD | GRIFFIN | Spalding | 1260127 | 2 | [5 empty] | Currently in Use | Other | 14689 | Bare Steel | 1972-05-17 |  | Bare Steel | Suction (American)
INGLES MARKETS GAS EXPRESS #457 | 1735 ZEBULON RD | GRIFFIN | Spalding | 10002254 | 2A | Flapper Valve | 2013-09-18 | FALSE | 2013-12-18 | FALSE | Currently in Use | Diesel | 5000 | Fiberglass Double Walled | 2013-09-18 |  | Double-Walled Flex | Pressurized
INGLES MARKETS GAS EXPRESS #457 | 1735 ZEBULON RD | GRIFFIN | Spalding | 10002254 | 1A | Flapper Valve | 2013-09-18 | FALSE | 2013-12-18 | FALSE | Currently in Use | Regular | 25000 | Fiberglass Double Walled | 2013-09-18 |  | Double-Walled Flex | Pressurized
GA FC/SPALDING CO UNIT/LAMAR-PIK | ETHRIDGE MILL RD 3 MI SOUTH | GRIFFIN | Spalding | 9126020 | 209999 |  | 1993-03-10 |  | 1993-03-10 |  | Removed from Ground | Diesel | 1000 | Galvanic (STIP-3) | 1993-03-10 | 2005-09-07 | Cathodically Protected | Safe Suction (Euro)
Griffin Exxon | 2295 US Hwy 41 | Griffin | Spalding | 9126022 | 2 | Flapper Valve | 1997-08-26 | FALSE | 1997-08-26 | FALSE | Currently in Use | Regular | 6000 | Steel-Impressed Current | 1980-07-18 |  | Fiberglass Reinforced Plastic | Pressurized
BELK #495 | 1645 NORTH EXPRESSWAY | GRIFFIN | Spalding | 9126004 | 1 | [5 empty] | Closed in Ground | Diesel | 285 | Bare Steel | 1979-01-01 | 1998-12-22 | Copper | Safe Suction (Euro)
EARL O LOWRY | 3218 FAYETTEVILLE HWY | GRIFFIN | Spalding | 9126007 | 1 | [5 empty] | Removed from Ground | Other | 0 | Bare Steel | 1999-01-26 | 1999-01-26 | Unknown
TONYS | 4275 Hwy 19/41 | Hampton | Spalding | 9126010 | 2 | Ball Float | 1990-08-01 | FALSE | 1990-08-01 | FALSE | Currently in Use | Regular | 8000 | Composite | 1990-01-01 |  | Fiberglass Reinforced Plastic | Pressurized
MCINTOSH BP | 1590 NORTH EXPRESSWAY | GRIFFIN | Spalding | 1260061 | 296020 | Ball Float | 1991-06-01 | FALSE | 1991-06-01 | FALSE | Currently in Use | Plus | 10000 | Composite | 1992-01-01 |  | Fiberglass Reinforced Plastic
MCINTOSH BP | 1590 NORTH EXPRESSWAY | GRIFFIN | Spalding | 1260061 | 235074 | Ball Float | 1991-06-01 | FALSE | 1991-06-01 | FALSE | Currently in Use | Diesel | 8000 | Composite | 1992-01-01 |  | Fiberglass Reinforced Plastic
JESTER'S | 5 -A GLORY RD | GRIFFIN | Spalding | 1260064 | 1 | [5 empty] | Removed from Ground | Gas (Historical Use) | 1000 | Bare Steel | 1970-05-09 | 1987-02-15 | Galvanized Steel
MAXS QUICK STOP | 1541 WILLIAMSON RD | GRIFFIN | Spalding | 1260047 | 3 |  | 1990-02-15 |  | 1990-02-15 |  | Removed from Ground | Gas (Historical Use) | 1000 | Composite | 1990-02-15 | 2005-10-28 | Fiberglass Reinforced Plastic | Suction (American)
AMOCO TIRE & BATTERY | 103 SOUTH EIGHTH ST | GRIFFIN | Spalding | 9000431 | 3 | Flapper Valve | 1997-01-01 |  | 1997-01-01 |  | Removed from Ground | Diesel | 2000 | Steel-Impressed Current | 1965-05-10 | 2015-03-24 | Fiberglass Reinforced Plastic
OGLETREES MARKET #112 | 1593 WEST MCINTOSH RD | GRIFFIN | Spalding | 1262000 | 2 | Ball Float | 1988-04-01 |  | 1988-04-01 |  | Removed from Ground | Gas (Historical Use) | 8000 | Composite | 1988-04-01 | 2014-02-24 | Fiberglass Reinforced Plastic | Pressurized
AMINS FOOD MART | 837 EXPERIMENT ST | GRIFFIN | Spalding | 1260123 | 6 | Ball Float | 1998-11-01 | FALSE | 1998-11-01 | FALSE | Currently in Use | Regular | 4000 | Steel-Impressed Current | 1986-10-01 |  | Steel (Impressed Current) | Pressurized
JP SUN CITY | 2995 NORTH EXPRESSWAY | GRIFFIN | Spalding | 10001574 | 1A |  | 2008-02-20 | FALSE | 2008-02-20 | FALSE | Removed from Ground | Gas (Historical Use) | 10000 | Fiberglass Double Walled | 2008-02-20 | 1899-12-31 | Fiberglass Reinforced Plastic | Pressurized
AMOCO STATION/TWELFTH & TAYLOR | 605 WEST TAYLOR ST @ 12TH ST | GRIFFIN | Spalding | 9000430 | 2 | [5 empty] | Removed from Ground | Gas (Historical Use) | 8000 | Bare Steel | 1981-05-06 | 1990-04-11 | Galvanized Steel
AMOCO TIRE & BATTERY | 103 SOUTH EIGHTH ST | GRIFFIN | Spalding | 9000431 | 4 | Flapper Valve | 1997-01-10 | TRUE | 1997-01-10 | TRUE | Removed from Ground | Used Oil | 550 | Steel-Impressed Current | 1991-01-01 | 2015-03-24 | Fiberglass Reinforced Plastic
CHEVRON STATION #43609 | 1420 NORTH EXPRESSWAY | GRIFFIN | Spalding | 9000451 | 2 | [5 empty] | Removed from Ground | Gas (Historical Use) | 6000 | Cathodically Protected Steel | 1970-04-27 | 1989-01-01 | Galvanized Steel
OGLETREES MARKET #112 | 1593 WEST MCINTOSH RD | GRIFFIN | Spalding | 1262000 | 3 | Ball Float | 1988-04-01 |  | 1988-04-01 |  | Removed from Ground | Gas (Historical Use) | 8000 | Composite | 1988-04-01 | 2014-02-24 | Fiberglass Reinforced Plastic | Pressurized
GRIFFIN CHEVRON | 402 W TAYLOR ST | GRIFFIN | Spalding | 1260013 | 6 | [5 empty] | Removed from Ground | Diesel | 550 | Bare Steel | 1992-01-16 | 1992-01-16 | Bare Steel | Gravity Fed
GRIFFIN CHEVRON | 402 W TAYLOR ST | GRIFFIN | Spalding | 1260013 | 9 | Ball Float | 1996-08-01 | FALSE | 1996-08-01 | FALSE | Currently in Use | Diesel | 8000 | Composite | 1996-07-01 |  | Fiberglass Reinforced Plastic | Pressurized
MID-GA BANDAG CO INC | 812 EVEREE INN RD | GRIFFIN | Spalding | 1260012 | 1 | [5 empty] | Removed from Ground | Empty | 2000 | Bare Steel | 1976-03-01 | 1995-12-01 | Galvanized Steel
THOMASTON MILLS INC | 502 WEST BROADWAY | GRIFFIN | Spalding | 1260033 | 3 | [5 empty] | Removed from Ground | Gas (Historical Use) | 500 | Bare Steel | 1956-04-23 | 1993-04-01 | Bare Steel
10TH & TAYLOR BP | 401 WEST TAYLOR ST | GRIFFIN | Spalding | 9126016 | 2 | Ball Float | 1989-01-01 | FALSE | 1989-01-01 | FALSE | Currently in Use | Plus | 10000 | Steel-Impressed Current | 1988-06-01 |  | Steel (Impressed Current)
WILLIS WAREHOUSE | 1705 NEWNAN HWY | GRIFFIN | Spalding | 9126006 | 1 |  |  | TRUE |  | TRUE | Removed from Ground | Used Oil | 1000 | Bare Steel | 1994-01-01 | 1994-01-01 | Bare Steel
FORMER FAST FOOD MART | 1660 NORTH HILL STREET | GRIFFIN | Spalding | 10001410 | 1 |  |  | FALSE |  | FALSE | Removed from Ground | Not Marked/Tank Removed | 0 | Unknown |  | 1899-12-31 | Unknown
ESSEX/MORTELL CO | HWY 19 | GRIFFIN | Spalding | 9126015 | 1 | [5 empty] | Removed from Ground | Gas (Historical Use) | 1000 | Bare Steel | 1964-01-01 | 1989-12-06 | Galvanized Steel
CHEVRON CAR WASH (CLOSED) | 910 WEST TAYLOR ST | GRIFFIN | Spalding | 9126019 | 1 | [5 empty] | Removed from Ground | Gas (Historical Use) | 8000 | Cathodically Protected Steel | 1988-01-01 | 1992-09-09 | Fiberglass Reinforced Plastic | Suction (American)
CHEVRON STATION #43609 | 1420 NORTH EXPRESSWAY | GRIFFIN | Spalding | 9000451 | 3 | [5 empty] | Removed from Ground | Gas (Historical Use) | 5000 | Cathodically Protected Steel | 1970-04-27 | 1989-01-01 | Galvanized Steel
ALENES #380 | 1251 N HILL ST | GRIFFIN | Spalding | 750069 | 1 | Flapper Valve | 1998-06-01 | FALSE | 1998-06-01 | FALSE | Removed from Ground | Gas (Historical Use) | 5100 | Steel-Impressed Current | 1975-05-11 | 2017-04-07 |  | Safe Suction (Euro)
DEPT PUBLIC SAFETY/GA STATE PATR | 427 NORTH EXPRESSWAY | GRIFFIN | Spalding | 1260005 | 1 | [5 empty] | Removed from Ground | Gas (Historical Use) | 3000 | Bare Steel | 1966-03-11 | 1997-06-17 | Galvanized Steel
DITS MARKETS | 122 SPALDING ST | GRIFFIN | Spalding | 1260014 | 1 | [5 empty] | Removed from Ground | Gas (Historical Use) | 2500 | Bare Steel | 1970-02-22 | 1989-05-24 | Unknown
SPALDING FORD LIN MER INC | 1710 N. EXPRESSWAY | GRIFFIN | Spalding | 1260024 | 1 |  |  | TRUE |  | TRUE | Removed from Ground | Used Oil | 0 | Bare Steel | 1986-03-17 | 1990-04-01 | Unknown
G&M | 101 WEST BROADWAY ST | GRIFFIN | Spalding | 1260059 | 1 | [5 empty] | Removed from Ground | Gas (Historical Use) | 1000 | Bare Steel | 1966-05-10 | 1988-05-01 | Galvanized Steel
UNIVERSITY OF GEORGIA EXPERIMENT GRIFFIN | 1109 EXPERIMENT ST | GRIFFIN | Spalding | 1260004 | 3 | [5 empty] | Removed from Ground | Gas (Historical Use) | 5000 | Bare Steel | 1980-01-19 | 1999-01-21 | Galvanized Steel
CRONIC CHEVEOLET GARAGE | NORTH EXPRESSWAY | GRIFFIN | Spalding | 1260003 | 1 | [5 empty] | Removed from Ground | Empty | 1000 | Bare Steel | 1974-02-21 | 1979-05-15 | Bare Steel
J.A. FAMMIR | 804 SETTLE RD | GRIFFIN | Spalding | 1260009 | 3 | [5 empty] | Permanently Out of Use - historical purposes | Propane | 0 | Bare Steel | 1986-02-28 | 1899-12-31 | Copper
SUPER FOODS STORES | 2529 OLD ATLANTA HWY | GRIFFIN | Spalding | 1260019 | 1 | [5 empty] | Removed from Ground | Gas (Historical Use) | 560 | Bare Steel | 1970-02-22 | 1999-02-09 | Bare Steel | Safe Suction (Euro)
THOMASTON MILLS INC | 502 WEST BROADWAY | GRIFFIN | Spalding | 1260033 | 2 | [5 empty] | Removed from Ground | Diesel | 12000 | Bare Steel | 1956-04-23 | 1995-06-01 | Bare Steel
ATLANTA COCO-COLA BOTTLING CO | 410 EAST TAYLOR ST | GRIFFIN | Spalding | 1260032 | 4 | [5 empty] | Removed from Ground | Diesel | 4000 | Bare Steel | 1974-01-01 | 1990-12-01 | Galvanized Steel
DUNDEE MILLS PLANT NO 1 | 1 CEDAR ST | GRIFFIN | Spalding | 1260030 | 3 | [5 empty] | Removed from Ground | Gas (Historical Use) | 1000 | Composite | 1985-04-15 | 1993-03-01 | Bare Steel
MCINTOSH BP | 1590 NORTH EXPRESSWAY | GRIFFIN | Spalding | 1260061 | 3 | [5 empty] | Removed from Ground | Gas (Historical Use) | 6000 | Bare Steel | 1970-05-09 | 1991-04-01 | Galvanized Steel
JERRY FOOD STORE #368 | 130 E TAYLOR ST | GRIFFIN | Spalding | 1260069 | 4 | Flapper Valve | 1994-10-21 | FALSE | 1994-10-21 | FALSE | Currently in Use | Regular | 5100 | Steel-Impressed Current | 1966-05-13 |  | Fiberglass Reinforced Plastic | Pressurized
JERRY FOOD STORE #368 | 130 E TAYLOR ST | GRIFFIN | Spalding | 1260069 | 5 | Flapper Valve | 1994-10-21 | FALSE | 1994-10-21 | FALSE | Currently in Use | Premium | 4000 | Steel-Impressed Current | 1982-05-09 |  | Fiberglass Reinforced Plastic | Pressurized
JOHNS | 133 EAST TAYLOR ST | GRIFFIN | Spalding | 1260052 | 3 | Ball Float | 1997-04-01 | FALSE | 1997-04-01 | FALSE | Currently in Use | Premium | 6000 | Steel-Impressed Current | 1966-05-06 |  | Double-Walled Fiberglass | Pressurized
GRIFFIN COUNTRY CLUB | 430 CLUB DR | GRIFFIN | Spalding | 1260107 | 1 | [5 empty] | Removed from Ground | Gas (Historical Use) | 1000 | Bare Steel | 1982-09-01 | 1995-11-20 | Bare Steel | Suction (American)
AMINS FOOD MART | 837 EXPERIMENT ST | GRIFFIN | Spalding | 1260123 | 3 |  |  | TRUE |  | TRUE | Removed from Ground | Used Oil | 500 | Bare Steel | 1960-05-08 | 1986-09-15 | Galvanized Steel
KROGER 619 | 1524 HWY 16 W | GRIFFIN | Spalding | 10002193 | 2B | Ball Float | 2012-12-06 | FALSE | 2012-12-06 | FALSE | Currently in Use | Premium | 8000 | Fiberglass Double Walled | 2012-11-02 |  | Double-Walled Flex | Pressurized
SUPER SPEED ZONE | 678 NORTH EXPRESSWAY WAY | GRIFFIN | Spalding | 10001265 | 3 | Ball Float | 2005-10-26 | FALSE | 2005-10-26 | FALSE | Currently in Use | Diesel | 4000 | Fiberglass | 2005-10-26 |  | Fiberglass Reinforced Plastic | Pressurized
DENDER DISTRIBUTING CO | 1550 WILLIAMSON RD | GRIFFIN | Spalding | 9126003 | 1 | [5 empty] | Removed from Ground | Diesel | 2000 | Bare Steel | 1983-06-21 | 1999-12-15 | Unknown | Pressurized
GRIFFIN FOOD MART | 918 EVEREE INN RD | GRIFFIN | Spalding | 9126024 | 4 | Flapper Valve | 1997-08-01 | FALSE | 1997-08-01 | FALSE | Currently in Use | Diesel | 8000 | Steel-Impressed Current | 1980-06-15 |  | Steel (Impressed Current) | Pressurized
BUDDYS #364 | 1779 SOUTH ZEBULON ROAD | GRIFFIN | Spalding | 9126046 | 6 | Flapper Valve | 2012-02-01 | FALSE | 2012-02-01 | FALSE | Currently in Use | Diesel Off Road | 3000 | Composite Double Walled | 2012-02-01 |  | Double-Walled Flex | Safe Suction (Euro)
ARCHER SAND & GRAVEL INC | 131 W ELLIS RD | GRIFFIN | Spalding | 9126038 | 1 | Flapper Valve | 1998-12-10 | FALSE | 1998-12-10 | FALSE | Currently in Use | Diesel | 6000 | Steel-Impressed Current | 1980-04-01 |  | Steel (Impressed Current) | Safe Suction (Euro)
COLONIAL BUICK OLDSMOBILE CADILLAC | 2515 NORTH EXPRESSWAY | GRIFFIN | Spalding | 9126066 | 2 |  |  | FALSE |  | FALSE | Removed from Ground | Gas (Historical Use) | 3000 | Unknown |  | 1899-12-31
ATLANTA RENT-A-CAR | 324 W TAYLOR STREET | GRIFFIN | Spalding | 9126075 | 3 | [5 empty] | Removed from Ground | Gas (Historical Use) | 3000 | Not Marked/Unknown | 1996-05-13 | 1996-05-13 | Not Marked
ABANDONED USTS | 1759 TEAMON ROAD | GRIFFIN | Spalding | 9126080 | 3 | [5 empty] | Removed from Ground | Gas (Historical Use) | 6000 | Not Marked/Unknown | 1995-01-01 | 1995-01-01 | Not Marked
MURPHY USA 7801 | 1469 N EXPRESSWAY | GRIFFIN | Spalding | 10000233 | 4B | Flapper Valve |  | FALSE |  | FALSE | Currently in Use | Diesel | 10000 | Fiberglass Double Walled | 2021-04-22 |  | Double-Walled Fiberglass | Pressurized
SUPER SPEED ZONE | 678 NORTH EXPRESSWAY WAY | GRIFFIN | Spalding | 10001265 | 1 | Ball Float | 2005-10-26 | FALSE | 2005-10-26 | FALSE | Currently in Use | Premium | 12000 | Fiberglass | 2005-10-26 |  | Fiberglass Reinforced Plastic | Pressurized
FORMER FAST FOOD MART | 1660 NORTH HILL STREET | GRIFFIN | Spalding | 10001410 | 2 |  |  | FALSE |  | FALSE | Removed from Ground | Not Marked/Tank Removed | 0 | Unknown |  | 1899-12-31
Griffin Exxon | 2295 US Hwy 41 | Griffin | Spalding | 9126022 | 6A | Flapper Valve | 2015-06-15 | FALSE | 2015-06-15 | FALSE | Currently in Use | E-85 | 12000 | Fiberglass Double Walled | 2015-06-01 |  | Double-Walled Flex | Pressurized
Griffin Exxon | 2295 US Hwy 41 | Griffin | Spalding | 9126022 | 6B | Flapper Valve | 2015-06-15 | FALSE | 2015-06-15 | FALSE | Currently in Use | Diesel | 3000 | Fiberglass Double Walled | 2015-06-01 |  | Double-Walled Flex | Pressurized
EAST GRIFFIN GROCERY CO | 908 EAST SOLOMON ST | GRIFFIN | Spalding | 9126012 | 2 |  | 1989-04-10 | FALSE | 1989-04-10 | FALSE | Currently in Use | Premium | 4000 | Galvanic (STIP-3) | 1989-04-03 |  | Fiberglass Reinforced Plastic | Pressurized
EAST GRIFFIN GROCERY CO | 908 EAST SOLOMON ST | GRIFFIN | Spalding | 9126012 | 8 | [5 empty] | Removed from Ground | Gas (Historical Use) | 550 | Bare Steel | 1994-12-10 | 1994-12-10 | Bare Steel | Safe Suction (Euro)
FIRE FIGHTER INC | 904 EXPERIMENT ST | GRIFFIN | Spalding | 9126031 | 2 | [5 empty] | Removed from Ground | Gas (Historical Use) | 550 | Not Marked/Unknown |  | 1899-12-31 | Not Marked
P & B AUTO | 1330 MERIWETHER STREET | GRIFFIN | Spalding | 9126050 | 1 | Flapper Valve | 1998-11-01 | FALSE | 1998-11-01 | FALSE | Temporarily out of use | Empty | 6000 | Lined Interior | 1998-02-01 |  | Flex | Suction (American)
AMOCO STATION/TWELFTH & TAYLOR | 605 WEST TAYLOR ST @ 12TH ST | GRIFFIN | Spalding | 9000430 | 1 | [5 empty] | Removed from Ground | Diesel | 8000 | Bare Steel | 1981-05-06 | 1990-04-11 | Galvanized Steel
CHEVRON STATION #43609 | 1420 NORTH EXPRESSWAY | GRIFFIN | Spalding | 9000451 | 4 |  |  | TRUE |  | TRUE | Removed from Ground | Used Oil | 550 | Cathodically Protected Steel | 1970-04-27 | 1989-01-01 | Galvanized Steel
ALENES #380 | 1251 N HILL ST | GRIFFIN | Spalding | 750069 | 3 | Flapper Valve | 1998-06-01 | FALSE | 1998-06-01 | FALSE | Removed from Ground | Gas (Historical Use) | 6000 | Steel-Impressed Current | 1975-05-11 | 2017-04-07 |  | Safe Suction (Euro)
SUPER FOODS STORES | 2529 OLD ATLANTA HWY | GRIFFIN | Spalding | 1260019 | 4 | Flapper Valve | 1999-02-24 | FALSE | 1999-02-24 | FALSE | Temporarily out of use | Gas (Historical Use) | 1000 | Composite | 1999-02-16 |  | Fiberglass Reinforced Plastic | Safe Suction (Euro)
GRIFFIN CHEVRON | 402 W TAYLOR ST | GRIFFIN | Spalding | 1260013 | 5 | [5 empty] | Removed from Ground | Gas (Historical Use) | 6000 | Bare Steel | 1964-01-20 | 1992-01-16 | Bare Steel | Suction (American)
FLOWERS THRIFT STORE WHSE. | 1639 ZEBULON RD & HWY 41 | GRIFFIN | Spalding | 1260025 | 4 | [5 empty] | Removed from Ground | Gas (Historical Use) | 12000 | Bare Steel | 1980-03-18 | 1990-08-01 | Galvanized Steel
POLK & COPELAND | 898 E. BROADWAY | GRIFFIN | Spalding | 1260068 | 3 | [5 empty] | Removed from Ground | Gas (Historical Use) | 1000 | Bare Steel | 1986-05-08 | 1990-12-27 | Galvanized Steel
AMOCO STATION/TWELFTH & TAYLOR | 605 WEST TAYLOR ST @ 12TH ST | GRIFFIN | Spalding | 9000430 | 5 | [5 empty] | Removed from Ground | Empty | 550 | Bare Steel | 1965-05-10 | 1990-04-11 | Galvanized Steel
AMOCO STATION/TWELFTH & TAYLOR | 605 WEST TAYLOR ST @ 12TH ST | GRIFFIN | Spalding | 9000430 | 4 | [5 empty] | Removed from Ground | Gas (Historical Use) | 8000 | Bare Steel | 1981-05-06 | 1990-04-11 | Galvanized Steel
LOWELL BLEACHERY SOUTH | 349 RAILROAD AVE | GRIFFIN | Spalding | 1260031 | 5 | [5 empty] | Removed from Ground | Other | 12500 | Not Marked/Unknown | 1998-09-01 | 1998-09-01 | Not Marked
DUNDEE MILLS PLANT NO 1 | 1 CEDAR ST | GRIFFIN | Spalding | 1260030 | 2 | [5 empty] | Removed from Ground | Gas (Historical Use) | 500 | Bare Steel | 1936-04-27 | 1988-06-01 | Unknown
POLK & COPELAND | 898 E. BROADWAY | GRIFFIN | Spalding | 1260068 | 1 | [5 empty] | Removed from Ground | Gas (Historical Use) | 500 | Bare Steel | 1986-05-08 | 1990-12-27 | Galvanized Steel
PRYOR INDUSTRIES INC | 1234 W TAYLOR ST | GRIFFIN | Spalding | 1260063 | 2 | [5 empty] | Removed from Ground | Gas (Historical Use) | 4000 | Bare Steel | 1966-05-10 | 1988-09-30 | Galvanized Steel
DITS TOO C STORE | 2662 HIGH FALLS RD | GRIFFIN | Spalding | 1260106 | 4 | Flapper Valve | 1987-01-01 | FALSE | 1987-01-01 | FALSE | Removed from Ground | Gas (Historical Use) | 6000 | Steel-Impressed Current | 1987-01-01 | 2018-10-09 | Fiberglass Reinforced Plastic | Pressurized
DITS TOO C STORE | 2662 HIGH FALLS RD | GRIFFIN | Spalding | 1260106 | 5 | Flapper Valve | 1987-01-01 | FALSE | 1987-01-01 | FALSE | Removed from Ground | Gas (Historical Use) | 6000 | Steel-Impressed Current | 1987-01-01 | 2018-10-09 | Fiberglass Reinforced Plastic | Pressurized
SCHOOL BUS SHOP | 1583 FLYNT ST | GRIFFIN | Spalding | 1260016 | 3 | Flapper Valve | 1991-07-01 | FALSE | 1991-07-01 | FALSE | Currently in Use | Diesel | 12000 | Fiberglass Double Walled | 1991-07-01 |  | Fiberglass Reinforced Plastic | Pressurized
SINGLE SOURCES ENTERPRISE LLC | 1703 N EXPRESSWAY | GRIFFIN | Spalding | 1260036 | 3 | Flapper Valve | 1998-05-01 | FALSE | 1998-05-01 | FALSE | Currently in Use | Premium | 4000 | Steel-Impressed Current | 1998-05-01 |  | Fiberglass Reinforced Plastic | Pressurized
J TOUCHSTONE | 620 N 6TH ST. | GRIFFIN | Spalding | 1260037 | 4 | [5 empty] | Temporarily out of use | Kerosene | 550 | Bare Steel | 1959-04-28 |  | Galvanized Steel | Safe Suction (Euro)
J TOUCHSTONE | 620 N 6TH ST. | GRIFFIN | Spalding | 1260037 | 5 |  |  | TRUE |  | TRUE | Temporarily out of use | Used Oil | 250 | Bare Steel | 1959-04-28 |  | Galvanized Steel | Safe Suction (Euro)
THOMASTON MILLS INC | 502 WEST BROADWAY | GRIFFIN | Spalding | 1260033 | 1 | [5 empty] | Removed from Ground | Diesel | 12000 | Bare Steel | 1956-04-23 | 1995-06-01 | Bare Steel
LOWELL BLEACHERY SOUTH | 349 RAILROAD AVE | GRIFFIN | Spalding | 1260031 | 6 | [5 empty] | Removed from Ground | Other | 12500 | Not Marked/Unknown | 1998-09-01 | 1998-09-01 | Not Marked
DUNDEE MILLS PLANT #5 | 4 PARK AVE | GRIFFIN | Spalding | 1260028 | 1 | [5 empty] | Removed from Ground | Gas (Historical Use) | 500 | Bare Steel | 1968-04-19 | 1996-10-01 | Unknown
AMOCO TIRE & BATTERY | 103 SOUTH EIGHTH ST | GRIFFIN | Spalding | 9000431 | 2 | Flapper Valve | 1997-01-01 |  | 1997-01-01 |  | Removed from Ground | Gas (Historical Use) | 4000 | Steel-Impressed Current | 1965-05-10 | 2015-03-24 | Fiberglass Reinforced Plastic
OGLETREES MARKET #112 | 1593 WEST MCINTOSH RD | GRIFFIN | Spalding | 1262000 | 1 | Ball Float | 1988-04-01 |  | 1988-04-01 |  | Removed from Ground | Gas (Historical Use) | 10000 | Composite | 1988-04-01 | 2014-02-24 | Fiberglass Reinforced Plastic | Pressurized
ATLANTA PROCESSING CO DIV OF DAR | 877 NEW SALEM RD | GRIFFIN | Spalding | 1260001 | 3 | [5 empty] | Removed from Ground | Diesel | 17000 | Bare Steel | 1973-02-21 | 1990-01-01 | Galvanized Steel
SOUTHEAST TERMINAL | 643 B EAST MCINTOSH RD | GRIFFIN | Spalding | 1260017 | 2 | [5 empty] | Removed from Ground | Diesel | 2000 | Bare Steel | 1975-03-06 | 1988-11-01 | Galvanized Steel
PRYOR INDUSTRIES INC | 1234 W TAYLOR ST | GRIFFIN | Spalding | 1260063 | 4 |  |  | TRUE |  | TRUE | Removed from Ground | Used Oil | 550 | Bare Steel | 1966-05-10 | 1988-09-30 | Galvanized Steel
PRYOR INDUSTRIES INC | 1234 W TAYLOR ST | GRIFFIN | Spalding | 1260063 | 7 | [5 empty] | Currently in Use | Diesel | 12000 | Bare Steel | 1978-06-06 |  | Galvanized Steel | Suction (American)
PRYOR INDUSTRIES INC | 1234 W TAYLOR ST | GRIFFIN | Spalding | 1260063 | 5 | [5 empty] | Currently in Use | Diesel | 2000 | Bare Steel | 1978-06-06 |  | Galvanized Steel | Suction (American)
DEPARTMENT OF TRANSPORTATION 103 | GA HWY 3 S | GRIFFIN | Spalding | 1260046 | 306G1 | [5 empty] | Removed from Ground | Gas (Historical Use) | 2918 | Bare Steel | 1986-05-01 | 1993-05-25 | Galvanized Steel | Suction (American)
FARZANA & WILLIE MCCORD/ARTHUR | 204 N NINTH ST | GRIFFIN | Spalding | 1260054 | 2 | [5 empty] | Removed from Ground | Gas (Historical Use) | 6000 | Bare Steel | 1954-05-09 | 1999-07-28 | Galvanized Steel
GRIFFIN EXPRESS | 1447 GA HWY 16 WEST | GRIFFIN | Spalding | 1260104 | 6 | Ball Float | 1997-06-01 | FALSE | 1997-06-01 | FALSE | Currently in Use | Regular | 4000 | Steel-Impressed Current | 1986-01-01 |  | Fiberglass Reinforced Plastic | Pressurized
AM-PM EXPRESS (15) | 1601 WILLIAMSON RD | GRIFFIN | Spalding | 9126036 | 3 | Flapper Valve | 2007-12-06 | FALSE | 1995-07-01 | FALSE | Currently in Use | Kerosene | 1000 | Composite | 1995-07-01 |  | Fiberglass Reinforced Plastic | Suction (American)
ECONOMY RENT A CAR | 430 WEST TAYLOR ST | GRIFFIN | Spalding | 9126030 | 1 | [5 empty] | Permanently Out of Use - historical purposes | Empty | 6000 | Not Marked/Unknown |  | 1899-12-31 | Not Marked
Griffin Exxon | 2295 US Hwy 41 | Griffin | Spalding | 9126022 | 3 | Flapper Valve | 1997-08-26 | FALSE | 1997-08-26 | FALSE | Currently in Use | Premium | 6000 | Steel-Impressed Current | 1980-07-18 |  | Fiberglass Reinforced Plastic | Pressurized
DUNCAN PROPERTIES INC | 2003 NORTH EXPRESSWAY | GRIFFIN | Spalding | 1260041 | 2 | [5 empty] | Removed from Ground | Gas (Historical Use) | 0 | Not Marked/Unknown | 1992-12-31 | 1992-12-31 | Not Marked
GARY PHILLIPS | 235 NORTH HILL ST | GRIFFIN | Spalding | 1260040 | 3 | [5 empty] | Removed from Ground | Gas (Historical Use) | 3000 | Bare Steel | 1961-04-27 | 2003-11-25 | Galvanized Steel | Pressurized
BST/GRIFFIN CO/R2161 | 232 S HILL ST | GRIFFIN | Spalding | 1260093 | 1 | [5 empty] | Removed from Ground | Diesel | 3000 | Bare Steel | 1963-01-07 | 1994-07-01 | Copper | Suction (American)
BST/GRFNGAMR R3674 | 518 MCINTOSH RD | GRIFFIN | Spalding | 1260094 | 2 |  |  | TRUE |  | TRUE | Removed from Ground | Used Oil | 550 | Bare Steel | 1977-01-03 | 1990-12-11 | Unknown | Gravity Fed
JP SUN CITY | 2995 NORTH EXPRESSWAY | GRIFFIN | Spalding | 10001574 | 2B | Ball Float | 2011-01-10 | FALSE | 2011-01-10 | FALSE | Currently in Use | Premium | 4000 | Composite Double Walled | 2010-12-21 |  | Double-Walled Fiberglass | Pressurized
SHELL | 930 W TAYLOR ST | GRIFFIN | Spalding | 9126014 | 4 | Ball Float | 1998-12-01 | FALSE | 1998-12-01 | FALSE | Currently in Use | E-85 | 10000 | Galvanic (STIP-3) | 1988-01-01 |  | Fiberglass Reinforced Plastic | Pressurized
S & M GROCERY | 3244 FAYETTEVILLE HWY | GRIFFIN | Spalding | 9126009 | 3 | Ball Float | 1995-09-01 | FALSE | 1995-09-01 | FALSE | Currently in Use | Premium | 6000 | Steel-Impressed Current | 1977-01-01 |  | Double-Walled Flex | Pressurized
TONYS | 4275 Hwy 19/41 | Hampton | Spalding | 9126010 | 1 | Ball Float | 1990-08-01 | TRUE | 1990-08-01 | FALSE | Currently in Use | Regular | 8000 | Composite | 1990-01-01 |  | Fiberglass Reinforced Plastic | Pressurized
GRIFFIN FOOD MART | 888 MERIWETHER ST | GRIFFIN | Spalding | 9126011 | 2 | Flapper Valve | 1988-06-01 | FALSE | 1988-06-01 | FALSE | Currently in Use | Premium | 8000 | Galvanic (STIP-3) | 1988-06-01 |  | Galvanized Steel
ECONOMY RENT A CAR | 430 WEST TAYLOR ST | GRIFFIN | Spalding | 9126030 | 4 | [5 empty] | Permanently Out of Use - historical purposes | Empty | 4000 | Not Marked/Unknown |  | 1899-12-31 | Not Marked
HILL ST BUGGY BATH | 420 SOUTH HILL ST. | GRIFFIN | Spalding | 1260007 | 3 | [5 empty] | Closed in Ground | Gas (Historical Use) | 0 | Bare Steel | 1976-02-27 | 1991-01-01 | Galvanized Steel
GRIFFIN CHEVRON | 402 W TAYLOR ST | GRIFFIN | Spalding | 1260013 | 3 | [5 empty] | Removed from Ground | Gas (Historical Use) | 8000 | Fiberglass | 1985-01-14 | 1992-01-16 | Fiberglass Reinforced Plastic | Safe Suction (Euro)
FLOWERS THRIFT STORE WHSE. | 1639 ZEBULON RD & HWY 41 | GRIFFIN | Spalding | 1260025 | 3 | [5 empty] | Removed from Ground | Gas (Historical Use) | 10000 | Bare Steel | 1983-03-18 | 1899-12-31 | Galvanized Steel
POLK & COPELAND | 898 E. BROADWAY | GRIFFIN | Spalding | 1260068 | 2 | [5 empty] | Removed from Ground | Gas (Historical Use) | 1000 | Bare Steel | 1986-05-08 | 1990-12-27 | Galvanized Steel
PRYOR INDUSTRIES INC | 1234 W TAYLOR ST | GRIFFIN | Spalding | 1260063 | 3 | [5 empty] | Removed from Ground | Gas (Historical Use) | 6000 | Bare Steel | 1979-05-07 | 1988-09-30 | Galvanized Steel
MAXS QUICK STOP | 1541 WILLIAMSON RD | GRIFFIN | Spalding | 1260047 | 4 |  | 1990-02-15 |  | 1990-02-15 |  | Removed from Ground | Gas (Historical Use) | 2000 | Composite | 1990-02-15 | 2005-10-28 | Fiberglass Reinforced Plastic | Suction (American)
DUNCAN PROPERTIES INC | 2003 NORTH EXPRESSWAY | GRIFFIN | Spalding | 1260041 | 3 | [5 empty] | Removed from Ground | Gas (Historical Use) | 0 | Not Marked/Unknown | 1992-12-31 | 1992-12-31 | Not Marked
GARY PHILLIPS | 235 NORTH HILL ST | GRIFFIN | Spalding | 1260040 | 5 |  |  | TRUE |  | TRUE | Removed from Ground | Used Oil | 550 | Bare Steel | 1961-04-27 | 2003-11-25 | Galvanized Steel | Pressurized
BST/GRIFFIN CO/R2161 | 232 S HILL ST | GRIFFIN | Spalding | 1260093 | 2 | [5 empty] | Removed from Ground | Diesel | 3000 | Bare Steel | 1963-01-07 | 1994-07-01 | Copper | Suction (American)
JOHNSON TEXACO | 1012 W. TAYLOR | GRIFFIN | Spalding | 1260109 | 1 | [5 empty] | Removed from Ground | Gas (Historical Use) | 2000 | Bare Steel | 1979-02-20 | 1990-10-01 | Bare Steel
BUDDYS #364 | 1779 SOUTH ZEBULON ROAD | GRIFFIN | Spalding | 9126046 | 1 | Ball Float | 1990-10-11 | FALSE | 1990-10-11 | FALSE | Currently in Use | Premium | 8000 | Galvanic (STIP-3) | 1990-10-11 |  | Fiberglass Reinforced Plastic | Pressurized
STOP & RUN | 401 AIRPORT RD | GRIFFIN | Spalding | 9126065 | 2 | Flapper Valve | 1986-01-01 | FALSE | 1986-01-01 | FALSE | Currently in Use | Regular | 6000 | Galvanic (STIP-3) | 1986-01-01 |  | Fiberglass Reinforced Plastic | Pressurized
CITY OF GRIFFIN SOLID WASTE | 241 EMLET DRIVE | GRIFFIN | Spalding | 9126069 | 2 | [5 empty] | Removed from Ground | Gas (Historical Use) | 550 | Marked Unknown | 1997-01-01 | 1997-01-01 | Unknown
BEN T GLEAVES | HWY 41 SOUTH | GRIFFIN | Spalding | 9126081 | 1 | [5 empty] | Removed from Ground | Gas (Historical Use) | 1000 | Not Marked/Unknown | 1930-01-01 | 1997-08-01 | Not Marked
MERRITT BUILDING DUNDEE | 33 SIXTH STREET | GRIFFIN | Spalding | 9126082 | 1 |  |  | FALSE |  | FALSE | Temporarily out of use | Gas (Historical Use) | 500 |  | 1998-01-02
BEST MANUFACTURING GROUP LLP | 208 -250 EAST SOLOMON STREET | GRIFFIN | Spalding | 10000585 | 3 |  |  | FALSE |  | FALSE | Removed from Ground | Gas (Historical Use) | 6000 | Unknown | 1970-01-01 | 2004-02-19
MRS HAL S DARLEY | 104 HUFF-DALAND CIRCLE | GRIFFIN | Spalding | 9126002 | 618205 |  | 1991-01-04 |  | 1991-01-04 |  | Temporarily out of use | Empty | 1000 | Fiberglass | 1991-12-28 |  | Fiberglass Reinforced Plastic | Suction (American)
CITY OF GRIFFIN | 425 WEST BROAD ST | GRIFFIN | Spalding | 9126001 | 2 | [5 empty] | Removed from Ground | Empty | 500 | Not Marked/Unknown | 1991-01-01 | 1991-01-01 | Not Marked
SHELL | 930 W TAYLOR ST | GRIFFIN | Spalding | 9126014 | 1 | Flapper Valve | 1998-12-01 | FALSE | 1998-12-01 | FALSE | Currently in Use | Diesel | 10000 | Galvanic (STIP-3) | 1988-01-01 |  | Fiberglass Reinforced Plastic | Pressurized
EAST GRIFFIN GROCERY CO | 908 EAST SOLOMON ST | GRIFFIN | Spalding | 9126012 | 6 | [5 empty] | Removed from Ground | Gas (Historical Use) | 550 | Bare Steel | 1994-12-10 | 1994-12-10 | Bare Steel | Safe Suction (Euro)
RINGOLD SUPERETTE #378 | 4243 JACKSON ROAD | GRIFFIN | Spalding | 9126047 | 3 | Ball Float | 1991-01-15 |  | 1991-01-15 |  | Currently in Use | Gas (Historical Use) | 4000 | Galvanic (STIP-3) | 1991-01-15 |  | Fiberglass Reinforced Plastic | Pressurized
SUPER FOODS STORES | 2529 OLD ATLANTA HWY | GRIFFIN | Spalding | 1260019 | 3 | Flapper Valve | 1999-02-24 | FALSE | 1999-02-24 | FALSE | Temporarily out of use | Gas (Historical Use) | 1000 | Composite | 1999-02-16 |  | Fiberglass Reinforced Plastic | Safe Suction (Euro)
GRIFFIN CHEVRON | 402 W TAYLOR ST | GRIFFIN | Spalding | 1260013 | 10 | Ball Float | 1996-08-01 | FALSE | 1996-08-01 | FALSE | Currently in Use | Kerosene | 4000 | Composite | 1996-07-01 |  | Fiberglass Reinforced Plastic | Pressurized
GRIFFIN CHEVRON | 402 W TAYLOR ST | GRIFFIN | Spalding | 1260013 | 4 | [5 empty] | Removed from Ground | Gas (Historical Use) | 6000 | Bare Steel | 1964-01-20 | 1992-01-16 | Bare Steel | Suction (American)
GRIFFIN CHEVRON | 402 W TAYLOR ST | GRIFFIN | Spalding | 1260013 | 7 | Ball Float | 1996-08-01 | FALSE | 1996-08-01 | FALSE | Currently in Use | Premium | 12000 | Composite | 1996-07-01 |  | Fiberglass Reinforced Plastic | Pressurized
MID-GA BANDAG CO INC | 812 EVEREE INN RD | GRIFFIN | Spalding | 1260012 | 2 | [5 empty] | Removed from Ground | Empty | 550 | Bare Steel | 1966-03-04 | 1995-12-01 | Galvanized Steel
LOWELL BLEACHERY SOUTH | 349 RAILROAD AVE | GRIFFIN | Spalding | 1260031 | 3 | [5 empty] | Removed from Ground | Other | 25000 | Not Marked/Unknown | 1998-09-01 | 1998-09-01 | Not Marked
ATLANTA COCO-COLA BOTTLING CO | 410 EAST TAYLOR ST | GRIFFIN | Spalding | 1260032 | 2 | [5 empty] | Removed from Ground | Diesel | 5000 | Bare Steel | 1974-04-24 | 1990-02-01 | Galvanized Steel
GRIFFIN FOOD MART | 918 EVEREE INN RD | GRIFFIN | Spalding | 9126024 | 3 | Flapper Valve | 1997-08-01 | FALSE | 1997-08-01 | FALSE | Currently in Use | Plus | 8000 | Steel-Impressed Current | 1980-06-15 |  | Steel (Impressed Current) | Pressurized
BUDDYS #364 | 1779 SOUTH ZEBULON ROAD | GRIFFIN | Spalding | 9126046 | 5 | Flapper Valve | 1990-10-11 | FALSE | 1990-10-11 | FALSE | Currently in Use | E-0 | 1000 | Galvanic (STIP-3) | 1990-10-11 |  | Fiberglass Reinforced Plastic | Safe Suction (Euro)
BUDDYS #364 | 1779 SOUTH ZEBULON ROAD | GRIFFIN | Spalding | 9126046 | 4 | Ball Float | 1990-10-11 | FALSE | 1990-10-11 | FALSE | Currently in Use | Diesel On Road | 4000 | Galvanic (STIP-3) | 1990-10-11 |  | Fiberglass Reinforced Plastic | Pressurized
SHEH ZARD INC | 3425 JACKSON RD | GRIFFIN | Spalding | 9126045 | 2 | Flapper Valve | 1998-11-09 | FALSE | 1998-11-09 | FALSE | Closed in Ground |  | 4000 | Steel-Impressed Current | 2016-01-27 |  | Fiberglass Reinforced Plastic | Pressurized
WATSON SS | 356 N 13TH ST | GRIFFIN | Spalding | 9126037 | 2 |  |  | FALSE |  | FALSE | Closed in Ground | Empty | 5000 | Bare Steel |  |  | Galvanized Steel | Safe Suction (Euro)
P & B AUTO | 1330 MERIWETHER STREET | GRIFFIN | Spalding | 9126050 | 4 | Flapper Valve | 1999-07-15 | FALSE | 1999-07-15 | FALSE | Temporarily out of use | Empty | 3000 | Lined Interior | 1998-02-01 |  | Flex | Suction (American)
ABANDONED USTS | 1759 TEAMON ROAD | GRIFFIN | Spalding | 9126080 | 2 | [5 empty] | Removed from Ground | Gas (Historical Use) | 6000 | Not Marked/Unknown | 1995-01-01 | 1995-01-01 | Not Marked
BEN T GLEAVES | HWY 41 SOUTH | GRIFFIN | Spalding | 9126081 | 4 | [5 empty] | Removed from Ground | Gas (Historical Use) | 1000 | Not Marked/Unknown | 1930-01-01 | 1997-08-01 | Not Marked
SPALDING COUNTY PUBLIC WORKS | 1515 WILLIAMSON RD | GRIFFIN | Spalding | 9126086 | 1 | Flapper Valve | 1998-06-05 | FALSE | 1998-06-05 | TRUE | Currently in Use | Diesel | 10000 | Steel-Impressed Current | 1998-06-05 |  | Fiberglass Reinforced Plastic | Suction (American)
GRIFFIN CHEVRON | 898 E SOLOMON ST | GRIFFIN | Spalding | 10000725 | 2 |  |  | FALSE |  | FALSE | Removed from Ground | Gas (Historical Use) | 1000 | Unknown | 2004-09-23 | 2004-12-17 | Unknown | Suction (American)
ECONOMY RENT A CAR | 430 WEST TAYLOR ST | GRIFFIN | Spalding | 9126030 | 2 | [5 empty] | Permanently Out of Use - historical purposes | Empty | 6000 | Not Marked/Unknown |  | 1899-12-31 | Not Marked
COPLAND GROCERY | 1578 HIGH FALLS ROAD | GRIFFIN | Spalding | 9126048 | 3 | [5 empty] | Removed from Ground | Gas (Historical Use) | 3000 | Bare Steel | 1999-01-01 | 1999-01-01 | Galvanized Steel | Suction (American)
SHEH ZARD INC | 3425 JACKSON RD | GRIFFIN | Spalding | 9126045 | 5A | Flapper Valve | 2020-06-09 | FALSE | 2020-06-09 | FALSE | Currently in Use | Premium | 5000 | Composite Double Walled | 2020-06-09 |  | Double-Walled Fiberglass | Pressurized
STOP & RUN | 401 AIRPORT RD | GRIFFIN | Spalding | 9126065 | 1 | Flapper Valve | 1986-01-01 | FALSE | 1986-01-01 | FALSE | Currently in Use | Regular | 6000 | Galvanic (STIP-3) | 1986-01-01 |  | Fiberglass Reinforced Plastic | Pressurized
P & B AUTO | 1330 MERIWETHER STREET | GRIFFIN | Spalding | 9126050 | 3 | Flapper Valve | 1998-11-01 | FALSE | 1998-11-01 | FALSE | Temporarily out of use | Empty | 1000 | Lined Interior | 1998-02-01 |  | Flex | Suction (American)
CITY OF GRIFFIN | 1010 NEW SALEM RD | GRIFFIN | Spalding | 9126084 | 1 | [5 empty] | Removed from Ground | Gas (Historical Use) | 500 | Not Marked/Unknown | 1998-06-04 | 1998-06-04 | Not Marked
MURPHY USA 7801 | 1469 N EXPRESSWAY | GRIFFIN | Spalding | 10000233 | 2A | Flapper Valve | 2002-12-17 | FALSE | 2002-12-17 | FALSE | Removed from Ground | Premium | 8000 | Fiberglass Double Walled | 2002-12-04 |  | Double-Walled Flex | Pressurized
AMINS FOOD MART | 837 EXPERIMENT ST | GRIFFIN | Spalding | 1260123 | 7 | Ball Float | 1998-11-01 | FALSE | 1998-11-01 | FALSE | Currently in Use | Premium | 4000 | Steel-Impressed Current | 1986-10-01 |  | Steel (Impressed Current) | Pressurized
JP SUN CITY | 2995 NORTH EXPRESSWAY | GRIFFIN | Spalding | 10001574 | 1B |  | 2008-02-20 | FALSE | 2008-02-20 | FALSE | Removed from Ground | Gas (Historical Use) | 6000 | Fiberglass Double Walled | 2008-02-20 | 1899-12-31 | Fiberglass Reinforced Plastic | Pressurized
Griffin Marathon | 301 Wilson Road | GRIFFIN | Spalding | 10001529 | 2 | Ball Float | 2008-02-01 | FALSE | 2008-02-01 | FALSE | Currently in Use | Premium | 10000 | Epoxy | 2008-02-01 |  | Fiberglass Reinforced Plastic | Pressurized
10TH & TAYLOR BP | 401 WEST TAYLOR ST | GRIFFIN | Spalding | 9126016 | 5 | Flapper Valve | 1989-01-01 | FALSE | 1989-01-01 | FALSE | Currently in Use | Kerosene | 8000 | Steel-Impressed Current | 1989-01-01 |  | Steel (Impressed Current)
GRIFFIN FOOD MART | 918 EVEREE INN RD | GRIFFIN | Spalding | 9126024 | 1 | Flapper Valve | 1997-08-01 | FALSE | 1997-08-01 | FALSE | Currently in Use | Regular | 8000 | Steel-Impressed Current | 1980-06-15 |  | Steel (Impressed Current) | Pressurized
AMINS FOOD MART | 837 EXPERIMENT ST | GRIFFIN | Spalding | 1260123 | 5 | Ball Float | 1998-11-01 | FALSE | 1998-11-01 | FALSE | Currently in Use | Regular | 4000 | Steel-Impressed Current | 1986-10-01 |  | Steel (Impressed Current) | Pressurized
AMINS FOOD MART | 837 EXPERIMENT ST | GRIFFIN | Spalding | 1260123 | 4 | Ball Float | 1998-11-01 | FALSE | 1998-11-01 | FALSE | Currently in Use | Diesel | 1000 | Steel-Impressed Current | 1986-10-01 |  | Steel (Impressed Current) | Safe Suction (Euro)
INGLES MARKETS GAS EXPRESS #457 | 1735 ZEBULON RD | GRIFFIN | Spalding | 10002254 | 2B | Flapper Valve | 2013-09-18 | FALSE | 2013-12-18 | FALSE | Currently in Use | Diesel | 5000 | Fiberglass Double Walled | 2013-09-18 |  | Double-Walled Flex | Pressurized
JP SUN CITY | 2995 NORTH EXPRESSWAY | GRIFFIN | Spalding | 10001574 | 1C |  | 2008-02-20 | FALSE | 2008-02-20 | FALSE | Removed from Ground | Diesel | 4000 | Fiberglass Double Walled | 2008-02-20 | 1899-12-31 | Fiberglass Reinforced Plastic | Pressurized
SUPER SPEED ZONE | 678 NORTH EXPRESSWAY WAY | GRIFFIN | Spalding | 10001265 | 2 | Ball Float | 2005-10-26 | FALSE | 2005-10-26 | FALSE | Currently in Use | Regular | 8000 | Fiberglass | 2005-10-26 |  | Fiberglass Reinforced Plastic | Pressurized
GA FC/SPALDING CO UNIT/LAMAR-PIK | ETHRIDGE MILL RD 3 MI SOUTH | GRIFFIN | Spalding | 9126020 | 209995 |  | 1993-03-10 |  | 1993-03-10 |  | Removed from Ground | Gas (Historical Use) | 1000 | Galvanic (STIP-3) | 1993-03-10 | 2005-09-07 | Cathodically Protected | Safe Suction (Euro)
Griffin Exxon | 2295 US Hwy 41 | Griffin | Spalding | 9126022 | 4 |  | 1997-08-26 | FALSE | 1997-08-26 | FALSE | Temporarily out of use | Diesel | 6000 | Steel-Impressed Current | 1980-07-18 |  | Fiberglass Reinforced Plastic | Pressurized
Griffin Exxon | 2295 US Hwy 41 | Griffin | Spalding | 9126022 | 1 | Flapper Valve | 1997-08-26 | FALSE | 1997-08-26 | FALSE | Currently in Use | Regular | 6000 | Steel-Impressed Current | 1980-07-18 |  | Fiberglass Reinforced Plastic | Pressurized
EAST GRIFFIN GROCERY CO | 908 EAST SOLOMON ST | GRIFFIN | Spalding | 9126012 | 3 |  | 1989-04-10 | FALSE | 1989-04-10 | FALSE | Currently in Use | Regular | 4000 | Galvanic (STIP-3) | 1989-04-03 |  | Fiberglass Reinforced Plastic | Pressurized
DUNDEE MILLS PLANT NO 1 | 1 CEDAR ST | GRIFFIN | Spalding | 1260030 | 1 | [5 empty] | Removed from Ground | Diesel | 2000 | Bare Steel | 1980-04-16 | 1993-03-04 | Bare Steel
DUNDEE MILLS PLANT #5 | 4 PARK AVE | GRIFFIN | Spalding | 1260028 | 2 | [5 empty] | Removed from Ground | Diesel | 1000 | Bare Steel | 1975-04-18 | 1996-10-01 | Unknown
FLOWERS THRIFT STORE WHSE. | 1639 ZEBULON RD & HWY 41 | GRIFFIN | Spalding | 1260025 | 1 | [5 empty] | Removed from Ground | Gas (Historical Use) | 10000 | Bare Steel | 1983-03-18 | 1899-12-31 | Galvanized Steel
MCINTOSH BP | 1590 NORTH EXPRESSWAY | GRIFFIN | Spalding | 1260061 | 1 | [5 empty] | Removed from Ground | Gas (Historical Use) | 6000 | Bare Steel | 1966-05-10 | 1991-04-01 | Galvanized Steel
JERRY FOOD STORE #368 | 130 E TAYLOR ST | GRIFFIN | Spalding | 1260069 | 2 | Flapper Valve | 1994-10-21 | FALSE | 1994-10-21 | FALSE | Currently in Use | Premium | 4000 | Steel-Impressed Current | 1966-05-13 |  | Fiberglass Reinforced Plastic | Pressurized
BMW | 437 EAST BROADWAY | GRIFFIN | Spalding | 1260108 | 1 | [5 empty] | Removed from Ground | Gas (Historical Use) | 1000 | Bare Steel | 1971-02-22 | 1995-07-18 | Bare Steel | Suction (American)
NORTH EXPRESSWAY SHELL #371 | 1566 N EXPRESSWAY | GRIFFIN | Spalding | 1260103 | 5 | Flapper Valve | 1998-03-01 | FALSE | 1998-03-01 | FALSE | Currently in Use | Regular | 8000 | Epoxy | 1998-02-01 |  | Fiberglass Reinforced Plastic | Pressurized
GRIFFIN FOOD MART | 888 MERIWETHER ST | GRIFFIN | Spalding | 9126011 | 1 | Flapper Valve | 1988-06-01 | FALSE | 1988-06-01 | FALSE | Currently in Use | Diesel | 8000 | Galvanic (STIP-3) | 1988-06-01 |  | Galvanized Steel
EAST GRIFFIN GROCERY CO | 908 EAST SOLOMON ST | GRIFFIN | Spalding | 9126012 | 5 |  | 1989-04-10 | FALSE | 1989-04-10 | FALSE | Currently in Use | Kerosene | 1000 | Galvanic (STIP-3) | 1989-04-03 |  | Fiberglass Reinforced Plastic | Suction (American)
RENTAL UNIFORM SVCS | 1156 UNIFORM RD | GRIFFIN | Spalding | 9126027 | 1 | [5 empty] | Removed from Ground | Diesel | 8000 | Bare Steel | 1983-01-01 | 1994-10-17 | Galvanized Steel | Pressurized
BUDDYS #364 | 1779 SOUTH ZEBULON ROAD | GRIFFIN | Spalding | 9126046 | 2 | Ball Float | 1990-10-11 | FALSE | 1990-10-11 | FALSE | Currently in Use | Regular | 8000 | Galvanic (STIP-3) | 1990-10-11 |  | Fiberglass Reinforced Plastic | Pressurized
SHEH ZARD INC | 3425 JACKSON RD | GRIFFIN | Spalding | 9126045 | 4 | Flapper Valve | 2020-06-09 | FALSE | 2020-06-09 | FALSE | Currently in Use | Regular | 12000 | Composite Double Walled | 2020-06-09 |  | Double-Walled Fiberglass | Pressurized
GRIFFIN HONDA/TOYOTA | 2425 N EXPRESSWAY | GRIFFIN | Spalding | 9126092 | 1 |  |  | TRUE |  | TRUE | Closed in Ground | Used Oil | 550 | Marked Unknown | 1998-12-01 | 1998-12-01 | Not Marked
CHURCH ANNES BUILDING | 301 E TAYLOR ST | GRIFFIN | Spalding | 9126097 | 2 | [5 empty] | Removed from Ground | Gas (Historical Use) | 2000 | Bare Steel | 1960-01-01 | 2001-09-05 | Unknown
SOLOMON FOOD MART | 627 W SOLOMON ST | GRIFFIN | Spalding | 9126076 | 2 | [5 empty] | Closed in Ground | Gas (Historical Use) | 2000 | Not Marked/Unknown | 1999-01-01 | 1999-01-01 | Not Marked
SPALDING COUNTY PUBLIC WORKS | 1515 WILLIAMSON RD | GRIFFIN | Spalding | 9126086 | 3 | Flapper Valve | 1998-06-05 | FALSE | 1998-06-05 | TRUE | Currently in Use | Regular | 5000 | Steel-Impressed Current | 1998-06-05 |  | Fiberglass Reinforced Plastic | Suction (American)
SPALDING COUNTY FIRE STATION | 600 CARVER RD | GRIFFIN | Spalding | 9126087 | 1 | [5 empty] | Removed from Ground | Diesel | 1000 | Not Marked/Unknown | 1998-07-27 | 1998-07-27 | Not Marked
CHEVRON CAR WASH (CLOSED) | 910 WEST TAYLOR ST | GRIFFIN | Spalding | 9126019 | 2 | [5 empty] | Removed from Ground | Gas (Historical Use) | 8000 | Cathodically Protected Steel | 1988-01-01 | 1992-09-09 | Fiberglass Reinforced Plastic | Suction (American)
EARL O LOWRY | 3218 FAYETTEVILLE HWY | GRIFFIN | Spalding | 9126007 | 2 | [5 empty] | Removed from Ground | Other | 0 | Bare Steel | 1999-01-26 | 1999-01-26 | Unknown
GRIFFIN FOOD MART | 888 MERIWETHER ST | GRIFFIN | Spalding | 9126011 | 3 | Flapper Valve | 1988-06-01 | FALSE | 1988-06-01 | FALSE | Currently in Use | Regular | 8000 | Galvanic (STIP-3) | 1988-06-01 |  | Galvanized Steel
GRIFFIN FOOD MART | 918 EVEREE INN RD | GRIFFIN | Spalding | 9126024 | 2 | Flapper Valve | 1997-08-01 | FALSE | 1997-08-01 | FALSE | Currently in Use | Premium | 8000 | Steel-Impressed Current | 1980-06-15 |  | Steel (Impressed Current) | Pressurized
SHEH ZARD INC | 3425 JACKSON RD | GRIFFIN | Spalding | 9126045 | 1 |  | 1998-11-09 | FALSE | 1998-11-09 | FALSE | Closed in Ground |  | 8000 | Steel-Impressed Current | 2016-01-27 |  | Fiberglass Reinforced Plastic | Pressurized
CITY OF GRIFFIN SOLID WASTE | 241 EMLET DRIVE | GRIFFIN | Spalding | 9126069 | 3 | [5 empty] | Removed from Ground | Other | 550 | Marked Unknown | 1997-01-01 | 1997-01-01 | Unknown
REBELS | 2903 N EXPRESSWAY | GRIFFIN | Spalding | 9126049 | 3 | Flapper Valve | 1998-09-04 | FALSE | 1998-09-04 | FALSE | Currently in Use | Premium | 8000 | Steel-Impressed Current | 1984-08-01 |  | Fiberglass Reinforced Plastic | Pressurized
CHURCH ANNES BUILDING | 301 E TAYLOR ST | GRIFFIN | Spalding | 9126097 | 1 | [5 empty] | Removed from Ground | Gas (Historical Use) | 2000 | Bare Steel | 1960-01-01 | 2001-09-05 | Unknown
ABANDONED USTS | 1759 TEAMON ROAD | GRIFFIN | Spalding | 9126080 | 1 | [5 empty] | Removed from Ground | Gas (Historical Use) | 6000 | Not Marked/Unknown | 1995-01-01 | 1995-01-01 | Not Marked
COPLAND GROCERY | 1578 HIGH FALLS ROAD | GRIFFIN | Spalding | 9126048 | 1 | [5 empty] | Closed in Ground | Gas (Historical Use) | 6000 | Bare Steel | 1999-01-01 | 1999-01-01 | Galvanized Steel | Suction (American)
COPLAND GROCERY | 1578 HIGH FALLS ROAD | GRIFFIN | Spalding | 9126048 | 4 | Ball Float | 1999-01-01 | FALSE | 1999-01-01 | FALSE | Currently in Use | Premium | 8000 | Composite | 1999-01-01 |  | Double-Walled Flex | Pressurized
SOLOMON FOOD MART | 627 W SOLOMON ST | GRIFFIN | Spalding | 9126076 | 1 | [5 empty] | Closed in Ground | Gas (Historical Use) | 1500 | Not Marked/Unknown | 1999-01-01 | 1999-01-01 | Not Marked
EAST GRIFFIN GROCERY CO | 908 EAST SOLOMON ST | GRIFFIN | Spalding | 9126012 | 4 |  | 1989-04-10 | FALSE | 1989-04-10 | FALSE | Currently in Use | Diesel | 2000 | Galvanic (STIP-3) | 1989-04-03 |  | Fiberglass Reinforced Plastic | Pressurized
EAST GRIFFIN GROCERY CO | 908 EAST SOLOMON ST | GRIFFIN | Spalding | 9126012 | 1 |  | 1989-04-10 | FALSE | 1989-04-10 | FALSE | Currently in Use | Regular | 6000 | Galvanic (STIP-3) | 1989-04-03 |  | Fiberglass Reinforced Plastic | Pressurized
EAST GRIFFIN GROCERY CO | 908 EAST SOLOMON ST | GRIFFIN | Spalding | 9126012 | 7 | [5 empty] | Removed from Ground | Gas (Historical Use) | 1000 | Bare Steel | 1994-12-10 | 1994-12-10 | Bare Steel | Safe Suction (Euro)
ECONOMY RENT A CAR | 430 WEST TAYLOR ST | GRIFFIN | Spalding | 9126030 | 3 | [5 empty] | Permanently Out of Use - historical purposes | Empty | 6000 | Not Marked/Unknown |  | 1899-12-31 | Not Marked
COPLAND GROCERY | 1578 HIGH FALLS ROAD | GRIFFIN | Spalding | 9126048 | 2 | [5 empty] | Removed from Ground | Gas (Historical Use) | 6000 | Bare Steel | 1999-01-01 | 1999-01-01 | Galvanized Steel | Suction (American)
RINGOLD SUPERETTE #378 | 4243 JACKSON ROAD | GRIFFIN | Spalding | 9126047 | 4 | Flapper Valve | 1989-10-11 | FALSE | 1989-10-11 | FALSE | Temporarily out of use | Kerosene | 1000 | Galvanic (STIP-3) | 1989-10-11 |  | Fiberglass Reinforced Plastic | Safe Suction (Euro)
OLD UNION 76 STATION | 1111 MEMORIAL DR | GRIFFIN | Spalding | 9126029 | 3 | [5 empty] | Removed from Ground | Gas (Historical Use) | 2000 | Not Marked/Unknown | 1993-02-26 | 1993-02-26 | Not Marked
RINGOLD SUPERETTE #378 | 4243 JACKSON ROAD | GRIFFIN | Spalding | 9126047 | 1 | Ball Float | 1991-01-15 |  | 1991-01-15 |  | Currently in Use | Gas (Historical Use) | 8000 | Galvanic (STIP-3) | 1991-01-15 |  | Fiberglass Reinforced Plastic | Pressurized
SHEH ZARD INC | 3425 JACKSON RD | GRIFFIN | Spalding | 9126045 | 3 | Flapper Valve | 1998-11-09 | FALSE | 1998-11-09 | FALSE | Closed in Ground |  | 4000 | Steel-Impressed Current | 2016-01-27 |  | Fiberglass Reinforced Plastic | Pressurized
HARRIS GLASS COMPANY | 616 NORTH EXPRESSWAY | GRIFFIN | Spalding | 9126072 | 2 | [5 empty] | Removed from Ground | Gas (Historical Use) | 500 | Bare Steel | 1994-08-22 | 1994-08-22 | Bare Steel | Safe Suction (Euro)
CITY OF GRIFFIN SOLID WASTE | 241 EMLET DRIVE | GRIFFIN | Spalding | 9126069 | 1 | [5 empty] | Removed from Ground | Diesel | 1000 | Marked Unknown | 1997-01-01 | 1997-01-01 | Unknown
REBELS | 2903 N EXPRESSWAY | GRIFFIN | Spalding | 9126049 | 1 | Flapper Valve | 1998-09-04 | FALSE | 1998-09-04 | FALSE | Currently in Use | Regular | 8000 | Steel-Impressed Current | 1984-08-01 |  | Fiberglass Reinforced Plastic | Pressurized
SPALDING COUNTY FIRE STATION (CA | 3865 JACKSON ROAD | GRIFFIN | Spalding | 9126090 | 1 | [5 empty] | Removed from Ground | Diesel | 1000 | Not Marked/Unknown | 1998-09-16 | 1998-09-16 | Not Marked
CHURCH ANNES BUILDING | 301 E TAYLOR ST | GRIFFIN | Spalding | 9126097 | 3 | [5 empty] | Removed from Ground | Gas (Historical Use) | 2000 | Bare Steel | 1960-01-01 | 2001-09-05 | Unknown
SPALDING COUNTY FIRE STATION | 600 CARVER RD | GRIFFIN | Spalding | 9126087 | 2 | [5 empty] | Removed from Ground | Gas (Historical Use) | 1000 | Not Marked/Unknown | 1998-07-27 | 1998-07-27 | Not Marked
N/A | 915 MCDONOUGH RD | GRIFFIN | Spalding | 10000229 | 1 |  | 1974-01-01 | FALSE | 1974-01-01 | FALSE | Removed from Ground | Gas (Historical Use) | 3000 | Bare Steel | 1974-01-01 | 2002-01-01 | Galvanized Steel | Pressurized
BEST MANUFACTURING GROUP LLP | 208 -250 EAST SOLOMON STREET | GRIFFIN | Spalding | 10000585 | 2 |  |  | FALSE |  | FALSE | Removed from Ground | Gas (Historical Use) | 550 | Unknown | 1970-01-01 | 2004-02-19
J.A. FAMMIR | 804 SETTLE RD | GRIFFIN | Spalding | 1260009 | 2 | [5 empty] | Permanently Out of Use - historical purposes | Diesel | 0 | Bare Steel | 1959-03-07 | 1899-12-31 | Copper
MID-GA BANDAG CO INC | 812 EVEREE INN RD | GRIFFIN | Spalding | 1260012 | 3 | [5 empty] | Removed from Ground | Empty | 550 | Bare Steel | 1966-03-04 | 1995-12-01 | Unknown
J TOUCHSTONE | 620 N 6TH ST. | GRIFFIN | Spalding | 1260037 | 1 | [5 empty] | Removed from Ground | Gas (Historical Use) | 2000 | Bare Steel | 1959-04-28 | 2016-01-07 | Galvanized Steel | Safe Suction (Euro)
LOWELL BLEACHERY SOUTH | 349 RAILROAD AVE | GRIFFIN | Spalding | 1260031 | 2 | [5 empty] | Removed from Ground | Gas (Historical Use) | 1000 | Cathodically Protected Steel | 1988-01-01 | 1997-08-21 | Fiberglass Reinforced Plastic
ATLANTA COCO-COLA BOTTLING CO | 410 EAST TAYLOR ST | GRIFFIN | Spalding | 1260032 | 3 | [5 empty] | Removed from Ground | Gas (Historical Use) | 10000 | Bare Steel | 1970-01-01 | 1990-12-01 | Galvanized Steel
KROGER 619 | 1524 HWY 16 W | GRIFFIN | Spalding | 10002193 | 2A | Ball Float | 2012-12-06 | FALSE | 2012-12-06 | FALSE | Currently in Use | Diesel | 10000 | Fiberglass Double Walled | 2012-11-02 |  | Double-Walled Flex | Pressurized
JP SUN CITY | 2995 NORTH EXPRESSWAY | GRIFFIN | Spalding | 10001574 | 2A | Ball Float | 2011-01-10 | FALSE | 2011-01-10 | FALSE | Currently in Use | Regular | 12000 | Composite Double Walled | 2010-12-21 |  | Double-Walled Fiberglass | Pressurized
Griffin Marathon | 301 Wilson Road | GRIFFIN | Spalding | 10001529 | 1 | Ball Float | 2008-02-01 | FALSE | 2008-02-01 | FALSE | Currently in Use | Regular | 15000 | Epoxy | 2008-02-01 |  | Fiberglass Reinforced Plastic | Pressurized
DENDER DISTRIBUTING CO | 1550 WILLIAMSON RD | GRIFFIN | Spalding | 9126003 | 2 | [5 empty] | Removed from Ground | Gas (Historical Use) | 1000 | Bare Steel | 1983-06-21 | 1999-12-15 | Unknown | Pressurized
RENTAL UNIFORM SVCS | 1156 UNIFORM RD | GRIFFIN | Spalding | 9126027 | 2 | [5 empty] | Permanently Out of Use - historical purposes | Gas (Historical Use) | 10000 | Bare Steel | 1983-01-01 | 1899-12-31 | Galvanized Steel | Suction (American)
BUDDYS #364 | 1779 SOUTH ZEBULON ROAD | GRIFFIN | Spalding | 9126046 | 3 | Ball Float | 1990-10-11 | FALSE | 1990-10-11 | FALSE | Currently in Use | Regular | 8000 | Galvanic (STIP-3) | 1990-10-11 |  | Fiberglass Reinforced Plastic | Pressurized
RUSHTON MILL | 1240 LYNDON AVE | GRIFFIN | Spalding | 1260029 | 3 | [5 empty] | Removed from Ground | Gas (Historical Use) | 300 | Not Marked/Unknown | 1950-04-22 | 1997-08-19 | Not Marked
STOP & RUN | 401 AIRPORT RD | GRIFFIN | Spalding | 9126065 | 3 | Flapper Valve | 1986-01-01 | FALSE | 1986-01-01 | FALSE | Currently in Use | Premium | 6000 | Galvanic (STIP-3) | 1986-01-01 |  | Fiberglass Reinforced Plastic | Pressurized
SCOTT SERVICE STATION | 605 EAST BROADWAY | GRIFFIN | Spalding | 9126064 | 1 | [5 empty] | Closed in Ground | Gas (Historical Use) | 5000 | Not Marked/Unknown | 1997-10-01 | 1997-10-01 | Not Marked
BEN T GLEAVES | HWY 41 SOUTH | GRIFFIN | Spalding | 9126081 | 3 | [5 empty] | Removed from Ground | Gas (Historical Use) | 1000 | Not Marked/Unknown | 1930-01-01 | 1997-08-01 | Not Marked
SPALDING COUNTY PUBLIC WORKS | 1515 WILLIAMSON RD | GRIFFIN | Spalding | 9126086 | 2 | Flapper Valve | 1998-06-05 | FALSE | 1998-06-05 | TRUE | Currently in Use | Regular | 5000 | Steel-Impressed Current | 1998-06-05 |  | Fiberglass Reinforced Plastic | Suction (American)
GRIFFIN CHEVRON | 898 E SOLOMON ST | GRIFFIN | Spalding | 10000725 | 3 |  |  | FALSE |  | FALSE | Removed from Ground | Gas (Historical Use) | 550 | Unknown | 2004-09-23 | 2004-12-17 | Unknown | Suction (American)
MURPHY USA 7801 | 1469 N EXPRESSWAY | GRIFFIN | Spalding | 10000233 | 3 | Flapper Valve |  | FALSE |  | FALSE | Currently in Use | Regular | 25000 | Fiberglass Double Walled | 2021-04-22 |  | Double-Walled Fiberglass | Pressurized
BEST MANUFACTURING GROUP LLP | 208 -250 EAST SOLOMON STREET | GRIFFIN | Spalding | 10000585 | 1 |  |  | FALSE |  | FALSE | Removed from Ground | Gas (Historical Use) | 550 | Unknown | 1970-01-01 | 2004-02-19
AMINS FOOD MART | 837 EXPERIMENT ST | GRIFFIN | Spalding | 1260123 | 1 | [5 empty] | Removed from Ground | Gas (Historical Use) | 2000 | Bare Steel | 1970-05-06 | 1986-09-15 | Galvanized Steel
AEP INDUSTRIES INC | 1201 PINE HILL RD | GRIFFIN | Spalding | 1260127 | 4 | [5 empty] | Currently in Use | Other | 18645 | Bare Steel | 1980-05-16 |  | Bare Steel | Suction (American)
AEP INDUSTRIES INC | 1201 PINE HILL RD | GRIFFIN | Spalding | 1260127 | 5 | [5 empty] | Currently in Use | Other | 18645 | Bare Steel | 1980-05-16 |  | Bare Steel | Suction (American)
CITY OF GRIFFIN | 425 WEST BROAD ST | GRIFFIN | Spalding | 9126001 | 1 | [5 empty] | Removed from Ground | Empty | 500 | Not Marked/Unknown | 1991-01-01 | 1991-01-01 | Not Marked
GA FC/SPALDING CO UNIT/LAMAR-PIK | ETHRIDGE MILL RD 3 MI SOUTH | GRIFFIN | Spalding | 9126020 | 2 | [5 empty] | Removed from Ground | Diesel | 560 | Bare Steel | 1962-06-01 | 1993-03-09 | Galvanized Steel | Safe Suction (Euro)
GA DOT 10382 | 1003 HWY 19 SOUTH | GRIFFIN | Spalding | 9145005 | 10382-1 | [5 empty] | Removed from Ground | Diesel | 1000 | Bare Steel | 1993-01-01 | 1993-01-01 | Galvanized Steel | Suction (American)
Griffin Exxon | 2295 US Hwy 41 | Griffin | Spalding | 9126022 | 5 |  | 1997-08-26 | FALSE | 1997-08-26 | FALSE | Temporarily out of use | Kerosene | 6000 | Steel-Impressed Current | 1980-07-18 |  | Fiberglass Reinforced Plastic | Pressurized
S & M GROCERY | 3244 FAYETTEVILLE HWY | GRIFFIN | Spalding | 9126009 | 2 | Flapper Valve | 1995-09-01 | FALSE | 1995-09-01 | FALSE | Currently in Use | Regular | 6000 | Steel-Impressed Current | 1977-01-01 |  | Double-Walled Flex | Pressurized
FIRE FIGHTER INC | 904 EXPERIMENT ST | GRIFFIN | Spalding | 9126031 | 1 | [5 empty] | Removed from Ground | Gas (Historical Use) | 550 | Not Marked/Unknown |  | 1899-12-31 | Not Marked
PENN CENTRAL |  | GRIFFIN | Spalding | 9126028 | 1 | [5 empty] | Permanently Out of Use - historical purposes | Gas (Historical Use) | 1 | Not Marked/Unknown |  | 1899-12-31 | Not Marked
OLD UNION 76 STATION | 1111 MEMORIAL DR | GRIFFIN | Spalding | 9126029 | 1 | [5 empty] | Removed from Ground | Gas (Historical Use) | 2000 | Not Marked/Unknown | 1993-02-26 | 1993-02-26 | Not Marked
COPLAND GROCERY | 1578 HIGH FALLS ROAD | GRIFFIN | Spalding | 9126048 | 5 | Ball Float | 1999-01-01 | FALSE | 1999-01-01 | FALSE | Currently in Use | Regular | 8000 | Composite | 1999-01-01 |  | Double-Walled Flex | Pressurized
RINGOLD SUPERETTE #378 | 4243 JACKSON ROAD | GRIFFIN | Spalding | 9126047 | 2 | Ball Float | 1991-01-15 |  | 1991-01-15 |  | Currently in Use | Gas (Historical Use) | 4000 | Galvanic (STIP-3) | 1991-01-15 |  | Fiberglass Reinforced Plastic | Pressurized
SHEH ZARD INC | 3425 JACKSON RD | GRIFFIN | Spalding | 9126045 | 5B | Flapper Valve | 2020-06-09 | FALSE | 2020-06-09 | FALSE | Currently in Use | Diesel | 5000 | Composite Double Walled | 2020-06-09 |  | Double-Walled Fiberglass | Pressurized
HARRIS GLASS COMPANY | 616 NORTH EXPRESSWAY | GRIFFIN | Spalding | 9126072 | 1 | [5 empty] | Removed from Ground | Diesel | 500 | Bare Steel | 1994-08-22 | 1994-08-22 | Bare Steel | Safe Suction (Euro)
SOLOMON FOOD MART | 627 W SOLOMON ST | GRIFFIN | Spalding | 9126076 | 5 | Ball Float | 2005-09-01 | FALSE | 2005-09-01 | FALSE | Currently in Use | Regular | 8000 | Composite | 2005-09-01 |  | Fiberglass Reinforced Plastic | Pressurized
SOLOMON FOOD MART | 627 W SOLOMON ST | GRIFFIN | Spalding | 9126076 | 4 | Ball Float | 2005-09-01 | FALSE | 2005-09-01 | FALSE | Currently in Use | Premium | 8000 | Composite | 2005-09-01 |  | Fiberglass Reinforced Plastic | Pressurized
AMINS FOOD MART | 837 EXPERIMENT ST | GRIFFIN | Spalding | 1260123 | 2 | [5 empty] | Removed from Ground | Gas (Historical Use) | 2000 | Bare Steel | 1970-05-06 | 1986-09-15 | Galvanized Steel
GA FC/SPALDING CO UNIT/LAMAR-PIK | ETHRIDGE MILL RD 3 MI SOUTH | GRIFFIN | Spalding | 9126020 | 1 | [5 empty] | Removed from Ground | Gas (Historical Use) | 2000 | Bare Steel | 1974-08-01 | 1993-03-09 | Galvanized Steel | Safe Suction (Euro)
CHEVRON CAR WASH (CLOSED) | 910 WEST TAYLOR ST | GRIFFIN | Spalding | 9126019 | 3 | [5 empty] | Removed from Ground | Gas (Historical Use) | 8000 | Cathodically Protected Steel | 1988-01-01 | 1992-09-09 | Fiberglass Reinforced Plastic | Suction (American)
S & M GROCERY | 3244 FAYETTEVILLE HWY | GRIFFIN | Spalding | 9126009 | 1 | Ball Float | 1995-09-01 | FALSE | 1995-09-01 | FALSE | Currently in Use | Regular | 2000 | Steel-Impressed Current | 1977-01-01 |  | Double-Walled Flex | Pressurized
CITY OF GRIFFIN ELECTRIC DEPT | 865 S 9TH ST | GRIFFIN | Spalding | 9126068 | 1 | [5 empty] | Removed from Ground | Gas (Historical Use) | 550 | Marked Unknown | 1995-12-27 | 1995-12-27 | Unknown
ATLANTA RENT-A-CAR | 324 W TAYLOR STREET | GRIFFIN | Spalding | 9126075 | 2 | [5 empty] | Removed from Ground | Gas (Historical Use) | 2000 | Not Marked/Unknown | 1996-05-13 | 1996-05-13 | Not Marked
MURPHY USA 7801 | 1469 N EXPRESSWAY | GRIFFIN | Spalding | 10000233 | 4C | Flapper Valve |  | FALSE |  | FALSE | Currently in Use | E-0 | 8000 | Fiberglass Double Walled | 2021-04-22 |  | Double-Walled Fiberglass | Pressurized
QUAD A TIRE | 420 REHOBETH CH RD | GRIFFIN | Spalding | 9126039 | 1 | [5 empty] | Removed from Ground | Gas (Historical Use) | 560 | Marked Unknown | 1998-11-18 | 1998-11-18 | Unknown | Safe Suction (Euro)
COLONIAL BUICK OLDSMOBILE CADILLAC | 2515 NORTH EXPRESSWAY | GRIFFIN | Spalding | 9126066 | 1 | [5 empty] | Closed in Ground | Other | 560 | Bare Steel | 1999-03-25 | 1999-03-25 | Bare Steel | Gravity Fed
SOLOMON FOOD MART | 627 W SOLOMON ST | GRIFFIN | Spalding | 9126076 | 3 | [5 empty] | Closed in Ground | Gas (Historical Use) | 3500 | Not Marked/Unknown | 1999-01-01 | 1999-01-01 | Not Marked
ATLANTA RENT-A-CAR | 324 W TAYLOR STREET | GRIFFIN | Spalding | 9126075 | 6 |  |  | TRUE |  | TRUE | Removed from Ground | Used Oil | 550 | Bare Steel | 1996-05-13 | 1996-05-13 | Galvanized Steel | Suction (American)
CITY OF GRIFFIN FIRE DEPT | 201 E SOLOMON STREET | GRIFFIN | Spalding | 9126085 | 1 |  | 1998-06-08 |  | 1998-06-08 |  | Removed from Ground | Gas (Historical Use) | 8000 | Cathodically Protected Steel | 1989-01-01 | 2004-02-12 |  | Suction (American)
MURPHY USA 7801 | 1469 N EXPRESSWAY | GRIFFIN | Spalding | 10000233 | 4A | Flapper Valve |  | FALSE |  | FALSE | Currently in Use | Premium | 8000 | Fiberglass Double Walled | 2021-04-22 |  | Double-Walled Fiberglass | Pressurized
SPALDING COUNTY OLD JAIL FACILIT | 232 E BROAD STREET | GRIFFIN | Spalding | 9126083 | 1 | [5 empty] | Removed from Ground | Gas (Historical Use) | 10000 | Bare Steel | 1998-03-31 | 1998-03-31 | Bare Steel | Safe Suction (Euro)
MURPHY USA 7801 | 1469 N EXPRESSWAY | GRIFFIN | Spalding | 10000233 | 1 | Flapper Valve | 2002-12-17 | FALSE | 2002-12-17 | FALSE | Removed from Ground | Regular | 20000 | Fiberglass Double Walled | 2002-12-17 |  | Double-Walled Flex | Pressurized
GEORGIA STATE PATROL | 1313 ARTHUR BOLTON PARKWAY | GRIFFIN | Spalding | 9126077 | 1 |  | 1997-02-01 |  | 1997-02-01 |  | Removed from Ground | Gas (Historical Use) | 10000 | Composite | 1997-01-01 | 2009-03-12 | Fiberglass Reinforced Plastic | Suction (American)
CRONIC CHEVROLET OLDSMOBILE CADILLAC INC | TAX PARCEL 8A LAND LOT 103 | GRIFFIN | Spalding | 10000898 | 3 |  |  | FALSE |  | FALSE | Removed from Ground | Not Marked/Tank Removed | 600 | Unknown | 2005-05-12 | 2005-05-12
N/A | 915 MCDONOUGH RD | GRIFFIN | Spalding | 10000229 | 3 |  | 1974-01-01 | FALSE | 1974-01-01 | FALSE | Removed from Ground | Gas (Historical Use) | 4000 | Bare Steel | 1974-01-01 | 2002-01-01 | Galvanized Steel | Pressurized
AMOCO TIRE & BATTERY | 103 SOUTH EIGHTH ST | GRIFFIN | Spalding | 9000431 | 1 | Flapper Valve | 1997-01-01 |  | 1997-01-01 |  | Removed from Ground | Gas (Historical Use) | 4000 | Steel-Impressed Current | 1965-05-10 | 2015-03-24 | Fiberglass Reinforced Plastic
SCHOOL BUS SHOP | 1583 FLYNT ST | GRIFFIN | Spalding | 1260016 | 2 | [5 empty] | Removed from Ground | Diesel | 10000 | Bare Steel | 1984-01-09 | 1991-07-01 | Galvanized Steel
DITS MARKETS | 122 SPALDING ST | GRIFFIN | Spalding | 1260014 | 2 | [5 empty] | Removed from Ground | Gas (Historical Use) | 2500 | Bare Steel | 1970-02-22 | 1989-05-24 | Unknown
SINGLE SOURCES ENTERPRISE LLC | 1703 N EXPRESSWAY | GRIFFIN | Spalding | 1260036 | 2 | Flapper Valve | 1998-05-01 | FALSE | 1998-05-01 | FALSE | Currently in Use | Regular | 8000 | Steel-Impressed Current | 1985-04-21 |  | Fiberglass Reinforced Plastic | Pressurized
G&M | 101 WEST BROADWAY ST | GRIFFIN | Spalding | 1260059 | 2 | [5 empty] | Removed from Ground | Gas (Historical Use) | 1000 | Bare Steel | 1966-05-10 | 1988-05-01 | Galvanized Steel
MCINTOSH BP | 1590 NORTH EXPRESSWAY | GRIFFIN | Spalding | 1260061 | 296006 | Ball Float | 1991-06-01 | FALSE | 1991-06-01 | FALSE | Currently in Use | Regular | 10000 | Composite | 1992-01-01 |  | Fiberglass Reinforced Plastic
HUNTER'S FOOD STORE | 1740 ZEBULON RD | GRIFFIN | Spalding | 1260065 | 1 | [5 empty] | Removed from Ground | Gas (Historical Use) | 6000 | Bare Steel | 1977-05-04 | 1993-03-26 | Galvanized Steel
MAXS QUICK STOP | 1541 WILLIAMSON RD | GRIFFIN | Spalding | 1260047 | 2 | [5 empty] | Removed from Ground | Gas (Historical Use) | 3000 | Bare Steel | 1968-04-01 | 1997-02-15 | Galvanized Steel
ATLANTA RENT-A-CAR | 324 W TAYLOR STREET | GRIFFIN | Spalding | 9126075 | 1 | [5 empty] | Removed from Ground | Gas (Historical Use) | 2000 | Not Marked/Unknown | 1996-05-13 | 1996-05-13 | Not Marked
ATLANTA RENT-A-CAR | 324 W TAYLOR STREET | GRIFFIN | Spalding | 9126075 | 4 | [5 empty] | Removed from Ground | Gas (Historical Use) | 3000 | Not Marked/Unknown | 1996-05-13 | 1996-05-13 | Not Marked
CRONIC CHEVROLET OLDSMOBILE CADILLAC INC | TAX PARCEL 8A LAND LOT 103 | GRIFFIN | Spalding | 10000898 | 1 |  |  | FALSE |  | FALSE | Removed from Ground |  | 3000 | Unknown | 1920-01-01 | 1945-01-01 | Unknown
DEPARTMENT OF TRANSPORTATION 103 | GA HWY 3 S | GRIFFIN | Spalding | 1260046 | 306D1 | [5 empty] | Removed from Ground | Diesel | 2993 | Bare Steel | 1986-05-01 | 2001-07-23 | Galvanized Steel | Suction (American)
GARY PHILLIPS | 235 NORTH HILL ST | GRIFFIN | Spalding | 1260040 | 2 | [5 empty] | Removed from Ground | Gas (Historical Use) | 4000 | Bare Steel | 1961-04-27 | 2003-11-25 | Galvanized Steel | Pressurized
MA & PA GROCERY #101 | 1137 MERIWETHER ST | GRIFFIN | Spalding | 1260049 | 2 | Flapper Valve | 1997-09-18 | FALSE | 1997-09-18 | FALSE | Currently in Use | Plus | 8000 | Steel-Impressed Current | 1979-05-03 |  | Steel (Impressed Current) | Pressurized
JOHNSON TEXACO | 1012 W. TAYLOR | GRIFFIN | Spalding | 1260109 | 3 | [5 empty] | Removed from Ground | Gas (Historical Use) | 1000 | Bare Steel | 1970-02-22 | 1990-10-01 | Bare Steel
GRIFFIN EXPRESS | 1447 GA HWY 16 WEST | GRIFFIN | Spalding | 1260104 | 8 | Flapper Valve | 2007-12-13 | FALSE | 1997-06-01 | FALSE | Currently in Use | Kerosene | 1000 | Steel-Impressed Current | 1986-01-01 |  | Fiberglass Reinforced Plastic | Safe Suction (Euro)
NEWTON CROUCH INC | 890 EAST SOLOMON ST. | GRIFFIN | Spalding | 1260091 | 4 | [5 empty] | Removed from Ground | Empty | 1000 | Bare Steel | 1976-05-10 | 1986-05-08 | Bare Steel
ARCHER SAND & GRAVEL INC | 131 W ELLIS RD | GRIFFIN | Spalding | 9126038 | 2 | Flapper Valve | 1998-12-10 | FALSE | 1998-12-10 | FALSE | Currently in Use | Diesel | 6000 | Steel-Impressed Current | 1980-04-01 |  | Steel (Impressed Current) | Safe Suction (Euro)
SCOTT SERVICE STATION | 605 EAST BROADWAY | GRIFFIN | Spalding | 9126064 | 2 | [5 empty] | Closed in Ground | Gas (Historical Use) | 5000 | Not Marked/Unknown | 1997-10-01 | 1997-10-01 | Not Marked
P & B AUTO | 1330 MERIWETHER STREET | GRIFFIN | Spalding | 9126050 | 2 | Flapper Valve | 1998-11-01 | FALSE | 1998-11-01 | FALSE | Temporarily out of use | Empty | 5000 | Lined Interior | 1998-02-01 |  | Flex | Suction (American)
BEN T GLEAVES | HWY 41 SOUTH | GRIFFIN | Spalding | 9126081 | 2 | [5 empty] | Removed from Ground | Gas (Historical Use) | 1000 | Not Marked/Unknown | 1930-01-01 | 1997-08-01 | Not Marked
MURPHY USA 7801 | 1469 N EXPRESSWAY | GRIFFIN | Spalding | 10000233 | 2B | Flapper Valve | 2002-12-17 | FALSE | 2002-12-17 | FALSE | Removed from Ground | Diesel | 12000 | Fiberglass Double Walled | 2002-12-04 |  | Double-Walled Flex | Pressurized
AEP INDUSTRIES INC | 1201 PINE HILL RD | GRIFFIN | Spalding | 1260127 | 3 | [5 empty] | Currently in Use | Other | 6393 | Bare Steel | 1972-05-17 |  | Bare Steel | Suction (American)
AEP INDUSTRIES INC | 1201 PINE HILL RD | GRIFFIN | Spalding | 1260127 | 18 | [5 empty] | Removed from Ground | Other | 22000 | Bare Steel | 1980-05-16 | 1997-03-22 | Bare Steel | Suction (American)
FORMER TENNECO STATION | 1616 NORTH EXPRESSWAY | GRIFFIN | Spalding | 10002106 | 1 |  |  | FALSE |  | FALSE | Closed in Ground |  | 0 | Unknown |  | 1899-12-31
Griffin Marathon | 301 Wilson Road | GRIFFIN | Spalding | 10001529 | 3 | Ball Float | 2008-02-01 | FALSE | 2008-02-01 | FALSE | Currently in Use | Diesel | 8000 | Epoxy | 2008-02-01 |  | Fiberglass Reinforced Plastic | Pressurized
10TH & TAYLOR BP | 401 WEST TAYLOR ST | GRIFFIN | Spalding | 9126016 | 3 | Ball Float | 1989-01-01 | FALSE | 1989-01-01 | FALSE | Currently in Use | Regular | 10000 | Steel-Impressed Current | 1989-01-01 |  | Steel (Impressed Current)
SHELL | 930 W TAYLOR ST | GRIFFIN | Spalding | 9126014 | 3 | Ball Float | 1998-12-01 | FALSE | 1998-12-01 | FALSE | Currently in Use | Plus | 10000 | Galvanic (STIP-3) | 1988-01-01 |  | Fiberglass Reinforced Plastic | Pressurized
AM-PM EXPRESS (15) | 1601 WILLIAMSON RD | GRIFFIN | Spalding | 9126036 | 2 | Flapper Valve | 1995-07-01 | FALSE | 1995-07-01 | FALSE | Currently in Use | Premium | 8000 | Composite | 1995-07-01 |  | Fiberglass Reinforced Plastic | Pressurized
WATSON SS | 356 N 13TH ST | GRIFFIN | Spalding | 9126037 | 3 |  |  | FALSE |  | FALSE | Closed in Ground | Empty | 2000 | Bare Steel |  |  | Galvanized Steel | Suction (American)
UNIVERSITY OF GEORGIA EXPERIMENT GRIFFIN | 1109 EXPERIMENT ST | GRIFFIN | Spalding | 1260004 | 1 | [5 empty] | Removed from Ground | Diesel | 5000 | Bare Steel | 1980-01-19 | 1999-01-21 | Galvanized Steel
ATLANTA PROCESSING CO DIV OF DAR | 877 NEW SALEM RD | GRIFFIN | Spalding | 1260001 | 2 | [5 empty] | Removed from Ground | Diesel | 8242 | Bare Steel | 1973-02-21 | 1990-01-17 | Galvanized Steel
SINGLE SOURCES ENTERPRISE LLC | 1703 N EXPRESSWAY | GRIFFIN | Spalding | 1260036 | 6 | Ball Float | 1998-05-01 | FALSE | 1998-05-01 | FALSE | Currently in Use | Diesel | 4000 | Steel-Impressed Current | 1998-05-01 |  | Fiberglass Reinforced Plastic
NORTHGATE AMOCO | 1601 NORTH EXPRESSWAY | GRIFFIN | Spalding | 1260062 | 3 | [5 empty] | Removed from Ground | Gas (Historical Use) | 10000 | Bare Steel | 1982-05-06 | 1993-02-19 | Galvanized Steel
MCINTOSH BP | 1590 NORTH EXPRESSWAY | GRIFFIN | Spalding | 1260061 | 235061 | Ball Float | 1991-06-01 | FALSE | 1991-06-01 | FALSE | Currently in Use | Kerosene | 8000 | Composite | 1992-01-01 |  | Fiberglass Reinforced Plastic
FARZANA & WILLIE MCCORD/ARTHUR | 204 N NINTH ST | GRIFFIN | Spalding | 1260054 | 1 | [5 empty] | Removed from Ground | Gas (Historical Use) | 6000 | Bare Steel | 1954-05-09 | 1999-07-28 | Galvanized Steel
GRIFFIN COUNTRY CLUB | 430 CLUB DR | GRIFFIN | Spalding | 1260107 | 3AST | [5 empty] | Removed from Ground | Diesel | 560 | Bare Steel | 1980-02-20 | 1986-12-15 | Bare Steel
DITS TOO C STORE | 2662 HIGH FALLS RD | GRIFFIN | Spalding | 1260106 | 2 | Flapper Valve | 1998-11-01 | FALSE | 1998-10-01 | FALSE | Removed from Ground | Diesel | 1000 | Steel-Impressed Current | 1971-02-22 | 2018-10-09 | Fiberglass Reinforced Plastic | Suction (American)
GRIFFIN EXPRESS | 1447 GA HWY 16 WEST | GRIFFIN | Spalding | 1260104 | 2 | Ball Float | 1997-06-01 | FALSE | 1997-06-01 | FALSE | Currently in Use | Premium | 4000 | Steel-Impressed Current | 1986-01-01 |  | Fiberglass Reinforced Plastic | Pressurized
DORSEY TRAILERS SOUTHEAST INC | 839 EVEREE INN RD | GRIFFIN | Spalding | 1260082 | 1 | [5 empty] | Permanently Out of Use - historical purposes | Gas (Historical Use) | 500 | Bare Steel | 1968-05-11 | 1899-12-31 | Unknown
MIKES SERVICE CENTER | 235 E TAYLOR ST | GRIFFIN | Spalding | 1260045 | 1 | Flapper Valve | 1996-07-06 | FALSE | 1996-07-06 | FALSE | Closed in Ground | Empty | 3000 | Steel-Impressed Current | 1955-01-01 |  | Steel (Impressed Current) | Safe Suction (Euro)
GARY PHILLIPS | 235 NORTH HILL ST | GRIFFIN | Spalding | 1260040 | 6 |  |  | FALSE |  | FALSE | Removed from Ground | Kerosene | 500 | Unknown | 2003-11-25 | 2003-11-25 | Unknown
BST/GRFNGAMR R3674 | 518 MCINTOSH RD | GRIFFIN | Spalding | 1260094 | 1 | [5 empty] | Removed from Ground | Gas (Historical Use) | 10000 | Bare Steel | 1981-01-02 | 1991-05-01 | Unknown | Pressurized
ZETELLA EXPRESS | 4289 HWY 16 W | GRIFFIN | Spalding | 1260105 | 3 | [5 empty] | Removed from Ground | Gas (Historical Use) | 2000 | Bare Steel | 1976-02-21 | 1988-10-01 | Bare Steel
Q & Q BROTHERS | 436 N EXPRESSWAY | GRIFFIN | Spalding | 1260078 | 3 | Ball Float | 1998-12-09 | FALSE | 1998-12-09 | FALSE | Currently in Use | Regular | 6000 | Fiberglass | 1971-01-01 |  | Fiberglass Reinforced Plastic | Pressurized
UNITED PARCEL SERVICE | 878 NORTH BROADWAY | GRIFFIN | Spalding | 1260066 | 2 |  |  | TRUE |  | TRUE | Removed from Ground | Used Oil | 280 | Bare Steel | 1976-05-07 | 1992-11-10 | Unknown
MCINTOSH BP | 1590 NORTH EXPRESSWAY | GRIFFIN | Spalding | 1260061 | 4 | [5 empty] | Removed from Ground | Empty | 550 | Bare Steel | 1966-05-10 | 1991-04-01 | Galvanized Steel
JERRY FOOD STORE #368 | 130 E TAYLOR ST | GRIFFIN | Spalding | 1260069 | 6 | Flapper Valve | 1994-10-21 | FALSE | 1994-10-21 | FALSE | Currently in Use | Regular | 4000 | Steel-Impressed Current | 1982-05-09 |  | Fiberglass Reinforced Plastic | Pressurized
PRYOR INDUSTRIES INC | 1234 W TAYLOR ST | GRIFFIN | Spalding | 1260063 | 1 | [5 empty] | Removed from Ground | Gas (Historical Use) | 4000 | Bare Steel | 1966-05-10 | 1988-09-30 | Galvanized Steel
MIKES SERVICE CENTER | 235 E TAYLOR ST | GRIFFIN | Spalding | 1260045 | 2 | Flapper Valve | 1996-07-06 | FALSE | 1996-07-06 | FALSE | Closed in Ground | Empty | 6000 | Steel-Impressed Current | 1985-05-01 |  | Steel (Impressed Current) | Pressurized
DUNCAN PROPERTIES INC | 2003 NORTH EXPRESSWAY | GRIFFIN | Spalding | 1260041 | 1 | [5 empty] | Removed from Ground | Gas (Historical Use) | 0 | Not Marked/Unknown | 1992-12-31 | 1992-12-31 | Not Marked
JOHNS | 133 EAST TAYLOR ST | GRIFFIN | Spalding | 1260052 | 6 | Ball Float | 1997-04-01 | FALSE | 1997-04-01 | FALSE | Currently in Use | Plus | 8000 | Steel-Impressed Current | 1978-05-03 |  | Double-Walled Fiberglass | Pressurized
JOHN HIPP FORD TRACTOR | HWY 41 BY PASS | GRIFFIN | Spalding | 1260110 | 3 | [5 empty] | Removed from Ground | Gas (Historical Use) | 560 | Bare Steel | 1976-02-21 | 1987-08-01 | Bare Steel
JOHNSON'S SERVICE STATION | 1101 MEMORIAL DR | GRIFFIN | Spalding | 1260116 | 3 | [5 empty] | Removed from Ground | Gas (Historical Use) | 1000 | Bare Steel | 1971-05-06 | 1993-01-01 | Galvanized Steel
MCINTOSH BP | 1590 NORTH EXPRESSWAY | GRIFFIN | Spalding | 1260061 | 2 | [5 empty] | Removed from Ground | Gas (Historical Use) | 6000 | Bare Steel | 1966-05-10 | 1991-04-01 | Galvanized Steel
JERRY FOOD STORE #368 | 130 E TAYLOR ST | GRIFFIN | Spalding | 1260069 | 3 | Flapper Valve | 1994-10-21 | FALSE | 1994-10-21 | FALSE | Currently in Use | Regular | 4000 | Steel-Impressed Current | 1966-05-13 |  | Fiberglass Reinforced Plastic | Pressurized
MAXS QUICK STOP | 1541 WILLIAMSON RD | GRIFFIN | Spalding | 1260047 | 1 | [5 empty] | Removed from Ground | Gas (Historical Use) | 3000 | Bare Steel | 1968-04-01 | 1990-02-15 | Galvanized Steel
DEPARTMENT OF TRANSPORTATION 103 | GA HWY 3 S | GRIFFIN | Spalding | 1260046 | 10306-1 | [5 empty] | Removed from Ground | Gas (Historical Use) | 500 | Bare Steel | 1957-01-01 | 1993-05-25 | Unknown
MIKES SERVICE CENTER | 235 E TAYLOR ST | GRIFFIN | Spalding | 1260045 | 3 | Flapper Valve | 1996-07-06 | FALSE | 1996-07-06 | FALSE | Closed in Ground | Empty | 3000 | Steel-Impressed Current | 1955-01-01 |  | Steel (Impressed Current) | Safe Suction (Euro)
PETRO ROOD MART #100 | 1602 NORTH EXPRESSWAY | GRIFFIN | Spalding | 1260050 | 4 |  | 1996-07-17 |  | 1996-07-17 |  | Removed from Ground | Diesel | 10000 | Steel-Impressed Current | 1981-05-02 | 2004-06-04 | Cathodically Protected | Pressurized
PETRO ROOD MART #100 | 1602 NORTH EXPRESSWAY | GRIFFIN | Spalding | 1260050 | 1 |  | 1996-07-17 |  | 1996-07-17 |  | Removed from Ground | Gas (Historical Use) | 10000 | Steel-Impressed Current | 1981-05-02 | 2004-06-04 | Cathodically Protected | Pressurized
JOHNS | 133 EAST TAYLOR ST | GRIFFIN | Spalding | 1260052 | 4 | Flapper Valve | 1997-04-01 | FALSE | 1997-04-01 | FALSE | Currently in Use | Premium | 8000 | Steel-Impressed Current | 1978-05-03 |  | Double-Walled Fiberglass | Pressurized
JOHNS | 133 EAST TAYLOR ST | GRIFFIN | Spalding | 1260052 | 5 | Flapper Valve | 1997-04-01 | FALSE | 1997-04-01 | FALSE | Currently in Use | Regular | 8000 | Steel-Impressed Current | 1978-05-03 |  | Double-Walled Fiberglass | Pressurized
MORTELL CO | HWY 19 | GRIFFIN | Spalding | 1260100 | 1 | [5 empty] | Removed from Ground | Gas (Historical Use) | 1000 | Bare Steel | 1986-05-08 | 1989-12-01 | Galvanized Steel
COLONIAL BAKING CO | 1141 ANNE ST | GRIFFIN | Spalding | 1260092 | 1 | [5 empty] | Closed in Ground | Gas (Historical Use) | 1000 | Bare Steel | 1970-05-11 | 1988-12-01 | Galvanized Steel
NORTHGATE AMOCO | 1601 NORTH EXPRESSWAY | GRIFFIN | Spalding | 1260062 | 5 |  |  | TRUE |  | TRUE | Removed from Ground | Used Oil | 550 | Bare Steel | 1968-05-09 | 1993-02-19 | Galvanized Steel | Gravity Fed
NORTHGATE AMOCO | 1601 NORTH EXPRESSWAY | GRIFFIN | Spalding | 1260062 | 4 | [5 empty] | Removed from Ground | Diesel | 6000 | Bare Steel | 1984-05-05 | 1993-02-19 | Galvanized Steel | Pressurized
HUNTER'S FOOD STORE | 1740 ZEBULON RD | GRIFFIN | Spalding | 1260065 | 2 | [5 empty] | Removed from Ground | Gas (Historical Use) | 6000 | Bare Steel | 1977-05-04 | 1993-03-26 | Galvanized Steel
PETRO #9 | 1639 N HILL ST | GRIFFIN | Spalding | 1260051 | 2 | Flapper Valve | 1997-10-16 | FALSE | 1997-10-16 | FALSE | Currently in Use | Plus | 8000 | Steel-Impressed Current | 1983-05-02 |  | Steel (Impressed Current) | Pressurized
JOHNS | 133 EAST TAYLOR ST | GRIFFIN | Spalding | 1260052 | 1 | Flapper Valve | 1997-04-01 | FALSE | 1997-04-01 | FALSE | Currently in Use | Regular | 8000 | Steel-Impressed Current | 1966-05-06 |  | Double-Walled Fiberglass | Pressurized
MA & PA GROCERY #101 | 1137 MERIWETHER ST | GRIFFIN | Spalding | 1260049 | 3 | Flapper Valve | 1997-09-18 | FALSE | 1997-09-18 | FALSE | Currently in Use | Premium | 8000 | Steel-Impressed Current | 1979-05-03 |  | Steel (Impressed Current) | Pressurized
GRIFFIN COUNTRY CLUB | 430 CLUB DR | GRIFFIN | Spalding | 1260107 | 2AST | [5 empty] | Currently in Use | Diesel | 560 | Bare Steel | 1982-08-01 |  | Bare Steel | Suction (American)
ZETELLA EXPRESS | 4289 HWY 16 W | GRIFFIN | Spalding | 1260105 | 1UL | Flapper Valve | 1998-12-01 |  | 1988-10-20 |  | Removed from Ground | Gas (Historical Use) | 6000 | Cathodically Protected Steel | 1985-09-10 | 2012-12-04 | Fiberglass Reinforced Plastic | Pressurized
GRIFFIN EXPRESS | 1447 GA HWY 16 WEST | GRIFFIN | Spalding | 1260104 | 1 | Ball Float | 1997-06-01 | FALSE | 1997-06-01 | FALSE | Currently in Use | Diesel | 2000 | Steel-Impressed Current | 1986-01-01 |  | Fiberglass Reinforced Plastic | Pressurized
UNITED PARCEL SERVICE | 878 NORTH BROADWAY | GRIFFIN | Spalding | 1260066 | 1 | [5 empty] | Removed from Ground | Gas (Historical Use) | 10000 | Bare Steel | 1976-05-07 | 1992-11-09 | Unknown
DAN J SMITH JR DIST INC | 630 WEST TAYLOR ST | GRIFFIN | Spalding | 1260071 | 1 | [5 empty] | Permanently Out of Use - historical purposes | Gas (Historical Use) | 1000 | Bare Steel | 1966-05-13 | 1899-12-31 | Galvanized Steel
NEWTON CROUCH INC | 890 EAST SOLOMON ST. | GRIFFIN | Spalding | 1260091 | 3 | [5 empty] | Removed from Ground | Gas (Historical Use) | 1000 | Bare Steel | 1976-05-10 | 2016-07-08 | Bare Steel
ATLANTA COCO-COLA BOTTLING CO | 410 EAST TAYLOR ST | GRIFFIN | Spalding | 1260032 | 1 | [5 empty] | Removed from Ground | Gas (Historical Use) | 10000 | Bare Steel | 1970-04-25 | 1990-02-01 | Galvanized Steel
HUNTER'S FOOD STORE | 1740 ZEBULON RD | GRIFFIN | Spalding | 1260065 | 3 | [5 empty] | Removed from Ground | Gas (Historical Use) | 6000 | Bare Steel | 1977-05-04 | 1993-03-26 | Galvanized Steel
MIKES SERVICE CENTER | 235 E TAYLOR ST | GRIFFIN | Spalding | 1260045 | 4 | Flapper Valve | 1996-07-06 | FALSE | 1996-07-06 | FALSE | Closed in Ground | Empty | 1000 | Steel-Impressed Current | 1971-02-22 |  | Steel (Impressed Current) | Safe Suction (Euro)
PETRO ROOD MART #100 | 1602 NORTH EXPRESSWAY | GRIFFIN | Spalding | 1260050 | 2 |  | 1996-07-17 |  | 1996-07-17 |  | Removed from Ground | Gas (Historical Use) | 10000 | Steel-Impressed Current | 1981-05-02 | 2004-06-04 | Cathodically Protected | Pressurized
PETRO #9 | 1639 N HILL ST | GRIFFIN | Spalding | 1260051 | 3 | Flapper Valve | 1997-10-16 | FALSE | 1997-10-16 | FALSE | Currently in Use | Premium | 8000 | Steel-Impressed Current | 1983-05-02 |  | Steel (Impressed Current) | Pressurized
BMW | 437 EAST BROADWAY | GRIFFIN | Spalding | 1260108 | 2 | [5 empty] | Removed from Ground | Gas (Historical Use) | 1000 | Bare Steel | 1971-02-22 | 1995-07-18 | Bare Steel | Suction (American)
PURE SERVICE | 1392 EXPERIMENT ST | GRIFFIN | Spalding | 1260075 | 2 |  | 1998-04-23 | FALSE | 1998-04-23 | FALSE | Removed from Ground | Gas (Historical Use) | 8083 | Steel-Impressed Current | 1966-05-13 | 2008-08-21 |  | Pressurized
NEWTON CROUCH INC | 890 EAST SOLOMON ST. | GRIFFIN | Spalding | 1260091 | 2 | [5 empty] | Removed from Ground | Gas (Historical Use) | 1000 | Bare Steel | 1976-05-10 | 2016-07-08 | Bare Steel
CLARKS GENERAL STORE | 2038 HIGH FALLS RD | GRIFFIN | Spalding | 1260072 | 3 | [5 empty] | Permanently Out of Use - historical purposes | Gas (Historical Use) | 2000 | Bare Steel | 1966-05-13 | 1899-12-31 | Galvanized Steel
EXPRESS FOOD MART | 361 N EXPRESSWAY | GRIFFIN | Spalding | 1260119 | 1 | Flapper Valve | 1998-05-01 | FALSE | 1998-05-01 | FALSE | Currently in Use | E-0 | 8000 | Steel-Impressed Current | 1985-05-02 |  | Fiberglass Reinforced Plastic | Pressurized
NORTH EXPRESSWAY SHELL #371 | 1566 N EXPRESSWAY | GRIFFIN | Spalding | 1260103 | 1 | [5 empty] | Removed from Ground | Gas (Historical Use) | 10000 | Bare Steel | 1978-05-15 | 1994-01-10 | Galvanized Steel
ZETELLA EXPRESS | 4289 HWY 16 W | GRIFFIN | Spalding | 1260105 | 4 | [5 empty] | Removed from Ground | Diesel | 1000 | Bare Steel | 1976-02-21 | 1988-10-01 | Bare Steel
TRIANGLE AMOCO | 3241 JACKSON RD | GRIFFIN | Spalding | 1260086 | 4B | Flapper Valve | 2009-08-15 | FALSE | 2009-08-15 | FALSE | Removed from Ground | Premium | 4000 | Galvanic (STIP-3) | 1996-02-01 |  | Fiberglass Reinforced Plastic | Safe Suction (Euro)
CLARKS GENERAL STORE | 2038 HIGH FALLS RD | GRIFFIN | Spalding | 1260072 | 1 | [5 empty] | Removed from Ground | Gas (Historical Use) | 560 | Bare Steel | 1966-05-13 | 2006-03-13 | Galvanized Steel
PARKWAY PANTRY | 1102 MEMORIAL DR | GRIFFIN | Spalding | 1260112 | 1U | Flapper Valve | 1998-12-01 | FALSE | 1988-10-10 | FALSE | Temporarily out of use | Regular | 4000 | Steel-Impressed Current | 1983-02-19 |  | Fiberglass Reinforced Plastic | Pressurized
PARKWAY PANTRY | 1102 MEMORIAL DR | GRIFFIN | Spalding | 1260112 | 3 | [5 empty] | Removed from Ground | Gas (Historical Use) | 2000 | Bare Steel | 1971-02-22 | 1899-12-31 | Bare Steel
PARKWAY PANTRY | 1102 MEMORIAL DR | GRIFFIN | Spalding | 1260112 | 7S | Flapper Valve | 1998-12-01 | FALSE | 1988-11-10 | FALSE | Temporarily out of use | Premium | 3000 | Steel-Impressed Current | 1988-11-10 |  | Fiberglass Reinforced Plastic | Pressurized
JOHN HIPP FORD TRACTOR | HWY 41 BY PASS | GRIFFIN | Spalding | 1260110 | 2 | [5 empty] | Removed from Ground | Gas (Historical Use) | 1000 | Bare Steel | 1981-02-19 | 1987-08-01 | Bare Steel
ZETELLA EXPRESS | 4289 HWY 16 W | GRIFFIN | Spalding | 1260105 | 2PL | Flapper Valve | 1998-12-01 |  | 1988-10-20 |  | Removed from Ground | Gas (Historical Use) | 4000 | Not Marked/Unknown | 1980-02-20 | 2012-12-04 | Fiberglass Reinforced Plastic | Pressurized
ZETELLA EXPRESS | 4289 HWY 16 W | GRIFFIN | Spalding | 1260105 | 8SUL | Flapper Valve | 1998-12-01 |  | 1988-10-20 |  | Removed from Ground | Gas (Historical Use) | 4000 | Not Marked/Unknown | 1988-10-20 | 2012-12-04 | Fiberglass Reinforced Plastic | Pressurized
Q & Q BROTHERS | 436 N EXPRESSWAY | GRIFFIN | Spalding | 1260078 | 1 | Ball Float | 1998-12-09 | FALSE | 1998-12-09 | FALSE | Currently in Use | Premium | 6000 | Fiberglass | 1971-01-01 |  | Fiberglass Reinforced Plastic | Pressurized
CARD LOT 8888 | 351 N EXPY | GRIFFIN | Spalding | 1260074 | 4 | Flapper Valve | 1998-02-10 | FALSE | 1992-07-20 | FALSE | Currently in Use | E-0 | 5000 | Steel-Impressed Current | 1992-07-20 |  | Steel (Impressed Current) | Safe Suction (Euro)
BROADWAY GROCERY #382 | 515 E BROADWAY | GRIFFIN | Spalding | 1260073 | 3 | Flapper Valve | 1998-03-14 | FALSE | 1998-03-14 | FALSE | Temporarily out of use | Plus | 10000 | Steel-Impressed Current | 1982-05-09 |  | Steel (Impressed Current) | Pressurized
TRIANGLE AMOCO | 3241 JACKSON RD | GRIFFIN | Spalding | 1260086 | 1 | [5 empty] | Closed in Ground | Gas (Historical Use) | 4000 | Bare Steel | 1970-05-09 | 1996-02-14 | Unknown
CLARKS GENERAL STORE | 2038 HIGH FALLS RD | GRIFFIN | Spalding | 1260072 | 2 | [5 empty] | Removed from Ground | Gas (Historical Use) | 560 | Bare Steel | 1966-05-13 | 2006-03-13 | Galvanized Steel
M GOLDSTEIN & SONS | 815 E SOLOMON | GRIFFIN | Spalding | 1260111 | 1 | [5 empty] | Removed from Ground | Diesel | 1000 | Bare Steel | 1976-02-21 | 1998-07-01 | Bare Steel | Safe Suction (Euro)
DITS TOO C STORE | 2662 HIGH FALLS RD | GRIFFIN | Spalding | 1260106 | 3 | Flapper Valve | 1998-11-01 | FALSE | 1998-10-01 | FALSE | Removed from Ground | Gas (Historical Use) | 1000 | Steel-Impressed Current | 1971-02-22 | 2018-10-09 | Fiberglass Reinforced Plastic | Suction (American)
PURE SERVICE | 1392 EXPERIMENT ST | GRIFFIN | Spalding | 1260075 | 1 |  | 1998-04-23 | FALSE | 1998-04-23 | FALSE | Removed from Ground | Gas (Historical Use) | 6000 | Steel-Impressed Current | 1966-05-13 | 2008-08-21 |  | Pressurized
DAN J SMITH JR DIST INC | 630 WEST TAYLOR ST | GRIFFIN | Spalding | 1260071 | 4 | [5 empty] | Permanently Out of Use - historical purposes | Kerosene | 500 | Bare Steel | 1966-05-13 | 1899-12-31 | Galvanized Steel
MAJIK MARKET 21023/81023 | 1501 OLD ATLANTA RD | GRIFFIN | Spalding | 1260131 | 2 | [5 empty] | Removed from Ground | Gas (Historical Use) | 8000 | Bare Steel | 1973-05-16 | 1990-07-24 | Galvanized Steel
BY PASS AMOCO | 1498 KALAMAZOO RD | GRIFFIN | Spalding | 1260129 | 1 |  | 1998-02-01 |  | 1998-02-01 |  | Removed from Ground | Gas (Historical Use) | 8000 | Steel-Impressed Current | 1971-08-02 | 2002-11-01 | Cathodically Protected | Pressurized
NORTHGATE AMOCO | 1601 NORTH EXPRESSWAY | GRIFFIN | Spalding | 1260062 | 1 | [5 empty] | Removed from Ground | Gas (Historical Use) | 4000 | Bare Steel | 1968-05-09 | 1993-02-19 | Galvanized Steel | Pressurized
BUFFALO ROCK CO. | 1145 UNIFORM RD | GRIFFIN | Spalding | 1260042 | 2 | [5 empty] | Removed from Ground | Diesel | 3000 | Bare Steel | 1981-04-24 | 1989-04-27 | Galvanized Steel
GARY PHILLIPS | 235 NORTH HILL ST | GRIFFIN | Spalding | 1260040 | 1 | [5 empty] | Removed from Ground | Gas (Historical Use) | 4000 | Bare Steel | 1961-04-27 | 2003-11-25 | Galvanized Steel | Pressurized
GARY PHILLIPS | 235 NORTH HILL ST | GRIFFIN | Spalding | 1260040 | 4 | [5 empty] | Removed from Ground | Diesel | 1000 | Bare Steel | 1961-04-27 | 2003-11-25 | Galvanized Steel | Safe Suction (Euro)
FARZANA & WILLIE MCCORD/ARTHUR | 204 N NINTH ST | GRIFFIN | Spalding | 1260054 | 3 | [5 empty] | Removed from Ground | Gas (Historical Use) | 3000 | Bare Steel | 1958-05-08 | 1999-07-28 | Galvanized Steel
JOHNSON TEXACO | 1012 W. TAYLOR | GRIFFIN | Spalding | 1260109 | 5 |  |  | TRUE |  | TRUE | Removed from Ground | Used Oil | 2000 | Bare Steel | 1986-02-18 | 2001-04-25 | Bare Steel
JOHNSON TEXACO | 1012 W. TAYLOR | GRIFFIN | Spalding | 1260109 | 4 | [5 empty] | Removed from Ground | Gas (Historical Use) | 1000 | Bare Steel | 1970-02-22 | 1990-10-01 | Bare Steel
JOHN HIPP FORD TRACTOR | HWY 41 BY PASS | GRIFFIN | Spalding | 1260110 | 1 | [5 empty] | Removed from Ground | Diesel | 560 | Bare Steel | 1979-02-20 | 1987-08-01 | Bare Steel
BMW | 437 EAST BROADWAY | GRIFFIN | Spalding | 1260108 | 3 | [5 empty] | Removed from Ground | Gas (Historical Use) | 2000 | Bare Steel | 1976-02-21 | 1995-07-18 | Bare Steel | Suction (American)
GRIFFIN EXPRESS | 1447 GA HWY 16 WEST | GRIFFIN | Spalding | 1260104 | 5 | Ball Float | 1997-06-01 | FALSE | 1997-06-01 | FALSE | Currently in Use | Regular | 4000 | Steel-Impressed Current | 1986-01-01 |  | Fiberglass Reinforced Plastic | Pressurized
GRIFFIN EXPRESS | 1447 GA HWY 16 WEST | GRIFFIN | Spalding | 1260104 | 4 | Ball Float | 1997-06-01 | FALSE | 1997-06-01 | FALSE | Currently in Use | Regular | 4000 | Steel-Impressed Current | 1986-01-01 |  | Fiberglass Reinforced Plastic | Pressurized
NORTH EXPRESSWAY SHELL #371 | 1566 N EXPRESSWAY | GRIFFIN | Spalding | 1260103 | 3 | [5 empty] | Removed from Ground | Gas (Historical Use) | 4000 | Bare Steel | 1978-05-15 | 1994-01-10 | Galvanized Steel
ZETELLA EXPRESS | 4289 HWY 16 W | GRIFFIN | Spalding | 1260105 | 7KERO | Flapper Valve | 1998-12-01 |  | 1988-10-20 |  | Removed from Ground | Kerosene | 2000 | Cathodically Protected Steel | 1988-10-20 | 2012-12-04 | Fiberglass Reinforced Plastic | Suction (American)
CARD LOT 8888 | 351 N EXPY | GRIFFIN | Spalding | 1260074 | 3 | Flapper Valve | 1998-02-10 | FALSE | 1992-07-20 | FALSE | Currently in Use | Diesel | 10000 | Steel-Impressed Current | 1992-07-20 |  | Steel (Impressed Current) | Safe Suction (Euro)
BROADWAY GROCERY #382 | 515 E BROADWAY | GRIFFIN | Spalding | 1260073 | 2 | Flapper Valve | 1998-03-14 | FALSE | 1998-03-14 | FALSE | Temporarily out of use | Regular | 10000 | Steel-Impressed Current | 1982-05-09 |  | Steel (Impressed Current) | Pressurized
CAR DEN BROTHERS WHOLESALE | 1142 ANNE ST | GRIFFIN | Spalding | 1260081 | D-1 | [5 empty] | Removed from Ground | Diesel | 990 | Bare Steel | 1970-05-09 | 1988-05-01 | Unknown
PARKWAY PANTRY | 1102 MEMORIAL DR | GRIFFIN | Spalding | 1260112 | 2P | Flapper Valve | 1998-12-01 | FALSE | 1988-10-10 | FALSE | Temporarily out of use | Plus | 4000 | Steel-Impressed Current | 1983-02-19 |  | Fiberglass Reinforced Plastic | Pressurized
GRIFFIN EXPRESS | 1447 GA HWY 16 WEST | GRIFFIN | Spalding | 1260104 | 7 | Ball Float | 1997-06-01 | FALSE | 1997-06-01 | FALSE | Currently in Use | Regular | 4000 | Steel-Impressed Current | 1986-01-01 |  | Fiberglass Reinforced Plastic | Pressurized
TRIANGLE AMOCO | 3241 JACKSON RD | GRIFFIN | Spalding | 1260086 | 3 | [5 empty] | Closed in Ground | Gas (Historical Use) | 4000 | Bare Steel | 1970-05-09 | 1996-02-14 | Unknown
WILLIAMSON QUALITY PROPERTIES LLC | 1598 WILLIAMSON RD | GRIFFIN | Spalding | 1260121 | 1 | Ball Float | 1998-01-06 | FALSE | 1998-01-06 | FALSE | Temporarily out of use | Diesel | 15000 | Steel-Impressed Current | 1981-05-03 |  | Double-Walled Fiberglass | Pressurized
PETRO #9 | 1639 N HILL ST | GRIFFIN | Spalding | 1260051 | 1 | Flapper Valve | 1997-10-16 | FALSE | 1997-10-16 | FALSE | Currently in Use | Regular | 10000 | Steel-Impressed Current | 1983-05-02 |  | Steel (Impressed Current) | Pressurized
JOHNS | 133 EAST TAYLOR ST | GRIFFIN | Spalding | 1260052 | 2 | Flapper Valve | 1997-04-01 | FALSE | 1997-04-01 | FALSE | Currently in Use | Plus | 5000 | Steel-Impressed Current | 1966-05-06 |  | Double-Walled Fiberglass | Pressurized
MA & PA GROCERY #101 | 1137 MERIWETHER ST | GRIFFIN | Spalding | 1260049 | 4 | Flapper Valve | 1997-09-18 | FALSE | 1997-09-18 | FALSE | Currently in Use | Diesel | 8000 | Steel-Impressed Current | 1979-05-03 |  | Steel (Impressed Current) | Pressurized
PURE SERVICE | 1392 EXPERIMENT ST | GRIFFIN | Spalding | 1260075 | 3 |  | 1998-04-23 | FALSE | 1998-04-23 | FALSE | Removed from Ground | Gas (Historical Use) | 8083 | Steel-Impressed Current | 1966-05-13 | 2008-08-21 |  | Pressurized
BROADWAY GROCERY #382 | 515 E BROADWAY | GRIFFIN | Spalding | 1260073 | 1 | Flapper Valve | 1998-03-14 | FALSE | 1998-03-14 | FALSE | Temporarily out of use | Premium | 5000 | Steel-Impressed Current | 1982-05-09 |  | Steel (Impressed Current) | Pressurized
DAN J SMITH JR DIST INC | 630 WEST TAYLOR ST | GRIFFIN | Spalding | 1260071 | 2 | [5 empty] | Permanently Out of Use - historical purposes | Gas (Historical Use) | 1000 | Bare Steel | 1966-05-13 | 1899-12-31 | Galvanized Steel
CAR DEN BROTHERS WHOLESALE | 1142 ANNE ST | GRIFFIN | Spalding | 1260081 | G-1 | [5 empty] | Removed from Ground | Gas (Historical Use) | 2000 | Bare Steel | 1975-05-08 | 1988-05-01 | Unknown
CLARKS GENERAL STORE | 2038 HIGH FALLS RD | GRIFFIN | Spalding | 1260072 | 4 | [5 empty] | Permanently Out of Use - historical purposes | Gas (Historical Use) | 1000 | Bare Steel | 1966-05-13 | 1899-12-31 | Galvanized Steel
CLARKS GENERAL STORE | 2038 HIGH FALLS RD | GRIFFIN | Spalding | 1260072 | 5 | [5 empty] | Permanently Out of Use - historical purposes | Diesel | 1000 | Bare Steel | 1966-05-13 | 1899-12-31 | Galvanized Steel
EXPRESS FOOD MART | 361 N EXPRESSWAY | GRIFFIN | Spalding | 1260119 | 2 | Flapper Valve | 1998-05-01 | FALSE | 1998-05-01 | FALSE | Currently in Use | Regular | 8000 | Steel-Impressed Current | 1985-05-02 |  | Fiberglass Reinforced Plastic | Pressurized
BUFFALO ROCK CO. | 1145 UNIFORM RD | GRIFFIN | Spalding | 1260042 | 1 | [5 empty] | Removed from Ground | Gas (Historical Use) | 1000 | Bare Steel | 1981-04-24 | 1989-04-27 | Galvanized Steel
PETRO #9 | 1639 N HILL ST | GRIFFIN | Spalding | 1260051 | 4 | Flapper Valve | 1997-10-16 | FALSE | 1997-10-16 | FALSE | Currently in Use | Diesel | 2000 | Steel-Impressed Current | 1976-05-03 |  | Steel (Impressed Current) | Suction (American)
MA & PA GROCERY #101 | 1137 MERIWETHER ST | GRIFFIN | Spalding | 1260049 | 1 | Ball Float | 1997-09-18 | FALSE | 1997-09-18 | FALSE | Currently in Use | Regular | 10000 | Steel-Impressed Current | 1982-05-02 |  | Steel (Impressed Current) | Pressurized
BST/GRIFFIN CO/R2161 | 232 S HILL ST | GRIFFIN | Spalding | 1260093 | 3 | Flapper Valve | 1994-09-25 | FALSE | 1994-09-25 | FALSE | Currently in Use | Diesel | 6000 | Fiberglass Double Walled | 1994-09-25 |  | Double-Walled Fiberglass | Suction (American)
DITS TOO C STORE | 2662 HIGH FALLS RD | GRIFFIN | Spalding | 1260106 | 1 | Flapper Valve | 1998-11-01 | FALSE | 1998-10-01 | FALSE | Removed from Ground | Kerosene | 1000 | Steel-Impressed Current | 1971-02-22 | 2018-10-09 | Fiberglass Reinforced Plastic | Suction (American)
JOHNSON TEXACO | 1012 W. TAYLOR | GRIFFIN | Spalding | 1260109 | 2 | [5 empty] | Removed from Ground | Gas (Historical Use) | 1000 | Bare Steel | 1970-02-22 | 1990-10-01 | Bare Steel
ZETELLA EXPRESS | 4289 HWY 16 W | GRIFFIN | Spalding | 1260105 | 6DC | Flapper Valve | 1998-12-01 |  | 1988-10-20 |  | Removed from Ground | Diesel | 2000 | Cathodically Protected Steel | 1988-10-20 | 2012-12-04 | Fiberglass Reinforced Plastic | Pressurized
GRIFFIN EXPRESS | 1447 GA HWY 16 WEST | GRIFFIN | Spalding | 1260104 | 3 | Ball Float | 1997-06-01 | FALSE | 1997-06-01 | FALSE | Currently in Use | Premium | 4000 | Steel-Impressed Current | 1986-01-01 |  | Fiberglass Reinforced Plastic | Pressurized
DORSEY TRAILERS SOUTHEAST INC | 839 EVEREE INN RD | GRIFFIN | Spalding | 1260082 | 2 |  |  | TRUE |  | TRUE | Permanently Out of Use - historical purposes | Used Oil | 3000 | Bare Steel | 1968-05-11 | 1899-12-31 | Unknown
JOHNSON'S SERVICE STATION | 1101 MEMORIAL DR | GRIFFIN | Spalding | 1260116 | 2 | [5 empty] | Removed from Ground | Gas (Historical Use) | 1000 | Bare Steel | 1971-05-06 | 1993-01-01 | Galvanized Steel
VARNADOES GROCERY | 4471 W MCINTOSH RD | GRIFFIN | Spalding | 1260130 | 2 |  | 1998-11-01 |  | 1998-11-01 |  | Closed in Ground | Gas (Historical Use) | 4000 | Cathodically Protected Steel | 1986-01-01 | 2010-06-23 | Cathodically Protected | Safe Suction (Euro)
NEWTON CROUCH INC | 890 EAST SOLOMON ST. | GRIFFIN | Spalding | 1260091 | 1 | [5 empty] | Removed from Ground | Gas (Historical Use) | 1000 | Bare Steel | 1976-05-10 | 1986-05-08 | Bare Steel
TRIANGLE AMOCO | 3241 JACKSON RD | GRIFFIN | Spalding | 1260086 | 2 | [5 empty] | Removed from Ground | Gas (Historical Use) | 3000 | Bare Steel | 1970-05-09 | 1996-02-14 | Unknown
VARNADOES GROCERY | 4471 W MCINTOSH RD | GRIFFIN | Spalding | 1260130 | 3 |  | 1998-11-01 |  | 1998-11-01 |  | Closed in Ground | Gas (Historical Use) | 4000 | Cathodically Protected Steel | 1986-01-01 | 2010-06-23 | Cathodically Protected | Safe Suction (Euro)
MAJIK MARKET 21023/81023 | 1501 OLD ATLANTA RD | GRIFFIN | Spalding | 1260131 | 1 | [5 empty] | Removed from Ground | Gas (Historical Use) | 8000 | Bare Steel | 1973-05-16 | 1990-07-24 | Galvanized Steel
ATLANTA RENT-A-CAR | 324 W TAYLOR STREET | GRIFFIN | Spalding | 9126075 | 5 | [5 empty] | Removed from Ground | Other | 550 | Not Marked/Unknown | 1996-05-13 | 1996-05-13 | Not Marked
N/A | 915 MCDONOUGH RD | GRIFFIN | Spalding | 10000229 | 2 |  | 1974-01-01 | FALSE | 1974-01-01 | FALSE | Removed from Ground | Gas (Historical Use) | 3000 | Bare Steel | 1974-01-01 | 2002-01-01 | Galvanized Steel | Pressurized
CARD LOT 8888 | 351 N EXPY | GRIFFIN | Spalding | 1260074 | 1 | Flapper Valve | 1998-02-10 | FALSE | 1992-07-20 | FALSE | Currently in Use | Regular | 10000 | Steel-Impressed Current | 1985-05-12 |  | Steel (Impressed Current) | Safe Suction (Euro)
NORTH EXPRESSWAY SHELL #371 | 1566 N EXPRESSWAY | GRIFFIN | Spalding | 1260103 | 4 | Flapper Valve | 1998-03-01 | FALSE | 1998-03-01 | FALSE | Currently in Use | Premium | 10000 | Epoxy | 1998-02-01 |  | Fiberglass Reinforced Plastic | Pressurized
ZETELLA EXPRESS | 4289 HWY 16 W | GRIFFIN | Spalding | 1260105 | 5 | [5 empty] | Removed from Ground | Kerosene | 1000 | Bare Steel | 1976-02-21 | 1988-10-01 | Bare Steel
Q & Q BROTHERS | 436 N EXPRESSWAY | GRIFFIN | Spalding | 1260078 | 2 | Ball Float | 1998-12-09 | FALSE | 1998-12-09 | FALSE | Currently in Use | Regular | 6000 | Fiberglass | 1971-01-01 |  | Fiberglass Reinforced Plastic | Pressurized
PARKWAY PANTRY | 1102 MEMORIAL DR | GRIFFIN | Spalding | 1260112 | 8D | Flapper Valve | 1998-12-01 | FALSE | 1988-11-10 | FALSE | Temporarily out of use | Diesel | 2000 | Steel-Impressed Current | 1988-11-10 |  | Fiberglass Reinforced Plastic | Suction (American)
WILLIS OIL CO | 125 SEARCY AVE | GRIFFIN | Spalding | 1260080 | 1 | [5 empty] | Removed from Ground | Diesel | 6000 | Bare Steel | 1965-05-10 | 1988-11-01 | Galvanized Steel
EXPRESS FOOD MART | 361 N EXPRESSWAY | GRIFFIN | Spalding | 1260119 | 4 | Flapper Valve | 1998-05-01 | FALSE | 1998-05-01 | FALSE | Temporarily out of use | Diesel | 6000 | Steel-Impressed Current | 1985-05-02 |  | Fiberglass Reinforced Plastic | Pressurized
VARNADOES GROCERY | 4471 W MCINTOSH RD | GRIFFIN | Spalding | 1260130 | 1 |  | 1998-11-01 |  | 1998-11-01 |  | Closed in Ground | Gas (Historical Use) | 4000 | Cathodically Protected Steel | 1986-01-01 | 2010-06-23 | Cathodically Protected | Safe Suction (Euro)
NORTH EXPRESSWAY SHELL #371 | 1566 N EXPRESSWAY | GRIFFIN | Spalding | 1260103 | 2 | [5 empty] | Removed from Ground | Gas (Historical Use) | 10000 | Bare Steel | 1978-05-15 | 1994-01-10 | Galvanized Steel
TRIANGLE AMOCO | 3241 JACKSON RD | GRIFFIN | Spalding | 1260086 | 4A | Flapper Valve | 2009-08-15 | FALSE | 2009-08-15 | FALSE | Removed from Ground | Regular | 4000 | Galvanic (STIP-3) | 1996-02-01 |  | Fiberglass Reinforced Plastic | Safe Suction (Euro)
TRIANGLE AMOCO | 3241 JACKSON RD | GRIFFIN | Spalding | 1260086 | 4C | Flapper Valve | 2009-08-15 | FALSE | 2009-08-15 | FALSE | Removed from Ground | Plus | 4000 | Galvanic (STIP-3) | 1996-02-01 |  | Fiberglass Reinforced Plastic | Safe Suction (Euro)
PARKWAY PANTRY | 1102 MEMORIAL DR | GRIFFIN | Spalding | 1260112 | 5 | [5 empty] | Removed from Ground | Diesel | 2000 | Bare Steel | 1971-02-22 | 1899-12-31 | Bare Steel
PARKWAY PANTRY | 1102 MEMORIAL DR | GRIFFIN | Spalding | 1260112 | 4 | [5 empty] | Removed from Ground | Empty | 560 | Bare Steel | 1986-02-18 | 1899-12-31 | Bare Steel
JOHNSON'S SERVICE STATION | 1101 MEMORIAL DR | GRIFFIN | Spalding | 1260116 | 1 | [5 empty] | Removed from Ground | Gas (Historical Use) | 500 | Bare Steel | 1971-05-06 | 1993-01-01 | Galvanized Steel
EXPRESS FOOD MART | 361 N EXPRESSWAY | GRIFFIN | Spalding | 1260119 | 3 | Flapper Valve | 1998-05-01 | FALSE | 1998-05-01 | FALSE | Currently in Use | Diesel | 8000 | Steel-Impressed Current | 1985-05-02 |  | Fiberglass Reinforced Plastic | Pressurized
BY PASS AMOCO | 1498 KALAMAZOO RD | GRIFFIN | Spalding | 1260129 | 2 |  | 1998-02-01 |  | 1998-02-01 |  | Removed from Ground | Gas (Historical Use) | 8000 | Steel-Impressed Current | 1971-08-02 | 2002-11-01 | Cathodically Protected | Pressurized
WILLIAMSON QUALITY PROPERTIES LLC | 1598 WILLIAMSON RD | GRIFFIN | Spalding | 1260121 | 2 | [5 empty] | Removed from Ground | Other | 3000 | Bare Steel | 1981-05-03 | 1998-09-01 | Bare Steel | Suction (American)
AEP INDUSTRIES INC | 1201 PINE HILL RD | GRIFFIN | Spalding | 1260127 | 9 | [5 empty] | Currently in Use | Other | 8225 | Bare Steel | 1977-05-16 |  | Bare Steel | Suction (American)
AEP INDUSTRIES INC | 1201 PINE HILL RD | GRIFFIN | Spalding | 1260127 | 6 | [5 empty] | Currently in Use | Other | 7050 | Bare Steel | 1980-05-16 |  | Bare Steel | Suction (American)
AEP INDUSTRIES INC | 1201 PINE HILL RD | GRIFFIN | Spalding | 1260127 | 8 | [5 empty] | Currently in Use | Other | 21150 | Bare Steel | 1977-05-16 |  | Bare Steel | Suction (American)
JP SUN CITY | 2995 NORTH EXPRESSWAY | GRIFFIN | Spalding | 10001574 | 3C | Ball Float | 2011-01-10 | FALSE | 2011-01-10 | FALSE | Currently in Use | Diesel | 4000 | Composite Double Walled | 2010-12-21 |  | Double-Walled Fiberglass | Pressurized
10TH & TAYLOR BP | 401 WEST TAYLOR ST | GRIFFIN | Spalding | 9126016 | 1 | Ball Float | 1989-01-01 | FALSE | 1989-01-01 | FALSE | Currently in Use | Premium | 10000 | Steel-Impressed Current | 1989-01-01 |  | Steel (Impressed Current)
TAYLOR STREET QUICK STOP | 701 W TAYLOR ST | GRIFFIN | Spalding | 9000720 | 2 | Flapper Valve | 1998-05-01 | FALSE | 1991-06-01 | FALSE | Currently in Use | Regular | 5000 | Steel-Impressed Current | 1961-04-27 |  | Fiberglass Reinforced Plastic | Pressurized
HILL ST BUGGY BATH | 420 SOUTH HILL ST. | GRIFFIN | Spalding | 1260007 | 2 | [5 empty] | Closed in Ground | Gas (Historical Use) | 0 | Bare Steel | 1976-02-27 | 1991-01-01 | Galvanized Steel
SUPER FOODS STORES | 2529 OLD ATLANTA HWY | GRIFFIN | Spalding | 1260019 | 2 | [5 empty] | Removed from Ground | Gas (Historical Use) | 560 | Bare Steel | 1970-02-22 | 1999-02-09 | Bare Steel | Safe Suction (Euro)
SOUTHEAST TERMINAL | 643 B EAST MCINTOSH RD | GRIFFIN | Spalding | 1260017 | 1 | [5 empty] | Removed from Ground | Diesel | 1000 | Bare Steel | 1966-03-08 | 1988-11-01 | Galvanized Steel
GRIFFIN CHEVRON | 402 W TAYLOR ST | GRIFFIN | Spalding | 1260013 | 2 | [5 empty] | Removed from Ground | Gas (Historical Use) | 8000 | Fiberglass | 1985-01-14 | 1992-01-16 | Fiberglass Reinforced Plastic | Safe Suction (Euro)
GRIFFIN CHEVRON | 402 W TAYLOR ST | GRIFFIN | Spalding | 1260013 | 8 | Ball Float | 1996-08-01 | FALSE | 1996-08-01 | FALSE | Currently in Use | Regular | 8000 | Composite | 1996-07-01 |  | Fiberglass Reinforced Plastic | Pressurized
J TOUCHSTONE | 620 N 6TH ST. | GRIFFIN | Spalding | 1260037 | 2 | [5 empty] | Temporarily out of use | Gas (Historical Use) | 2000 | Bare Steel | 1959-04-28 |  | Galvanized Steel | Safe Suction (Euro)
FLOWERS THRIFT STORE WHSE. | 1639 ZEBULON RD & HWY 41 | GRIFFIN | Spalding | 1260025 | 2 | [5 empty] | Removed from Ground | Gas (Historical Use) | 10000 | Bare Steel | 1983-03-18 | 1990-08-01 | Galvanized Steel
MCINTOSH BP | 1590 NORTH EXPRESSWAY | GRIFFIN | Spalding | 1260061 | 296019 | Ball Float | 1991-06-01 | FALSE | 1991-06-01 | FALSE | Currently in Use | Premium | 10000 | Composite | 1992-01-01 |  | Fiberglass Reinforced Plastic
JERRY FOOD STORE #368 | 130 E TAYLOR ST | GRIFFIN | Spalding | 1260069 | 7 | Flapper Valve | 1994-10-21 | FALSE | 1994-10-21 | FALSE | Currently in Use | Premium | 6000 | Steel-Impressed Current | 1982-05-09 |  | Fiberglass Reinforced Plastic | Pressurized
JERRY FOOD STORE #368 | 130 E TAYLOR ST | GRIFFIN | Spalding | 1260069 | 1 | Flapper Valve | 1994-10-21 | FALSE | 1994-10-21 | FALSE | Currently in Use | Regular | 3000 | Steel-Impressed Current | 1966-05-13 |  | Fiberglass Reinforced Plastic | Pressurized
PRYOR INDUSTRIES INC | 1234 W TAYLOR ST | GRIFFIN | Spalding | 1260063 | 6 | [5 empty] | Currently in Use | Kerosene | 4000 | Bare Steel | 1978-06-06 |  | Galvanized Steel | Suction (American)
PRYOR INDUSTRIES INC | 1234 W TAYLOR ST | GRIFFIN | Spalding | 1260063 | 8 | [5 empty] | Currently in Use | Other | 250 | Bare Steel | 1986-06-06 |  | Galvanized Steel
PETRO ROOD MART #100 | 1602 NORTH EXPRESSWAY | GRIFFIN | Spalding | 1260050 | 3 |  | 1996-07-17 |  | 1996-07-17 |  | Removed from Ground | Gas (Historical Use) | 10000 | Steel-Impressed Current | 1981-05-02 | 2004-06-04 | Cathodically Protected | Pressurized
10TH & TAYLOR BP | 401 WEST TAYLOR ST | GRIFFIN | Spalding | 9126016 | 4 | Flapper Valve | 1989-01-01 | FALSE | 1989-01-01 | FALSE | Currently in Use | Diesel | 8000 | Steel-Impressed Current | 1989-01-01 |  | Steel (Impressed Current)
SHELL | 930 W TAYLOR ST | GRIFFIN | Spalding | 9126014 | 2 | Ball Float | 1998-12-01 | FALSE | 1998-12-01 | FALSE | Currently in Use | Regular | 10000 | Galvanic (STIP-3) | 1988-01-01 |  | Fiberglass Reinforced Plastic | Pressurized
TONYS | 4275 Hwy 19/41 | Hampton | Spalding | 9126010 | 3 | Ball Float | 1990-08-01 | FALSE | 1990-08-01 | FALSE | Currently in Use | Premium | 8000 | Composite | 1990-01-01 |  | Fiberglass Reinforced Plastic | Pressurized
AM-PM EXPRESS (15) | 1601 WILLIAMSON RD | GRIFFIN | Spalding | 9126036 | 1 | Flapper Valve | 1995-07-01 | FALSE | 1995-07-01 | FALSE | Currently in Use | Regular | 12000 | Composite | 1995-07-01 |  | Fiberglass Reinforced Plastic | Pressurized
OLD UNION 76 STATION | 1111 MEMORIAL DR | GRIFFIN | Spalding | 9126029 | 2 | [5 empty] | Removed from Ground | Gas (Historical Use) | 2000 | Not Marked/Unknown | 1993-02-26 | 1993-02-26 | Not Marked
QUAD A TIRE | 420 REHOBETH CH RD | GRIFFIN | Spalding | 9126039 | 2 | [5 empty] | Removed from Ground | Gas (Historical Use) | 560 | Marked Unknown | 1998-11-18 | 1998-11-18 | Unknown | Safe Suction (Euro)
WATSON SS | 356 N 13TH ST | GRIFFIN | Spalding | 9126037 | 1 |  |  | FALSE |  | FALSE | Closed in Ground | Empty | 6000 | Bare Steel |  |  | Galvanized Steel | Safe Suction (Euro)
STOP & RUN | 401 AIRPORT RD | GRIFFIN | Spalding | 9126065 | 4 | Flapper Valve | 1986-01-01 | FALSE | 1986-01-01 | FALSE | Currently in Use | Diesel | 8000 | Galvanic (STIP-3) | 1986-01-01 |  |  | Pressurized
REBELS | 2903 N EXPRESSWAY | GRIFFIN | Spalding | 9126049 | 2 | Flapper Valve | 1998-09-04 | FALSE | 1998-09-04 | FALSE | Currently in Use | Regular | 8000 | Steel-Impressed Current | 1987-08-01 |  | Fiberglass Reinforced Plastic | Pressurized
GRIFFIN CHEVRON | 898 E SOLOMON ST | GRIFFIN | Spalding | 10000725 | 1 |  |  | FALSE |  | FALSE | Removed from Ground | Gas (Historical Use) | 1000 | Unknown | 2004-09-23 | 2004-12-17 | Unknown | Suction (American)
CRONIC CHEVROLET OLDSMOBILE CADILLAC INC | TAX PARCEL 8A LAND LOT 103 | GRIFFIN | Spalding | 10000898 | 2 |  |  | FALSE |  | FALSE | Removed from Ground | Gas (Historical Use) | 560 | Bare Steel | 1920-01-01 | 1899-12-31 | Bare Steel
CARD LOT 8888 | 351 N EXPY | GRIFFIN | Spalding | 1260074 | 2 | Flapper Valve | 1998-02-10 | FALSE | 1992-07-20 | FALSE | Currently in Use | Regular | 10000 | Steel-Impressed Current | 1992-07-20 |  | Steel (Impressed Current) | Safe Suction (Euro)
DAN J SMITH JR DIST INC | 630 WEST TAYLOR ST | GRIFFIN | Spalding | 1260071 | 3 | [5 empty] | Permanently Out of Use - historical purposes | Gas (Historical Use) | 1000 | Bare Steel | 1966-05-13 | 1899-12-31 | Galvanized Steel
PARKWAY PANTRY | 1102 MEMORIAL DR | GRIFFIN | Spalding | 1260112 | 6 | [5 empty] | Removed from Ground | Empty | 1000 | Cathodically Protected Steel | 1986-02-18 | 1899-12-31 | Bare Steel
PARKWAY PANTRY | 1102 MEMORIAL DR | GRIFFIN | Spalding | 1260112 | 9K | Flapper Valve | 1998-12-01 | FALSE | 1988-11-10 | FALSE | Temporarily out of use | Kerosene | 1000 | Steel-Impressed Current | 1988-11-10 |  | Fiberglass Reinforced Plastic | Suction (American)
WILLIAMSON QUALITY PROPERTIES LLC | 1598 WILLIAMSON RD | GRIFFIN | Spalding | 1260121 | 3 |  |  | TRUE |  | TRUE | Removed from Ground | Used Oil | 1000 | Bare Steel | 1981-05-03 | 1998-09-01 | Bare Steel | Gravity Fed
CITY OF GRIFFIN | 231 EAST SOLOMON ST | GRIFFIN | Spalding | 1260022 | 2 | [5 empty] | Closed in Ground | Diesel | 0 | Bare Steel | 1986-03-07 | 1988-01-01 | Galvanized Steel
BRIDGESTONE BANDAG LLC | 801 GREENBELT PARKWAY | GRIFFIN | Spalding | 9000310 | 6 |  |  | TRUE |  | TRUE | Removed from Ground | Used Oil | 5000 | Bare Steel | 1975-01-01 | 1990-08-09 | Bare Steel
BRIDGESTONE BANDAG LLC | 801 GREENBELT PARKWAY | GRIFFIN | Spalding | 9000310 | 10 | [5 empty] | Permanently Out of Use - historical purposes | Other | 10000 | Bare Steel | 1975-01-01 | 1899-12-31 | Not Marked
BRIDGESTONE BANDAG LLC | 801 GREENBELT PARKWAY | GRIFFIN | Spalding | 9000310 | FUEL |  | 1989-12-01 |  | 1989-12-01 |  | Removed from Ground | Diesel | 15000 | Fiberglass | 1990-01-01 | 1899-12-31 | Double Walled
VJ'S INC | 1600 B WILLIAMSON ROAD | GRIFFIN | Spalding | 9126095 | 3 | Flapper Valve | 2008-03-15 | FALSE | 2008-03-15 | FALSE | Currently in Use | Diesel | 3000 | Fiberglass | 2008-03-15 |  | Double-Walled Flex | Pressurized
CHEVRON FOOD MART #96 | 1669 W MCINTOSH RD | GRIFFIN | Spalding | 9126096 | 2 | Ball Float | 1999-10-05 | FALSE | 1999-10-05 | FALSE | Currently in Use | Premium | 12000 | Epoxy | 1999-10-04 |  | Fiberglass Reinforced Plastic | Pressurized
VJ'S INC | 1600 B WILLIAMSON ROAD | GRIFFIN | Spalding | 9126095 | 2 | Flapper Valve | 2000-08-29 | FALSE | 2000-08-29 | FALSE | Currently in Use | Regular | 8000 | Fiberglass | 2000-07-14 |  | Double-Walled Flex | Pressurized
WATER & SEWER DEPARTMENT | 700 BECK ST | GRIFFIN | Spalding | 9126053 | 3 | Flapper Valve | 1995-09-09 |  | 1995-09-01 |  | Removed from Ground | Gas (Historical Use) | 6000 | Steel-Impressed Current | 1998-07-01 | 2007-09-11 | Steel (Impressed Current) | Safe Suction (Euro)
WATER & SEWER DEPARTMENT | 700 BECK ST | GRIFFIN | Spalding | 9126053 | 2 | Flapper Valve | 1995-09-01 |  | 1995-09-01 |  | Removed from Ground | Diesel | 6000 | Steel-Impressed Current | 1998-07-01 | 2007-07-23 | Steel (Impressed Current) | Safe Suction (Euro)
GA INDUSTRIES FOR THE BLIND | 235 EMLET DR | GRIFFIN | Spalding | 9126033 | 1 | [5 empty] | Removed from Ground | Gas (Historical Use) | 0 | Bare Steel | 1986-01-23 | 2005-12-08 | Galvanized Steel | Suction (American)
VJ'S INC | 1600 B WILLIAMSON ROAD | GRIFFIN | Spalding | 9126095 | 1 | Flapper Valve | 2000-08-29 | FALSE | 2000-08-29 | FALSE | Currently in Use | Premium | 12000 | Fiberglass | 2000-07-14 |  | Double-Walled Flex | Pressurized
CHEVRON FOOD MART #96 | 1669 W MCINTOSH RD | GRIFFIN | Spalding | 9126096 | 1 | Ball Float | 1999-10-05 | FALSE | 1999-10-05 | FALSE | Currently in Use | Regular | 10000 | Epoxy | 1999-10-04 |  | Fiberglass Reinforced Plastic | Pressurized
GRIFFIN WATER FILTRATION PLANT | 229 N EXPRESSWAY | GRIFFIN | Spalding | 9126061 | 4 | Flapper Valve | 1998-06-01 | FALSE | 1998-06-01 | FALSE | Currently in Use | Diesel | 1000 | Fiberglass | 1998-06-20 |  | Fiberglass Reinforced Plastic | Safe Suction (Euro)
FIRE STATION #14 (WOODROOF STATI | 4245 OLD ATLANTA RD | GRIFFIN | Spalding | 9126094 | 1 | [5 empty] | Removed from Ground | Gas (Historical Use) | 1000 | Bare Steel | 1980-01-01 | 1998-12-01 | Bare Steel | Suction (American)
JACKSON BEVERAGES INC | 915 SOUTH PINEHILL RD | GRIFFIN | Spalding | 9126013 | 1 | [5 empty] | Removed from Ground | Gas (Historical Use) | 5000 | Bare Steel | 1978-01-01 | 1899-12-31 | Galvanized Steel
GRIFFIN WATER FILTRATION PLANT | 229 N EXPRESSWAY | GRIFFIN | Spalding | 9126061 | 2 | [5 empty] | Removed from Ground | Diesel | 1000 | Bare Steel | 1998-06-01 | 1998-06-01 | Galvanized Steel | Gravity Fed
SPALDING COUNTY BLALOCK FIRE STA | 5756 NEWNAN RD | GRIFFIN | Spalding | 9126089 | 1 |  | 1998-07-01 |  | 1998-07-01 |  | Removed from Ground | Diesel | 1000 | Cathodically Protected Steel | 1976-04-01 | 2014-12-15 | Cathodically Protected | Suction (American)
JACKSON BEVERAGES INC | 915 SOUTH PINEHILL RD | GRIFFIN | Spalding | 9126013 | 3 | Flapper Valve | 1995-06-01 | FALSE | 1995-06-01 | FALSE | Removed from Ground | Diesel | 8000 | Galvanic (STIP-3) | 1995-07-01 | 2020-01-29 | Galvanized Steel | Suction (American)
MAHEERAV LLC | 1700 ZEBULON RD | GRIFFIN | Spalding | 9126005 | L235023 | Ball Float | 1990-01-01 | FALSE | 1990-01-01 | FALSE | Currently in Use | Regular | 10000 | Composite | 1990-01-01 |  | Fiberglass Reinforced Plastic
POMONA PRODUCTS CO/DIV CHEROKEE | 101 PIMIENTO AVE | GRIFFIN | Spalding | 840035 | 1 | [5 empty] | Removed from Ground | Diesel | 7000 | Bare Steel | 1998-11-01 | 1998-11-01 | Bare Steel
POMONA PRODUCTS CO/DIV CHEROKEE | 101 PIMIENTO AVE | GRIFFIN | Spalding | 840035 | 4 | [5 empty] | Removed from Ground | Diesel | 5800 | Bare Steel | 1998-11-01 | 1998-11-01 | Bare Steel
POMONA PRODUCTS CO/DIV CHEROKEE | 101 PIMIENTO AVE | GRIFFIN | Spalding | 840035 | 3 | [5 empty] | Removed from Ground | Diesel | 14500 | Bare Steel | 1998-11-01 | 1998-11-01 | Bare Steel
KIP WISE | 935 Zebulon RD | GRIFFIN | Spalding | 1260038 | 3 | Flapper Valve | 1999-05-04 | FALSE | 1999-05-04 | FALSE | Removed from Ground | Gas (Historical Use) | 3000 | Steel-Impressed Current | 1976-01-01 | 2017-10-25 | Steel (Impressed Current) | Suction (American)
GRIFFIN-SPALDING COUNTY AIRPORT | ZEBULON RD AT AIRPORT RD | GRIFFIN | Spalding | 1260055 | 2 | [5 empty] | Removed from Ground | Gas (Historical Use) | 3008 | Bare Steel | 1980-04-24 | 1992-03-16 | Galvanized Steel
QUICK STOP #372 | 1122 ZEBULON RD | GRIFFIN | Spalding | 1260070 | 2 | [5 empty] | Removed from Ground | Gas (Historical Use) | 6110 | Bare Steel | 1974-05-11 | 1899-12-31 | Galvanized Steel | Pressurized
WELLSTAR SPALDING REGIONAL HOSPITAL | 601 S 8TH ST | GRIFFIN | Spalding | 10002157 | 1 | Flapper Valve |  | FALSE | 1988-01-01 | FALSE | Closed in Ground | Diesel | 4000 | Fiberglass Double Walled | 1988-01-01 |  | Double-Walled Fiberglass | Safe Suction (Euro)
COLWELL RESIDENCE | 1440 WEST POPLAR STREET | GRIFFIN | Spalding | 10000689 | 2 |  |  | FALSE |  | FALSE | Removed from Ground | Gas (Historical Use) | 1000 | Bare Steel | 2004-04-21 | 2004-04-21
WATER & SEWER DEPARTMENT | 700 BECK ST | GRIFFIN | Spalding | 9126053 | 1 |  | 1998-06-10 |  | 1998-06-10 |  | Removed from Ground | Gas (Historical Use) | 550 | Steel-Impressed Current | 1995-12-27 | 1995-12-27 | Galvanized Steel | Suction (American)
EAST SIDE PETROLEUM INC | 1156 MERIWETHER ST | GRIFFIN | Spalding | 1260124 | 11 | [5 empty] | Removed from Ground | Diesel | 2000 | Not Marked/Unknown |  | 1899-12-31 | Not Marked
EAST SIDE PETROLEUM INC | 1156 MERIWETHER ST | GRIFFIN | Spalding | 1260124 | 9 | [5 empty] | Removed from Ground | Gas (Historical Use) | 1000 | Not Marked/Unknown | 1988-01-01 | 1988-01-01 | Not Marked
EAST SIDE PETROLEUM INC | 1156 MERIWETHER ST | GRIFFIN | Spalding | 1260124 | 8 | [5 empty] | Removed from Ground | Gas (Historical Use) | 2000 | Not Marked/Unknown |  | 1899-12-31 | Not Marked
POMONA PRODUCTS CO/DIV CHEROKEE | 101 PIMIENTO AVE | GRIFFIN | Spalding | 840035 | 2 | [5 empty] | Removed from Ground | Gas (Historical Use) | 8000 | Bare Steel | 1998-11-01 | 1998-11-01 | Bare Steel
BRIDGESTONE BANDAG LLC | 801 GREENBELT PARKWAY | GRIFFIN | Spalding | 9000310 | 8 | [5 empty] | Removed from Ground | Other | 10000 | Bare Steel | 1975-01-01 | 1989-07-27 | Bare Steel
BRIDGESTONE BANDAG LLC | 801 GREENBELT PARKWAY | GRIFFIN | Spalding | 9000310 | 9 | [5 empty] | Removed from Ground | Other | 10000 | Bare Steel | 1975-01-01 | 1989-07-27 | Bare Steel
KIP WISE | 935 Zebulon RD | GRIFFIN | Spalding | 1260038 | 1 | Flapper Valve | 1999-05-04 | FALSE | 1999-05-04 | FALSE | Removed from Ground | Empty | 8000 | Steel-Impressed Current | 1975-01-01 | 2017-10-25 | Steel (Impressed Current) | Suction (American)
CITY OF GRIFFIN | 231 EAST SOLOMON ST | GRIFFIN | Spalding | 1260022 | 5 | [5 empty] | Closed in Ground | Diesel | 0 | Bare Steel | 1986-03-07 | 1988-01-01 | Galvanized Steel
EAST SIDE PETROLEUM INC | 1156 MERIWETHER ST | GRIFFIN | Spalding | 1260124 | 13 | Flapper Valve | 1996-01-10 | FALSE | 1996-01-10 | FALSE | Currently in Use | Regular | 8200 | Galvanic (STIP-3) | 1996-01-01 |  | Fiberglass Reinforced Plastic | Pressurized
KIP WISE | 935 Zebulon RD | GRIFFIN | Spalding | 1260038 | 4 | Flapper Valve | 1999-05-04 | FALSE | 1999-05-04 | FALSE | Removed from Ground | Diesel | 3000 | Steel-Impressed Current | 1983-01-01 | 2017-10-25 | Steel (Impressed Current) | Suction (American)
GRIFFIN-SPALDING COUNTY AIRPORT | ZEBULON RD AT AIRPORT RD | GRIFFIN | Spalding | 1260055 | 1 | [5 empty] | Removed from Ground | Gas (Historical Use) | 2000 | Bare Steel | 1986-04-23 | 1992-10-01 | Unknown
EAST SIDE PETROLEUM INC | 1156 MERIWETHER ST | GRIFFIN | Spalding | 1260124 | 5 | [5 empty] | Removed from Ground | Diesel | 2000 | Not Marked/Unknown | 1976-05-10 | 1988-01-01 | Not Marked
EAST SIDE PETROLEUM INC | 1156 MERIWETHER ST | GRIFFIN | Spalding | 1260124 | 7 |  | 1992-07-07 |  | 1992-07-07 |  | Temporarily out of use | Kerosene | 8000 | Galvanic (STIP-3) | 1988-01-01 |  | Fiberglass Reinforced Plastic | Pressurized
EAST SIDE PETROLEUM INC | 1156 MERIWETHER ST | GRIFFIN | Spalding | 1260124 | 4 |  | 1992-07-07 |  | 1992-07-07 |  | Temporarily out of use | Other | 8500 | Steel-Impressed Current | 1976-05-10 |  | Fiberglass Reinforced Plastic | Pressurized
EAST SIDE PETROLEUM INC | 1160 MERIWETHER ST | GRIFFIN | Spalding | 1260089 | 6 | Flapper Valve | 1997-12-01 | FALSE | 1997-12-01 | FALSE | Currently in Use | Regular | 2500 | Fiberglass | 1997-12-01 |  | Fiberglass Reinforced Plastic | Suction (American)
EAST SIDE PETROLEUM INC | 1156 MERIWETHER ST | GRIFFIN | Spalding | 1260124 | 6 |  | 1992-07-07 | FALSE | 1992-07-07 | FALSE | Temporarily out of use | Empty | 8000 | Galvanic (STIP-3) | 1988-01-01 |  | Fiberglass Reinforced Plastic | Pressurized
SPALDING KNITTING MILLS | 324 E BROAD ST | GRIFFIN | Spalding | 1260099 | 1 | [5 empty] | Removed from Ground | Diesel | 10000 | Bare Steel | 1961-05-14 | 1899-12-31 | Galvanized Steel
HIGH FALLS | 3200 HIGH FALLS RD | GRIFFIN | Spalding | 10001526 | 2 | Ball Float | 2007-10-01 | FALSE | 2007-10-01 | FALSE | Currently in Use | Premium | 8000 | Composite Double Walled | 2007-10-01 |  | Double-Walled Fiberglass | Pressurized
PINE HILL SHELL | 1701 WILLIAMSON RD | GRIFFIN | Spalding | 10000692 | 1 | Ball Float | 2004-03-01 | FALSE | 2004-03-01 | FALSE | Currently in Use | Regular | 8000 | Composite | 2004-03-01 |  | Fiberglass Reinforced Plastic | Pressurized
BATTON JACKSON OIL CO | 802 EAST BROADWAY | GRIFFIN | Spalding | 1260002 | 1 | [5 empty] | Removed from Ground | Gas (Historical Use) | 300 | Bare Steel | 1971-02-22 | 1995-07-13 | Bare Steel | Safe Suction (Euro)
EAST SIDE PETROLEUM INC | 1156 MERIWETHER ST | GRIFFIN | Spalding | 1260124 | 2 |  | 1992-07-07 |  | 1992-07-07 |  | Removed from Ground | Gas (Historical Use) | 8500 | Bare Steel | 1976-05-10 | 1988-06-01 | Galvanized Steel | Pressurized
GRIFFIN VALERO | 390 AIRPORT ROAD | GRIFFIN | Spalding | 10001012 | 2B | Ball Float | 2005-05-04 | FALSE | 2005-05-04 | FALSE | Currently in Use | Diesel | 4000 | Epoxy | 2005-05-04 |  | Fiberglass Reinforced Plastic | Pressurized
CITY OF GRIFFIN | 231 EAST SOLOMON ST | GRIFFIN | Spalding | 1260022 | 4 | [5 empty] | Closed in Ground | Diesel | 0 | Bare Steel | 1986-03-07 | 1988-01-01 | Galvanized Steel
CITY OF GRIFFIN | 231 EAST SOLOMON ST | GRIFFIN | Spalding | 1260022 | 1 | [5 empty] | Closed in Ground | Diesel | 0 | Bare Steel | 1986-03-07 | 1988-01-01 | Galvanized Steel
CITY OF GRIFFIN | 231 EAST SOLOMON ST | GRIFFIN | Spalding | 1260022 | 7 | [5 empty] | Closed in Ground | Gas (Historical Use) | 0 | Bare Steel | 1986-03-07 | 1988-01-01 | Galvanized Steel
BATTON JACKSON OIL CO | 802 EAST BROADWAY | GRIFFIN | Spalding | 1260002 | 2 | [5 empty] | Removed from Ground | Diesel | 1000 | Bare Steel | 1971-02-22 | 1995-07-13 | Bare Steel | Safe Suction (Euro)
REEVES CLEANERS INC | 211 SOUTH 6TH ST | GRIFFIN | Spalding | 1260087 | 1 | [5 empty] | Closed in Ground | Other | 500 | Bare Steel | 1974-05-11 | 1999-01-14 | Galvanized Steel | Suction (American)
SPALDING KNITTING MILLS | 324 E BROAD ST | GRIFFIN | Spalding | 1260099 | 3 | [5 empty] | Removed from Ground | Diesel | 250 | Not Marked/Unknown |  | 1899-12-31 | Not Marked
PINE HILL SHELL | 1701 WILLIAMSON RD | GRIFFIN | Spalding | 10000692 | 3 | Ball Float | 2004-03-01 | FALSE | 2004-03-01 | FALSE | Currently in Use | Diesel | 6000 | Composite | 2004-03-01 |  | Fiberglass Reinforced Plastic | Pressurized
BRIDGESTONE BANDAG LLC | 801 GREENBELT PARKWAY | GRIFFIN | Spalding | 9000310 | 7 |  |  | TRUE |  | TRUE | Removed from Ground | Used Oil | 5000 | Bare Steel | 1975-01-01 | 1990-08-09 | Bare Steel
BRIDGESTONE BANDAG LLC | 801 GREENBELT PARKWAY | GRIFFIN | Spalding | 9000310 | 5 | [5 empty] | Removed from Ground | Diesel | 20000 | Bare Steel | 1975-01-01 | 1990-08-09 | Bare Steel
BRIDGESTONE BANDAG LLC | 801 GREENBELT PARKWAY | GRIFFIN | Spalding | 9000310 | 4 | [5 empty] | Removed from Ground | Diesel | 20000 | Bare Steel | 1975-01-01 | 1989-08-01 | Bare Steel
QUICK STOP #372 | 1122 ZEBULON RD | GRIFFIN | Spalding | 1260070 | 6 | Flapper Valve | 1993-07-30 | FALSE | 1993-07-30 | FALSE | Currently in Use | Premium | 6110 | Galvanic (STIP-3) | 1993-07-20 |  | Fiberglass Reinforced Plastic | Pressurized
UNION CAMP CORP | 1304 ARTHUR K. BOLTON PARKWAY | GRIFFIN | Spalding | 1260098 | 1 | [5 empty] | Permanently Out of Use - historical purposes | Hazardous Substance | 6000 | Composite | 1987-01-01 | 1899-12-31 | Not Marked
EZ FUEL & GROCERY | 1601 W POPLAR ST SUTIE A | GRIFFIN | Spalding | 10001584 | 1 | Ball Float | 2007-10-24 | FALSE | 2007-10-24 | FALSE | Currently in Use | Regular | 10000 | Composite Double Walled | 2007-10-24 |  | Double-Walled Fiberglass | Pressurized
BRIDGESTONE BANDAG LLC | 801 GREENBELT PARKWAY | GRIFFIN | Spalding | 9000310 | 11 | Flapper Valve |  | FALSE |  | FALSE | Closed in Ground | Used Oil | 8000 | Fiberglass Double Walled | 1990-01-01 |  |  | Pressurized
EAST SIDE PETROLEUM INC | 1156 MERIWETHER ST | GRIFFIN | Spalding | 1260124 | 10 | [5 empty] | Removed from Ground | Gas (Historical Use) | 1000 | Not Marked/Unknown |  | 1899-12-31 | Not Marked
EZ FUEL & GROCERY | 1601 W POPLAR ST SUTIE A | GRIFFIN | Spalding | 10001584 | 3 | Ball Float | 2007-10-24 | FALSE | 2007-10-24 | FALSE | Currently in Use | Diesel | 4000 | Composite Double Walled | 2007-10-24 |  | Double-Walled Fiberglass | Pressurized
J & S SALES & SERVICE | 1451 OLD ATLANTA RD | GRIFFIN | Spalding | 10000289 | 1 |  |  | FALSE |  | FALSE | Removed from Ground | Gas (Historical Use) | 500 | Unknown | 2002-08-08 | 2002-08-08
EAST SIDE PETROLEUM INC | 1156 MERIWETHER ST | GRIFFIN | Spalding | 1260124 | 16 |  | 1992-01-01 | FALSE | 1992-01-01 | FALSE | Temporarily out of use | Diesel | 8000 | Bare Steel | 1988-01-01 |  | Fiberglass Reinforced Plastic | Pressurized
EAST SIDE PETROLEUM INC | 1156 MERIWETHER ST | GRIFFIN | Spalding | 1260124 | 1 |  | 1992-07-07 |  | 1992-07-07 |  | Temporarily out of use | Diesel | 8500 | Steel-Impressed Current | 1976-05-10 |  | Fiberglass Reinforced Plastic | Pressurized
EAST SIDE PETROLEUM INC | 1156 MERIWETHER ST | GRIFFIN | Spalding | 1260124 | 14 | Flapper Valve | 1996-01-10 | FALSE | 1996-01-10 | FALSE | Currently in Use | Diesel On Road | 8200 | Galvanic (STIP-3) | 1996-01-01 |  | Fiberglass Reinforced Plastic | Pressurized
EAST SIDE PETROLEUM INC | 1160 MERIWETHER ST | GRIFFIN | Spalding | 1260089 | 3 |  | 1994-05-04 |  | 1994-05-04 |  | Removed from Ground | Gas (Historical Use) | 560 | Bare Steel | 1975-05-11 | 1997-11-01 | Galvanized Steel | Suction (American)
QUICK STOP #372 | 1122 ZEBULON RD | GRIFFIN | Spalding | 1260070 | 4 |  | 1993-07-20 |  | 1993-07-20 |  | Removed from Ground | Gas (Historical Use) | 4000 | Bare Steel | 1974-05-11 | 1899-12-31 | Galvanized Steel | Pressurized
QUICK STOP #372 | 1122 ZEBULON RD | GRIFFIN | Spalding | 1260070 | 5 | Flapper Valve | 1993-07-20 | FALSE | 1993-07-20 | FALSE | Currently in Use | Regular | 6110 | Galvanic (STIP-3) | 1993-07-20 |  | Fiberglass Reinforced Plastic | Pressurized
FORMER SIGN COMPANY | 1143 ANNE STREET | GRIFFIN | Spalding | 10001690 | 1 |  |  | FALSE |  | FALSE | Removed from Ground | Gas (Historical Use) | 1000 | Unknown | 1986-01-01 | 2009-01-23 | Galvanized Steel | Pressurized
CITY OF GRIFFIN | 231 EAST SOLOMON ST | GRIFFIN | Spalding | 1260022 | 6 | [5 empty] | Closed in Ground | Gas (Historical Use) | 0 | Bare Steel | 1986-03-07 | 1988-01-01 | Galvanized Steel
BATTON JACKSON OIL CO | 802 EAST BROADWAY | GRIFFIN | Spalding | 1260002 | 3 | [5 empty] | Removed from Ground | Empty | 1000 | Bare Steel | 1971-02-22 | 1995-07-13 | Bare Steel
EAST SIDE PETROLEUM INC | 1156 MERIWETHER ST | GRIFFIN | Spalding | 1260124 | 3 |  | 1992-07-07 |  | 1992-07-07 |  | Temporarily out of use | Gas (Historical Use) | 8500 | Steel-Impressed Current | 1976-05-10 |  | Fiberglass Reinforced Plastic | Pressurized
EAST SIDE PETROLEUM INC | 1160 MERIWETHER ST | GRIFFIN | Spalding | 1260089 | 1 |  | 1994-05-04 |  | 1994-05-04 |  | Removed from Ground | Gas (Historical Use) | 1060 | Bare Steel | 1975-05-11 | 1997-11-01 | Galvanized Steel | Suction (American)
J & S SALES & SERVICE | 1451 OLD ATLANTA RD | GRIFFIN | Spalding | 10000289 | 2 |  |  | FALSE |  | FALSE | Removed from Ground | Gas (Historical Use) | 500 | Unknown | 2002-08-08 | 2002-08-08
EZ FUEL & GROCERY | 1601 W POPLAR ST SUTIE A | GRIFFIN | Spalding | 10001584 | 2 | Ball Float | 2007-10-24 | FALSE | 2007-10-24 | FALSE | Currently in Use | Premium | 6000 | Composite Double Walled | 2007-10-24 |  | Double-Walled Fiberglass | Pressurized
CITY OF GRIFFIN | 231 EAST SOLOMON ST | GRIFFIN | Spalding | 1260022 | 3 | [5 empty] | Closed in Ground | Diesel | 0 | Bare Steel | 1986-03-07 | 1988-01-01 | Galvanized Steel
EAST SIDE PETROLEUM INC | 1160 MERIWETHER ST | GRIFFIN | Spalding | 1260089 | 2 |  | 1994-05-04 |  | 1994-05-04 |  | Removed from Ground | Gas (Historical Use) | 1060 | Bare Steel | 1975-05-11 | 1997-11-01 | Galvanized Steel | Suction (American)
STOWE WOODWARD | 1075 EVEREE INN ROAD | GRIFFIN | Spalding | 10002125 | 1 |  |  | FALSE |  | FALSE | Removed from Ground | Diesel | 10000 | Bare Steel | 1970-01-01 | 2012-06-17 | Unknown
GRIFFIN WATER FILTRATION PLANT | 229 N EXPRESSWAY | GRIFFIN | Spalding | 9126061 | 1 | [5 empty] | Removed from Ground | Diesel | 1000 | Bare Steel | 1998-06-01 | 1998-06-01 | Galvanized Steel | Gravity Fed
GRIFFIN CEMETERY | 797 MEMORIAL | GRIFFIN | Spalding | 9126063 | 1 | [5 empty] | Removed from Ground | Gas (Historical Use) | 550 | Bare Steel | 1990-01-01 | 1995-12-27 | Galvanized Steel | Suction (American)
JACKSON BEVERAGES INC | 915 SOUTH PINEHILL RD | GRIFFIN | Spalding | 9126013 | 5 |  |  | FALSE |  | FALSE | Removed from Ground | Used Oil | 550 | Unknown | 2004-10-21 | 2004-10-21 | Galvanized Steel
JACKSON BEVERAGES INC | 915 SOUTH PINEHILL RD | GRIFFIN | Spalding | 9126013 | 4 | Flapper Valve | 1995-06-01 | FALSE | 1995-06-01 | FALSE | Removed from Ground | Regular | 6000 | Galvanic (STIP-3) | 1995-07-01 | 2020-01-29 | Galvanized Steel | Suction (American)
HIGH FALLS | 3200 HIGH FALLS RD | GRIFFIN | Spalding | 10001526 | 1 | Ball Float | 2007-10-01 | FALSE | 2007-10-01 | FALSE | Currently in Use | Regular | 15000 | Composite Double Walled | 2007-10-01 |  | Double-Walled Fiberglass | Pressurized
BRIDGESTONE BANDAG LLC | 801 GREENBELT PARKWAY | GRIFFIN | Spalding | 9000310 | 3 | Flapper Valve | 1990-09-01 | FALSE | 1990-09-01 | FALSE | Currently in Use | Hazardous Substance | 15000 | Fiberglass Double Walled | 1965-05-10 |  | Double-Walled Fiberglass | Pressurized
GRIFFIN-SPALDING COUNTY AIRPORT | ZEBULON RD AT AIRPORT RD | GRIFFIN | Spalding | 1260055 | 3 | [5 empty] | Removed from Ground | Gas (Historical Use) | 6110 | Bare Steel | 1980-04-24 | 1992-03-16 | Galvanized Steel
GRIFFIN VALERO | 390 AIRPORT ROAD | GRIFFIN | Spalding | 10001012 | 1 | Ball Float | 2005-05-04 | FALSE | 2005-05-04 | FALSE | Currently in Use | Regular | 12000 | Epoxy | 2005-05-04 |  | Fiberglass Reinforced Plastic | Pressurized
KIP WISE | 935 Zebulon RD | GRIFFIN | Spalding | 1260038 | 2 | Flapper Valve | 1999-05-04 | FALSE | 1999-05-04 | FALSE | Removed from Ground | Empty | 8000 | Steel-Impressed Current | 1975-01-01 | 2017-10-25 | Steel (Impressed Current) | Suction (American)
QUICK STOP #372 | 1122 ZEBULON RD | GRIFFIN | Spalding | 1260070 | 7 |  | 1993-07-20 | FALSE | 1993-07-20 | FALSE | Currently in Use | Plus | 10000 | Galvanic (STIP-3) | 1993-07-20 |  | Fiberglass Reinforced Plastic | Pressurized
QUICK STOP #372 | 1122 ZEBULON RD | GRIFFIN | Spalding | 1260070 | 1 |  | 1993-07-20 |  | 1993-07-20 |  | Removed from Ground | Gas (Historical Use) | 6110 | Bare Steel | 1974-05-11 | 1899-12-31 | Galvanized Steel | Pressurized
HIGH FALLS | 3200 HIGH FALLS RD | GRIFFIN | Spalding | 10001526 | 3 | Ball Float | 2007-10-01 | FALSE | 2007-10-01 | FALSE | Currently in Use | Diesel | 4000 | Composite Double Walled | 2007-10-01 |  | Double-Walled Fiberglass | Pressurized
MAHEERAV LLC | 1700 ZEBULON RD | GRIFFIN | Spalding | 9126005 | L235025 | Ball Float | 1990-01-01 | FALSE | 1990-01-01 | FALSE | Currently in Use | Premium | 10000 | Composite | 1990-01-01 |  | Fiberglass Reinforced Plastic
EAST SIDE PETROLEUM INC | 1160 MERIWETHER ST | GRIFFIN | Spalding | 1260089 | 8 | Flapper Valve | 1997-12-01 | FALSE | 1997-12-01 | FALSE | Currently in Use | Diesel Off Road | 4000 | Fiberglass | 1997-12-01 |  | Fiberglass Reinforced Plastic | Pressurized
QUICK STOP #372 | 1122 ZEBULON RD | GRIFFIN | Spalding | 1260070 | 3 | [5 empty] | Removed from Ground | Gas (Historical Use) | 10000 | Bare Steel | 1974-05-11 | 1899-12-31 | Galvanized Steel | Pressurized
COLWELL RESIDENCE | 1440 WEST POPLAR STREET | GRIFFIN | Spalding | 10000689 | 1 |  |  | FALSE |  | FALSE | Removed from Ground | Gas (Historical Use) | 3000 | Bare Steel | 2004-04-21 | 2004-04-21
GRIFFIN RESERVOIR PUMPING STATIO | 4207 W MCINTOSH RD | GRIFFIN | Spalding | 9126056 | 1AST | [5 empty] | Currently in Use | Diesel | 1000 | Not Marked/Unknown |  |  | Bare Steel | Safe Suction (Euro)
EAST SIDE PETROLEUM INC | 1156 MERIWETHER ST | GRIFFIN | Spalding | 1260124 | 12 | Flapper Valve | 1996-01-10 | FALSE | 1996-01-10 | FALSE | Currently in Use | Diesel Off Road | 8200 | Galvanic (STIP-3) | 1996-01-01 |  | Fiberglass Reinforced Plastic | Pressurized
GRIFFIN WATER FILTRATION PLANT | 229 N EXPRESSWAY | GRIFFIN | Spalding | 9126061 | 3 | Flapper Valve | 1998-06-01 | FALSE | 1998-06-01 | FALSE | Currently in Use | Diesel | 1000 | Fiberglass | 1998-06-20 |  | Fiberglass Reinforced Plastic | Safe Suction (Euro)
JACKSON BEVERAGES INC | 915 SOUTH PINEHILL RD | GRIFFIN | Spalding | 9126013 | 2 | [5 empty] | Removed from Ground | Diesel | 8000 | Bare Steel | 1978-01-01 | 1899-12-31 | Galvanized Steel
MAHEERAV LLC | 1700 ZEBULON RD | GRIFFIN | Spalding | 9126005 | L221063 | Ball Float | 1990-01-01 | FALSE | 1990-01-01 | FALSE | Currently in Use | Diesel | 10000 | Composite | 1990-01-01 |  | Fiberglass Reinforced Plastic
EAST SIDE PETROLEUM INC | 1156 MERIWETHER ST | GRIFFIN | Spalding | 1260124 | 15 | Ball Float | 1996-01-10 | FALSE | 1996-01-10 | FALSE | Currently in Use | Aviaion gas/AV Gas | 8200 | Galvanic (STIP-3) | 1996-01-01 |  | Fiberglass Reinforced Plastic | Pressurized
EAST SIDE PETROLEUM INC | 1160 MERIWETHER ST | GRIFFIN | Spalding | 1260089 | 7 | Flapper Valve | 1997-12-01 | FALSE | 1997-12-01 | FALSE | Currently in Use | Diesel | 4000 | Fiberglass | 1997-12-01 |  | Fiberglass Reinforced Plastic | Pressurized
EAST SIDE PETROLEUM INC | 1160 MERIWETHER ST | GRIFFIN | Spalding | 1260089 | 5 | Flapper Valve | 1997-12-01 | FALSE | 1997-12-01 | FALSE | Currently in Use | Premium | 1000 | Fiberglass | 1997-12-01 |  | Fiberglass Reinforced Plastic | Suction (American)
EAST SIDE PETROLEUM INC | 1160 MERIWETHER ST | GRIFFIN | Spalding | 1260089 | 4 |  | 1994-05-04 |  | 1994-05-04 |  | Removed from Ground | Diesel | 560 | Bare Steel | 1975-05-11 | 1997-11-01 | Galvanized Steel | Suction (American)
SPALDING KNITTING MILLS | 324 E BROAD ST | GRIFFIN | Spalding | 1260099 | 2 | [5 empty] | Removed from Ground | Diesel | 20000 | Bare Steel | 1977-05-10 | 1899-12-31 | Copper
GRIFFIN VALERO | 390 AIRPORT ROAD | GRIFFIN | Spalding | 10001012 | 2A | Ball Float | 2005-05-04 | FALSE | 2005-05-04 | FALSE | Currently in Use | Premium | 8000 | Epoxy | 2005-05-04 |  | Fiberglass Reinforced Plastic | Pressurized
PINE HILL SHELL | 1701 WILLIAMSON RD | GRIFFIN | Spalding | 10000692 | 2 | Ball Float | 2004-03-01 | FALSE | 2004-03-01 | FALSE | Currently in Use | Premium | 8000 | Composite | 2004-03-01 |  | Fiberglass Reinforced Plastic | Pressurized
B E GROGAN #450 | 217 E TAYLOR ST | GRIFFIN | Spalding | 1260076 | 1 | Flapper Valve | 1998-09-03 |  | 1998-09-03 |  | Closed in Ground | Gas (Historical Use) | 2000 | Steel-Impressed Current | 1966-05-13 | 2011-04-21 | Steel (Impressed Current) | Safe Suction (Euro)
COLLEGE & HILL | COLLEGE & HILL | GRIFFIN | Spalding | 1260079 | 3 | [5 empty] | Removed from Ground | Gas (Historical Use) | 2000 | Bare Steel | 1956-05-12 | 1987-03-01 | Unknown
JULIAN JONES | 3060 MACON ROAD | ORCHARD HILL | Spalding | 1260084 | 3 | [5 empty] | Removed from Ground | Diesel | 4000 | Bare Steel | 1985-05-08 | 1899-12-31 | Galvanized Steel
ORCHARD HILL FOOD MART | 3016 MACON RD | Griffin | Spalding | 1260134 | 7 | Ball Float | 1990-06-01 | FALSE | 1990-06-01 | FALSE | Currently in Use | Diesel | 4000 | Composite | 1990-01-01 |  | Fiberglass Reinforced Plastic | Pressurized
ORCHARD HILL FOOD MART | 3016 MACON RD | Griffin | Spalding | 1260134 | 4 | Ball Float | 1990-06-01 | FALSE | 1990-06-01 | FALSE | Currently in Use | Regular | 8000 | Composite | 1990-01-01 |  | Fiberglass Reinforced Plastic | Pressurized
ORCHARD HILL FOOD MART | 3016 MACON RD | Griffin | Spalding | 1260134 | 1 | [5 empty] | Permanently Out of Use - historical purposes | Gas (Historical Use) | 6000 | Bare Steel | 1975-01-04 | 1899-12-31 | Galvanized Steel
ORCHARD HILL FOOD MART | 3016 MACON RD | Griffin | Spalding | 1260134 | 5 | Ball Float | 1990-06-01 | FALSE | 1990-06-01 | FALSE | Currently in Use | Plus | 8000 | Composite | 1990-01-01 |  | Fiberglass Reinforced Plastic | Pressurized
ORCHARD HILL FOOD MART | 3016 MACON RD | Griffin | Spalding | 1260134 | 2 | [5 empty] | Permanently Out of Use - historical purposes | Gas (Historical Use) | 6000 | Bare Steel | 1975-01-04 | 1899-12-31 | Galvanized Steel
CLOSED VIDEO STORE | 2956 MACON RD | ORCHARD HILL | Spalding | 9126025 | 3 | [5 empty] | Removed from Ground | Gas (Historical Use) | 600 | Bare Steel | 1960-01-01 | 1994-09-12 | Bare Steel | Suction (American)
H & R GROCERY | 3118 OLD MACON RD | ORCHARD HILL | Spalding | 9126008 | 1 | Flapper Valve | 1998-08-01 | FALSE | 1998-08-01 | FALSE | Currently in Use | Regular | 8000 | Composite | 1988-10-01 |  | Fiberglass Reinforced Plastic | Pressurized
B E GROGAN #450 | 217 E TAYLOR ST | GRIFFIN | Spalding | 1260076 | 2 | Flapper Valve | 1998-09-03 |  | 1998-09-03 |  | Closed in Ground | Gas (Historical Use) | 2000 | Steel-Impressed Current | 1966-05-13 | 2011-04-21 | Steel (Impressed Current) | Safe Suction (Euro)
HUCKABYS | 7652 Newnan RD | BROOKS | Spalding | 560009 | B | [5 empty] | Removed from Ground | Gas (Historical Use) | 1000 | Bare Steel | 1970-01-01 | 1995-08-01 | Bare Steel
COLES CORNER | 7051 NEWNAN RD | BROOKS | Spalding | 9126093 | 1B | Ball Float | 1998-10-23 | FALSE | 1998-10-23 | FALSE | Currently in Use | Premium | 4000 | Composite | 1998-10-23 |  | Double-Walled Fiberglass | Pressurized
COLES CORNER | 7051 NEWNAN RD | BROOKS | Spalding | 9126093 | 2B | Ball Float | 1998-10-23 | FALSE | 1998-10-23 | FALSE | Currently in Use | Diesel Off Road | 300 | Composite | 1998-10-23 |  | Double-Walled Fiberglass | Pressurized
HUCKABYS | 7652 Newnan RD | BROOKS | Spalding | 560009 | 2A | Ball Float | 1995-10-01 | FALSE | 1995-10-01 | FALSE | Currently in Use | Diesel | 3000 | Epoxy | 1995-10-01 |  | Fiberglass Reinforced Plastic | Pressurized
COLLEGE & HILL | COLLEGE & HILL | GRIFFIN | Spalding | 1260079 | 2 | [5 empty] | Removed from Ground | Gas (Historical Use) | 2000 | Bare Steel | 1956-05-12 | 1987-03-01 | Unknown
ORCHARD HILL FOOD MART | 3016 MACON RD | Griffin | Spalding | 1260134 | 6 | Ball Float | 1990-06-01 | FALSE | 1990-06-01 | FALSE | Currently in Use | Premium | 10000 | Composite | 1990-01-01 |  | Fiberglass Reinforced Plastic | Pressurized
CLOSED VIDEO STORE | 2956 MACON RD | ORCHARD HILL | Spalding | 9126025 | 2 | [5 empty] | Removed from Ground | Gas (Historical Use) | 1000 | Bare Steel | 1960-01-01 | 1994-09-12 | Bare Steel | Suction (American)
COLLEGE & HILL | COLLEGE & HILL | GRIFFIN | Spalding | 1260079 | 4 |  |  | TRUE |  | TRUE | Removed from Ground | Used Oil | 550 | Bare Steel | 1956-05-12 | 1987-03-01 | Unknown
HUCKABYS | 7652 Newnan RD | BROOKS | Spalding | 560009 | 1 | Ball Float | 1995-10-01 | FALSE | 1995-10-01 | FALSE | Currently in Use | Regular | 10000 | Epoxy | 1995-10-01 |  | Fiberglass Reinforced Plastic | Pressurized
B E GROGAN #450 | 217 E TAYLOR ST | GRIFFIN | Spalding | 1260076 | 3 | Flapper Valve | 1998-09-03 |  | 1998-09-03 |  | Closed in Ground | Gas (Historical Use) | 3000 | Steel-Impressed Current | 1966-05-13 | 2011-04-21 | Steel (Impressed Current) | Safe Suction (Euro)
MINIT MAN #369 | 3981 N EXPY | SUNNYSIDE | Spalding | 1260077 | 3 |  | 1994-11-22 |  | 1994-11-22 |  | Removed from Ground | Gas (Historical Use) | 6000 | Steel-Impressed Current | 1976-05-10 | 2011-10-05 | Fiberglass Reinforced Plastic | Pressurized
H & R GROCERY | 3118 OLD MACON RD | ORCHARD HILL | Spalding | 9126008 | 4 | Ball Float | 1998-08-01 | FALSE | 1998-08-01 | FALSE | Currently in Use | Diesel | 3000 | Composite | 1990-01-01 |  | Fiberglass Reinforced Plastic | Pressurized
MINIT MAN #369 | 3981 N EXPY | SUNNYSIDE | Spalding | 1260077 | 4 |  | 1994-11-22 |  | 1994-11-22 |  | Removed from Ground | Kerosene | 1000 | Steel-Impressed Current | 1985-05-08 | 2011-10-05 | Fiberglass Reinforced Plastic | Pressurized
MINIT MAN #369 | 3981 N EXPY | SUNNYSIDE | Spalding | 1260077 | 1 |  | 1994-11-22 |  | 1994-11-22 |  | Removed from Ground | Gas (Historical Use) | 10000 | Steel-Impressed Current | 1976-05-10 | 2011-10-05 | Fiberglass Reinforced Plastic | Pressurized
COLLEGE & HILL | COLLEGE & HILL | GRIFFIN | Spalding | 1260079 | 1 | [5 empty] | Removed from Ground | Gas (Historical Use) | 2000 | Bare Steel | 1956-05-12 | 1987-03-01 | Unknown
JULIAN JONES | 3060 MACON ROAD | ORCHARD HILL | Spalding | 1260084 | 1 | [5 empty] | Removed from Ground | Diesel | 10000 | Bare Steel | 1985-05-08 | 1899-12-31 | Galvanized Steel
HUCKABYS | 7652 Newnan RD | BROOKS | Spalding | 560009 | 2B | Flapper Valve | 1995-10-01 | FALSE | 1995-10-01 | FALSE | Currently in Use | Diesel Off Road | 3000 | Epoxy | 1995-10-01 |  | Fiberglass Reinforced Plastic | Suction (American)
MINIT MAN #369 | 3981 N EXPY | SUNNYSIDE | Spalding | 1260077 | 2 |  | 1994-11-22 |  | 1994-11-22 |  | Removed from Ground | Gas (Historical Use) | 6000 | Steel-Impressed Current | 1976-05-10 | 2011-10-05 | Fiberglass Reinforced Plastic | Pressurized
JULIAN JONES | 3060 MACON ROAD | ORCHARD HILL | Spalding | 1260084 | 2 | [5 empty] | Removed from Ground | Diesel | 300 | Bare Steel | 1985-05-08 | 1899-12-31 | Galvanized Steel
HUCKABYS | 7652 Newnan RD | BROOKS | Spalding | 560009 | C | [5 empty] | Removed from Ground | Gas (Historical Use) | 1000 | Bare Steel | 1970-01-01 | 1995-08-01 | Bare Steel
HUCKABYS | 7652 Newnan RD | BROOKS | Spalding | 560009 | A | [5 empty] | Removed from Ground | Gas (Historical Use) | 1000 | Bare Steel | 1970-01-01 | 1995-08-01 | Bare Steel | Safe Suction (Euro)
HUCKABYS | 7652 Newnan RD | BROOKS | Spalding | 560009 | 3 | Ball Float | 1995-10-01 | FALSE | 1995-10-01 | FALSE | Currently in Use | Premium | 8000 | Epoxy | 1995-10-01 |  | Fiberglass Reinforced Plastic | Pressurized
COLES CORNER | 7051 NEWNAN RD | BROOKS | Spalding | 9126093 | 1A | Ball Float | 1998-10-23 | FALSE | 1998-10-23 | FALSE | Currently in Use | Regular | 12000 | Composite | 1998-10-23 |  | Double-Walled Fiberglass | Pressurized
ORCHARD HILL FOOD MART | 3016 MACON RD | Griffin | Spalding | 1260134 | 3 | [5 empty] | Permanently Out of Use - historical purposes | Gas (Historical Use) | 6000 | Bare Steel | 1975-01-04 | 1899-12-31 | Galvanized Steel
CLOSED VIDEO STORE | 2956 MACON RD | ORCHARD HILL | Spalding | 9126025 | 1 | [5 empty] | Removed from Ground | Kerosene | 1000 | Bare Steel | 1960-01-01 | 1994-09-12 | Bare Steel | Suction (American)
H & R GROCERY | 3118 OLD MACON RD | ORCHARD HILL | Spalding | 9126008 | 2 | Flapper Valve | 1998-08-01 | FALSE | 1998-08-01 | FALSE | Currently in Use | Regular | 6000 | Composite | 1988-10-01 |  | Fiberglass Reinforced Plastic | Pressurized
H & R GROCERY | 3118 OLD MACON RD | ORCHARD HILL | Spalding | 9126008 | 3 | Flapper Valve | 1998-08-01 | FALSE | 1998-08-01 | FALSE | Currently in Use | Premium | 6000 | Composite | 1988-10-01 |  | Fiberglass Reinforced Plastic | Pressurized
COLES CORNER | 7051 NEWNAN RD | BROOKS | Spalding | 9126093 | 2A | Ball Float | 1998-10-23 | FALSE | 1998-10-23 | FALSE | Currently in Use | Diesel | 5000 | Composite | 1998-10-23 |  | Double-Walled Fiberglass | Pressurized
MERRYBROOK GROCERY #376 | 2928 WILLIAMSON RD | WILLIAMSON | Spalding | 1140030 | 1 | Ball Float | 1994-12-18 |  | 1994-12-18 |  | Removed from Ground | Gas (Historical Use) | 6000 | Steel-Impressed Current | 1987-01-01 | 2014-11-11 | Fiberglass Reinforced Plastic | Pressurized
MERRYBROOK GROCERY #376 | 2928 WILLIAMSON RD | WILLIAMSON | Spalding | 1140030 | 6 |  |  | FALSE |  | FALSE | Removed from Ground | Gas (Historical Use) | 300 | Bare Steel | 2015-08-27 | 2015-08-27
MERRYBROOK GROCERY #376 | 2928 WILLIAMSON RD | WILLIAMSON | Spalding | 1140030 | 8 |  |  | FALSE |  | FALSE | Removed from Ground | Gas (Historical Use) | 400 | Bare Steel | 2015-09-03 | 2015-09-03
MERRYBROOK GROCERY #376 | 2928 WILLIAMSON RD | WILLIAMSON | Spalding | 1140030 | 2 | Ball Float | 1994-12-18 | FALSE | 1994-12-18 | FALSE | Removed from Ground | Gas (Historical Use) | 6000 | Steel-Impressed Current | 1987-01-01 | 2014-11-11 | Fiberglass Reinforced Plastic | Pressurized
MERRYBROOK GROCERY #376 | 2928 WILLIAMSON RD | WILLIAMSON | Spalding | 1140030 | 3 | Ball Float | 1994-12-18 |  | 1994-12-18 |  | Removed from Ground | Gas (Historical Use) | 6000 | Steel-Impressed Current | 1987-01-01 | 2014-11-11 | Fiberglass Reinforced Plastic | Pressurized
GRIFFIN QUARRY | 978 ROVER ZETELLA RD | WILLIAMSON | Spalding | 1260053 | 1 | [5 empty] | Removed from Ground | Gas (Historical Use) | 1000 | Bare Steel | 1973-04-07 | 1996-08-26 | Galvanized Steel | Suction (American)
MERRYBROOK GROCERY #376 | 2928 WILLIAMSON RD | WILLIAMSON | Spalding | 1140030 | 4 | Flapper Valve | 2008-01-01 |  | 1994-12-18 |  | Removed from Ground | Diesel | 1000 | Steel-Impressed Current | 1987-01-01 | 2014-11-11 | Fiberglass Reinforced Plastic | Safe Suction (Euro)
MERRYBROOK GROCERY #376 | 2928 WILLIAMSON RD | WILLIAMSON | Spalding | 1140030 | 5 |  |  | FALSE |  | FALSE | Removed from Ground | Gas (Historical Use) | 600 | Bare Steel | 2015-08-27 | 2015-08-27
MERRYBROOK GROCERY #376 | 2928 WILLIAMSON RD | WILLIAMSON | Spalding | 1140030 | 7 |  |  | FALSE |  | FALSE | Removed from Ground | Gas (Historical Use) | 600 | Bare Steel | 2015-08-27 | 2015-08-27
B E GROGAN #450 | 217 E TAYLOR ST | GRIFFIN | Spalding | 1260076 | 4 |  | 1998-09-14 | TRUE | 1998-09-14 | TRUE | Closed in Ground | Used Oil | 550 | Steel-Impressed Current | 1966-05-13 | 2007-12-05 | Steel (Impressed Current) | Safe Suction (Euro)
CIRCLE K 2723331 | 3420 JACKSON RD | GRIFFIN | Spalding | 9126023 | 1 | Ball Float | 1994-03-01 | TRUE | 1994-03-01 | FALSE | Currently in Use | Regular | 10000 | Fiberglass | 1994-03-01 |  | Fiberglass Reinforced Plastic | Pressurized
ALL AMERICAN SELF STORAGE | HWY A AND 41 | HAMPTON | Spalding | 9126078 | 2 | [5 empty] | Removed from Ground | Gas (Historical Use) | 2000 | Bare Steel | 1997-06-03 | 1997-06-03 | Galvanized Steel | Safe Suction (Euro)
CIRCLE K 2723331 | 3420 JACKSON RD | GRIFFIN | Spalding | 9126023 | 2 | Ball Float | 1994-03-01 | TRUE | 1994-03-01 | FALSE | Currently in Use | Premium | 10000 | Fiberglass | 1994-03-01 |  | Fiberglass Reinforced Plastic | Pressurized
ALL AMERICAN SELF STORAGE | HWY A AND 41 | HAMPTON | Spalding | 9126078 | 4 | [5 empty] | Removed from Ground | Gas (Historical Use) | 2000 | Bare Steel | 1997-06-03 | 1997-06-03 | Galvanized Steel | Safe Suction (Euro)
GOOD LUCK VENTURES, INC | 3970 N EXPRESSWAY | SUNNYSIDE | Spalding | 9126040 | 3 | Flapper Valve |  | FALSE |  | FALSE | Currently in Use | Diesel | 4000 | Steel-Impressed Current | 1978-12-01 |  | Flex | Pressurized
GOOD LUCK VENTURES, INC | 3970 N EXPRESSWAY | SUNNYSIDE | Spalding | 9126040 | 1 | Flapper Valve |  | FALSE |  | FALSE | Currently in Use | Regular | 4000 | Steel-Impressed Current | 1978-12-01 |  | Flex | Pressurized
RaceTrac #182 | 4200 N EXPRESSWAY | HAMPTON | Spalding | 10001475 | 3 | Ball Float | 2008-01-22 | FALSE | 2008-01-22 | FALSE | Currently in Use | Diesel | 12000 | Composite Double Walled | 2008-01-22 |  | Double-Walled Fiberglass | Pressurized
RaceTrac #182 | 4200 N EXPRESSWAY | HAMPTON | Spalding | 10001475 | 6 |  |  | FALSE |  | FALSE | Currently in Use | Diesel | 12000 | Fiberglass Double Walled | 2024-01-18 |  | Double-Walled Fiberglass | Pressurized
CIRCLE K 2723331 | 3420 JACKSON RD | GRIFFIN | Spalding | 9126023 | 3 | Ball Float | 1994-03-01 | TRUE | 1994-03-01 | FALSE | Currently in Use | Kerosene | 2000 | Fiberglass | 1994-03-01 |  | Fiberglass Reinforced Plastic | Safe Suction (Euro)
RaceTrac #182 | 4200 N EXPRESSWAY | HAMPTON | Spalding | 10001475 | 4 |  |  | FALSE |  | FALSE | Currently in Use | Biodiesel | 24000 | Fiberglass Double Walled | 2024-01-18 |  | Double-Walled Fiberglass | Pressurized
RaceTrac #182 | 4200 N EXPRESSWAY | HAMPTON | Spalding | 10001475 | 5 |  |  | FALSE |  | FALSE | Currently in Use | Regular | 12000 | Fiberglass Double Walled | 2024-01-18 |  | Double-Walled Fiberglass | Pressurized
ROYAL 7 | 2790 EAST MCINTOSH RD | GRIFFIN | Spalding | 10003542 | 2B | Flapper Valve | 2023-04-25 | FALSE | 2023-01-10 | FALSE | Currently in Use | Gas (Historical Use) | 5000 | Composite Double Walled | 2022-10-17 |  | Double-Walled Fiberglass | Pressurized
RaceTrac #182 | 4200 N EXPRESSWAY | HAMPTON | Spalding | 10001475 | 2 | Ball Float | 2008-01-22 | FALSE | 2008-01-22 | FALSE | Currently in Use | Premium | 12000 | Composite Double Walled | 2008-01-22 |  | Double-Walled Fiberglass | Pressurized
ALL AMERICAN SELF STORAGE | HWY A AND 41 | HAMPTON | Spalding | 9126078 | 3 | [5 empty] | Removed from Ground | Gas (Historical Use) | 2000 | Bare Steel | 1997-06-03 | 1997-06-03 | Galvanized Steel | Safe Suction (Euro)
CHEVRON FOOD MART | 4290 NEWNAN RD | GRIFFIN | Spalding | 10003457 | 1 | Flapper Valve | 2024-01-19 | FALSE | 2023-05-10 | FALSE | Currently in Use | Regular | 15000 | Composite Double Walled | 2022-03-29 |  | Double-Walled Fiberglass | Pressurized
ROYAL 7 | 2790 EAST MCINTOSH RD | GRIFFIN | Spalding | 10003542 | 2C | Flapper Valve | 2023-04-25 | FALSE | 2023-01-10 | FALSE | Currently in Use | Diesel | 5000 | Composite Double Walled | 2022-10-17 |  | Double-Walled Fiberglass | Pressurized
GOOD LUCK VENTURES, INC | 3970 N EXPRESSWAY | SUNNYSIDE | Spalding | 9126040 | 2 | Flapper Valve |  | FALSE |  | FALSE | Currently in Use | Premium | 4000 | Steel-Impressed Current | 1978-12-01 |  | Flex | Pressurized
ROYAL 7 | 2790 EAST MCINTOSH RD | GRIFFIN | Spalding | 10003542 | 2A | Flapper Valve | 2023-04-25 | FALSE | 2023-01-10 | FALSE | Currently in Use | Gas (Historical Use) | 5000 | Composite Double Walled | 2022-10-17 |  | Double-Walled Fiberglass | Pressurized
ROYAL 7 | 2790 EAST MCINTOSH RD | GRIFFIN | Spalding | 10003542 | 1 | Flapper Valve | 2023-04-25 | FALSE | 2023-01-10 | FALSE | Currently in Use | Gas (Historical Use) | 15000 | Composite Double Walled | 2022-10-17 |  | Double-Walled Fiberglass | Pressurized
N Hill Street Intersection No. 2-Southeast Lot | 1250 N Hill Street | Griffin | Spalding | 10002699 | 1 |  |  | FALSE |  | FALSE | Removed from Ground |  |  |  |  | 2017-06-07
MERIWETHER STREET ORPHAN SITE | MERIWETHER ST | GRIFFIN | Spalding | 10002827 | 1 |  |  | FALSE |  | FALSE | Removed from Ground | Empty | 1000 | Bare Steel |  | 2018-06-08 | Bare Steel
FORMER FIRE STATION #2 | 401 N EXPRESSWAY | GRIFFIN | Spalding | 10002848 | 1 |  |  | FALSE |  | FALSE | Removed from Ground |  | 550 | Bare Steel |  | 2018-08-27 | Bare Steel
GRIFFIN COMMERCIAL PROPERTY | 141 NORTH EXPRESSWAY | GRIFFIN | Spalding | 10002777 | 1 |  |  | FALSE |  | FALSE | Removed from Ground | Gas (Historical Use) | 1000 |  |  | 2018-02-21
MERIWETHER STREET ORPHAN SITE | MERIWETHER ST | GRIFFIN | Spalding | 10002827 | 2 |  |  | FALSE |  | FALSE | Closed in Ground | Empty | 1000 | Bare Steel |  | 2018-06-28 | Bare Steel
N Hill Street Intersection No. 2-Southeast Lot | 1250 N Hill Street | Griffin | Spalding | 10002699 | 2 | [10 empty] | 2017-06-07
RaceTrac #2495 - Griffin | 1638 US Hwy 41 | GRIFFIN | Spalding | 10002984 | 5 | Overfill Alarm | 2023-10-19 | FALSE | 2023-10-19 | FALSE | Currently in Use | Biodiesel | 12000 | Fiberglass | 2023-10-19 |  | Double-Walled Fiberglass | Pressurized
RaceTrac #2495 - Griffin | 1638 US Hwy 41 | GRIFFIN | Spalding | 10002984 | 4 | Overfill Alarm | 2023-10-19 | FALSE | 2023-10-19 | FALSE | Currently in Use | Diesel | 24000 | Fiberglass | 2023-10-19 |  | Double-Walled Fiberglass | Pressurized
RaceTrac #2495 - Griffin | 1638 US Hwy 41 | GRIFFIN | Spalding | 10002984 | 6 | Overfill Alarm | 2023-10-19 | FALSE | 2023-10-19 | FALSE | Currently in Use | Diesel | 12000 | Fiberglass | 2023-10-19 |  | Double-Walled Fiberglass | Pressurized
RaceTrac #2495 - Griffin | 1638 US Hwy 41 | GRIFFIN | Spalding | 10002984 | 2A | Overfill Alarm | 2019-06-28 | FALSE |  | FALSE | Currently in Use | Diesel | 10000 | Fiberglass Double Walled | 2019-05-28 |  | Double-Walled Fiberglass | Pressurized
RaceTrac #2495 - Griffin | 1638 US Hwy 41 | GRIFFIN | Spalding | 10002984 | 3A | Overfill Alarm | 2019-06-28 | FALSE |  | FALSE | Currently in Use | E-85 | 10000 | Fiberglass Double Walled | 2019-05-28 |  | Double-Walled Fiberglass | Pressurized
RaceTrac #2495 - Griffin | 1638 US Hwy 41 | GRIFFIN | Spalding | 10002984 | 1 | Overfill Alarm | 2019-06-28 | FALSE |  | FALSE | Currently in Use | Regular | 20000 | Fiberglass Double Walled | 2019-05-28 |  | Double-Walled Fiberglass | Pressurized
RaceTrac #2495 - Griffin | 1638 US Hwy 41 | GRIFFIN | Spalding | 10002984 | 3B | Overfill Alarm | 2019-06-28 | FALSE |  | FALSE | Currently in Use | Premium | 10000 | Fiberglass Double Walled | 2019-05-28 |  | Double-Walled Fiberglass | Pressurized
RaceTrac #182 | 4200 N EXPRESSWAY | HAMPTON | Spalding | 10001475 | 1 | Ball Float | 2008-01-22 | FALSE | 2008-01-22 | FALSE | Currently in Use | Regular | 20000 | Composite Double Walled | 2008-01-22 |  | Double-Walled Fiberglass | Pressurized
GOOD LUCK VENTURES, INC | 3970 N EXPRESSWAY | SUNNYSIDE | Spalding | 9126040 | 5 | Flapper Valve |  | FALSE |  | FALSE | Temporarily out of use | Kerosene | 2000 | Steel-Impressed Current | 1981-06-01 |  | Fiberglass Reinforced Plastic | Pressurized
GRIFFIN COMMERCIAL PROPERTY | 141 NORTH EXPRESSWAY | GRIFFIN | Spalding | 10002777 | 2 |  |  | FALSE |  | FALSE | Removed from Ground | Gas (Historical Use) | 1000 |  |  | 2018-02-21
RaceTrac #2495 - Griffin | 1638 US Hwy 41 | GRIFFIN | Spalding | 10002984 | 2B | Overfill Alarm | 2019-06-28 | FALSE |  | FALSE | Currently in Use | Diesel | 10000 | Fiberglass Double Walled | 2019-05-28 |  | Double-Walled Fiberglass | Pressurized
TUGALO GAS CO INC | 1450 COLLIER ROAD | TOCCOA | Stephens | 9127024 | 3 |  |  | FALSE |  | FALSE | Removed from Ground | Gas (Historical Use) | 10000 | Bare Steel | 1973-01-01 | 1992-10-10 | Unknown
MOUNTAIN MART #1 | 4184 W CURRAHEE ST | TOCCOA | Stephens | 9127031 | 3 | Flapper Valve | 2023-11-10 | FALSE | 1998-11-10 | FALSE | Currently in Use | Diesel | 8000 | Composite | 1998-11-10 |  | Fiberglass Reinforced Plastic | Pressurized
MOUNTAIN MART #3 | 18 HWY 123 | TOCCOA | Stephens | 9127020 | 3 | Flapper Valve | 2023-10-25 | FALSE | 1999-03-01 | FALSE | Currently in Use | Premium | 6000 | Steel-Impressed Current | 1986-01-01 |  | Steel (Impressed Current) | Pressurized
MOUNTAIN MART #3 | 18 HWY 123 | TOCCOA | Stephens | 9127020 | 6B | Flapper Valve | 2023-10-25 | FALSE | 1999-03-01 | FALSE | Currently in Use | Diesel Off Road | 2000 | STIP-3/Impressed Current | 1999-03-01 |  | Fiberglass Reinforced Plastic | Safe Suction (Euro)
GREEN FOOD MART | 5820 Brookhaven Circle | TOCCOA | Stephens | 9127034 | 2 | Ball Float | 1997-04-27 | FALSE | 1997-04-27 | FALSE | Currently in Use | E-0 | 8000 | Composite | 1997-04-24 |  | Fiberglass Reinforced Plastic | Pressurized
CIRCLE M #3 | 521 BIG A RD | TOCCOA | Stephens | 690149 | 1 | [5 empty] | Removed from Ground | Empty | 4000 | Bare Steel | 1970-05-03 | 1985-12-15 | Galvanized Steel
STEPHENS COUNTY COURTHOUSE ANNEX | DOYLE ST & ALEXANDER ST | TOCCOA | Stephens | 9127041 | 1 | [5 empty] | Removed from Ground | Diesel | 0 | Not Marked/Unknown | 1999-11-08 | 1999-11-08 | Not Marked
KING'S OIL #381 | 2488 W CURRAHEE ST | TOCCOA | Stephens | 9127040 | 1 | Flapper Valve | 2000-12-01 | FALSE | 2000-12-01 | FALSE | Currently in Use | Regular | 10000 | Epoxy | 2000-12-01 |  | Fiberglass Reinforced Plastic | Pressurized
WINDSTREAM TOCCOA CENTRAL OFFICE | 166 E TUGALO ST | TOCCOA | Stephens | 9000471 | 1 | Overfill Alarm | 1989-09-01 | FALSE | 1989-09-01 | FALSE | Currently in Use | Diesel | 1000 | Fiberglass Double Walled | 1992-09-01 |  | Fiberglass Reinforced Plastic | Safe Suction (Euro)
ROYAL FOOD STORE #32 | 2668 MIZE RD | TOCCOA | Stephens | 9127036 | 2 | Ball Float | 1999-07-01 | FALSE | 1999-07-01 | FALSE | Currently in Use | Premium | 10000 | Composite | 1999-07-01 |  | Fiberglass Reinforced Plastic | Pressurized
FORMER ROBO CARWASH | US 123 & HWY 17 | TOCCOA | Stephens | 9127014 | 2 | [5 empty] | Removed from Ground | Empty | 3000 | Bare Steel | 1974-05-08 | 1995-05-15 | Galvanized Steel
POWELL & SON BP | 145 E CURRAHEE ST | TOCCOA | Stephens | 9127013 | 3 |  |  | FALSE |  | FALSE | Removed from Ground |  | 1000 | Bare Steel | 1974-04-24 | 1993-05-01 | Galvanized Steel
GREEN FOOD MART | 5820 Brookhaven Circle | TOCCOA | Stephens | 9127034 | 1 | Ball Float | 1997-04-27 | FALSE | 1997-04-27 | FALSE | Currently in Use | Regular | 10000 | Composite | 1997-04-24 |  | Fiberglass Reinforced Plastic | Pressurized
STEPHENS COUNTY LANDFILL | LIBERTY HILL RD | TOCCOA | Stephens | 9127018 | 4 | [5 empty] | Removed from Ground | Diesel | 2000 | Not Marked/Unknown | 2001-07-20 | 2001-07-20 | Not Marked
POWELL & SON BP | 145 E CURRAHEE ST | TOCCOA | Stephens | 9127013 | 5 | Flapper Valve | 1993-05-01 | FALSE | 1993-05-01 | FALSE | Currently in Use | Regular | 6000 | Galvanic (STIP-3) | 1993-05-01 |  | Fiberglass Reinforced Plastic | Safe Suction (Euro)
KING'S OIL #381 | 2488 W CURRAHEE ST | TOCCOA | Stephens | 9127040 | 3 | Flapper Valve | 2000-12-01 | FALSE | 2000-12-01 | FALSE | Currently in Use | Diesel | 10000 | Epoxy | 2000-12-01 |  | Fiberglass Reinforced Plastic | Pressurized
BUDDYS KWIK STOP | 474 BIG A ROAD SOUTH | TOCCOA | Stephens | 9127033 | 3B | Flapper Valve | 1999-07-15 | FALSE | 1999-07-15 | FALSE | Currently in Use | E-0 | 2000 | Composite | 1999-07-15 |  | Fiberglass Reinforced Plastic | Safe Suction (Euro)
CITY OF TOCCOA | 554 BRASWELL ST | TOCCOA | Stephens | 9127023 | RU | Flapper Valve | 1998-08-01 | FALSE | 1998-08-01 | FALSE | Currently in Use | Regular | 10000 | Fiberglass | 1980-03-01 |  | Steel (Impressed Current) | Safe Suction (Euro)
MOUNTAIN MART #3 | 18 HWY 123 | TOCCOA | Stephens | 9127020 | 1 | Flapper Valve | 2023-10-25 | FALSE | 1999-03-01 | FALSE | Currently in Use | Regular | 6000 | Steel-Impressed Current | 1986-01-01 |  | Steel (Impressed Current) | Pressurized
STEPHENS CO RD DEPT | 1597 SCENIC DR | TOCCOA | Stephens | 9127016 | 2 | Flapper Valve | 2012-06-27 | FALSE | 2012-06-27 | FALSE | Currently in Use | Diesel | 10000 | Fiberglass Double Walled | 2012-06-18 |  | Double-Walled Flex | Safe Suction (Euro)
FORMER ROBO CARWASH | US 123 & HWY 17 | TOCCOA | Stephens | 9127014 | 1 | [5 empty] | Removed from Ground | Empty | 3000 | Bare Steel | 1974-05-08 | 1995-05-15 | Galvanized Steel | Safe Suction (Euro)
OWENS FARM & HOME SUPPLY | 6414 MIZE RD | TOCCOA | Stephens | 9127032 | 1B | Ball Float | 1997-02-17 | FALSE | 1997-02-17 | FALSE | Currently in Use | E-0 | 2000 | Composite | 1997-02-17 |  | Fiberglass Reinforced Plastic | Pressurized
TUGALO GAS CO INC | 1450 COLLIER ROAD | TOCCOA | Stephens | 9127024 | 1 |  |  | FALSE |  | FALSE | Removed from Ground | Gas (Historical Use) | 10000 | Bare Steel | 1973-01-01 | 1992-01-01 | Unknown
STEPHENS CO RD DEPT | 1597 SCENIC DR | TOCCOA | Stephens | 9127016 | 1R | Flapper Valve | 1993-06-29 |  | 1993-06-29 |  | Removed from Ground | Diesel | 10000 | Galvanic (STIP-3) | 1993-06-29 | 2012-06-13 | Fiberglass Reinforced Plastic | Safe Suction (Euro)
POWELL & SON BP | 145 E CURRAHEE ST | TOCCOA | Stephens | 9127013 | 1 |  |  | FALSE |  | FALSE | Removed from Ground |  | 1000 | Bare Steel | 1974-04-24 | 1993-05-01 | Galvanized Steel
ROYAL FOODS #38 | 2344 East Currahee St. | TOCCOA | Stephens | 9127039 | 3 | Ball Float | 2001-08-01 | FALSE | 2001-08-01 | FALSE | Currently in Use | Diesel | 10000 | Epoxy | 2001-07-01 |  | Fiberglass Reinforced Plastic | Pressurized
CITY OF TOCCOA | 554 BRASWELL ST | TOCCOA | Stephens | 9127023 | DSL |  | 1998-03-01 | FALSE | 1998-03-01 | FALSE | Currently in Use | Diesel | 8000 | Steel-Impressed Current | 1980-03-01 |  | Steel (Impressed Current) | Safe Suction (Euro)
MOUNTAIN MART #3 | 18 HWY 123 | TOCCOA | Stephens | 9127020 | 2 | Flapper Valve | 2023-10-25 | FALSE | 1999-03-01 | FALSE | Currently in Use | Regular | 6000 | Steel-Impressed Current | 1986-01-01 |  | Steel (Impressed Current) | Pressurized
WINDSTREAM TOCCOA CENTRAL OFFICE | 166 E TUGALO ST | TOCCOA | Stephens | 9000471 | 353050-1 | [5 empty] | Removed from Ground | Other | 1000 | Bare Steel | 1983-03-07 | 1989-11-30 | Galvanized Steel
ROYAL FOODS #38 | 2344 East Currahee St. | TOCCOA | Stephens | 9127039 | 1 | Ball Float | 2001-08-01 | FALSE | 2001-08-01 | FALSE | Currently in Use | Regular | 10000 | Epoxy | 2001-07-01 |  | Fiberglass Reinforced Plastic | Pressurized
KING'S OIL #381 | 2488 W CURRAHEE ST | TOCCOA | Stephens | 9127040 | 2 | Flapper Valve | 2000-12-01 | FALSE | 2000-12-01 | FALSE | Currently in Use | Premium | 10000 | Epoxy | 2000-12-01 |  | Fiberglass Reinforced Plastic | Pressurized
OWENS FARM & HOME SUPPLY | 6414 MIZE RD | TOCCOA | Stephens | 9127032 | 2B | Flapper Valve | 1997-02-17 | FALSE | 1997-02-17 | FALSE | Currently in Use | Diesel Off Road | 2000 | Composite | 1997-02-17 |  | Fiberglass Reinforced Plastic | Pressurized
TUGALO GAS CO INC | 1450 COLLIER ROAD | TOCCOA | Stephens | 9127024 | 4 | [5 empty] | Removed from Ground | Gas (Historical Use) | 4000 | Bare Steel | 1999-05-12 | 1999-05-12 | Galvanized Steel | Suction (American)
MOUNTAIN MART #1 | 4184 W CURRAHEE ST | TOCCOA | Stephens | 9127031 | 2 | Flapper Valve | 2023-11-10 | FALSE | 1998-11-10 | FALSE | Currently in Use | Plus | 10000 | Composite | 1998-11-10 |  | Fiberglass Reinforced Plastic | Pressurized
STEPHENS CO RD DEPT | 1597 SCENIC DR | TOCCOA | Stephens | 9127016 | 2R | Flapper Valve | 1993-06-29 |  | 1993-06-29 |  | Removed from Ground | Gas (Historical Use) | 10000 | Galvanic (STIP-3) | 1989-06-18 | 2012-06-13 | Fiberglass Reinforced Plastic | Safe Suction (Euro)
STEPHENS COUNTY LANDFILL | LIBERTY HILL RD | TOCCOA | Stephens | 9127018 | 2 | [5 empty] | Removed from Ground | Diesel | 2000 | Not Marked/Unknown | 2001-07-20 | 2001-07-20 | Not Marked
WHITMAN ST COMMUNITY CENTER | WHITMAN ST | TOCCOA | Stephens | 9127012 | 1 | [5 empty] | Removed from Ground | Diesel | 2000 | Bare Steel | 1955-01-01 | 1899-12-31 | Bare Steel
ROYAL FOOD STORE #32 | 2668 MIZE RD | TOCCOA | Stephens | 9127036 | 1 | Ball Float | 1999-07-01 | FALSE | 1999-07-01 | FALSE | Currently in Use | Regular | 10000 | Composite | 1999-07-01 |  | Fiberglass Reinforced Plastic | Pressurized
STEPHENS COUNTY HOSPITAL | 163 HOSPITAL DR | TOCCOA | Stephens | 9127038 | 1 | Flapper Valve | 2000-03-01 | FALSE | 2000-03-01 | FALSE | Currently in Use | Diesel | 2000 | Fiberglass Double Walled | 2000-03-01 |  | Double-Walled Flex | Safe Suction (Euro)
ROYAL FOODS #38 | 2344 East Currahee St. | TOCCOA | Stephens | 9127039 | 2 | Ball Float | 2001-08-01 | FALSE | 2001-08-01 | FALSE | Currently in Use | Premium | 10000 | Epoxy | 2001-07-01 |  | Fiberglass Reinforced Plastic | Pressurized
CITY OF TOCCOA | 554 BRASWELL ST | TOCCOA | Stephens | 9127023 | PU | Flapper Valve | 1998-03-01 | FALSE | 1998-03-01 | FALSE | Currently in Use | Regular | 10000 | Fiberglass | 1980-03-01 |  | Steel (Impressed Current) | Safe Suction (Euro)
MOUNTAIN MART #3 | 18 HWY 123 | TOCCOA | Stephens | 9127020 | 6A | Flapper Valve | 2023-10-25 | FALSE | 1999-03-01 | FALSE | Currently in Use | Diesel | 6000 | STIP-3/Impressed Current | 1999-03-01 |  | Fiberglass Reinforced Plastic | Safe Suction (Euro)
PEERLESS COATINGS (TOCCOA) INC | LIBERTY HILL RD | TOCCOA | Stephens | 9127008 | 2 | [5 empty] | Removed from Ground | Diesel | 6000 | Bare Steel | 1984-01-01 | 1999-12-01 | Galvanized Steel
TUGALO GAS CO INC | 1450 COLLIER ROAD | TOCCOA | Stephens | 9127024 | 2 |  |  | FALSE |  | FALSE | Removed from Ground | Gas (Historical Use) | 10000 | Bare Steel | 1973-01-01 | 1992-01-01 | Unknown
POWELL & SON BP | 145 E CURRAHEE ST | TOCCOA | Stephens | 9127013 | 6 | Flapper Valve | 1993-05-01 | FALSE | 1993-04-01 | FALSE | Currently in Use | Premium | 6000 | Galvanic (STIP-3) | 1993-05-01 |  | Fiberglass Reinforced Plastic | Safe Suction (Euro)
CIRCLE M #3 | 521 BIG A RD | TOCCOA | Stephens | 690149 | 3 | [5 empty] | Removed from Ground | Empty | 4000 | Bare Steel | 1970-05-03 | 1985-12-15 | Bare Steel
BUDDYS KWIK STOP | 474 BIG A ROAD SOUTH | TOCCOA | Stephens | 9127033 | 1 | Flapper Valve | 1999-07-15 | FALSE | 1999-07-15 | FALSE | Currently in Use | Regular | 10000 | Composite | 1999-07-15 |  | Fiberglass Reinforced Plastic | Pressurized
OWENS FARM & HOME SUPPLY | 6414 MIZE RD | TOCCOA | Stephens | 9127032 | 1A | Ball Float | 1997-02-17 | FALSE | 1997-02-17 | FALSE | Currently in Use | Regular | 10000 | Composite | 1997-02-17 |  | Fiberglass Reinforced Plastic | Pressurized
ROYAL FOOD STORE #32 | 2668 MIZE RD | TOCCOA | Stephens | 9127036 | 3 | Ball Float | 1999-07-01 | FALSE | 1999-07-01 | FALSE | Currently in Use | Diesel | 10000 | Composite | 1999-07-01 |  | Fiberglass Reinforced Plastic | Pressurized
STEPHENS COUNTY LANDFILL | LIBERTY HILL RD | TOCCOA | Stephens | 9127018 | 3 | [5 empty] | Removed from Ground | Diesel | 2000 | Not Marked/Unknown | 2001-07-20 | 2001-07-20 | Not Marked
WHITLOCK MORTUARY INC | 120 ROSE LANE | TOCCOA | Stephens | 9127015 | 2 | Flapper Valve | 2001-07-14 | FALSE | 2001-07-14 | FALSE | Currently in Use | Regular | 2000 | Composite | 2001-07-14 |  | Fiberglass Reinforced Plastic | Safe Suction (Euro)
POWELL & SON BP | 145 E CURRAHEE ST | TOCCOA | Stephens | 9127013 | 2 |  |  | FALSE |  | FALSE | Removed from Ground |  | 1000 | Bare Steel | 1974-04-24 | 1993-05-01 | Galvanized Steel
POWELL & SON BP | 145 E CURRAHEE ST | TOCCOA | Stephens | 9127013 | 8 | Flapper Valve | 1993-05-01 | FALSE | 1993-05-01 | FALSE | Currently in Use | Diesel | 8000 | Galvanic (STIP-3) | 1993-05-01 |  | Fiberglass Reinforced Plastic | Safe Suction (Euro)
TUGALO CONST CO | ROCK QUARRY RD | TOCCOA | Stephens | 9127011 | 1 | [5 empty] | Removed from Ground | Diesel | 500 | Bare Steel |  | 1899-12-31 | Unknown
CIRCLE M #3 | 521 BIG A RD | TOCCOA | Stephens | 690149 | 2 | [5 empty] | Removed from Ground | Empty | 10000 | Bare Steel | 1981-04-30 | 1985-12-15 | Galvanized Steel
STEPHENS COUNTY COURTHOUSE ANNEX | DOYLE ST & ALEXANDER ST | TOCCOA | Stephens | 9127041 | 2 | [5 empty] | Removed from Ground | Gas (Historical Use) | 0 | Not Marked/Unknown | 1999-11-08 | 1999-11-08 | Not Marked
BUDDYS KWIK STOP | 474 BIG A ROAD SOUTH | TOCCOA | Stephens | 9127033 | 3A | Flapper Valve | 1999-07-15 | FALSE | 1999-07-15 | FALSE | Currently in Use | Diesel | 8000 | Composite | 1999-07-15 |  | Fiberglass Reinforced Plastic | Pressurized
OWENS FARM & HOME SUPPLY | 6414 MIZE RD | TOCCOA | Stephens | 9127032 | 2A |  |  | FALSE |  | FALSE | Currently in Use | Diesel | 10000 | Composite | 1997-02-17 |  | Fiberglass Reinforced Plastic | Pressurized
STEPHENS CO RD DEPT | 1597 SCENIC DR | TOCCOA | Stephens | 9127016 | 1 | Flapper Valve | 2012-06-27 | FALSE | 2012-06-27 | FALSE | Currently in Use | Gas (Historical Use) | 10000 | Fiberglass Double Walled | 2012-06-18 |  | Double-Walled Flex | Safe Suction (Euro)
WHITLOCK MORTUARY INC | 120 ROSE LANE | TOCCOA | Stephens | 9127015 | 1 | [5 empty] | Removed from Ground | Gas (Historical Use) | 1000 | Bare Steel | 1976-06-01 | 2001-06-04 | Galvanized Steel | Suction (American)
POWELL & SON BP | 145 E CURRAHEE ST | TOCCOA | Stephens | 9127013 | 4 |  |  | FALSE |  | FALSE | Removed from Ground |  | 1000 | Bare Steel | 1974-04-24 | 1993-05-01 | Galvanized Steel
POWELL & SON BP | 145 E CURRAHEE ST | TOCCOA | Stephens | 9127013 | 7 | Flapper Valve | 1993-05-01 | FALSE | 1993-05-01 | FALSE | Currently in Use | E-0 | 6000 | Galvanic (STIP-3) | 1993-05-01 |  | Fiberglass Reinforced Plastic | Safe Suction (Euro)
MIKES GAS | 1311 MIZE RD | TOCCOA | Stephens | 9127006 | 3 |  | 1997-02-21 |  | 1997-02-21 |  | Temporarily out of use | Gas (Historical Use) | 5000 | Steel-Impressed Current | 1984-01-01 |  | Steel (Impressed Current) | Suction (American)
RLP INVESTMENTS LLC | 1363 SWIFT STREET | TOCCOA | Stephens | 9127026 | 1 | [5 empty] | Removed from Ground | Gas (Historical Use) | 1000 | Bare Steel | 1977-01-01 | 1998-06-16 | Bare Steel | Suction (American)
ROYAS ENTERPRISES INC | 816 SOUTH BIG A RD | TOCCOA | Stephens | 9127004 | 2 | [5 empty] | Removed from Ground | Gas (Historical Use) | 8000 | Bare Steel | 1978-03-01 | 1999-01-04 | Galvanized Steel | Pressurized
JUBILEE PARTNERS GEORGIA LLC | 39 MIZE RD | TOCCOA | Stephens | 9127027 | 2 | Flapper Valve | 1998-02-01 | FALSE | 1998-02-01 | FALSE | Temporarily out of use | Gas (Historical Use) | 8000 | Steel-Impressed Current | 1998-02-01 |  | Double-Walled Fiberglass | Pressurized
MIKES GAS | 1311 MIZE RD | TOCCOA | Stephens | 9127006 | 1 |  | 1997-02-21 |  | 1997-02-21 |  | Temporarily out of use | Diesel | 2000 | Steel-Impressed Current | 1985-01-01 |  | Steel (Impressed Current) | Suction (American)
FALLS ROAD CONVENIENCE | 2646 FALLS RD | TOCCOA | Stephens | 9127001 | 3 | Ball Float | 1992-05-18 | FALSE | 1992-05-18 | FALSE | Currently in Use | Premium | 6000 | Galvanic (STIP-3) | 1992-01-01 |  | Fiberglass Reinforced Plastic | Pressurized
GA POWER-TOCCOA OPERATING HDQTRS | 210 COLLINS RD | TOCCOA | Stephens | 1270049 | 2 | [5 empty] | Closed in Ground | Gas (Historical Use) | 10000 | Marked Unknown | 1981-05-08 | 1994-03-31 | Unknown | Pressurized
FORMER FRED PAYNE GROCERY | PRATHER BRIDGE & JARRETT | TOCCOA | Stephens | 9127010 | 1 | [5 empty] | Closed in Ground | Gas (Historical Use) | 1000 | Bare Steel | 1992-01-28 | 1992-01-28 | Bare Steel
ROYAS ENTERPRISES INC | 816 SOUTH BIG A RD | TOCCOA | Stephens | 9127004 | 7A |  | 1999-10-01 | FALSE | 1999-10-01 | FALSE | Currently in Use | Diesel | 5000 | Composite | 1999-10-01 |  | Double-Walled Flex | Pressurized
HUMPHREY PLANT | HWY 123 | TOCCOA | Stephens | 9127007 | 1 | [5 empty] | Removed from Ground | Diesel | 250 | Bare Steel | 1968-01-01 | 1991-04-24 | Unknown
CIRCLE M FOOD SHOP #3 | 604 S BIG A RD | TOCCOA | Stephens | 1270037 | R |  | 1997-10-01 |  | 1997-10-01 |  | Removed from Ground | Gas (Historical Use) | 0 | Galvanic (STIP-3) | 1986-04-29 | 2007-07-03 | Secondary Containment | Pressurized
PEERLESS COATINGS (TOCCOA) INC | LIBERTY HILL RD | TOCCOA | Stephens | 9127008 | 1 | [5 empty] | Removed from Ground | Gas (Historical Use) | 3000 | Bare Steel | 1984-01-01 | 1995-06-01 | Galvanized Steel
MIKES GAS | 1311 MIZE RD | TOCCOA | Stephens | 9127006 | 2 |  | 1997-02-21 |  | 1997-02-21 |  | Temporarily out of use | Gas (Historical Use) | 4000 | Steel-Impressed Current | 1984-01-01 |  | Steel (Impressed Current) | Suction (American)
TOCCOA-CITY HALL | 203 NORTH ALEXANDER ST | TOCCOA | Stephens | 9127003 | 1 | [5 empty] | Removed from Ground | Other | 500 | Bare Steel | 1989-10-13 | 1989-10-13 | Not Marked
CIRCLE M FOOD SHOP #3 | 604 S BIG A RD | TOCCOA | Stephens | 1270037 | D |  | 1997-10-01 |  | 1997-10-01 |  | Removed from Ground | Diesel | 0 | Galvanic (STIP-3) | 1986-04-29 | 2007-07-03 | Secondary Containment | Pressurized
JUBILEE PARTNERS GEORGIA LLC | 39 MIZE RD | TOCCOA | Stephens | 9127027 | 3 |  | 1998-02-01 | FALSE | 1998-02-01 | FALSE | Temporarily out of use | Gas (Historical Use) | 8000 | Steel-Impressed Current | 1998-02-01 |  | Cathodically Protected | Pressurized
FALLS ROAD CONVENIENCE | 2646 FALLS RD | TOCCOA | Stephens | 9127001 | 2 | [5 empty] | Removed from Ground | Gas (Historical Use) | 5000 | Marked Unknown | 1991-07-25 | 1991-07-25 | Unknown
TONYS GENERAL STORE | 5349 HWY 123 | TOCCOA | Stephens | 1270042 | 2 | [5 empty] | Removed from Ground | Gas (Historical Use) | 1060 | Bare Steel | 1986-05-08 | 1997-01-15 | Galvanized Steel | Safe Suction (Euro)
D J AUTO REPAIR | 141 N BIG RD | TOCCOA | Stephens | 1270040 | 3 |  | 1998-07-29 |  | 1998-07-29 |  | Removed from Ground | Gas (Historical Use) | 5000 | Steel-Impressed Current | 1968-05-04 | 2004-02-26 | Cathodically Protected | Pressurized
GA POWER-TOCCOA OPERATING HDQTRS | 210 COLLINS RD | TOCCOA | Stephens | 1270049 | 1 | Ball Float | 1995-04-25 | FALSE | 1995-04-25 | FALSE | Removed from Ground | Diesel | 6000 | Fiberglass Double Walled | 1995-04-25 | 1995-06-01 | Fiberglass Reinforced Plastic | Pressurized
N E CRUMP GROCERY & STA | 1132 HWY 106 | TOCCOA | Stephens | 1270045 | 3 | [5 empty] | Removed from Ground | Gas (Historical Use) | 1000 | Bare Steel | 1971-05-09 | 1989-01-01 | Galvanized Steel
EXXON FOOD MART | 30 SOUTH BROAD ST | TOCCOA | Stephens | 1270083 | 5 |  |  | FALSE |  | FALSE | Removed from Ground | Kerosene | 1000 | Bare Steel | 1999-01-26 | 1999-01-26 | Galvanized Steel
EXXON FOOD MART | 30 SOUTH BROAD ST | TOCCOA | Stephens | 1270083 | 4 | Flapper Valve | 1999-01-15 | FALSE | 1999-01-15 | FALSE | Currently in Use | Diesel | 2000 | Composite | 1999-01-07 |  | Fiberglass Reinforced Plastic | Pressurized
AT&T CURRAHEE MOUNTAIN | CURRAHEE MOUNTAIN RD | TOCCOA | Stephens | 1270080 | 2 | [5 empty] | Removed from Ground | Diesel | 560 | Bare Steel | 1964-01-01 | 1992-11-11 | Copper | Suction (American)
TUGALD CONST CO | 769 PRATHER BRIDGE RD | TOCCOA | Stephens | 1270081 | 2 | [5 empty] | Removed from Ground | Gas (Historical Use) | 8000 | Bare Steel | 1966-05-12 | 1899-12-31 | Unknown
STEPHENS CO SCHOOL BUS SHOP | 638 WHITE PINE RD | TOCCOA | Stephens | 1270097 | 5 |  | 1996-07-31 |  | 1996-07-31 |  | Removed from Ground | Gas (Historical Use) | 10000 | Galvanic (STIP-3) | 1996-07-31 | 2011-07-25 | Fiberglass Reinforced Plastic | Safe Suction (Euro)
FALLS ROAD CONVENIENCE | 2646 FALLS RD | TOCCOA | Stephens | 9127001 | 4 | Ball Float | 1992-05-18 | FALSE | 1992-05-18 | FALSE | Currently in Use | E-0 | 6000 | Galvanic (STIP-3) | 1992-01-01 |  | Fiberglass Reinforced Plastic | Pressurized
B H BAILEY | RT 2 | TOCCOA | Stephens | 1270051 | 2 | [5 empty] | Removed from Ground | Empty | 1000 | Bare Steel | 1986-05-07 | 1991-11-01 | Galvanized Steel
LETOURNEAU AIRPORT | 2175 EAST TUGALO STREET | TOCCOA | Stephens | 1270048 | 2 |  | 1998-11-17 |  | 1998-11-17 |  | Removed from Ground | Aviation Gas/AV Gas | 12000 | Steel-Impressed Current | 1980-05-02 | 2011-08-31 | Steel (Impressed Current) | Safe Suction (Euro)
PILOT OIL #171 | BIG A RD | TOCCOA | Stephens | 1270041 | 1 | [5 empty] | Permanently Out Of Use | Gas (Historical Use) | 8000 | Bare Steel | 1970-05-09 | 1999-05-27 | Galvanized Steel
PILOT OIL #171 | BIG A RD | TOCCOA | Stephens | 1270041 | 4 | [5 empty] | Permanently Out Of Use | Gas (Historical Use) | 8000 | Bare Steel | 1976-05-07 | 1999-05-27 | Galvanized Steel
TONYS GENERAL STORE | 5349 HWY 123 | TOCCOA | Stephens | 1270042 | 9 | Flapper Valve | 1997-01-15 | FALSE | 1997-01-15 | FALSE | Currently in Use | Kerosene | 4000 | Galvanic (STIP-3) | 1997-01-15 |  | Fiberglass Reinforced Plastic | Pressurized
TONYS GENERAL STORE | 5349 HWY 123 | TOCCOA | Stephens | 1270042 | 6 | Flapper Valve | 1997-01-15 | FALSE | 1997-01-15 | FALSE | Currently in Use | Gas (Historical Use) | 8000 | Galvanic (STIP-3) | 1997-01-15 |  | Fiberglass Reinforced Plastic | Pressurized
TONYS GENERAL STORE | 5349 HWY 123 | TOCCOA | Stephens | 1270042 | 8 | Flapper Valve | 1997-01-15 | FALSE | 1997-01-15 | FALSE | Currently in Use | Diesel | 4000 | Galvanic (STIP-3) | 1997-01-15 |  | Fiberglass Reinforced Plastic | Pressurized
JOE HOLLAND | OLD HWY 123 | TOCCOA | Stephens | 1270079 | 2 | [5 empty] | Removed from Ground | Empty | 1000 | Bare Steel | 1971-05-09 | 2001-09-01 | Galvanized Steel
DWAYNE ANDREWS SERVICE STATION | GA HWY 106 SOUTH (MIZE RD) | TOCCOA | Stephens | 1270073 | 1 | [5 empty] | Temporarily out of use | Gas (Historical Use) | 500 | Bare Steel | 1987-06-01 |  | Galvanized Steel
CASHS TEXACO | CURRAHEE ST & HILL ST | TOCCOA | Stephens | 1270091 | 1 | [5 empty] | Closed in Ground | Gas (Historical Use) | 1000 | Bare Steel | 1961-05-13 | 1994-08-04 | Galvanized Steel
CASHS TEXACO | CURRAHEE ST & HILL ST | TOCCOA | Stephens | 1270091 | 7 |  |  | TRUE |  | TRUE | Closed in Ground | Used Oil | 500 | Bare Steel | 1961-05-13 | 1994-08-04 | Galvanized Steel
HASTY MART #18 | 1055 SOUTH BIG A RD | TOCCOA | Stephens | 1270036 | 2 |  | 1999-12-30 |  | 1999-12-30 |  | Removed from Ground | Gas (Historical Use) | 10000 | Steel-Impressed Current | 1977-05-01 | 2002-07-01 | Fiberglass Reinforced Plastic | Pressurized
EXXON FOOD MART | 30 SOUTH BROAD ST | TOCCOA | Stephens | 1270083 | 2 | Flapper Valve | 1999-01-15 | FALSE | 1999-01-15 | FALSE | Currently in Use | Diesel | 4000 | Composite | 1999-01-07 |  | Fiberglass Reinforced Plastic | Pressurized
PTL EQUIPMENT MFG | WEST CURRAHEE | TOCCOA | Stephens | 1270095 | 1 | [5 empty] | Removed from Ground | Diesel | 2000 | Bare Steel | 1976-03-07 | 1995-02-07 | Copper
CASHS TEXACO | CURRAHEE ST & HILL ST | TOCCOA | Stephens | 1270091 | 5 | [5 empty] | Closed in Ground | Gas (Historical Use) | 1000 | Bare Steel | 1961-05-13 | 1994-08-04 | Galvanized Steel
UARCO INC-TOCCOA PLANT | ONE INDUSTRIAL BLVD | TOCCOA | Stephens | 9127009 | 1 | [5 empty] | Removed from Ground | Diesel | 10000 | Bare Steel | 1974-01-01 | 1991-11-14 | Galvanized Steel
RLP INVESTMENTS LLC | 1363 SWIFT STREET | TOCCOA | Stephens | 9127026 | 2 |  | 1998-06-02 | FALSE | 1998-06-02 | FALSE | Temporarily out of use | Gas (Historical Use) | 1061 | Composite | 1998-06-16 |  | Fiberglass Reinforced Plastic | Safe Suction (Euro)
ROYAS ENTERPRISES INC | 816 SOUTH BIG A RD | TOCCOA | Stephens | 9127004 | 3 | [5 empty] | Removed from Ground | Gas (Historical Use) | 8000 | Bare Steel | 1978-03-01 | 1999-01-04 | Galvanized Steel | Pressurized
STEPHENS CO SCHOOL BUS SHOP | 638 WHITE PINE RD | TOCCOA | Stephens | 1270097 | 2 | [5 empty] | Removed from Ground | Diesel | 3000 | Bare Steel | 1975-03-08 | 1996-07-01 | Bare Steel
QUICK STOP N SHOP | 156 WEST CURRAHEE ST | TOCCOA | Stephens | 1270014 | 6 | Ball Float | 1987-01-01 | FALSE | 1987-01-01 | TRUE | Currently in Use | Diesel | 10000 | Galvanic (STIP-3) | 1987-01-01 |  | Fiberglass Reinforced Plastic | Pressurized
MULLINAX GROCERY | 618 EAST CURRAHEE ST | TOCCOA | Stephens | 1270019 | 4 | [5 empty] | Removed from Ground | Gas (Historical Use) | 1000 | Bare Steel | 1978-04-23 | 1995-06-01 | Bare Steel | Safe Suction (Euro)
MULLINAX GROCERY | 618 EAST CURRAHEE ST | TOCCOA | Stephens | 1270019 | 1 | [5 empty] | Removed from Ground | Gas (Historical Use) | 4000 | Bare Steel | 1978-04-23 | 1995-06-01 | Bare Steel | Safe Suction (Euro)
HARPERS GROCERY | GA HWY 17 @ PINE DR | TOCCOA | Stephens | 1270082 | 2 | [5 empty] | Permanently Out of Use - historical purposes | Gas (Historical Use) | 4000 | Bare Steel | 1972-01-01 | 1972-01-01 | Galvanized Steel
PRATHER GROCERY | 849 PRATHER BDG RD | TOCCOA | Stephens | 1270025 | 3 | [5 empty] | Removed from Ground | Kerosene | 550 | Bare Steel | 1972-04-24 | 1998-06-01 | Galvanized Steel
MACS AUTO REPAIR | 190 MIZE RD | TOCCOA | Stephens | 1270099 | 4 | [5 empty] | Removed from Ground | Diesel | 1000 | Bare Steel | 1977-01-03 | 1899-12-31 | Galvanized Steel
MACS AUTO REPAIR | 190 MIZE RD | TOCCOA | Stephens | 1270099 | 1 | [5 empty] | Removed from Ground | Gas (Historical Use) | 6000 | Bare Steel | 1977-01-03 | 2009-10-08 | Galvanized Steel
PILOT OIL #171 | BIG A RD | TOCCOA | Stephens | 1270041 | 2 | [5 empty] | Permanently Out Of Use | Gas (Historical Use) | 8000 | Bare Steel | 1970-05-09 | 1999-05-27 | Galvanized Steel
TONYS GENERAL STORE | 5349 HWY 123 | TOCCOA | Stephens | 1270042 | 4 | [5 empty] | Removed from Ground | Diesel | 1060 | Bare Steel | 1986-05-08 | 1997-01-15 | Galvanized Steel | Safe Suction (Euro)
TONYS GENERAL STORE | 5349 HWY 123 | TOCCOA | Stephens | 1270042 | 5 | [5 empty] | Removed from Ground | Gas (Historical Use) | 560 | Bare Steel | 1986-05-08 | 1997-01-15 | Galvanized Steel | Safe Suction (Euro)
CIRCLE M FOOD SHOP #3 | 604 S BIG A RD | TOCCOA | Stephens | 1270037 | P |  | 1997-10-01 |  | 1997-10-01 |  | Removed from Ground | Gas (Historical Use) | 0 | Galvanic (STIP-3) | 1986-04-29 | 2007-07-30 | Secondary Containment | Pressurized
AVALON PLANT | HWY 17 RT 2 | TOCCOA | Stephens | 1270092 | 1 |  |  | TRUE |  | TRUE | Removed from Ground | Empty | 1000 | Bare Steel | 1974-05-11 | 1991-11-15 | Bare Steel
ZEBOS SUPER GAS | 12 COLLINS RD | TOCCOA | Stephens | 1270089 | 1 | Flapper Valve | 2000-07-18 | FALSE | 2000-07-18 | TRUE | Temporarily out of use | Gas (Historical Use) | 8000 | Steel-Impressed Current | 1984-05-07 |  | Fiberglass Reinforced Plastic | Pressurized
GOLDEN PANTRY #18 | 700 SOUTH BIG A RD | TOCCOA | Stephens | 1270013 | 2 | [5 empty] | Permanently Out of Use - historical purposes | Gas (Historical Use) | 8086 | Bare Steel | 1971-04-21 | 1899-12-31 | Galvanized Steel
RED HILL MECHANICAL INS | 820 BROAD ST | TOCCOA | Stephens | 1270012 | 1 | [5 empty] | Removed from Ground | Diesel | 10000 | Marked Unknown | 1985-04-15 | 1899-12-31 | Unknown
VERMONT AMERICAN CORP TOCCA DIVI | MEADOWBROOK IND PARK | TOCCOA | Stephens | 1270010 | 1 | [5 empty] | Closed in Ground | Diesel | 20000 | Bare Steel | 1977-03-13 | 1992-02-01 | Bare Steel
GA STATE PATROL POST 7 | RT 4 BOX 122 | TOCCOA | Stephens | 1270002 | 1 | [5 empty] | Removed from Ground | Gas (Historical Use) | 3000 | Bare Steel | 1970-03-10 | 2007-08-13 | Unknown
BUCKS SUPERETTE | 2811 Big A Rd. | TOCCOA | Stephens | 1270023 | 3 |  |  | FALSE |  | FALSE | [6 empty] | Steel (Impressed Current) | Pressurized
CHARLES SHERIFF BIG A EXXON | 422 SOUTH BIG A RD | TOCCOA | Stephens | 1270102 | 2 | [5 empty] | Removed from Ground | Gas (Historical Use) | 4000 | Bare Steel | 1971-01-05 | 1995-02-24 | Galvanized Steel
STEPHENS CO SCHOOL BUS SHOP | 638 WHITE PINE RD | TOCCOA | Stephens | 1270097 | 1 | [5 empty] | Closed in Ground | Diesel | 500 | Bare Steel | 1977-03-07 | 1980-01-01 | Bare Steel
QUICK STOP N SHOP | 156 WEST CURRAHEE ST | TOCCOA | Stephens | 1270014 | 3 | [5 empty] | Removed from Ground | Gas (Historical Use) | 8000 | Bare Steel | 1973-04-20 | 1987-12-01 | Galvanized Steel
TRUETT MCCONNELL COLLEGE/BIG A E | BIG A SCHOOL RD | TOCCOA | Stephens | 1270006 | 3 | [5 empty] | Removed from Ground | Diesel | 1000 | Bare Steel | 1950-03-14 | 1994-12-01 | Copper
STANS SERVICE CENTER INC | 74 W CURRAHEE ST | TOCCOA | Stephens | 1270005 | 2 | Flapper Valve | 1998-09-01 | FALSE | 1998-09-01 | TRUE | Currently in Use | Premium | 10000 | Fiberglass | 1983-03-04 |  | Fiberglass Reinforced Plastic | Pressurized
MULLINAX GROCERY | 618 EAST CURRAHEE ST | TOCCOA | Stephens | 1270019 | 3 | [5 empty] | Removed from Ground | Gas (Historical Use) | 3000 | Bare Steel | 1978-04-23 | 1995-06-01 | Bare Steel | Safe Suction (Euro)
Stephens County School | 1647 BIG A RD | TOCCOA | Stephens | 1270026 | 6 | Flapper Valve | 1999-08-01 | FALSE | 1999-08-01 | FALSE | Currently in Use | E-0 | 1000 | Fiberglass | 1999-08-01 |  | Fiberglass Reinforced Plastic | Safe Suction (Euro)
HUFFMAN PROPERTY | 163 EAST TUGALOO STREET | TOCCOA | Stephens | 10001056 | 2 |  |  | FALSE |  | FALSE | Removed from Ground | Empty | 1200 | Bare Steel | 2005-09-27 | 2005-09-27 | Bare Steel
FORMER FRED PAYNE GROCERY | PRATHER BRIDGE & JARRETT | TOCCOA | Stephens | 9127010 | 2 | [5 empty] | Closed in Ground | Gas (Historical Use) | 1000 | Bare Steel | 1992-01-28 | 1992-01-28 | Bare Steel
ROYAS ENTERPRISES INC | 816 SOUTH BIG A RD | TOCCOA | Stephens | 9127004 | 5 |  | 1999-10-01 | FALSE | 1999-10-01 | FALSE | Currently in Use | Gas (Historical Use) | 15000 | Composite | 1999-10-01 |  | Double-Walled Flex | Pressurized
N E CRUMP GROCERY & STA | 1132 HWY 106 | TOCCOA | Stephens | 1270045 | 2 | [5 empty] | Removed from Ground | Gas (Historical Use) | 1000 | Bare Steel | 1971-05-09 | 1989-01-01 | Galvanized Steel
D J AUTO REPAIR | 141 N BIG RD | TOCCOA | Stephens | 1270040 | 4 |  | 1998-07-29 |  | 1998-07-29 |  | Removed from Ground | Gas (Historical Use) | 5000 | Steel-Impressed Current | 1968-05-04 | 2004-02-26 | Cathodically Protected | Pressurized
D J AUTO REPAIR | 141 N BIG RD | TOCCOA | Stephens | 1270040 | 5 |  |  | TRUE |  | TRUE | Removed from Ground | Used Oil | 1000 | Steel-Impressed Current | 1968-05-04 | 2004-02-26 | Cathodically Protected | Gravity Fed
GOLDEN PANTRY #50 | 325 FALLS RD | TOCCOA | Stephens | 1270016 | 1 | [5 empty] | Removed from Ground | Gas (Historical Use) | 10000 | Bare Steel | 1979-04-19 | 1899-12-31 | Galvanized Steel
QUICK STOP N SHOP | 156 WEST CURRAHEE ST | TOCCOA | Stephens | 1270014 | 7 |  | 1987-01-01 |  | 1987-01-01 | TRUE | Temporarily out of use | Kerosene | 2000 | Cathodically Protected Steel | 1987-01-01 |  | Fiberglass Reinforced Plastic | Pressurized
QUICK STOP N SHOP | 156 WEST CURRAHEE ST | TOCCOA | Stephens | 1270014 | 1 | [5 empty] | Removed from Ground | Gas (Historical Use) | 8000 | Bare Steel | 1973-04-20 | 1987-12-01 | Galvanized Steel
RLP INVESTMENTS LLC | 1363 SWIFT STREET | TOCCOA | Stephens | 9127026 | 3 |  | 1998-08-01 |  | 1998-08-01 |  | Removed from Ground | Gas (Historical Use) | 1000 | Composite | 1998-08-01 | 1998-12-01 | Fiberglass Reinforced Plastic | Safe Suction (Euro)
JUBILEE PARTNERS GEORGIA LLC | 39 MIZE RD | TOCCOA | Stephens | 9127027 | 1 | Flapper Valve | 1998-02-01 | FALSE | 1998-02-01 | FALSE | Temporarily out of use | Gas (Historical Use) | 8000 | Steel-Impressed Current | 1998-02-01 |  | Double-Walled Fiberglass | Pressurized
FALLS ROAD CONVENIENCE | 2646 FALLS RD | TOCCOA | Stephens | 9127001 | 1 | Ball Float | 1992-05-18 | FALSE | 1992-05-18 | FALSE | Currently in Use | Regular | 8000 | Galvanic (STIP-3) | 1992-01-01 |  | Fiberglass Reinforced Plastic | Pressurized
ROYAS ENTERPRISES INC | 816 SOUTH BIG A RD | TOCCOA | Stephens | 9127004 | 7B |  | 1999-10-01 | FALSE | 1999-10-01 | FALSE | Currently in Use | Diesel | 3000 | Composite | 1999-10-01 |  | Double-Walled Flex | Pressurized
COATS AMERICAN INC | NW CORNER ROSE LANE & HWY 106 | TOCCOA | Stephens | 1270039 | 4 | [5 empty] | Removed from Ground | Gas (Historical Use) | 2000 | Bare Steel | 1956-05-06 | 1989-07-01 | Bare Steel
COATS AMERICAN INC | NW CORNER ROSE LANE & HWY 106 | TOCCOA | Stephens | 1270039 | 5 | [5 empty] | Removed from Ground | Gas (Historical Use) | 1060 | Bare Steel | 1956-01-01 | 1989-07-01 | Bare Steel
ACREE OIL CO | HWY 17 | TOCCOA | Stephens | 1270078 | 2 | [5 empty] | Permanently Out of Use - historical purposes | Empty | 1000 | Bare Steel | 1971-05-09 | 1899-12-31 | Galvanized Steel
HARPERS GROCERY | GA HWY 17 @ PINE DR | TOCCOA | Stephens | 1270082 | 3 | [5 empty] | Permanently Out of Use - historical purposes | Diesel | 4000 | Bare Steel | 1972-01-01 | 1972-01-01 | Galvanized Steel
PRATHER GROCERY | 849 PRATHER BDG RD | TOCCOA | Stephens | 1270025 | 1 | [5 empty] | Removed from Ground | Gas (Historical Use) | 1000 | Bare Steel | 1972-04-24 | 1998-06-01 | Galvanized Steel
FAST & FRIENDLY FOOD MART | 2117 ROCK CREEK RD (near Wendy Hill Dr) | TOCCOA | Stephens | 10001873 | 1 | Flapper Valve | 2007-06-01 | FALSE | 2007-06-01 | FALSE | Currently in Use | Regular | 10000 | Fiberglass | 2007-06-01 |  | Fiberglass Reinforced Plastic | Pressurized
N E CRUMP GROCERY & STA | 1132 HWY 106 | TOCCOA | Stephens | 1270045 | 1 | [5 empty] | Removed from Ground | Gas (Historical Use) | 1000 | Bare Steel | 1971-05-09 | 1989-01-01 | Galvanized Steel
COATS AMERICAN INC | NW CORNER ROSE LANE & HWY 106 | TOCCOA | Stephens | 1270039 | 7 | [5 empty] | Removed from Ground | Gas (Historical Use) | 280 | Bare Steel | 1954-01-01 | 1995-06-08 | Bare Steel
COATS AMERICAN INC | NW CORNER ROSE LANE & HWY 106 | TOCCOA | Stephens | 1270039 | 1 | [5 empty] | Removed from Ground | Gas (Historical Use) | 10000 | Bare Steel | 1970-05-03 | 1992-09-01 | Bare Steel
TUGALD CONST CO | 769 PRATHER BRIDGE RD | TOCCOA | Stephens | 1270081 | 1 | [5 empty] | Removed from Ground | Gas (Historical Use) | 6000 | Bare Steel | 1966-05-12 | 1899-12-31 | Unknown
STAR MILLER | 713 S BROAD ST | TOCCOA | Stephens | 1270076 | 1 | [5 empty] | Removed from Ground | Gas (Historical Use) | 500 | Bare Steel | 1986-05-07 | 2001-09-18 | Galvanized Steel
AMERICAN EAGLE 1 | 2690 S BIG A RD | TOCCOA | Stephens | 1270105 | 1 | Flapper Valve | 1986-09-01 | FALSE | 1998-04-28 | FALSE | Currently in Use | Regular | 8000 | Galvanic (STIP-3) | 1986-09-01 |  | Fiberglass Reinforced Plastic | Pressurized
AMERICAN EAGLE 1 | 2690 S BIG A RD | TOCCOA | Stephens | 1270105 | 4 | Flapper Valve | 1986-09-01 | FALSE | 1998-04-28 | FALSE | Currently in Use | Diesel | 2000 | Galvanic (STIP-3) | 1986-09-01 |  | Fiberglass Reinforced Plastic | Pressurized
MIKES GAS | 1311 MIZE RD | TOCCOA | Stephens | 9127006 | 4 |  | 1997-02-21 |  | 1997-02-21 |  | Temporarily out of use | Gas (Historical Use) | 8000 | Steel-Impressed Current | 1984-01-01 |  | Steel (Impressed Current) | Suction (American)
MIKES GAS | 1311 MIZE RD | TOCCOA | Stephens | 9127006 | 5 |  | 1997-02-21 |  | 1997-02-21 |  | Temporarily out of use | Kerosene | 3000 | Steel-Impressed Current | 1984-01-01 |  | Steel (Impressed Current) | Suction (American)
MILLIKEN & CO | HUMPHREY PLANT | TOCCOA | Stephens | 9127002 | 1 | [5 empty] | Removed from Ground | Diesel | 250 | Not Marked/Unknown | 1991-08-12 | 1991-08-12 | Not Marked
B H BAILEY | RT 2 | TOCCOA | Stephens | 1270051 | 1 | [5 empty] | Removed from Ground | Empty | 1000 | Bare Steel | 1986-05-07 | 1991-11-01 | Galvanized Steel
LETOURNEAU AIRPORT | 2175 EAST TUGALO STREET | TOCCOA | Stephens | 1270048 | 4 | [5 empty] | Closed in Ground | Empty | 10000 | Bare Steel | 1952-05-09 | 1899-12-31 | Galvanized Steel
TONYS GENERAL STORE | 5349 HWY 123 | TOCCOA | Stephens | 1270042 | 1 | [5 empty] | Removed from Ground | Gas (Historical Use) | 1060 | Bare Steel | 1986-05-08 | 1997-01-15 | Galvanized Steel | Safe Suction (Euro)
TONYS GENERAL STORE | 5349 HWY 123 | TOCCOA | Stephens | 1270042 | 7 | Flapper Valve | 1997-01-15 | FALSE | 1997-01-15 | FALSE | Currently in Use | Gas (Historical Use) | 6000 | Galvanic (STIP-3) | 1997-01-15 |  | Fiberglass Reinforced Plastic | Pressurized
HASTY MART #18 | 1055 SOUTH BIG A RD | TOCCOA | Stephens | 1270036 | 4 |  | 1999-12-30 |  | 1999-12-30 |  | Removed from Ground | Kerosene | 10000 | Steel-Impressed Current | 1977-05-01 | 2002-07-01 | Fiberglass Reinforced Plastic | Safe Suction (Euro)
JOE HOLLAND | OLD HWY 123 | TOCCOA | Stephens | 1270079 | 1 | [5 empty] | Removed from Ground | Empty | 1000 | Bare Steel | 1971-05-09 | 2001-09-01 | Galvanized Steel
FRONTIER MANOR COUNTRY STORE | 325 SWIFT ST | TOCCOA | Stephens | 1270104 | 1 | [5 empty] | Removed from Ground | Gas (Historical Use) | 1000 | Bare Steel | 1975-01-04 | 1988-12-05 | Galvanized Steel
TOCCOA GROCERY INC DBA FOOTHILLS SNACK MART | 265 NORTH BIG A RD | TOCCOA | Stephens | 1270090 | 3 | Flapper Valve | 1996-11-18 | FALSE | 1996-11-16 | FALSE | Currently in Use | Regular | 8000 | Steel-Impressed Current | 1998-03-10 |  | Fiberglass Reinforced Plastic | Pressurized
R K FOODS VALERO | 1194 W CURAHEE ST | TOCCOA | Stephens | 1270087 | 3 | Flapper Valve | 1994-03-26 | FALSE | 1994-03-26 | FALSE | Currently in Use | E-0 | 6000 | Steel-Impressed Current | 1982-05-08 |  | Steel (Impressed Current) | Pressurized
LETOURNEAU AIRPORT | 2175 EAST TUGALO STREET | TOCCOA | Stephens | 1270048 | 1 |  | 1998-11-17 |  | 1998-11-17 |  | Removed from Ground | Gas (Historical Use) | 10000 | Steel-Impressed Current | 1979-05-02 | 2011-08-31 | Steel (Impressed Current)
GA DNR LAKE RUSSELL WILDLIFE MAN | CURRAHEE MOUNTAIN RD RT 4 BOX 21 | TOCCOA | Stephens | 1270035 | 2 |  |  | FALSE |  | FALSE | Removed from Ground | Gas (Historical Use) | 1000 | Unknown | 2006-03-09 | 2006-03-09 | Unknown
HASTY MART #18 | 1055 SOUTH BIG A RD | TOCCOA | Stephens | 1270036 | 1 |  | 1999-12-30 |  | 1999-12-30 |  | Removed from Ground | Gas (Historical Use) | 10000 | Steel-Impressed Current | 1977-05-01 | 2002-07-01 | Fiberglass Reinforced Plastic | Pressurized
EXXON FOOD MART | 30 SOUTH BROAD ST | TOCCOA | Stephens | 1270083 | 3 | Flapper Valve | 1999-01-15 | FALSE | 1999-01-15 | FALSE | Currently in Use | Premium | 6000 | Composite | 1999-01-07 |  | Fiberglass Reinforced Plastic | Pressurized
DWAYNE ANDREWS SERVICE STATION | GA HWY 106 SOUTH (MIZE RD) | TOCCOA | Stephens | 1270073 | 2 | [5 empty] | Temporarily out of use | Gas (Historical Use) | 500 | Bare Steel | 1987-06-01 |  | Galvanized Steel
CASHS TEXACO | CURRAHEE ST & HILL ST | TOCCOA | Stephens | 1270091 | 3 | [5 empty] | Closed in Ground | Gas (Historical Use) | 1000 | Bare Steel | 1961-05-13 | 1994-08-04 | Galvanized Steel
KING'S OIL #380 | 1268 LIBERTY HILL ROAD | TOCCOA | Stephens | 1270088 | 1 | Flapper Valve | 1998-11-01 | FALSE | 1998-11-01 | FALSE | Currently in Use | Gas (Historical Use) | 8000 | Steel-Impressed Current | 1982-05-08 |  | Fiberglass Reinforced Plastic | Pressurized
HART COUNTY ELECTRIC MEMBERSHIP | HWY 123 EAST | TOCCOA | Stephens | 1270003 | 1 | [5 empty] | Removed from Ground | Empty | 1000 | Bare Steel | 1961-03-05 | 1990-01-26 | Galvanized Steel
SPUR STATION #1304(FORMER) | 304 WEST CURRAHEE ST | TOCCOA | Stephens | 1270004 | 2 | [5 empty] | Removed from Ground | Gas (Historical Use) | 10000 | Bare Steel | 1970-08-01 | 1992-05-14 | Bare Steel | Suction (American)
BUCKS SUPERETTE | 2811 Big A Rd. | TOCCOA | Stephens | 1270023 | 2 | Flapper Valve | 1998-08-01 | FALSE | 1998-08-01 | FALSE | Currently in Use | Regular | 6000 | Steel-Impressed Current | 1976-04-23 |  | Steel (Impressed Current) | Pressurized
HUBIE POWELL | 225 W CURRAHEE ST | TOCCOA | Stephens | 1270018 | 1 | [5 empty] | Removed from Ground | Gas (Historical Use) | 1000 | Bare Steel | 1974-04-24 | 1994-03-31 | Galvanized Steel
GOLDEN PANTRY #32 | 420 PRATHER BRIDGE RD | TOCCOA | Stephens | 1270015 | 2 | [5 empty] | Closed in Ground | Gas (Historical Use) | 8000 | Bare Steel | 1975-04-20 | 1992-09-28 | Galvanized Steel | Pressurized
Quick Mart | 953 MIZE RD | TOCCOA | Stephens | 1270017 | 2 | Flapper Valve | 1998-05-27 | FALSE | 1998-05-27 | FALSE | Currently in Use | Premium | 10000 | Steel-Impressed Current | 1984-04-17 |  | Double-Walled Fiberglass | Pressurized
ROYAS ENTERPRISES INC | 816 SOUTH BIG A RD | TOCCOA | Stephens | 9127004 | 4 | [5 empty] | Removed from Ground | Kerosene | 8000 | Bare Steel | 1978-03-01 | 1999-01-04 | Bare Steel | Safe Suction (Euro)
ROYAS ENTERPRISES INC | 816 SOUTH BIG A RD | TOCCOA | Stephens | 9127004 | 1 | [5 empty] | Removed from Ground | Gas (Historical Use) | 8000 | Bare Steel | 1978-03-01 | 1999-01-04 | Galvanized Steel | Pressurized
D J AUTO REPAIR | 141 N BIG RD | TOCCOA | Stephens | 1270040 | 1 |  | 1998-07-28 |  | 1998-07-28 |  | Removed from Ground | Gas (Historical Use) | 5000 | Steel-Impressed Current | 1968-05-04 | 2004-02-26 | Cathodically Protected | Pressurized
CIRCLE M FOOD SHOP #3 | 604 S BIG A RD | TOCCOA | Stephens | 1270037 | UL |  | 1997-10-01 |  | 1997-10-01 |  | Removed from Ground | Gas (Historical Use) | 10000 | Galvanic (STIP-3) | 1986-04-29 | 2006-08-09 | Secondary Containment | Pressurized
AT&T CURRAHEE MOUNTAIN | CURRAHEE MOUNTAIN RD | TOCCOA | Stephens | 1270080 | 1 | [5 empty] | Removed from Ground | Diesel | 2000 | Bare Steel | 1964-01-01 | 1992-11-11 | Copper | Suction (American)
STEPHENS CO SCHOOL BUS SHOP | 638 WHITE PINE RD | TOCCOA | Stephens | 1270097 | 3 | [5 empty] | Removed from Ground | Gas (Historical Use) | 1000 | Bare Steel | 1970-03-09 | 1991-07-01 | Bare Steel
CASHS TEXACO | CURRAHEE ST & HILL ST | TOCCOA | Stephens | 1270091 | 2 | [5 empty] | Closed in Ground | Gas (Historical Use) | 1000 | Bare Steel | 1961-05-13 | 1994-08-04 | Galvanized Steel
TOCCOA GROCERY INC DBA FOOTHILLS SNACK MART | 265 NORTH BIG A RD | TOCCOA | Stephens | 1270090 | 1 | Flapper Valve | 1996-11-18 | FALSE | 1996-11-16 | FALSE | Currently in Use | Regular | 8000 | Steel-Impressed Current | 1998-03-10 |  | Fiberglass Reinforced Plastic | Pressurized
TOCCOA CASKET CO | 726 WEST CURRAHEE ST | TOCCOA | Stephens | 1270011 | 2 | [5 empty] | Removed from Ground | Gas (Historical Use) | 1000 | Bare Steel | 1971-03-24 | 1997-05-01 | Bare Steel
SPUR STATION #1304(FORMER) | 304 WEST CURRAHEE ST | TOCCOA | Stephens | 1270004 | 1 | [5 empty] | Removed from Ground | Gas (Historical Use) | 8000 | Bare Steel | 1977-08-01 | 1992-05-14 | Bare Steel | Suction (American)
HUBIE POWELL | 225 W CURRAHEE ST | TOCCOA | Stephens | 1270018 | 7 | [5 empty] | Removed from Ground | Kerosene | 550 | Bare Steel | 1974-04-21 | 1994-03-31 | Bare Steel
GA DOT 10119/STEPHENS CO MAINT H | CO RD 396 OFF GA HWY 145 | TOCCOA | Stephens | 1270033 | 10119-1 | [5 empty] | Removed from Ground | Gas (Historical Use) | 1030 | Bare Steel | 1968-01-01 | 1991-07-01 | Galvanized Steel
CARTERS ROYAL DISPOS-ALL & SCRAP METAL | 198 MCJUNKIN ROAD | TOCCOA | Stephens | 10000794 | 2 |  | 2004-12-23 | FALSE | 2004-12-23 | FALSE | Removed from Ground | Diesel | 2000 | Fiberglass | 2004-12-23 | 1899-12-31 | Fiberglass Reinforced Plastic | Safe Suction (Euro)
CHARLES SHERIFF BIG A EXXON | 422 SOUTH BIG A RD | TOCCOA | Stephens | 1270102 | 3 | [5 empty] | Removed from Ground | Gas (Historical Use) | 2000 | Bare Steel | 1971-01-05 | 1995-02-24 | Galvanized Steel
GOLDEN PANTRY #18 | 700 SOUTH BIG A RD | TOCCOA | Stephens | 1270013 | 3 | [5 empty] | Permanently Out of Use - historical purposes | Gas (Historical Use) | 8086 | Bare Steel | 1971-04-21 | 1899-12-31 | Galvanized Steel
TOCCOA CASKET CO | 726 WEST CURRAHEE ST | TOCCOA | Stephens | 1270011 | 1 | [5 empty] | Removed from Ground | Gas (Historical Use) | 1000 | Bare Steel | 1971-03-24 | 1997-05-01 | Bare Steel
QUICK STOP N SHOP | 156 WEST CURRAHEE ST | TOCCOA | Stephens | 1270014 | 2 | [5 empty] | Removed from Ground | Gas (Historical Use) | 4000 | Bare Steel | 1973-04-20 | 1987-12-01 | Galvanized Steel
STANS SERVICE CENTER INC | 74 W CURRAHEE ST | TOCCOA | Stephens | 1270005 | 3 | Flapper Valve | 1998-09-01 | FALSE | 1998-09-01 | TRUE | Currently in Use | Diesel | 10000 | Fiberglass | 1983-03-04 |  | Fiberglass Reinforced Plastic | Pressurized
MULLINAX GROCERY | 618 EAST CURRAHEE ST | TOCCOA | Stephens | 1270019 | 5 |  |  | TRUE |  | TRUE | Removed from Ground | Empty | 550 | Bare Steel | 1978-04-23 | 1995-06-01 | Bare Steel | Safe Suction (Euro)
Stephens County School | 1647 BIG A RD | TOCCOA | Stephens | 1270026 | 1 | Flapper Valve | 1998-12-23 | FALSE | 1998-12-23 | FALSE | Currently in Use | Regular | 8000 | STIP-3/Impressed Current | 1986-03-21 |  |  | Pressurized
TUGALO CONST CO | 769 PRATHER BRIDGE RD | TOCCOA | Stephens | 1272000 | 1 | [5 empty] | Removed from Ground | Gas (Historical Use) | 6000 | Bare Steel | 1968-11-08 | 1989-01-01 | Unknown
BUDDYS KWIK STOP | 474 BIG A ROAD SOUTH | TOCCOA | Stephens | 9127033 | 2 | Flapper Valve | 1999-07-15 | FALSE | 1999-07-15 | FALSE | Currently in Use | Premium | 10000 | Composite | 1999-07-15 |  | Fiberglass Reinforced Plastic | Pressurized
MOUNTAIN MART #1 | 4184 W CURRAHEE ST | TOCCOA | Stephens | 9127031 | 1 | Flapper Valve | 2023-11-10 | FALSE | 1998-11-10 | FALSE | Currently in Use | Regular | 12000 | Composite | 1998-11-10 |  | Fiberglass Reinforced Plastic | Pressurized
MOUNTAIN MART #1 | 4184 W CURRAHEE ST | TOCCOA | Stephens | 9127031 | 4 | Flapper Valve | 2023-11-10 | FALSE | 1998-11-10 | FALSE | Currently in Use | Kerosene | 2000 | Composite | 1998-11-10 |  | Fiberglass Reinforced Plastic | Safe Suction (Euro)
STEPHENS COUNTY | COUNTY FARM RD | TOCCOA | Stephens | 9127019 | 1J | [5 empty] | Removed from Ground | Gas (Historical Use) | 10000 | Bare Steel | 2001-08-07 | 2001-08-07 | Galvanized Steel | Safe Suction (Euro)
MOUNTAIN MART #3 | 18 HWY 123 | TOCCOA | Stephens | 9127020 | 5 |  |  | FALSE |  | FALSE | Closed in Ground | Kerosene | 560 | Bare Steel | 1999-03-01 | 1999-03-01
MOUNTAIN MART #3 | 18 HWY 123 | TOCCOA | Stephens | 9127020 | 4 |  |  | FALSE |  | FALSE | Closed in Ground | Diesel | 1000 | Bare Steel | 1999-03-01 | 1999-03-01
GOLDEN PANTRY #32 | 420 PRATHER BRIDGE RD | TOCCOA | Stephens | 1270015 | 3 | [5 empty] | Closed in Ground | Gas (Historical Use) | 10000 | Cathodically Protected Steel | 1992-09-28 | 1992-09-28 | Galvanized Steel | Pressurized
ROGER HEMPHILL | 669 S POND ST | TOCCOA | Stephens | 1270024 | 1 | [5 empty] | Removed from Ground | Gas (Historical Use) | 1000 | Bare Steel | 1971-04-25 | 1998-12-07 | Galvanized Steel | Suction (American)
MULLINAX GROCERY | 618 EAST CURRAHEE ST | TOCCOA | Stephens | 1270019 | 6 | [5 empty] | Removed from Ground | Empty | 550 | Bare Steel | 1978-04-23 | 1980-05-01 | Galvanized Steel | Suction (American)
HUBIE POWELL | 225 W CURRAHEE ST | TOCCOA | Stephens | 1270018 | 3 | [5 empty] | Removed from Ground | Gas (Historical Use) | 1000 | Bare Steel | 1974-04-24 | 1994-03-31 | Galvanized Steel
STEPHENS CO HIGH SCHOOL | WHITE PINE RD | TOCCOA | Stephens | 1270029 | 1 |  |  | TRUE |  | TRUE | Closed in Ground | Used Oil | 3000 | Bare Steel | 1974-04-24 | 1993-03-01 | Galvanized Steel
Stephens County School | 1647 BIG A RD | TOCCOA | Stephens | 1270026 | 5 | [5 empty] | Removed from Ground | Kerosene | 1000 | Not Marked/Unknown | 1986-03-21 | 1999-07-01 | Not Marked | Suction (American)
Stephens County School | 1647 BIG A RD | TOCCOA | Stephens | 1270026 | 4 | Flapper Valve | 1998-12-23 | FALSE | 1998-12-23 | FALSE | Currently in Use | Diesel | 8000 | STIP-3/Impressed Current | 1986-03-21 |  |  | Pressurized
FORMER GULF STATION | WEST DOYLE/ALEXANDER STREET | TOCCOA | Stephens | 10000555 | 2 |  |  | FALSE |  | FALSE | Removed from Ground | Not Marked | 500 | Unknown | 2003-12-18 | 2003-12-18
HUFFMAN PROPERTY | 163 EAST TUGALOO STREET | TOCCOA | Stephens | 10001056 | 4 |  |  | FALSE |  | FALSE | Removed from Ground | Empty | 1200 | Bare Steel | 2005-09-27 | 2005-09-27 | Bare Steel
PRATHER GROCERY | 849 PRATHER BDG RD | TOCCOA | Stephens | 1270025 | 2 | [5 empty] | Removed from Ground | Gas (Historical Use) | 1000 | Bare Steel | 1972-04-24 | 1998-06-01 | Galvanized Steel
FAST & FRIENDLY FOOD MART | 2117 ROCK CREEK RD (near Wendy Hill Dr) | TOCCOA | Stephens | 10001873 | 3 | Flapper Valve | 2007-06-01 | FALSE | 2007-06-01 | FALSE | Currently in Use | Diesel | 4000 | Fiberglass | 2007-06-01 |  | Fiberglass Reinforced Plastic | Pressurized
WILLIAM L HICKS CONT INC | 100 SCHOOL ROAD | TOCCOA | Stephens | 1270009 | 1 | [5 empty] | Removed from Ground | Diesel | 0 | Bare Steel | 1966-03-08 | 1899-12-31 | Galvanized Steel
B H BAILEY | RT 2 | TOCCOA | Stephens | 1270051 | 3 | [5 empty] | Removed from Ground | Empty | 1000 | Bare Steel | 1976-01-01 | 1991-11-01 | Galvanized Steel
LETOURNEAU AIRPORT | 2175 EAST TUGALO STREET | TOCCOA | Stephens | 1270048 | 3 | [5 empty] | Closed in Ground | Empty | 10000 | Bare Steel | 1952-05-09 | 1899-12-31 | Galvanized Steel
PILOT OIL #171 | BIG A RD | TOCCOA | Stephens | 1270041 | 3 | [5 empty] | Permanently Out Of Use | Gas (Historical Use) | 8000 | Bare Steel | 1970-05-09 | 1999-05-27 | Galvanized Steel
TONYS GENERAL STORE | 5349 HWY 123 | TOCCOA | Stephens | 1270042 | 3 | [5 empty] | Removed from Ground | Gas (Historical Use) | 560 | Bare Steel | 1986-05-08 | 1997-01-15 | Galvanized Steel | Safe Suction (Euro)
ACREE OIL CO | HWY 17 | TOCCOA | Stephens | 1270078 | 1 | [5 empty] | Permanently Out of Use - historical purposes | Empty | 1000 | Bare Steel | 1971-05-09 | 1899-12-31 | Galvanized Steel
STAR MILLER | 713 S BROAD ST | TOCCOA | Stephens | 1270076 | 3 | [5 empty] | Removed from Ground | Gas (Historical Use) | 1000 | Bare Steel | 1986-05-07 | 2001-09-18 | Galvanized Steel
QUICK STOP N SHOP | 156 WEST CURRAHEE ST | TOCCOA | Stephens | 1270014 | 5 | Flapper Valve | 1987-01-01 | FALSE | 1987-01-01 | TRUE | Currently in Use | Premium | 10000 | Galvanic (STIP-3) | 1987-01-01 |  | Fiberglass Reinforced Plastic | Pressurized
QUICK STOP N SHOP | 156 WEST CURRAHEE ST | TOCCOA | Stephens | 1270014 | 4 | Flapper Valve | 1987-01-01 | FALSE | 1987-01-01 | TRUE | Currently in Use | Regular | 10000 | Galvanic (STIP-3) | 1987-01-01 |  | Fiberglass Reinforced Plastic | Pressurized
MULLINAX GROCERY | 618 EAST CURRAHEE ST | TOCCOA | Stephens | 1270019 | 2 | [5 empty] | Removed from Ground | Gas (Historical Use) | 3000 | Bare Steel | 1978-04-23 | 1995-06-01 | Bare Steel | Safe Suction (Euro)
COATS AMERICAN INC | NW CORNER ROSE LANE & HWY 106 | TOCCOA | Stephens | 1270039 | 3 | [5 empty] | Removed from Ground | Gas (Historical Use) | 3000 | Bare Steel | 1956-05-06 | 1989-07-01 | Bare Steel
GA DNR LAKE RUSSELL WILDLIFE MAN | CURRAHEE MOUNTAIN RD RT 4 BOX 21 | TOCCOA | Stephens | 1270035 | 1 | [5 empty] | Removed from Ground | Gas (Historical Use) | 1000 | Bare Steel | 1976-04-11 | 1994-11-01 | Galvanized Steel
AMERICAN EAGLE 1 | 2690 S BIG A RD | TOCCOA | Stephens | 1270105 | 3 | Flapper Valve | 1986-09-01 | FALSE | 1998-04-28 | FALSE | Currently in Use | Premium | 6000 | Galvanic (STIP-3) | 1986-09-01 |  | Fiberglass Reinforced Plastic | Pressurized
CASHS TEXACO | CURRAHEE ST & HILL ST | TOCCOA | Stephens | 1270091 | 6 | [5 empty] | Closed in Ground | Gas (Historical Use) | 1000 | Bare Steel | 1961-05-13 | 1994-08-04 | Galvanized Steel
R K FOODS VALERO | 1194 W CURAHEE ST | TOCCOA | Stephens | 1270087 | 1 | Flapper Valve | 1994-03-26 | FALSE | 1994-03-26 | FALSE | Currently in Use | Regular | 9024 | Steel-Impressed Current | 1982-05-08 |  | Steel (Impressed Current) | Pressurized
KING'S OIL #380 | 1268 LIBERTY HILL ROAD | TOCCOA | Stephens | 1270088 | 3 | Flapper Valve | 1998-11-01 | FALSE | 1998-11-01 | FALSE | Currently in Use | Diesel | 6000 | Steel-Impressed Current | 1982-05-08 |  | Fiberglass Reinforced Plastic | Pressurized
ZEBOS SUPER GAS | 12 COLLINS RD | TOCCOA | Stephens | 1270089 | 3 | Flapper Valve | 2000-07-18 | FALSE | 2000-07-18 | TRUE | Temporarily out of use | Diesel | 6000 | Steel-Impressed Current | 1984-05-07 |  | Steel (Impressed Current) | Pressurized
CASHS TEXACO | CURRAHEE ST & HILL ST | TOCCOA | Stephens | 1270091 | 4 | [5 empty] | Closed in Ground | Gas (Historical Use) | 1000 | Bare Steel | 1961-05-13 | 1994-08-04 | Galvanized Steel
TOCCOA GROCERY INC DBA FOOTHILLS SNACK MART | 265 NORTH BIG A RD | TOCCOA | Stephens | 1270090 | 2 | Flapper Valve | 1996-11-18 | FALSE | 1996-11-16 | FALSE | Currently in Use | Premium | 8000 | Steel-Impressed Current | 1998-03-01 |  | Fiberglass Reinforced Plastic | Pressurized
R K FOODS VALERO | 1194 W CURAHEE ST | TOCCOA | Stephens | 1270087 | 2 | Flapper Valve | 1994-03-26 | FALSE | 1994-03-26 | FALSE | Currently in Use | Diesel | 9024 | Steel-Impressed Current | 1982-05-08 |  | Steel (Impressed Current) | Safe Suction (Euro)
GOLDEN PANTRY #50 | 325 FALLS RD | TOCCOA | Stephens | 1270016 | 3 | [5 empty] | Removed from Ground | Gas (Historical Use) | 10000 | Bare Steel | 1979-04-19 | 1899-12-31 | Galvanized Steel
GOLDEN PANTRY #32 | 420 PRATHER BRIDGE RD | TOCCOA | Stephens | 1270015 | 1 | [5 empty] | Closed in Ground | Gas (Historical Use) | 8000 | Bare Steel | 1975-04-20 | 1992-09-28 | Galvanized Steel | Pressurized
BUCKS SUPERETTE | 2811 Big A Rd. | TOCCOA | Stephens | 1270023 | 4 | Flapper Valve | 2003-10-18 | FALSE | 2003-10-18 | FALSE | Currently in Use | Diesel | 8000 | Epoxy | 2003-10-18 |  | Fiberglass Reinforced Plastic | Pressurized
JOE MARTIN | HWY 106 | TOCCOA | Stephens | 1270020 | 2 | [5 empty] | Removed from Ground | Gas (Historical Use) | 550 | Bare Steel | 1972-04-24 | 1995-10-19 | Galvanized Steel
STAR MILLER | 713 S BROAD ST | TOCCOA | Stephens | 1270076 | 2 | [5 empty] | Removed from Ground | Gas (Historical Use) | 500 | Bare Steel | 1986-05-07 | 2001-09-18 | Galvanized Steel
AMERICAN EAGLE 1 | 2690 S BIG A RD | TOCCOA | Stephens | 1270105 | 2 | Flapper Valve | 1986-09-01 | FALSE | 1998-04-28 | FALSE | Currently in Use | Regular | 8000 | Galvanic (STIP-3) | 1986-09-01 |  | Fiberglass Reinforced Plastic | Pressurized
KING'S OIL #380 | 1268 LIBERTY HILL ROAD | TOCCOA | Stephens | 1270088 | 2 | Flapper Valve | 1998-11-01 | FALSE | 1998-11-01 | FALSE | Currently in Use | Gas (Historical Use) | 8000 | Steel-Impressed Current | 1982-05-08 |  | Fiberglass Reinforced Plastic | Pressurized
RaceWay #947 - Toccoa MCD | 1092 SOUTH BIG A RD | TOCCOA | Stephens | 10000017 | 1 | Overfill Alarm | 2002-01-01 | FALSE | 2002-01-01 | FALSE | Currently in Use | Gas (Historical Use) | 15000 | Composite Double Walled | 2002-01-31 |  | Double-Walled Fiberglass | Pressurized
INGLES MARKETS GAS EXPRESS #436 | 757 BIG A RD | TOCCOA | Stephens | 10002322 | 1B | Flapper Valve | 2014-05-28 | FALSE | 2014-05-28 | FALSE | Currently in Use | Premium | 7000 | Fiberglass Double Walled | 2014-05-20 |  | Double-Walled Flex | Pressurized
CIRCLE M FOOD SHOP #3 | 604 S BIG A RD | TOCCOA | Stephens | 1270037 | K |  | 1997-10-01 |  | 1997-10-01 |  | Removed from Ground | Kerosene | 0 | Galvanic (STIP-3) | 1986-04-29 | 2007-07-03 | Secondary Containment | Suction (American)
COATS AMERICAN INC | NW CORNER ROSE LANE & HWY 106 | TOCCOA | Stephens | 1270039 | 2 | [5 empty] | Removed from Ground | Diesel | 5200 | Bare Steel | 1956-05-06 | 1989-07-01 | Bare Steel
GTE | INDUSTRIAL PARK | TOCCOA | Stephens | 1270093 | 1 | [5 empty] | Removed from Ground | Gas (Historical Use) | 12000 | Fiberglass | 1985-03-06 | 1993-10-08 | Bare Steel | Pressurized
ZEBOS SUPER GAS | 12 COLLINS RD | TOCCOA | Stephens | 1270089 | 2 | Flapper Valve | 2000-07-18 | FALSE | 2000-07-18 | TRUE | Temporarily out of use | Gas (Historical Use) | 8000 | Steel-Impressed Current | 1984-05-07 |  | Fiberglass Reinforced Plastic | Pressurized
GOLDEN PANTRY #18 | 700 SOUTH BIG A RD | TOCCOA | Stephens | 1270013 | 1 | [5 empty] | Permanently Out of Use - historical purposes | Gas (Historical Use) | 10000 | Bare Steel | 1986-04-17 | 1899-12-31 | Galvanized Steel
SPUR STATION #1304(FORMER) | 304 WEST CURRAHEE ST | TOCCOA | Stephens | 1270004 | 3 | [5 empty] | Removed from Ground | Gas (Historical Use) | 10000 | Bare Steel | 1970-08-01 | 1992-05-14 | Bare Steel | Suction (American)
BUCKS SUPERETTE | 2811 Big A Rd. | TOCCOA | Stephens | 1270023 | 1 | Flapper Valve | 1998-08-01 | FALSE | 1998-08-01 | FALSE | Currently in Use | Regular | 8000 | Steel-Impressed Current | 1976-04-23 |  | Steel (Impressed Current) | Safe Suction (Euro)
ROGER HEMPHILL | 669 S POND ST | TOCCOA | Stephens | 1270024 | 2 | [5 empty] | Removed from Ground | Gas (Historical Use) | 1000 | Bare Steel | 1971-04-25 | 1998-12-07 | Galvanized Steel | Suction (American)
Quick Mart | 953 MIZE RD | TOCCOA | Stephens | 1270017 | 3 | Flapper Valve | 1998-05-27 | FALSE | 1998-05-27 | FALSE | Currently in Use | Diesel | 10000 | Steel-Impressed Current | 1984-04-17 |  | Double-Walled Fiberglass | Pressurized
HUBIE POWELL | 225 W CURRAHEE ST | TOCCOA | Stephens | 1270018 | 6 | [5 empty] | Removed from Ground | Diesel | 550 | Bare Steel | 1974-04-21 | 1994-03-31 | Bare Steel
HUBIE POWELL | 225 W CURRAHEE ST | TOCCOA | Stephens | 1270018 | 8 | [5 empty] | Removed from Ground | Gas (Historical Use) | 1000 | Bare Steel | 1974-04-24 | 1993-05-01 | Galvanized Steel
CARTERS ROYAL DISPOS-ALL & SCRAP METAL | 198 MCJUNKIN ROAD | TOCCOA | Stephens | 10000794 | 1 |  | 2004-12-23 | FALSE | 2004-12-23 | FALSE | Removed from Ground | Diesel | 10000 | Fiberglass | 2004-12-23 | 1899-12-31 | Fiberglass Reinforced Plastic | Safe Suction (Euro)
LITTON INDUSTRIAL AUTOMATION SYS | US HWY 123 | TOCCOA | Stephens | 1270084 | 3 | [5 empty] | Permanently Out Of Use | Diesel | 13400 | Bare Steel | 1962-05-14 | 1981-07-01 | Unknown
LITTON INDUSTRIAL AUTOMATION SYS | US HWY 123 | TOCCOA | Stephens | 1270084 | 2 | [5 empty] | Permanently Out Of Use | Diesel | 1580 | Bare Steel | 1962-05-14 | 1981-07-01 | Unknown
MACS AUTO REPAIR | 190 MIZE RD | TOCCOA | Stephens | 1270099 | 2 | [5 empty] | Removed from Ground | Gas (Historical Use) | 6000 | Bare Steel | 1977-01-03 | 2009-10-08 | Galvanized Steel
INGLES MARKETS GAS EXPRESS #436 | 757 BIG A RD | TOCCOA | Stephens | 10002322 | 2A | Flapper Valve | 2014-05-28 | FALSE | 2014-05-28 | FALSE | Currently in Use | Diesel | 5000 | Fiberglass Double Walled | 2014-05-20 |  | Double-Walled Flex | Pressurized
HART COUNTY ELECTRIC MEMBERSHIP | HWY 123 EAST | TOCCOA | Stephens | 1270003 | 2 | [5 empty] | Removed from Ground | Empty | 1000 | Bare Steel | 1961-03-05 | 1990-01-26 | Galvanized Steel
STANS SERVICE CENTER INC | 74 W CURRAHEE ST | TOCCOA | Stephens | 1270005 | 1 | Flapper Valve | 1998-09-01 | FALSE | 1998-09-01 | TRUE | Currently in Use | Regular | 10000 | Fiberglass | 1983-03-04 |  | Fiberglass Reinforced Plastic | Pressurized
STANS SERVICE CENTER INC | 74 W CURRAHEE ST | TOCCOA | Stephens | 1270005 | 4 |  | 2014-08-14 | TRUE | 1998-09-01 | TRUE | Temporarily out of use | Used Oil | 1000 | Fiberglass | 1983-03-04 |  | Fiberglass Reinforced Plastic | Pressurized
MAYPOLE CHEVROLET INC | HWY 17 SOUTH | TOCCOA | Stephens | 1270034 | 1 |  |  | TRUE |  | TRUE | Removed from Ground | Used Oil | 500 | Bare Steel | 1979-03-30 | 1992-02-26 | Unknown
HUBIE POWELL | 225 W CURRAHEE ST | TOCCOA | Stephens | 1270018 | 5 | [5 empty] | Removed from Ground | Gas (Historical Use) | 1000 | Bare Steel | 1974-04-24 | 1994-03-31 | Bare Steel
HUBIE POWELL | 225 W CURRAHEE ST | TOCCOA | Stephens | 1270018 | 4 | [5 empty] | Removed from Ground | Gas (Historical Use) | 1000 | Bare Steel | 1974-04-24 | 1994-03-31 | Galvanized Steel
IKES FOOD MART #2 | 2065 RED ROCK RD | TOCCOA | Stephens | 1270030 | 2 |  | 1999-01-11 |  | 1999-01-11 |  | Removed from Ground | Gas (Historical Use) | 4000 | Steel-Impressed Current | 1986-04-21 | 2011-10-12 | Steel (Impressed Current) | Safe Suction (Euro)
LITTON INDUSTRIAL AUTOMATION SYS | US HWY 123 | TOCCOA | Stephens | 1270084 | 1 | [5 empty] | Permanently Out Of Use | Gas (Historical Use) | 1580 | Bare Steel | 1962-05-14 | 1981-07-01 | Unknown
FAST & FRIENDLY FOOD MART | 2117 ROCK CREEK RD (near Wendy Hill Dr) | TOCCOA | Stephens | 10001873 | 4 | Flapper Valve | 2007-06-01 | FALSE | 2007-06-01 | FALSE | Temporarily out of use | Diesel | 2000 | Fiberglass | 2017-03-13 |  | Fiberglass Reinforced Plastic | Pressurized
INGLES MARKETS GAS EXPRESS #436 | 757 BIG A RD | TOCCOA | Stephens | 10002322 | 1A | Flapper Valve | 2014-05-28 | FALSE | 2014-05-28 | FALSE | Currently in Use | Regular | 25000 | Fiberglass Double Walled | 2014-05-20 |  | Double-Walled Flex | Pressurized
Stephens County School | 1647 BIG A RD | TOCCOA | Stephens | 1270026 | 2 | Flapper Valve | 1998-12-23 | FALSE | 1998-12-23 | FALSE | Currently in Use | Diesel | 8000 | STIP-3/Impressed Current | 1986-03-21 |  |  | Pressurized
DIXIE COMP RENTALS | SOUTH BROAD ST | TOCCOA | Stephens | 1270027 | 3 | [5 empty] | Removed from Ground | Empty | 550 | Bare Steel | 1986-04-21 | 1995-06-13 | Galvanized Steel
KMART #9249 | 755 SOUTH BIG A RD | TOCCOA | Stephens | 1270032 | 1 |  |  | TRUE |  | TRUE | Removed from Ground | Used Oil | 1000 | Bare Steel | 1976-04-06 | 1993-07-26 | Galvanized Steel | Gravity Fed
PRATHER GROCERY | 849 PRATHER BDG RD | TOCCOA | Stephens | 1270025 | 5 |  |  | TRUE |  | TRUE | Removed from Ground | Used Oil | 280 | Bare Steel | 1972-04-24 | 1998-06-01 | Galvanized Steel
PRATHER GROCERY | 849 PRATHER BDG RD | TOCCOA | Stephens | 1270025 | 4 | [5 empty] | Removed from Ground | Gas (Historical Use) | 550 | Bare Steel | 1972-04-24 | 1998-06-01 | Galvanized Steel
STEPHENS CO SCHOOL BUS SHOP | 638 WHITE PINE RD | TOCCOA | Stephens | 1270097 | 4 |  | 1996-07-31 |  | 1996-07-31 |  | Removed from Ground | Diesel | 10000 | Galvanic (STIP-3) | 1987-01-01 | 2011-07-25 | Fiberglass Reinforced Plastic | Pressurized
PTL EQUIPMENT MFG | WEST CURRAHEE | TOCCOA | Stephens | 1270095 | 2 | [5 empty] | Removed from Ground | Diesel | 1000 | Bare Steel | 1958-03-12 | 1995-02-07 | Copper
Quick Mart | 953 MIZE RD | TOCCOA | Stephens | 1270017 | 4 | Flapper Valve | 1998-05-27 | FALSE | 1998-05-27 | FALSE | Currently in Use | Kerosene | 1000 | Steel-Impressed Current | 1984-04-17 |  | Steel (Impressed Current) | Safe Suction (Euro)
HUBIE POWELL | 225 W CURRAHEE ST | TOCCOA | Stephens | 1270018 | 2 | [5 empty] | Removed from Ground | Gas (Historical Use) | 1000 | Bare Steel | 1974-04-24 | 1994-03-31 | Galvanized Steel
DIXIE COMP RENTALS | SOUTH BROAD ST | TOCCOA | Stephens | 1270027 | 2 | [5 empty] | Removed from Ground | Empty | 550 | Bare Steel | 1986-04-21 | 1995-06-13 | Galvanized Steel
IKES FOOD MART #2 | 2065 RED ROCK RD | TOCCOA | Stephens | 1270030 | 4 |  | 2000-04-13 |  | 2000-04-13 |  | Removed from Ground | Diesel | 1000 | Steel-Impressed Current | 1986-04-21 | 2011-10-12 | Steel (Impressed Current) | Safe Suction (Euro)
TUGALO CONST CO | 769 PRATHER BRIDGE RD | TOCCOA | Stephens | 1272000 | 2 | [5 empty] | Removed from Ground | Gas (Historical Use) | 8000 | Bare Steel | 1968-11-08 | 1989-01-01 | Unknown
HARPERS GROCERY | GA HWY 17 @ PINE DR | TOCCOA | Stephens | 1270082 | 4 | [5 empty] | Permanently Out of Use - historical purposes | Gas (Historical Use) | 1000 | Bare Steel | 1972-01-01 | 1972-01-01 | Galvanized Steel
FAST & FRIENDLY FOOD MART | 2117 ROCK CREEK RD (near Wendy Hill Dr) | TOCCOA | Stephens | 10001873 | 2 | Flapper Valve | 2007-06-01 | FALSE | 2007-06-01 | FALSE | Currently in Use | Premium | 8000 | Fiberglass | 2007-06-01 |  | Fiberglass Reinforced Plastic | Pressurized
DIXIE COMP RENTALS | SOUTH BROAD ST | TOCCOA | Stephens | 1270027 | 1 | [5 empty] | Removed from Ground | Empty | 550 | Bare Steel | 1986-04-21 | 1995-06-13 | Galvanized Steel | Safe Suction (Euro)
IKES FOOD MART #2 | 2065 RED ROCK RD | TOCCOA | Stephens | 1270030 | 3 |  | 1999-01-11 |  | 1999-01-11 |  | Removed from Ground | Gas (Historical Use) | 4000 | Steel-Impressed Current | 1986-04-21 | 2011-10-12 | Steel (Impressed Current) | Safe Suction (Euro)
HUFFMAN PROPERTY | 163 EAST TUGALOO STREET | TOCCOA | Stephens | 10001056 | 1 |  |  | FALSE |  | FALSE | Removed from Ground | Empty | 1200 | Bare Steel | 2005-09-27 | 2005-09-27 | Bare Steel
RaceWay #947 - Toccoa MCD | 1092 SOUTH BIG A RD | TOCCOA | Stephens | 10000017 | 2 | Overfill Alarm | 2002-01-31 | FALSE | 2002-01-31 | FALSE | Currently in Use | Gas (Historical Use) | 15000 | Composite Double Walled | 2002-01-31 |  | Double-Walled Fiberglass | Pressurized
Quick Mart | 953 MIZE RD | TOCCOA | Stephens | 1270017 | 1 | Flapper Valve | 1998-05-27 | FALSE | 1998-05-27 | FALSE | Currently in Use | Regular | 10000 | Steel-Impressed Current | 1984-04-17 |  | Double-Walled Fiberglass | Pressurized
HARPERS GROCERY | GA HWY 17 @ PINE DR | TOCCOA | Stephens | 1270082 | 1 | [5 empty] | Permanently Out of Use - historical purposes | Gas (Historical Use) | 6000 | Bare Steel | 1972-01-01 | 1972-01-01 | Galvanized Steel
MACS AUTO REPAIR | 190 MIZE RD | TOCCOA | Stephens | 1270099 | 3 | [5 empty] | Removed from Ground | Gas (Historical Use) | 4000 | Bare Steel | 1977-01-03 | 2009-10-08 | Galvanized Steel
ROYAS ENTERPRISES INC | 816 SOUTH BIG A RD | TOCCOA | Stephens | 9127004 | 6 |  | 1999-10-01 | FALSE | 1999-10-01 | FALSE | Currently in Use | Gas (Historical Use) | 10000 | Composite | 1999-10-01 |  | Double-Walled Flex | Pressurized
D J AUTO REPAIR | 141 N BIG RD | TOCCOA | Stephens | 1270040 | 2 |  | 1998-07-29 |  | 1998-07-29 |  | Removed from Ground | Gas (Historical Use) | 5000 | Steel-Impressed Current | 1968-05-04 | 2004-02-26 | Cathodically Protected | Pressurized
HASTY MART #18 | 1055 SOUTH BIG A RD | TOCCOA | Stephens | 1270036 | 3 |  | 1999-12-30 |  | 1999-12-30 |  | Removed from Ground | Gas (Historical Use) | 10000 | Steel-Impressed Current | 1977-05-01 | 2002-07-01 | Fiberglass Reinforced Plastic | Pressurized
EXXON FOOD MART | 30 SOUTH BROAD ST | TOCCOA | Stephens | 1270083 | 1 | Flapper Valve | 1999-01-15 | FALSE | 1999-01-15 | FALSE | Currently in Use | Regular | 6000 | Steel-Impressed Current | 1977-01-01 |  | Fiberglass Reinforced Plastic | Pressurized
CHARLES SHERIFF BIG A EXXON | 422 SOUTH BIG A RD | TOCCOA | Stephens | 1270102 | 1 | [5 empty] | Removed from Ground | Gas (Historical Use) | 6000 | Bare Steel | 1971-01-05 | 1995-02-24 | Galvanized Steel
GOLDEN PANTRY #50 | 325 FALLS RD | TOCCOA | Stephens | 1270016 | 2 | [5 empty] | Removed from Ground | Gas (Historical Use) | 10000 | Bare Steel | 1979-04-19 | 1899-12-31 | Galvanized Steel
HART COUNTY ELECTRIC MEMBERSHIP | HWY 123 EAST | TOCCOA | Stephens | 1270003 | 3 | [5 empty] | Removed from Ground | Diesel | 1000 | Bare Steel | 1961-03-05 | 1990-01-26 | Galvanized Steel
TRUETT MCCONNELL COLLEGE/BIG A E | BIG A SCHOOL RD | TOCCOA | Stephens | 1270006 | 2 | [5 empty] | Removed from Ground | Diesel | 4000 | Bare Steel | 1968-03-09 | 1994-12-01 | Copper
JOE MARTIN | HWY 106 | TOCCOA | Stephens | 1270020 | 1 | [5 empty] | Removed from Ground | Gas (Historical Use) | 550 | Bare Steel | 1972-04-24 | 1995-10-19 | Galvanized Steel
Stephens County School | 1647 BIG A RD | TOCCOA | Stephens | 1270026 | 3 | Flapper Valve | 1998-12-23 | FALSE | 1998-12-23 | FALSE | Currently in Use | Premium | 8000 | STIP-3/Impressed Current | 1986-03-21 |  |  | Pressurized
IKES FOOD MART #2 | 2065 RED ROCK RD | TOCCOA | Stephens | 1270030 | 1 |  | 1999-01-11 |  | 1999-01-11 |  | Removed from Ground | Gas (Historical Use) | 4000 | Steel-Impressed Current | 1986-04-21 | 2011-10-12 | Steel (Impressed Current) | Safe Suction (Euro)
FORMER GULF STATION | WEST DOYLE/ALEXANDER STREET | TOCCOA | Stephens | 10000555 | 1 |  |  | FALSE |  | FALSE | Removed from Ground | Not Marked | 500 | Unknown | 2003-12-18 | 2003-12-18
HUFFMAN PROPERTY | 163 EAST TUGALOO STREET | TOCCOA | Stephens | 10001056 | 3 |  |  | FALSE |  | FALSE | Removed from Ground | Empty | 1200 | Bare Steel | 2005-09-27 | 2005-09-27 | Bare Steel
INGLES MARKETS GAS EXPRESS #436 | 757 BIG A RD | TOCCOA | Stephens | 10002322 | 2B | Flapper Valve | 2014-05-28 | FALSE | 2014-05-28 | FALSE | Currently in Use | Diesel | 5000 | Fiberglass Double Walled | 2014-05-20 |  | Double-Walled Flex | Pressurized
DEANS GROCERY & STA | GA HWY 17 AT YOW MILL RD | MARTIN | Stephens | 1270044 | 2 | [5 empty] | Removed from Ground | Gas (Historical Use) | 1000 | Bare Steel | 1971-05-09 | 1996-11-01 | Galvanized Steel
COBLE DAIRY | HWY 17 | MARTIN | Stephens | 1270021 | 1 | [5 empty] | Removed from Ground | Gas (Historical Use) | 3000 | Bare Steel | 1976-04-23 | 1991-08-23 | Galvanized Steel
STUMPYS | 46 SEVEN FORKS RD | MARTIN | Stephens | 9127037 | 1A | Ball Float | 1999-12-15 | FALSE | 1999-12-15 | FALSE | Currently in Use | Regular | 10000 | Epoxy | 1999-12-15 |  | Fiberglass Reinforced Plastic | Pressurized
BELLS GROCERY | HWY 17 SOUTH | EASTANOLLEE | Stephens | 1270052 | 4 | [5 empty] | Removed from Ground | Gas (Historical Use) | 1000 | Bare Steel | 1986-05-07 | 1993-06-01 | Galvanized Steel | Suction (American)
BELLS GROCERY | HWY 17 SOUTH | EASTANOLLEE | Stephens | 1270052 | 1 | [5 empty] | Removed from Ground | Diesel | 1000 | Bare Steel | 1986-05-07 | 1993-06-01 | Galvanized Steel
SHERIFF CONST INC | RUMSEY RD | EASTANOLLEE | Stephens | 1270074 | 2 | [5 empty] | Removed from Ground | Gas (Historical Use) | 1000 | Bare Steel | 1976-05-09 | 1995-06-01 | Galvanized Steel
STUMPYS | 46 SEVEN FORKS RD | MARTIN | Stephens | 9127037 | 1B | Ball Float | 1999-12-15 | FALSE | 1999-12-15 | FALSE | Currently in Use | Premium | 8000 | Epoxy | 1999-12-15 |  | Fiberglass Reinforced Plastic | Pressurized
STUMPYS | 46 SEVEN FORKS RD | MARTIN | Stephens | 9127037 | 2 | Flapper Valve | 1999-12-15 | FALSE | 1999-12-15 | FALSE | Currently in Use | Diesel | 1000 | Epoxy | 1999-12-15 |  | Fiberglass Reinforced Plastic | Safe Suction (Euro)
MURPHY USA #7285 | 4040 GA HWY 17 RD | EASTANOLLEE | Stephens | 10001051 | 2B | Overfill Alarm | 2006-01-09 | FALSE | 2006-01-09 | FALSE | Currently in Use | Gas (Historical Use) | 8000 | Fiberglass Double Walled | 2005-12-16 |  | Double-Walled Fiberglass | Pressurized
JESSIES FOOD MART | HWY 17 NORTH @ HWY 328 | MARTIN | Stephens | 1270050 | 2 | [5 empty] | Removed from Ground | Gas (Historical Use) | 1000 | Bare Steel | 1986-05-07 | 1899-12-31 | Galvanized Steel
ROYAL FOOD STORE #28 | 6705 HWY 17 | EASTANOLLEE | Stephens | 9127035 | 3 | Ball Float | 1998-07-01 | FALSE | 1998-07-01 | FALSE | Currently in Use | Diesel | 10000 | Composite | 1998-07-01 |  | Fiberglass Reinforced Plastic | Pressurized
GA FC-STEPHENS COUNTY UNIT | GA HWY 17/3 MI SOUTH | TOCCOA | Stephens | 1270031 | 2 |  | 1991-10-21 |  | 1991-10-21 |  | Removed from Ground | Diesel | 1000 | Galvanic (STIP-3) | 1991-10-21 | 2007-08-13 | Cathodically Protected | Safe Suction (Euro)
DEANS GROCERY & STA | GA HWY 17 AT YOW MILL RD | MARTIN | Stephens | 1270044 | 4 | [5 empty] | Removed from Ground | Diesel | 560 | Bare Steel | 1971-05-09 | 1996-11-01 | Galvanized Steel
GA FC-STEPHENS COUNTY UNIT | GA HWY 17/3 MI SOUTH | TOCCOA | Stephens | 1270031 | 1 | [5 empty] | Removed from Ground | Gas (Historical Use) | 560 | Bare Steel | 1954-04-30 | 1991-10-15 | Galvanized Steel | Safe Suction (Euro)
STEPHENS CO MIDDLE SCHOOL | EASTANOLLEE SCHOOL RD | EASTANOLLEE | Stephens | 1270103 | 6 | [5 empty] | Permanently Out of Use - historical purposes | Gas (Historical Use) | 10000 | Cathodically Protected Steel | 1987-01-01 | 1899-12-31 | Galvanized Steel
GA FC-STEPHENS COUNTY UNIT | GA HWY 17/3 MI SOUTH | TOCCOA | Stephens | 1270031 | 3 |  | 1991-10-21 |  | 1991-10-21 |  | Removed from Ground | Gas (Historical Use) | 1000 | Galvanic (STIP-3) | 1991-10-21 | 2007-08-13 | Cathodically Protected | Safe Suction (Euro)
ROYAL FOOD STORE #12 | RT 1 HWY 17 S | EASTANOLLEE | Stephens | 9127021 | 2 |  | 1998-07-01 |  | 1998-07-01 |  | Removed from Ground | Gas (Historical Use) | 4000 | Steel-Impressed Current | 1967-01-01 | 2003-12-15 | Cathodically Protected | Suction (American)
ROYAL FOOD STORE #28 | 6705 HWY 17 | EASTANOLLEE | Stephens | 9127035 | 1 | Ball Float | 1998-07-01 | FALSE | 1998-07-01 | FALSE | Currently in Use | Regular | 10000 | Composite | 1998-07-01 |  | Fiberglass Reinforced Plastic | Pressurized
FORMER INDUSTRIAL TANKS | SISK ROAD | EASTANOLLEE | Stephens | 10002151 | 2 |  |  | FALSE |  | FALSE | Removed from Ground | Diesel | 4000 | Bare Steel | 2012-08-28 | 2012-08-28 | Bare Steel | Suction (American)
ROYAL FOOD STORE #28 | 6705 HWY 17 | EASTANOLLEE | Stephens | 9127035 | 2 | Ball Float | 1998-07-01 | FALSE | 1998-07-01 | FALSE | Currently in Use | Premium | 10000 | Composite | 1998-07-01 |  | Fiberglass Reinforced Plastic | Pressurized
FORMER INDUSTRIAL TANKS | SISK ROAD | EASTANOLLEE | Stephens | 10002151 | 1 |  |  | FALSE |  | FALSE | Removed from Ground | Diesel | 4000 | Bare Steel | 2012-08-28 | 2012-08-28 | Bare Steel | Suction (American)
SHERIFF CONST INC | RUMSEY RD | EASTANOLLEE | Stephens | 1270074 | 3 | [5 empty] | Removed from Ground | Gas (Historical Use) | 4000 | Bare Steel | 1985-05-07 | 1995-06-01 | Galvanized Steel
STEPHENS CO MIDDLE SCHOOL | EASTANOLLEE SCHOOL RD | EASTANOLLEE | Stephens | 1270103 | 5 | [5 empty] | Removed from Ground | Diesel | 3000 | Bare Steel | 1975-01-01 | 1996-07-01 | Bare Steel
BELLS GROCERY | HWY 17 SOUTH | EASTANOLLEE | Stephens | 1270052 | 3 | [5 empty] | Removed from Ground | Gas (Historical Use) | 1000 | Bare Steel | 1986-05-07 | 1993-06-01 | Galvanized Steel | Suction (American)
SHERIFF CONST INC | RUMSEY RD | EASTANOLLEE | Stephens | 1270074 | 1 | [5 empty] | Removed from Ground | Gas (Historical Use) | 500 | Bare Steel | 1976-05-09 | 1995-06-01 | Galvanized Steel
DEANS GROCERY & STA | GA HWY 17 AT YOW MILL RD | MARTIN | Stephens | 1270044 | 1 | [5 empty] | Removed from Ground | Gas (Historical Use) | 1000 | Bare Steel | 1971-05-09 | 1996-11-01 | Galvanized Steel
JESSIES FOOD MART | HWY 17 NORTH @ HWY 328 | MARTIN | Stephens | 1270050 | 1 | [5 empty] | Removed from Ground | Gas (Historical Use) | 1000 | Bare Steel | 1986-05-07 | 1899-12-31 | Galvanized Steel
ROYAL FOOD STORE #12 | RT 1 HWY 17 S | EASTANOLLEE | Stephens | 9127021 | 3 |  | 1998-11-01 |  | 1998-11-01 |  | Removed from Ground | Gas (Historical Use) | 1000 | Steel-Impressed Current | 1967-01-01 | 2003-12-15 | Cathodically Protected | Suction (American)
BELLS GROCERY | HWY 17 SOUTH | EASTANOLLEE | Stephens | 1270052 | 2 | [5 empty] | Removed from Ground | Gas (Historical Use) | 1000 | Bare Steel | 1986-05-07 | 1993-06-01 | Galvanized Steel | Suction (American)
MURPHY USA #7285 | 4040 GA HWY 17 RD | EASTANOLLEE | Stephens | 10001051 | 1 | Overfill Alarm | 2006-01-09 | FALSE | 2006-01-09 | FALSE | Currently in Use | Gas (Historical Use) | 20000 | Fiberglass Double Walled | 2005-12-16 |  | Double-Walled Fiberglass | Pressurized
DEANS GROCERY & STA | GA HWY 17 AT YOW MILL RD | MARTIN | Stephens | 1270044 | 3 | [5 empty] | Removed from Ground | Gas (Historical Use) | 1000 | Bare Steel | 1971-05-09 | 1996-11-01 | Galvanized Steel
JESSIES FOOD MART | HWY 17 NORTH @ HWY 328 | MARTIN | Stephens | 1270050 | 3 | [5 empty] | Removed from Ground | Gas (Historical Use) | 3000 | Bare Steel | 1976-05-09 | 1899-12-31 | Galvanized Steel
ROYAL FOOD STORE #12 | RT 1 HWY 17 S | EASTANOLLEE | Stephens | 9127021 | 1 |  | 1998-07-01 |  | 1998-07-01 |  | Removed from Ground | Gas (Historical Use) | 6000 | Steel-Impressed Current | 1967-01-01 | 2003-12-15 | Cathodically Protected | Suction (American)
MURPHY USA #7285 | 4040 GA HWY 17 RD | EASTANOLLEE | Stephens | 10001051 | 2A | Overfill Alarm | 2006-01-09 | FALSE | 2006-01-09 | FALSE | Currently in Use | Diesel | 12000 | Fiberglass Double Walled | 2005-12-16 |  | Double-Walled Fiberglass | Pressurized
MAINTENANCE FACILITY | 130 HANSON RD | TOCCOA FALLS | Stephens | 9127022 | 2 | [5 empty] | Removed from Ground | Gas (Historical Use) | 1000 | Bare Steel | 1998-09-10 | 1998-09-10 | Galvanized Steel | Suction (American)
MAINTENANCE FACILITY | 130 HANSON RD | TOCCOA FALLS | Stephens | 9127022 | 3 | [5 empty] | Removed from Ground | Diesel | 1000 | Bare Steel | 1998-09-10 | 1998-09-10 | Galvanized Steel | Suction (American)
MAINTENANCE FACILITY | 130 HANSON RD | TOCCOA FALLS | Stephens | 9127022 | 1 | [5 empty] | Removed from Ground | Gas (Historical Use) | 1000 | Bare Steel | 1998-09-10 | 1998-09-10 | Galvanized Steel
MAINTENANCE FACILITY | 130 HANSON RD | TOCCOA FALLS | Stephens | 9127022 | 6 |  | 1999-05-15 |  | 1999-05-15 |  | Removed from Ground | Diesel | 1000 | Epoxy | 1999-05-15 | 1899-12-31 | Fiberglass Reinforced Plastic | Suction (American)
MAINTENANCE FACILITY | 130 HANSON RD | TOCCOA FALLS | Stephens | 9127022 | 5 |  | 1999-05-15 |  | 1999-05-15 |  | Removed from Ground | Gas (Historical Use) | 2000 | Epoxy | 1999-05-15 | 1899-12-31 | Fiberglass Reinforced Plastic | Suction (American)
MAINTENANCE FACILITY | 130 HANSON RD | TOCCOA FALLS | Stephens | 9127022 | 4 | [5 empty] | Removed from Ground | Kerosene | 500 | Bare Steel | 1998-09-10 | 1998-09-10 | Galvanized Steel | Suction (American)
FORMER FILLING STATION | 301 W CURRAHEE ST | TOCCOA | Stephens | 10002857 | 2 |  |  | FALSE |  | FALSE | Removed from Ground |  |  |  |  | 1985-01-01
FORMER FILLING STATION | 301 W CURRAHEE ST | TOCCOA | Stephens | 10002857 | 1 |  |  | FALSE |  | FALSE | Removed from Ground |  |  |  |  | 1985-01-01
FORMER FILLING STATION | 301 W CURRAHEE ST | TOCCOA | Stephens | 10002857 | 3 |  |  | FALSE |  | FALSE | Removed from Ground |  |  |  |  | 1985-01-01
3464 Toccoa LLC | 3464 Hwy 17 Alt | Toccoa | Stephens | 10003128 | 1A | Flapper Valve | 2021-06-24 | FALSE | 2021-06-24 | FALSE | Currently in Use | E-0 | 8000 | Composite Double Walled | 2021-06-24 |  | Double-Walled Fiberglass | Pressurized
3464 Toccoa LLC | 3464 Hwy 17 Alt | Toccoa | Stephens | 10003128 | 1B | Flapper Valve | 2021-06-24 | FALSE | 2021-06-24 | FALSE | Currently in Use | Regular | 4000 | Composite Double Walled | 2021-06-24 |  | Double-Walled Fiberglass | Pressurized
3464 Toccoa LLC | 3464 Hwy 17 Alt | Toccoa | Stephens | 10003128 | 1C | Flapper Valve | 2022-07-23 | FALSE | 2022-07-23 | FALSE | Currently in Use | Diesel | 12000 | Fiberglass Double Walled | 2022-07-23 |  | Double-Walled Fiberglass | Pressurized
TERRY'S SPORT CENTER | 812 E BROAD ST | RICHLAND | Stewart | 9128011 | 3 | [5 empty] | Removed from Ground | Diesel | 2000 | Not Marked/Unknown | 1999-01-16 | 1999-01-16 | Not Marked
TERRY SPORT CENTER | E BOND ST | RICHLAND | Stewart | 1280017 | 2 | [5 empty] | Removed from Ground | Gas (Historical Use) | 2000 | Bare Steel | 1976-05-08 | 1999-01-01 | Galvanized Steel | Suction (American)
C C MOORE | US HWY 280 | RICHLAND | Stewart | 1280024 | 1 | [5 empty] | Removed from Ground | Empty | 1000 | Bare Steel | 1986-05-06 | 1995-02-08 | Galvanized Steel
ADAMS CITY FOOD CENTER | GA 27 EAST | LUMPKIN | Stewart | 1280007 | 3 | [5 empty] | Removed from Ground | Gas (Historical Use) | 4000 | Bare Steel | 1982-05-02 | 1996-09-17 | Galvanized Steel
GA FC/STEWART CO UNIT | RT 1 BOX 172 | LUMPKIN | Stewart | 1280002 | 4 |  | 1989-02-15 |  | 1985-02-15 |  | Removed from Ground | Gas (Historical Use) | 2000 | Galvanic (STIP-3) | 1989-02-15 | 2008-02-20 | Cathodically Protected | Safe Suction (Euro)
GA FC/STEWART CO UNIT | RT 1 BOX 172 | LUMPKIN | Stewart | 1280002 | 5 |  | 1989-02-15 |  | 1989-02-15 |  | Removed from Ground | Diesel | 2000 | Galvanic (STIP-3) | 1989-02-15 | 2008-02-20 | Cathodically Protected | Safe Suction (Euro)
SASSER CHEVRON SERVICE CENTER | 552 WALL ST | RICHLAND | Stewart | 1280005 | 5 | [5 empty] | Removed from Ground | Diesel | 0 | Bare Steel | 1986-04-16 | 1994-01-01 | Galvanized Steel
SASSER CHEVRON SERVICE CENTER | 552 WALL ST | RICHLAND | Stewart | 1280005 | 4 | [5 empty] | Removed from Ground | Gas (Historical Use) | 0 | Bare Steel | 1986-04-16 | 1994-01-01 | Galvanized Steel
WOODY SERVICE STATION | 602 WALL ST | RICHLAND | Stewart | 1280004 | 1 | [5 empty] | Currently in Use | Gas (Historical Use) | 0 | Marked Unknown | 1956-03-13 |  | Unknown
BUTTS SHELL SERVICE STATION | GA 55 & US 280 | RICHLAND | Stewart | 1280012 | 5 | [5 empty] | Permanently Out Of Use | Kerosene | 1000 | Bare Steel | 1986-01-01 | 2003-10-29 | Galvanized Steel
MOCCASIN GAP TRADING POST | RT 2 BOX 100 | LUMPKIN | Stewart | 1280029 | 3 | [5 empty] | Removed from Ground | Gas (Historical Use) | 6000 | Bare Steel | 1984-05-08 | 1899-12-31 | Galvanized Steel
RICHLAND POLICE DEPT | 439 WALL STREET | RICHLAND | Stewart | 9128007 | 2 | [5 empty] | Removed from Ground | Empty | 1000 | Bare Steel | 1997-10-01 | 1997-10-01 | Bare Steel | Safe Suction (Euro)
BUTTS SHELL SERVICE STATION | GA 55 & US 280 | RICHLAND | Stewart | 1280012 | 2 |  | 1998-01-01 |  | 1998-01-01 |  | Removed from Ground | Gas (Historical Use) | 4000 | Steel-Impressed Current | 1986-05-08 | 1899-12-31 | Cathodically Protected | Safe Suction (Euro)
S MART | 101 NICHOLSON ST | RICHLAND | Stewart | 1280001 | SUL3 | Flapper Valve | 1998-06-01 | FALSE | 1998-06-01 | FALSE | Currently in Use | Diesel | 8000 | Steel-Impressed Current | 1981-05-02 |  | Steel (Impressed Current) | Pressurized
SASSER CHEVRON SERVICE CENTER | 552 WALL ST | RICHLAND | Stewart | 1280005 | 3 | [5 empty] | Removed from Ground | Gas (Historical Use) | 0 | Bare Steel | 1986-04-16 | 1994-01-01 | Galvanized Steel
RICHLAND SVC STATION/MATHIS SERV | 812 NICHOLSON ST | RICHLAND | Stewart | 1280008 | P1 | [5 empty] | Removed from Ground | Gas (Historical Use) | 4000 | Bare Steel | 1966-05-04 | 1995-05-15 | Galvanized Steel
RICHLAND SVC STATION/MATHIS SERV | 812 NICHOLSON ST | RICHLAND | Stewart | 1280008 | N1 | [5 empty] | Removed from Ground | Gas (Historical Use) | 3000 | Bare Steel | 1966-05-04 | 1995-05-15 | Galvanized Steel
FORT OIL CO | 1102 CHESTNUT ST | LUMPKIN | Stewart | 1280020 | 1 | [5 empty] | Removed from Ground | Diesel | 20000 | Bare Steel | 1978-05-08 | 1999-03-01 | Galvanized Steel | Pressurized
FORT OIL CO | 1102 CHESTNUT ST | LUMPKIN | Stewart | 1280020 | 7 | Ball Float | 1999-02-17 | FALSE | 1999-02-17 | FALSE | Currently in Use | Diesel | 10000 | Composite | 1999-02-17 |  | Double-Walled Flex | Pressurized
S-MART | 334 MAIN ST | LUMPKIN | Stewart | 9128004 | 1 | Flapper Valve | 1988-12-01 | FALSE | 1988-12-01 | FALSE | Temporarily out of use | Empty | 6000 | Galvanic (STIP-3) | 1988-12-01 |  | Fiberglass Reinforced Plastic | Pressurized
TERRY'S SPORT CENTER | 812 E BROAD ST | RICHLAND | Stewart | 9128011 | 5 | [5 empty] | Removed from Ground | Kerosene | 1000 | Not Marked/Unknown | 1999-01-16 | 1999-01-16 | Not Marked
TERRY'S SPORT CENTER | 812 E BROAD ST | RICHLAND | Stewart | 9128011 | 4 | [5 empty] | Removed from Ground | Gas (Historical Use) | 1000 | Not Marked/Unknown | 1999-01-16 | 1999-01-16 | Not Marked
CHAMPION INT'L CORP | PO BOX 686 | LUMPKIN | Stewart | 1280006 | 52 | [5 empty] | Removed from Ground | Gas (Historical Use) | 2000 | Bare Steel | 1981-03-18 | 1987-12-01 | Galvanized Steel
MOCCASIN GAP TRADING POST | RT 2 BOX 100 | LUMPKIN | Stewart | 1280029 | 1 | [5 empty] | Removed from Ground | Diesel | 4000 | Bare Steel | 1984-05-08 | 1899-12-31 | Galvanized Steel
S-MART | 1530 BROAD ST | LUMPKIN | Stewart | 1280027 | 1 | Ball Float | 1998-09-01 | FALSE | 1998-09-01 | FALSE | Currently in Use | Regular | 8000 | Steel-Impressed Current | 1984-05-07 |  |  | Pressurized
FORT OIL CO | 1102 CHESTNUT ST | LUMPKIN | Stewart | 1280020 | 4 | [5 empty] | Removed from Ground | Gas (Historical Use) | 14000 | Bare Steel | 1978-05-08 | 1999-03-01 | Galvanized Steel | Pressurized
FORT OIL CO CARD LOCK | 24 2ND AVE | OMAHA | Stewart | 9128010 | 1B | Ball Float | 1997-10-15 | FALSE | 1997-10-15 | FALSE | Currently in Use | Regular | 3000 | Composite | 1997-10-15 |  | Fiberglass Reinforced Plastic | Pressurized
T & T SERVICE STATION | 1717 BROAD ST | LUMPKIN | Stewart | 1280026 | 3 | [5 empty] | Removed from Ground | Gas (Historical Use) | 6000 | Bare Steel | 1966-05-12 | 1999-05-01 | Galvanized Steel
CHATTAHOOCHEE FOREST HQ | PROVIDENCE CANYON RD | LUMPKIN | Stewart | 1280013 | 52 | [5 empty] | Removed from Ground | Gas (Historical Use) | 2000 | Bare Steel | 1978-12-01 | 1978-12-01 | Galvanized Steel
AMMONS AUTO PARTS INC | US HWY 27 | LUMPKIN | Stewart | 9128008 | 2 | [5 empty] | Closed in Ground | Empty | 1000 | Not Marked/Unknown | 1997-12-23 | 1997-12-23 | Not Marked
STEWART COUNTY FARM | ROUTE 1 BOX 22 TROUTMAN RD | LUMPKIN | Stewart | 10000515 | 2 |  |  | FALSE |  | FALSE | Removed from Ground | Gas (Historical Use) | 560 | Unknown | 2003-12-05 | 2003-12-05
TERRY'S SPORT CENTER | 812 E BROAD ST | RICHLAND | Stewart | 9128011 | 2 | [5 empty] | Removed from Ground | Gas (Historical Use) | 2000 | Not Marked/Unknown | 1999-01-16 | 1999-01-16 | Not Marked
M-MART | 401 WALL ST | RICHLAND | Stewart | 9128005 | 1 | Ball Float | 1992-08-01 | FALSE | 1992-08-01 | FALSE | Currently in Use | Regular | 6000 | Galvanic (STIP-3) | 1992-08-01 |  | Fiberglass Reinforced Plastic | Pressurized
BUTTS SHELL SERVICE STATION | GA 55 & US 280 | RICHLAND | Stewart | 1280012 | 4 |  | 1998-01-01 |  | 1998-01-01 |  | Removed from Ground | Diesel | 6000 | Steel-Impressed Current | 1986-05-08 | 1899-12-31 | Cathodically Protected | Safe Suction (Euro)
BUTTS SHELL SERVICE STATION | GA 55 & US 280 | RICHLAND | Stewart | 1280012 | 1 |  | 1998-01-01 |  | 1998-01-01 |  | Removed from Ground | Gas (Historical Use) | 6000 | Steel-Impressed Current | 1986-05-08 | 1899-12-31 | Cathodically Protected | Safe Suction (Euro)
MEAD COATED BOARD | US HWY 27 | LUMPKIN | Stewart | 1280015 | 1 | [5 empty] | Removed from Ground | Diesel | 1000 | Bare Steel | 1980-05-09 | 1988-12-01 | Galvanized Steel
S-MART | 334 MAIN ST | LUMPKIN | Stewart | 9128004 | 2 | Flapper Valve | 1988-12-01 | FALSE | 1988-12-01 | FALSE | Temporarily out of use | Empty | 4000 | Galvanic (STIP-3) | 1988-12-01 |  | Fiberglass Reinforced Plastic | Pressurized
Richland Gas N Go | 42 NICHOLSON ST | RICHLAND | Stewart | 9128013 | 3 | Ball Float | 1999-11-01 | FALSE | 1999-11-01 | FALSE | Currently in Use | Diesel | 12000 | Epoxy | 1999-11-01 |  | Double-Walled Flex | Pressurized
COTTON PATCH | 7192 GA HWY 520 | RICHLAND | Stewart | 9128009 | 1B | Ball Float | 1996-04-01 | FALSE | 1996-04-01 | TRUE | Currently in Use | Regular | 3000 | Composite | 1996-04-01 |  | Fiberglass Reinforced Plastic | Pressurized
VALLEY LAND | GA 27 EAST | RICHLAND | Stewart | 1280018 | 1 | [5 empty] | Removed from Ground | Gas (Historical Use) | 1000 | Bare Steel | 1973-05-09 | 1899-12-31 | Galvanized Steel | Safe Suction (Euro)
RICHLAND SVC STATION/MATHIS SERV | 812 NICHOLSON ST | RICHLAND | Stewart | 1280008 | D1 | [5 empty] | Removed from Ground | Diesel | 4000 | Bare Steel | 1971-05-03 | 1995-05-15 | Galvanized Steel
TERRY'S SPORT CENTER | 812 E BROAD ST | RICHLAND | Stewart | 9128011 | 1 | [5 empty] | Removed from Ground | Gas (Historical Use) | 1000 | Not Marked/Unknown | 1999-01-16 | 1999-01-16 | Not Marked
Richland Gas N Go | 42 NICHOLSON ST | RICHLAND | Stewart | 9128013 | 1 | Ball Float | 1999-11-01 | FALSE | 1999-11-01 | FALSE | Currently in Use | Premium | 12000 | Epoxy | 1999-11-01 |  | Double-Walled Flex | Pressurized
COTTON PATCH | 7192 GA HWY 520 | RICHLAND | Stewart | 9128009 | 2 | Flapper Valve | 1997-08-08 | FALSE | 1997-08-08 | TRUE | Currently in Use | Diesel | 12000 | Composite | 1997-08-10 |  | Fiberglass Reinforced Plastic | Pressurized
S MART | 101 NICHOLSON ST | RICHLAND | Stewart | 1280001 | UNL2 | Flapper Valve | 1998-06-01 | FALSE | 1998-06-01 | FALSE | Temporarily out of use | Regular | 8000 | Steel-Impressed Current | 1981-05-02 |  | Steel (Impressed Current) | Pressurized
CHAMPION INT'L CORP | PO BOX 686 | LUMPKIN | Stewart | 1280006 | 51 | [5 empty] | Removed from Ground | Diesel | 2000 | Bare Steel | 1960-03-23 | 1987-12-01 | Galvanized Steel
CHATTAHOOCHEE FOREST HQ | PROVIDENCE CANYON RD | LUMPKIN | Stewart | 1280013 | 53 | [5 empty] | Removed from Ground | Diesel | 2000 | Bare Steel | 1978-12-01 | 1978-12-01 | Galvanized Steel
BUTTS SHELL SERVICE STATION | GA 55 & US 280 | RICHLAND | Stewart | 1280012 | 3 |  | 1998-01-01 |  | 1998-01-01 |  | Removed from Ground | Gas (Historical Use) | 3000 | Steel-Impressed Current | 1986-05-08 | 1899-12-31 | Cathodically Protected | Safe Suction (Euro)
TERRY SPORT CENTER | E BOND ST | RICHLAND | Stewart | 1280017 | 1 | [5 empty] | Removed from Ground | Gas (Historical Use) | 2000 | Bare Steel | 1976-05-08 | 1999-01-01 | Galvanized Steel | Suction (American)
S MART | 101 NICHOLSON ST | RICHLAND | Stewart | 1280001 | REG1 | Flapper Valve | 1998-06-01 | FALSE | 1998-06-01 | FALSE | Currently in Use | Regular | 10000 | Steel-Impressed Current | 1981-05-02 |  | Steel (Impressed Current) | Pressurized
SASSER CHEVRON SERVICE CENTER | 552 WALL ST | RICHLAND | Stewart | 1280005 | 2 | [5 empty] | Removed from Ground | Gas (Historical Use) | 0 | Bare Steel | 1986-04-16 | 1994-01-01 | Galvanized Steel
FORT OIL CO | 1102 CHESTNUT ST | LUMPKIN | Stewart | 1280020 | 8 | Ball Float | 1998-02-17 | FALSE | 1998-02-17 | FALSE | Currently in Use | Diesel | 15000 | Composite | 1999-02-17 |  | Double-Walled Flex | Pressurized
T & T SERVICE STATION | 1717 BROAD ST | LUMPKIN | Stewart | 1280026 | 10 | Flapper Valve | 1999-05-10 | FALSE | 1999-05-10 | FALSE | Temporarily out of use | Premium | 6000 | Composite | 1999-05-10 |  | Double-Walled Flex | Pressurized
CHATTAHOOCHEE FOREST HQ | PROVIDENCE CANYON RD | LUMPKIN | Stewart | 1280013 | 51 | [5 empty] | Removed from Ground | Diesel | 2000 | Bare Steel | 1960-05-12 | 1978-12-01 | Galvanized Steel
STEWART COUNTY FARM | ROUTE 1 BOX 22 TROUTMAN RD | LUMPKIN | Stewart | 10000515 | 1 |  |  | FALSE |  | FALSE | Removed from Ground | Diesel | 1000 | Unknown | 2003-12-05 | 2003-12-05
PATES GROCERY | US HWY 27 | LOUVALE | Stewart | 1280021 | 2 | [5 empty] | Removed from Ground | Gas (Historical Use) | 1000 | Bare Steel | 1974-05-09 | 1995-11-09 | Galvanized Steel
Richland Gas N Go | 42 NICHOLSON ST | RICHLAND | Stewart | 9128013 | 2 | Ball Float | 1999-11-01 | FALSE | 1999-11-01 | FALSE | Currently in Use | Regular | 12000 | Epoxy | 1999-11-01 |  | Double-Walled Flex | Pressurized
FORT OIL CO | 1102 CHESTNUT ST | LUMPKIN | Stewart | 1280020 | 6 | Ball Float | 1998-02-17 | FALSE | 1998-02-17 | FALSE | Currently in Use | Regular | 10000 | Composite | 1999-02-17 |  | Double-Walled Flex | Pressurized
HESTER LOGGING CO | 10 OLD CHESTNUT ST | LUMPKIN | Stewart | 1280019 | 2 | [5 empty] | Removed from Ground | Diesel | 8000 | Fiberglass | 1999-12-13 | 1999-12-13 | Galvanized Steel
C C MOORE | US HWY 280 | RICHLAND | Stewart | 1280024 | 2 | [5 empty] | Removed from Ground | Gas (Historical Use) | 1000 | Marked Unknown | 1986-05-06 | 1995-02-08 | Unknown
STEWART CO SCHOOL BUS SHOP | SURLES ST | LUMPKIN | Stewart | 1280003 | 1 | Flapper Valve | 1997-12-19 |  | 1997-01-21 |  | Removed from Ground | Gas (Historical Use) | 12000 | Lined Interior | 1982-01-08 | 2007-11-01 | Fiberglass Reinforced Plastic | Suction (American)
GA FC/STEWART CO UNIT | RT 1 BOX 172 | LUMPKIN | Stewart | 1280002 | 3 | [5 empty] | Removed from Ground | Diesel | 560 | Bare Steel | 1972-04-25 | 1989-02-05 | Galvanized Steel | Safe Suction (Euro)
S-MART | 1530 BROAD ST | LUMPKIN | Stewart | 1280027 | 2 | Ball Float | 1998-09-01 | FALSE | 1998-09-01 | TRUE | Currently in Use | Plus | 6000 | Steel-Impressed Current | 1984-05-07 |  |  | Pressurized
GA FC/STEWART CO UNIT | RT 1 BOX 172 | LUMPKIN | Stewart | 1280002 | 2 | [5 empty] | Removed from Ground | Gas (Historical Use) | 2000 | Bare Steel | 1976-04-24 | 1989-02-05 | Galvanized Steel | Safe Suction (Euro)
T & T SERVICE STATION | 1717 BROAD ST | LUMPKIN | Stewart | 1280026 | 1 | [5 empty] | Removed from Ground | Gas (Historical Use) | 6000 | Bare Steel | 1966-05-12 | 1999-05-01 | Galvanized Steel
LUMKIN RADIO RELAY STATION | NOT ENTERED | LUMPKIN | Stewart | 1280009 | 2 | [5 empty] | Removed from Ground | Diesel | 2000 | Bare Steel | 1961-05-12 | 1988-01-01 | Galvanized Steel
B&H GROCERY | 10 MAIN ST | OMAHA | Stewart | 9128002 | 1 | [5 empty] | Removed from Ground | Gas (Historical Use) | 560 | Bare Steel | 1994-06-16 | 1994-06-16 | Galvanized Steel | Safe Suction (Euro)
RICHLAND POLICE DEPT | 439 WALL STREET | RICHLAND | Stewart | 9128007 | 1 | [5 empty] | Removed from Ground | Gas (Historical Use) | 1000 | Bare Steel | 1973-01-01 | 1973-01-01 | Bare Steel | Safe Suction (Euro)
RICHLAND SVC STATION/MATHIS SERV | 812 NICHOLSON ST | RICHLAND | Stewart | 1280008 | R1 | [5 empty] | Removed from Ground | Gas (Historical Use) | 4000 | Bare Steel | 1966-05-04 | 1995-05-15 | Galvanized Steel
STEWART CO SCHOOL BUS SHOP | SURLES ST | LUMPKIN | Stewart | 1280003 | 2 | Flapper Valve | 1997-12-19 | FALSE | 1997-12-19 | FALSE | Currently in Use | Diesel | 10000 | Galvanic (STIP-3) | 1986-04-01 |  | Fiberglass Reinforced Plastic | Safe Suction (Euro)
FORT OIL CO | 1102 CHESTNUT ST | LUMPKIN | Stewart | 1280020 | 3 | [5 empty] | Removed from Ground | Gas (Historical Use) | 20000 | Bare Steel | 1978-05-08 | 1999-03-01 | Galvanized Steel | Pressurized
HESTER LOGGING CO | 10 OLD CHESTNUT ST | LUMPKIN | Stewart | 1280019 | 1 | [5 empty] | Removed from Ground | Gas (Historical Use) | 2000 | Bare Steel | 1981-05-07 | 1995-07-27 | Galvanized Steel
S-MART | 1530 BROAD ST | LUMPKIN | Stewart | 1280027 | 3 | Ball Float | 1998-09-01 | FALSE | 1998-09-01 | TRUE | Currently in Use | Premium | 6000 | Steel-Impressed Current | 1984-05-07 |  | Cathodically Protected | Pressurized
BLDG 2 - ABANDONED AVIATION BEAC |  | LOUVALE | Stewart | 9026019 | 2A |  |  | FALSE |  | FALSE | Removed from Ground | Gas (Historical Use) | 300 | Bare Steel | 1974-02-04 | 1995-02-02 | Bare Steel | Safe Suction (Euro)
W C BRADLEY FARMS | GA HWY 39 SHOP | OMAHA | Stewart | 1280023 | 1 | [5 empty] | Removed from Ground | Gas (Historical Use) | 4000 | Bare Steel | 1982-05-07 | 1995-02-07 | Galvanized Steel | Safe Suction (Euro)
B&H GROCERY | 10 MAIN ST | OMAHA | Stewart | 9128002 | 2 | [5 empty] | Removed from Ground | Gas (Historical Use) | 1000 | Bare Steel | 1994-06-16 | 1994-06-16 | Galvanized Steel | Safe Suction (Euro)
REDS PIZZA | 544 WALL ST | RICHLAND | Stewart | 9128012 | 4 | [5 empty] | Removed from Ground | Kerosene | 1000 | Not Marked/Unknown | 1998-12-27 | 1998-12-27 | Not Marked
REDS PIZZA | 544 WALL ST | RICHLAND | Stewart | 9128012 | 1 | [5 empty] | Removed from Ground | Gas (Historical Use) | 2000 | Not Marked/Unknown | 1998-12-27 | 1998-12-27 | Not Marked
COTTON PATCH | 7192 GA HWY 520 | RICHLAND | Stewart | 9128009 | 1C | Ball Float | 1996-04-01 | FALSE | 1996-04-01 | TRUE | Currently in Use | Premium | 3000 | Composite | 1996-04-01 |  | Fiberglass Reinforced Plastic | Pressurized
RICHLAND POLICE DEPT | 439 WALL STREET | RICHLAND | Stewart | 9128007 | 4 | [5 empty] | Removed from Ground | Empty | 1000 | Bare Steel | 1997-10-01 | 1997-10-01 | Bare Steel | Safe Suction (Euro)
C C MOORE | US HWY 280 | RICHLAND | Stewart | 1280024 | 3 | [5 empty] | Removed from Ground | Empty | 560 | Bare Steel | 1986-05-06 | 1995-02-08 | Galvanized Steel
CHATTAHOOCHEE FOREST HQ | PROVIDENCE CANYON RD | LUMPKIN | Stewart | 1280013 | 50 | [5 empty] | Removed from Ground | Gas (Historical Use) | 2000 | Bare Steel | 1960-05-12 | 1978-12-01 | Galvanized Steel
LUMKIN RADIO RELAY STATION | NOT ENTERED | LUMPKIN | Stewart | 1280009 | 1 | [5 empty] | Removed from Ground | Diesel | 500 | Bare Steel | 1956-05-13 | 1988-01-01 | Galvanized Steel
ADAMS CITY FOOD CENTER | GA 27 EAST | LUMPKIN | Stewart | 1280007 | 2 | [5 empty] | Removed from Ground | Gas (Historical Use) | 8000 | Bare Steel | 1982-05-02 | 1996-09-17 | Galvanized Steel
MOCCASIN GAP TRADING POST | RT 2 BOX 100 | LUMPKIN | Stewart | 1280029 | 2 | [5 empty] | Removed from Ground | Gas (Historical Use) | 6000 | Bare Steel | 1984-05-08 | 1899-12-31 | Galvanized Steel
CHAMPION INT'L CORP | PO BOX 686 | LUMPKIN | Stewart | 1280006 | 50 | [5 empty] | Removed from Ground | Gas (Historical Use) | 2000 | Bare Steel | 1960-03-23 | 1987-12-01 | Galvanized Steel
CHAMPION INT'L CORP | PO BOX 686 | LUMPKIN | Stewart | 1280006 | 53 | [5 empty] | Removed from Ground | Diesel | 2000 | Bare Steel | 1981-03-18 | 1987-12-01 | Galvanized Steel
CHAMPION INTERNATIONAL | CONYER RD | LUMPKIN | Stewart | 1280016 | 50 | [5 empty] | Removed from Ground | Gas (Historical Use) | 2000 | Bare Steel | 1986-05-06 | 1899-12-31 | Galvanized Steel
FLORENCE MARINA STATE PARK | RT 1 BOX 36 | OMAHA | Stewart | 9128003 | 1 | [5 empty] | Removed from Ground | Gas (Historical Use) | 7000 | Bare Steel | 1968-01-01 | 1998-02-09 | Galvanized Steel
REDS PIZZA | 544 WALL ST | RICHLAND | Stewart | 9128012 | 3 | [5 empty] | Removed from Ground | Gas (Historical Use) | 2000 | Not Marked/Unknown | 1998-12-27 | 1998-12-27 | Not Marked
TERRY SPORT CENTER | E BOND ST | RICHLAND | Stewart | 1280017 | 3 | [5 empty] | Removed from Ground | Gas (Historical Use) | 1000 | Bare Steel | 1976-05-08 | 1999-01-01 | Galvanized Steel | Suction (American)
T & T SERVICE STATION | 1717 BROAD ST | LUMPKIN | Stewart | 1280026 | 6 | [5 empty] | Removed from Ground | Empty | 2000 | Bare Steel | 1958-05-14 | 1993-04-07 | Galvanized Steel
MEAD COATED BOARD | US HWY 27 | LUMPKIN | Stewart | 1280015 | 3 | [5 empty] | Removed from Ground | Diesel | 0 | Not Marked/Unknown | 1988-12-01 | 1988-12-01 | Not Marked
BLDG 2 - ABANDONED AVIATION BEAC |  | LOUVALE | Stewart | 9026019 | 2 | [5 empty] | Removed from Ground | Gas (Historical Use) | 300 | Bare Steel | 1995-01-01 | 1995-01-01 | Bare Steel
COTTON PATCH | 7192 GA HWY 520 | RICHLAND | Stewart | 9128009 | 1A | Ball Float | 1996-04-01 | FALSE | 1996-04-01 | TRUE | Currently in Use | Plus | 6000 | Composite | 1996-04-01 |  | Fiberglass Reinforced Plastic | Pressurized
RICHLAND POLICE DEPT | 439 WALL STREET | RICHLAND | Stewart | 9128007 | 3 | [5 empty] | Removed from Ground | Empty | 1000 | Bare Steel | 1997-10-01 | 1997-10-01 | Bare Steel | Safe Suction (Euro)
VALLEY LAND | GA 27 EAST | RICHLAND | Stewart | 1280018 | 2 | [5 empty] | Removed from Ground | Gas (Historical Use) | 1000 | Bare Steel | 1973-05-09 | 1899-12-31 | Galvanized Steel | Safe Suction (Euro)
GA FC/STEWART CO UNIT | RT 1 BOX 172 | LUMPKIN | Stewart | 1280002 | 1 | [5 empty] | Removed from Ground | Gas (Historical Use) | 560 | Bare Steel | 1959-04-29 | 1989-02-05 | Galvanized Steel | Safe Suction (Euro)
T & T SERVICE STATION | 1717 BROAD ST | LUMPKIN | Stewart | 1280026 | 11 | Flapper Valve | 1999-05-10 | FALSE | 1999-05-10 | FALSE | Temporarily out of use | Regular | 6000 | Composite | 1999-05-10 |  | Double-Walled Flex | Pressurized
CHAMPION INTERNATIONAL | CONYER RD | LUMPKIN | Stewart | 1280016 | 51 | [5 empty] | Removed from Ground | Diesel | 2000 | Bare Steel | 1986-05-06 | 1899-12-31 | Galvanized Steel
AT&T | CTY RD #35/HWY 39 | LUMPKIN | Stewart | 1280011 | 1 | [5 empty] | Removed from Ground | Diesel | 560 | Bare Steel | 1983-05-07 | 1992-05-13 | Copper
T & T SERVICE STATION | 1717 BROAD ST | LUMPKIN | Stewart | 1280026 | 8 | [5 empty] | Removed from Ground | Kerosene | 550 | Bare Steel | 1958-05-14 | 1999-05-01 | Galvanized Steel
T & T SERVICE STATION | 1717 BROAD ST | LUMPKIN | Stewart | 1280026 | 9 |  |  | TRUE |  | TRUE | Removed from Ground | Used Oil | 550 | Bare Steel | 1958-05-14 | 1999-05-01 | Galvanized Steel
T & T SERVICE STATION | 1717 BROAD ST | LUMPKIN | Stewart | 1280026 | 2 | [5 empty] | Removed from Ground | Gas (Historical Use) | 6000 | Bare Steel | 1966-05-12 | 1999-05-01 | Galvanized Steel
T & T SERVICE STATION | 1717 BROAD ST | LUMPKIN | Stewart | 1280026 | 12 | Flapper Valve | 1999-05-10 | FALSE | 1999-05-10 | FALSE | Temporarily out of use | Plus | 2000 | Composite | 1999-05-10 |  | Double-Walled Flex | Pressurized
AMMONS AUTO PARTS INC | US HWY 27 | LUMPKIN | Stewart | 9128008 | 3 | [5 empty] | Closed in Ground | Empty | 550 | Not Marked/Unknown | 1997-12-23 | 1997-12-23 | Not Marked
M-MART | 401 WALL ST | RICHLAND | Stewart | 9128005 | 2 | Ball Float | 1992-08-01 | FALSE | 1992-08-01 | FALSE | Currently in Use | Premium | 6000 | Galvanic (STIP-3) | 1992-08-01 |  | Fiberglass Reinforced Plastic | Pressurized
SASSER CHEVRON SERVICE CENTER | 552 WALL ST | RICHLAND | Stewart | 1280005 | 1 | [5 empty] | Removed from Ground | Gas (Historical Use) | 0 | Bare Steel | 1986-04-16 | 1994-01-01 | Galvanized Steel
S-MART | 334 MAIN ST | LUMPKIN | Stewart | 9128004 | 3 | Flapper Valve | 1988-12-01 | FALSE | 1988-12-01 | FALSE | Temporarily out of use | Empty | 2000 | Galvanic (STIP-3) | 1988-12-01 |  | Fiberglass Reinforced Plastic | Pressurized
PATES GROCERY | US HWY 27 | LOUVALE | Stewart | 1280021 | 1 | [5 empty] | Removed from Ground | Gas (Historical Use) | 1000 | Bare Steel | 1974-05-09 | 1995-11-09 | Galvanized Steel
FORT OIL CO | 1102 CHESTNUT ST | LUMPKIN | Stewart | 1280020 | 5 | Ball Float | 1998-02-17 | FALSE | 1998-02-17 | FALSE | Currently in Use | Premium | 8000 | Composite | 1986-05-06 |  | Double-Walled Flex | Pressurized
DOT 10328 STEWART CO MAINT HQ | SR 1 NORTH OF LUMPKIN | LUMPKIN | Stewart | 1280035 | 328G1 | [5 empty] | Removed from Ground | Gas (Historical Use) | 1060 | Bare Steel | 1972-09-01 | 2005-03-24 | Galvanized Steel | Safe Suction (Euro)
FORT OIL CO CARD LOCK | 24 2ND AVE | OMAHA | Stewart | 9128010 | 1A | Ball Float | 1997-10-15 | FALSE | 1997-10-15 | FALSE | Currently in Use | Diesel | 12000 | Composite | 1997-10-15 |  | Fiberglass Reinforced Plastic | Pressurized
REDS PIZZA | 544 WALL ST | RICHLAND | Stewart | 9128012 | 2 | [5 empty] | Removed from Ground | Gas (Historical Use) | 2000 | Not Marked/Unknown | 1998-12-27 | 1998-12-27 | Not Marked
TERRY SPORT CENTER | E BOND ST | RICHLAND | Stewart | 1280017 | 4 | [5 empty] | Removed from Ground | Kerosene | 1000 | Bare Steel | 1974-05-09 | 1999-01-01 | Galvanized Steel | Suction (American)
ADAMS CITY FOOD CENTER | GA 27 EAST | LUMPKIN | Stewart | 1280007 | 1 | [5 empty] | Removed from Ground | Gas (Historical Use) | 8000 | Bare Steel | 1982-05-02 | 1996-09-17 | Galvanized Steel
FORT OIL CO | 1102 CHESTNUT ST | LUMPKIN | Stewart | 1280020 | 2 | [5 empty] | Removed from Ground | Gas (Historical Use) | 20000 | Bare Steel | 1978-05-08 | 1999-03-01 | Galvanized Steel | Pressurized
T & T SERVICE STATION | 1717 BROAD ST | LUMPKIN | Stewart | 1280026 | 7 | [5 empty] | Removed from Ground | Empty | 550 | Bare Steel | 1958-05-14 | 1993-04-07 | Galvanized Steel
T & T SERVICE STATION | 1717 BROAD ST | LUMPKIN | Stewart | 1280026 | 5 | [5 empty] | Removed from Ground | Empty | 2000 | Bare Steel | 1958-05-14 | 1993-04-07 | Galvanized Steel
T & T SERVICE STATION | 1717 BROAD ST | LUMPKIN | Stewart | 1280026 | 4 | [5 empty] | Removed from Ground | Diesel | 2000 | Bare Steel | 1958-05-14 | 1999-05-01 | Galvanized Steel
MEAD COATED BOARD | US HWY 27 | LUMPKIN | Stewart | 1280015 | 2 | [5 empty] | Removed from Ground | Diesel | 0 | Not Marked/Unknown | 1988-12-01 | 1988-12-01 | Not Marked
AMMONS AUTO PARTS INC | US HWY 27 | LUMPKIN | Stewart | 9128008 | 4 | [5 empty] | Removed from Ground | Diesel | 550 | Not Marked/Unknown | 1997-12-23 | 1997-12-23 | Not Marked
AMMONS AUTO PARTS INC | US HWY 27 | LUMPKIN | Stewart | 9128008 | 1 | [5 empty] | Closed in Ground | Empty | 1000 | Not Marked/Unknown | 1997-12-23 | 1997-12-23 | Not Marked
FLORENCE MARINA STATE PARK | RT 1 BOX 36 | OMAHA | Stewart | 9128003 | 2 | Flapper Valve | 1998-02-10 | FALSE | 1998-02-10 | FALSE | Currently in Use | E-0 | 2500 | Fiberglass Double Walled | 1998-02-09 |  | Double-Walled Fiberglass | Pressurized
AT&T TOWER FACILITY #35 | DIRT RD | UNION | Stewart | 9128001 | 1 | [5 empty] | Removed from Ground | Diesel | 560 | Bare Steel | 1982-01-01 | 1992-04-28 | Unknown
SAIOM 2022 INC | 506 US HWY 280 E | AMERICUS | Sumter | 9129021 | 4C | Overfill Alarm | 1994-07-01 | FALSE | 1994-07-01 | FALSE | Currently in Use | Premium | 6000 | Composite | 1994-07-01 |  | Double-Walled Flex | Pressurized
SAIOM 2022 INC | 506 US HWY 280 E | AMERICUS | Sumter | 9129021 | 3 | [5 empty] | Removed from Ground | Gas (Historical Use) | 8000 | Not Marked/Unknown | 1994-06-01 | 1994-06-01 | Not Marked
SAIOM 2022 INC | 506 US HWY 280 E | AMERICUS | Sumter | 9129021 | 4A | Overfill Alarm | 1994-07-01 | FALSE | 1994-07-01 | FALSE | Currently in Use | E-10 | 8000 | Composite | 1994-07-01 |  | Double-Walled Flex | Pressurized
Siddhidhata, LLC | 1204 S Martin Luther King Blvd | AMERICUS | Sumter | 9129052 | 1A | Flapper Valve | 1996-06-09 | FALSE | 1996-06-09 | FALSE | Currently in Use | E-10 | 25000 | Galvanic (STIP-3) | 1997-05-28 |  | Double-Walled Flex | Pressurized
HWY 280 FUEL CENTER | 207 HWY 280 WEST | AMERICUS | Sumter | 9129042 | 2 | Overfill Alarm | 1995-06-30 | FALSE | 1995-06-30 | FALSE | Currently in Use | Diesel | 4000 | Fiberglass | 1995-08-30 |  | Fiberglass Reinforced Plastic | Safe Suction (Euro)
SUMTER REG HOSPITAL | 100 WHEATLEY DR | AMERICUS | Sumter | 9129037 | 2 | [5 empty] | Closed in Ground | Diesel | 3000 | Bare Steel | 1975-01-01 | 1899-12-31 | Copper | Suction (American)
US POSTAL SVC | 128 EAST FORSYTH ST | AMERICUS | Sumter | 9129026 | 1 | [5 empty] | Removed from Ground | Diesel | 3000 | Bare Steel | 1978-07-17 | 1899-12-31 | Bare Steel | Pressurized
Gas N Go Express | 110 HWY 280 W | AMERICUS | Sumter | 9129008 | 4 | Flapper Valve | 1988-01-01 | FALSE | 1988-01-01 | FALSE | Currently in Use | Diesel | 6000 | Galvanic (STIP-3) | 1988-01-01 |  | Fiberglass Reinforced Plastic | Pressurized
FORMER JAMES POOLE INSURANCE AGE | 110 WEST FORSYTH | AMERICUS | Sumter | 9129002 | 3 | [5 empty] | Closed in Ground | Empty | 5000 | Marked Unknown | 1991-09-01 | 1991-09-01 | Unknown
Gas N Go Express | 110 HWY 280 W | AMERICUS | Sumter | 9129008 | 2 | Flapper Valve | 1988-01-01 | FALSE | 1988-01-01 | FALSE | Currently in Use | Premium | 8000 | Galvanic (STIP-3) | 1988-01-01 |  | Fiberglass Reinforced Plastic | Pressurized
AMERICUS ENGINEERING & CONSTRUCT | NORTH MAYO AND EAST JEFFERSON | AMERICUS | Sumter | 9129003 | 2 | [5 empty] | Removed from Ground | Diesel | 2000 | Bare Steel | 1991-12-04 | 1991-12-04 | Galvanized Steel | Suction (American)
PATELS SHOP RITE | 1036 E FORSYTH ST | AMERICUS | Sumter | 1290014 | 4 |  | 1996-04-01 |  | 1996-04-01 |  | Removed from Ground | Gas (Historical Use) | 8084 | Epoxy | 1996-04-01 | 2006-07-09 | Double Walled | Pressurized
PATELS SHOP RITE | 1036 E FORSYTH ST | AMERICUS | Sumter | 1290014 | 5 |  | 1996-04-01 |  | 1996-04-01 |  | Removed from Ground | Gas (Historical Use) | 4000 | Epoxy | 1996-04-01 | 2006-07-09 | Double Walled | Pressurized
EASTSIDE BP | 102 TRIPP ST | AMERICUS | Sumter | 1290010 | 1 |  | 1998-08-28 |  | 1998-08-28 |  | Removed from Ground | Gas (Historical Use) | 10000 | Steel-Impressed Current | 1974-04-18 | 2000-05-29 | Cathodically Protected | Pressurized
SAIOM 2022 INC | 506 US HWY 280 E | AMERICUS | Sumter | 9129021 | 5 | [5 empty] | Removed from Ground | Gas (Historical Use) | 4000 | Not Marked/Unknown | 1994-06-01 | 1994-06-01 | Not Marked
CITY OF AMERICUS MAINT SHOP | 229 RAILROAD ST | AMERICUS | Sumter | 9129004 | 2 | [5 empty] | Removed from Ground | Diesel | 4000 | Bare Steel | 1977-01-01 | 1991-11-01 | Galvanized Steel | Safe Suction (Euro)
AMERICUS ENGINEERING & CONSTRUCT | NORTH MAYO AND EAST JEFFERSON | AMERICUS | Sumter | 9129003 | 1 | [5 empty] | Removed from Ground | Diesel | 500 | Bare Steel | 1991-12-04 | 1991-12-04 | Galvanized Steel | Suction (American)
FOOD MART #1 GAS N GO | 1402 MARTIN LUTHER KING JR BLVD | AMERICUS | Sumter | 9129010 | 2 | Overfill Alarm | 1991-12-30 | FALSE | 1991-12-30 | FALSE | Currently in Use | Diesel | 12000 | Composite | 1991-01-01 |  | Fiberglass Reinforced Plastic | Pressurized
AMERICUS DIST OPER HQ | 1126 EAST LAMAR ST | AMERICUS | Sumter | 9129007 | 2 | [5 empty] | Removed from Ground | Diesel | 6000 | Bare Steel | 1960-01-01 | 1989-10-01 | Bare Steel
LAST OPERATED @ SPUR | COTTON AVE @ JEFFERSON | AMERICUS | Sumter | 9129020 | 2 | [5 empty] | Removed from Ground | Gas (Historical Use) | 0 | Bare Steel | 1994-02-07 | 1994-02-07 | Bare Steel | Suction (American)
EASTSIDE BP | 102 TRIPP ST | AMERICUS | Sumter | 1290010 | 3 |  | 1998-08-28 |  | 1998-08-28 |  | Removed from Ground | Gas (Historical Use) | 10000 | Steel-Impressed Current | 1974-04-18 | 2000-05-29 | Cathodically Protected | Pressurized
DANFAIR EXPRESS | 129 HWY 27 EAST | AMERICUS | Sumter | 1290013 | 1 | Flapper Valve | 1998-10-28 | FALSE | 1998-10-28 | FALSE | Currently in Use | Premium | 4000 | Steel-Impressed Current | 1980-04-16 |  | Fiberglass Reinforced Plastic | Pressurized
SUNSHINE JR #432 | 1010 MEADOW BROOK DR | AMERICUS | Sumter | 1290005 | 5 | [5 empty] | Removed from Ground | Gas (Historical Use) | 8068 | Bare Steel | 1982-04-16 | 2001-09-10 | Galvanized Steel
Circle K 2745109 | 1533 SOUTH LEE ST | AMERICUS | Sumter | 1290055 | 5 | Flapper Valve | 1997-09-22 | FALSE | 1997-09-22 | FALSE | Currently in Use | Premium | 10000 | Composite Double Walled | 1997-09-22 |  | Double-Walled Flex | Pressurized
MUCKALEE PUMP STATION | VALLEY DR | AMERICUS | Sumter | 9129033 | 1 | Flapper Valve | 1999-10-15 | FALSE | 1999-10-15 | FALSE | Currently in Use | Diesel | 550 | Composite Double Walled | 2001-09-10 |  | Copper/Secondry Containment | Safe Suction (Euro)
GA POWER/AMERICUS DIST OPER HQ | 1020 SOUTHERFIELD | AMERICUS | Sumter | 9129011 | 298-309 | Flapper Valve | 1995-07-20 | FALSE | 1995-07-20 | FALSE | Currently in Use | Diesel | 10000 | Fiberglass Double Walled | 1988-01-01 |  | Double-Walled Fiberglass | Pressurized
EASTSIDE BP | 102 TRIPP ST | AMERICUS | Sumter | 1290010 | 4 |  | 1998-08-28 |  | 1998-08-28 |  | Removed from Ground | Diesel | 2000 | Steel-Impressed Current | 1985-04-15 | 2000-05-29 | Cathodically Protected | Suction (American)
EASTSIDE BP | 102 TRIPP ST | AMERICUS | Sumter | 1290010 | 5 | [5 empty] | Removed from Ground | Used Oil | 500 | Not Marked/Unknown | 2000-05-29 | 2000-05-29 | Not Marked
PHILLIPS 66 SERVICE STATION | 143 S JACKSON STREET | AMERICUS | Sumter | 9129039 | 1 | [5 empty] | Removed from Ground | Gas (Historical Use) | 6000 | Bare Steel | 2000-05-19 | 2000-05-19 | Galvanized Steel | Suction (American)
HWY 280 FUEL CENTER | 207 HWY 280 WEST | AMERICUS | Sumter | 9129042 | 3A | Overfill Alarm | 2000-02-01 | FALSE | 2000-02-01 | FALSE | Currently in Use | Premium | 6000 | Composite | 2000-02-01 |  | Double-Walled Flex | Pressurized
CSX TRANSPORTATION | 908 ELM AVE | AMERICUS | Sumter | 9129005 | 1 | [5 empty] | Removed from Ground | Gas (Historical Use) | 500 | Bare Steel | 1992-04-10 | 1992-04-10 | Galvanized Steel | Suction (American)
AMERICUS DIST OPER HQ | 1126 EAST LAMAR ST | AMERICUS | Sumter | 9129007 | 1 | [5 empty] | Removed from Ground | Gas (Historical Use) | 10000 | Bare Steel | 1980-01-01 | 1989-10-01 | Bare Steel
DANFAIR EXPRESS | 129 HWY 27 EAST | AMERICUS | Sumter | 1290013 | 2 | Flapper Valve | 1998-10-28 | FALSE | 1998-10-28 | FALSE | Currently in Use | E-10 | 8000 | Steel-Impressed Current | 1980-04-16 |  | Fiberglass Reinforced Plastic | Pressurized
MAIN SHOP AREA | 844 SPRING ST | AMERICUS | Sumter | 1290001 | 3 |  |  | TRUE |  | TRUE | Removed from Ground | Used Oil | 225 | Bare Steel | 1978-02-28 | 1994-07-01 | Galvanized Steel
GA FC | SOUTHER FIELD RD | AMERICUS | Sumter | 1290036 | 21662 |  | 1993-04-08 |  | 1993-04-08 |  | Removed from Ground | Other | 2000 | Galvanic (STIP-3) | 1993-04-08 | 2008-02-18 | Cathodically Protected | Safe Suction (Euro)
HWY 280 FUEL CENTER | 207 HWY 280 WEST | AMERICUS | Sumter | 9129042 | 3B | Overfill Alarm | 2000-02-01 | FALSE | 2000-02-01 | FALSE | Currently in Use | E-0 | 4000 | Composite | 2000-02-01 |  | Double-Walled Flex | Pressurized
SAIOM 2022 INC | 506 US HWY 280 E | AMERICUS | Sumter | 9129021 | 1 | Overfill Alarm | 1994-07-01 | FALSE | 1994-07-01 | FALSE | Currently in Use | Diesel | 2000 | Composite | 1997-07-01 |  | Double-Walled Fiberglass | Pressurized
FOOD MART #1 GAS N GO | 1402 MARTIN LUTHER KING JR BLVD | AMERICUS | Sumter | 9129010 | 1B | Overfill Alarm | 1991-12-30 | FALSE | 1991-12-30 | FALSE | Currently in Use | Premium | 5000 | Composite | 1991-01-01 |  | Fiberglass Reinforced Plastic | Pressurized
CHARLES WHEATLEY ESTATE | 804 OGLETHORPE AVE | AMERICUS | Sumter | 9129023 | 1 | [5 empty] | Removed from Ground | Gas (Historical Use) | 1 | Not Marked/Unknown | 1991-12-03 | 1991-12-03 | Not Marked
PATELS SHOP RITE | 1036 E FORSYTH ST | AMERICUS | Sumter | 1290014 | 2 | [5 empty] | Removed from Ground | Gas (Historical Use) | 4000 | Bare Steel | 1981-04-16 | 1996-04-01 | Galvanized Steel | Suction (American)
A & S #102 | 999 SOUTHERFIELD RD | AMERICUS | Sumter | 1290004 | 2 | Flapper Valve | 1998-08-27 | FALSE | 1998-08-27 | FALSE | Temporarily out of use | E-10 | 8000 | Steel-Impressed Current | 1981-04-16 |  | Fiberglass Reinforced Plastic | Pressurized
Siddhidhata, LLC | 1204 S Martin Luther King Blvd | AMERICUS | Sumter | 9129052 | 2 | Flapper Valve | 1996-06-09 | FALSE | 1996-06-09 | FALSE | Currently in Use | Diesel | 8000 | Galvanic (STIP-3) | 1997-05-28 |  | Double-Walled Flex | Pressurized
GRANT STEPP EQUIPMENT CO | HWY 280 EAST | AMERICUS | Sumter | 9129051 | 1 |  |  | TRUE |  | TRUE | Removed from Ground | Used Oil | 0 | Bare Steel |  | 1899-12-31 | Galvanized Steel | Gravity Fed
SOUTH EAST LEASED FARM INC | INTERSECTION GEORGIA 195 & PEANU | AMERICUS | Sumter | 9129040 | 1 |  | 1990-02-01 |  | 1990-02-01 |  | Removed from Ground | Diesel | 12000 | Fiberglass | 1990-02-01 | 1998-08-01 | Fiberglass Reinforced Plastic | Safe Suction (Euro)
MILL CREEK WASTEWATER TREATMENT | S LEE ST & MILL CREEK RD | AMERICUS | Sumter | 9129034 | 1 | Flapper Valve | 1999-10-15 | FALSE | 1999-10-15 | FALSE | Currently in Use | Diesel | 500 | Composite Double Walled | 2001-09-10 |  | Copper/Secondry Containment | Safe Suction (Euro)
FOOD MART #1 GAS N GO | 1402 MARTIN LUTHER KING JR BLVD | AMERICUS | Sumter | 9129010 | 3 |  | 1991-12-30 |  | 1991-12-30 |  | Temporarily out of use | Diesel | 2000 | Composite | 1991-01-01 |  | Fiberglass Reinforced Plastic | Pressurized
PHILLIPS 66 SERVICE STATION | 143 S JACKSON STREET | AMERICUS | Sumter | 9129039 | 2 | [5 empty] | Removed from Ground | Gas (Historical Use) | 6000 | Bare Steel | 2000-05-19 | 2000-05-19 | Galvanized Steel | Suction (American)
CITY OF AMERICUS MAINT SHOP | 229 RAILROAD ST | AMERICUS | Sumter | 9129004 | 1 | [5 empty] | Removed from Ground | Gas (Historical Use) | 10000 | Bare Steel | 1977-01-01 | 1991-11-01 | Galvanized Steel | Safe Suction (Euro)
24-7 FUEL CENTER | 131 COTTON AVE | AMERICUS | Sumter | 1290006 | 2 |  | 1998-12-30 |  | 1998-12-30 |  | Removed from Ground | Gas (Historical Use) | 3000 | Steel-Impressed Current | 1973-04-18 | 2017-01-13 | Cathodically Protected | Safe Suction (Euro)
DANFAIR EXPRESS #3 | 402 W FORSYTH ST | AMERICUS | Sumter | 1290051 | 6 | [5 empty] | Removed from Ground | Gas (Historical Use) | 550 | Bare Steel | 1971-04-05 | 1992-01-31 | Galvanized Steel
HALSTEAD CHEVROLET INC | 108 E. LAMAR ST. | AMERICUS | Sumter | 1290048 | 2 | [5 empty] | Removed from Ground | Kerosene | 250 | Bare Steel | 1966-03-31 | 1995-07-18 | Galvanized Steel
DOT ROW/DAVIS GULF | 1502 MCARRAH ST | AMERICUS | Sumter | 1290016 | 2 | [5 empty] | Removed from Ground | Gas (Historical Use) | 3000 | Bare Steel | 1966-04-20 | 1990-12-14 | Galvanized Steel
RYDER TS #0162 | US HWY 280 EAST | AMERICUS | Sumter | 1290017 | OIL |  |  | TRUE |  | TRUE | Removed from Ground | Used Oil | 4000 | Bare Steel | 1986-03-20 | 1993-07-22 | Galvanized Steel
GA SOUTHWESTERN COLLEGE PHYSICAL | 800 WHEATLEY ST | AMERICUS | Sumter | 1290019 | 1 | [5 empty] | Removed from Ground | Gas (Historical Use) | 1000 | Bare Steel | 1976-01-18 | 1996-06-04 | Galvanized Steel
SOUTHEAST TERMINAL | PLAINS RD US HWY 280 | AMERICUS | Sumter | 1290022 | 2 | [5 empty] | Removed from Ground | Diesel | 2000 | Bare Steel | 1973-03-06 | 1988-11-01 | Galvanized Steel
Gas N Go Express | 110 HWY 280 W | AMERICUS | Sumter | 9129008 | 1 | Flapper Valve | 1988-01-01 | FALSE | 1988-01-01 | FALSE | Currently in Use | E-10 | 8000 | Galvanic (STIP-3) | 1988-01-01 |  | Fiberglass Reinforced Plastic | Pressurized
FOOD MART #1 GAS N GO | 1402 MARTIN LUTHER KING JR BLVD | AMERICUS | Sumter | 9129010 | 1A | Overfill Alarm | 1991-12-30 | FALSE | 1991-12-30 | FALSE | Currently in Use | Plus | 8000 | Composite | 1991-01-01 |  | Fiberglass Reinforced Plastic | Pressurized
Food Mart #2 Gas-n-Go | 1301 E LAMAR ST | AMERICUS | Sumter | 9129022 | 3 | [5 empty] | Removed from Ground | Diesel | 3000 | Not Marked/Unknown | 1991-08-01 | 1991-08-01 | Not Marked
LAST OPERATED @ SPUR | COTTON AVE @ JEFFERSON | AMERICUS | Sumter | 9129020 | 1 | [5 empty] | Removed from Ground | Gas (Historical Use) | 0 | Bare Steel | 1994-02-07 | 1994-02-07 | Bare Steel | Suction (American)
PATELS SHOP RITE | 1036 E FORSYTH ST | AMERICUS | Sumter | 1290014 | 6 |  | 1996-04-01 |  | 1996-04-01 |  | Removed from Ground | Diesel | 6000 | Epoxy | 1996-04-01 | 2006-07-09 | Double Walled | Pressurized
EASTSIDE BP | 102 TRIPP ST | AMERICUS | Sumter | 1290010 | 2 |  | 1998-08-28 |  | 1998-08-28 |  | Removed from Ground | Gas (Historical Use) | 10000 | Steel-Impressed Current | 1974-04-18 | 2000-05-29 | Cathodically Protected | Pressurized
HWY 280 FUEL CENTER | 207 HWY 280 WEST | AMERICUS | Sumter | 9129042 | 1 | Overfill Alarm | 1995-06-30 | FALSE | 1995-06-30 | FALSE | Currently in Use | Diesel | 15000 | Fiberglass | 1995-08-30 |  | Fiberglass Reinforced Plastic | Pressurized
FOOD MART #1 GAS N GO | 1402 MARTIN LUTHER KING JR BLVD | AMERICUS | Sumter | 9129010 | 1C | Overfill Alarm | 1991-12-30 | FALSE | 1991-12-30 | FALSE | Currently in Use | E-10 | 12000 | Composite | 1991-01-01 |  | Fiberglass Reinforced Plastic | Pressurized
MAIN SHOP AREA | 844 SPRING ST | AMERICUS | Sumter | 1290001 | 1 | [5 empty] | Removed from Ground | Gas (Historical Use) | 3000 | Bare Steel | 1974-03-01 | 1994-07-01 | Galvanized Steel
SAIOM 2022 INC | 506 US HWY 280 E | AMERICUS | Sumter | 9129021 | 2 | [5 empty] | Removed from Ground | Gas (Historical Use) | 6000 | Not Marked/Unknown | 1994-06-01 | 1994-06-01 | Not Marked
Food Mart #2 Gas-n-Go | 1301 E LAMAR ST | AMERICUS | Sumter | 9129022 | 6A | Overfill Alarm | 1994-10-01 | FALSE | 1994-10-01 | FALSE | Currently in Use | E-10 | 10000 | Composite | 1992-08-01 |  | Fiberglass Reinforced Plastic | Pressurized
A & S #102 | 999 SOUTHERFIELD RD | AMERICUS | Sumter | 1290004 | 1 |  | 1998-08-27 | FALSE | 1998-08-27 | FALSE | Currently in Use | Premium | 8000 | Steel-Impressed Current | 1981-04-16 |  | Fiberglass Reinforced Plastic | Pressurized
PLANTERS HARDWARE | HWY 30 & MAGNOLIA ST | AMERICUS | Sumter | 1290007 | 1 | [5 empty] | Removed from Ground | Gas (Historical Use) | 6000 | Bare Steel | 1980-04-16 | 1999-07-19 | Galvanized Steel | Suction (American)
GA FC | SOUTHER FIELD RD | AMERICUS | Sumter | 1290036 | 1 | [5 empty] | Removed from Ground | Other | 2000 | Bare Steel | 1981-04-23 | 1993-04-07 | Galvanized Steel | Safe Suction (Euro)
GA FC/AMERICUS DIST OFC | 243 US HWY 19 NORTH | AMERICUS | Sumter | 1290037 | 211672 |  | 1993-03-29 |  | 1993-03-29 |  | Removed from Ground | Gas (Historical Use) | 1000 | Galvanic (STIP-3) | 1993-03-29 | 2008-02-19 | Cathodically Protected | Safe Suction (Euro)
PEPO FOOD MART #4 | 540 TRIPP ST | AMERICUS | Sumter | 1290045 | 3B | Flapper Valve | 1999-06-01 | FALSE | 1999-06-01 | FALSE | Currently in Use | Premium | 4000 | Composite | 1993-06-01 |  | Double-Walled Flex | Pressurized
PEPO FOOD MART #4 | 540 TRIPP ST | AMERICUS | Sumter | 1290045 | 1 | [5 empty] | Removed from Ground | Gas (Historical Use) | 6000 | Bare Steel | 1982-04-08 | 1993-04-01 | Galvanized Steel
SOUTH GEORGIA TECHNICAL COLLEGE | 900 SOUTH GA TECH PKWY | AMERICUS | Sumter | 1290028 | F |  | 1998-07-02 | FALSE | 1990-08-01 | FALSE | Removed from Ground |  | 500 | Bare Steel
KOINONIA PARTNERS | 1324 GEORGIA HWY 49 S | AMERICUS | Sumter | 9129041 | 3 | [5 empty] | Removed from Ground | Diesel | 1800 | Bare Steel | 1983-01-01 | 1999-12-10 | Bare Steel | Suction (American)
SUMTER CO SCHOOL BUS PARKING LOT | INDUSTRIAL WAY | AMERICUS | Sumter | 9129027 | 1 | [5 empty] | Removed from Ground | Gas (Historical Use) | 10000 | Bare Steel | 1982-06-30 | 1994-12-27 | Bare Steel | Safe Suction (Euro)
GA POWER/AMERICUS DIST OPER HQ | 1020 SOUTHERFIELD | AMERICUS | Sumter | 9129011 | 531-535 | Flapper Valve | 1995-07-20 | FALSE | 1995-07-20 | FALSE | Currently in Use | E-10 | 10000 | Fiberglass Double Walled | 1988-01-01 |  | Double-Walled Fiberglass | Pressurized
Food Mart #2 Gas-n-Go | 1301 E LAMAR ST | AMERICUS | Sumter | 9129022 | 2 | [5 empty] | Removed from Ground | Gas (Historical Use) | 6000 | Not Marked/Unknown | 1991-08-01 | 1991-08-01 | Not Marked
PATELS SHOP RITE | 1036 E FORSYTH ST | AMERICUS | Sumter | 1290014 | 3 | [5 empty] | Removed from Ground | Gas (Historical Use) | 8000 | Bare Steel | 1981-04-16 | 1996-04-01 | Bare Steel | Suction (American)
MAIN SHOP AREA | 844 SPRING ST | AMERICUS | Sumter | 1290001 | 7 | [5 empty] | Removed from Ground | Gas (Historical Use) | 10000 | Bare Steel | 1986-02-26 | 1994-06-01 | Galvanized Steel
MAIN SHOP AREA | 844 SPRING ST | AMERICUS | Sumter | 1290001 | 4 |  |  | TRUE |  | TRUE | Removed from Ground | Used Oil | 225 | Bare Steel | 1978-02-28 | 1994-07-01 | Galvanized Steel
MAIN SHOP AREA | 844 SPRING ST | AMERICUS | Sumter | 1290001 | 5 | [5 empty] | Removed from Ground | Gas (Historical Use) | 10000 | Bare Steel | 1979-02-28 | 1998-08-01 | Galvanized Steel
AMERICUS WOODYARD | US HWY 280 WEST | AMERICUS | Sumter | 1290002 | 2 | [5 empty] | Removed from Ground | Empty | 550 | Bare Steel | 1975-04-24 | 1988-05-17 | Galvanized Steel
MILLER PETRO 173 | 602 W. FORSYTH AVE | AMERICUS | Sumter | 9000236 | 4 | Ball Float | 1997-02-01 | FALSE | 1997-02-01 | FALSE | Currently in Use | E-10 | 12000 | Epoxy | 1997-02-01 |  | Double-Walled Flex | Pressurized
MILLER PETRO 173 | 602 W. FORSYTH AVE | AMERICUS | Sumter | 9000236 | 1 | [5 empty] | Removed from Ground | Gas (Historical Use) | 14000 | Bare Steel | 1958-02-10 | 1996-03-01 | Bare Steel | Pressurized
MILLER PETRO 173 | 602 W. FORSYTH AVE | AMERICUS | Sumter | 9000236 | 5 | Ball Float | 1997-02-01 | FALSE | 1997-02-01 | FALSE | Currently in Use | Premium | 8000 | Epoxy | 1997-02-01 |  | Double-Walled Flex | Pressurized
SAIOM 2022 INC | 506 US HWY 280 E | AMERICUS | Sumter | 9129021 | 4B | Overfill Alarm | 1994-07-01 | FALSE | 1994-07-01 | FALSE | Currently in Use | Plus | 6000 | Composite | 1994-07-01 |  | Double-Walled Flex | Pressurized
FORMER JAMES POOLE INSURANCE AGE | 110 WEST FORSYTH | AMERICUS | Sumter | 9129002 | 2 | [5 empty] | Closed in Ground | Empty | 5000 | Marked Unknown | 1991-09-01 | 1991-09-01 | Unknown
FLAV-O-RICH INC | 620 ELM AVE | AMERICUS | Sumter | 9129017 | 1 | [5 empty] | Removed from Ground | Gas (Historical Use) | 1000 | Marked Unknown | 1993-06-09 | 1993-06-09 | Unknown | Safe Suction (Euro)
Gas N Go Express | 110 HWY 280 W | AMERICUS | Sumter | 9129008 | 3 |  | 1988-01-01 |  | 1988-01-01 |  | Closed in Ground | Gas (Historical Use) | 6000 | Cathodically Protected Steel | 1988-01-01 | 2010-06-01 | Fiberglass Reinforced Plastic | Pressurized
CITY OF AMERICUS PUBLIC SAFETY B | 119 SOUTH LEE ST | AMERICUS | Sumter | 9129014 | 1 | [5 empty] | Removed from Ground | Empty | 10000 | Bare Steel | 1993-03-01 | 1993-03-01 | Bare Steel
DAVIS CO INC/PET PROD OF SOUTH G | 202 COTTON AVE | AMERICUS | Sumter | 1290003 | 3 | [5 empty] | Removed from Ground | Gas (Historical Use) | 6000 | Marked Unknown | 1971-04-25 | 1994-01-01 | Unknown
SUNSHINE JR #432 | 1010 MEADOW BROOK DR | AMERICUS | Sumter | 1290005 | 1 | [5 empty] | Closed in Ground | Gas (Historical Use) | 3000 | Bare Steel | 1986-04-15 | 1990-01-01 | Galvanized Steel
MAIN SHOP AREA | 844 SPRING ST | AMERICUS | Sumter | 1290001 | 6 | [5 empty] | Removed from Ground | Diesel | 1000 | Bare Steel | 1986-02-26 | 1994-06-01 | Galvanized Steel
GEORGIA DEPARTMENT OF TRANSPORTA | 1557 E LAMAR ST SR 27 | AMERICUS | Sumter | 1290041 | 10334-2 | [5 empty] | Removed from Ground | Diesel | 500 | Bare Steel | 1978-05-01 | 1990-06-01 | Galvanized Steel | Suction (American)
GA FC/AMERICUS DIST OFC | 243 US HWY 19 NORTH | AMERICUS | Sumter | 1290037 | 1 | [5 empty] | Removed from Ground | Gas (Historical Use) | 560 | Bare Steel | 1959-04-29 | 1993-03-29 | Galvanized Steel | Safe Suction (Euro)
DANFAIR EXPRESS #3 | 402 W FORSYTH ST | AMERICUS | Sumter | 1290051 | 4A | Flapper Valve | 1992-01-31 | FALSE | 1992-01-31 | FALSE | Currently in Use | Diesel | 1000 | Fiberglass | 1992-01-31 |  | Fiberglass Reinforced Plastic | Pressurized
PEACOCK TIRE CO INC | HWY 280 EAST | AMERICUS | Sumter | 1290049 | 3 | [5 empty] | Removed from Ground | Empty | 500 | Bare Steel | 1970-04-04 | 1995-06-01 | Unknown
STOP & SHOP | 704 N LEE ST | AMERICUS | Sumter | 9065033 | 3 | Flapper Valve | 1998-12-04 | FALSE | 1998-12-04 | FALSE | Currently in Use | Plus | 3000 | Galvanic (STIP-3) | 1999-01-01 |  | Fiberglass Reinforced Plastic | Pressurized
Siddhidhata, LLC | 1204 S Martin Luther King Blvd | AMERICUS | Sumter | 9129052 | 1B | Flapper Valve | 1996-06-09 | FALSE | 1996-06-09 | FALSE | Currently in Use | Premium | 12000 | Galvanic (STIP-3) | 1997-05-28 |  | Double-Walled Flex | Pressurized
FORMER JAMES POOLE INSURANCE AGE | 110 WEST FORSYTH | AMERICUS | Sumter | 9129002 | 1 | [5 empty] | Closed in Ground | Empty | 5000 | Marked Unknown | 1991-09-01 | 1991-09-01 | Unknown
Food Mart #2 Gas-n-Go | 1301 E LAMAR ST | AMERICUS | Sumter | 9129022 | 4 | [5 empty] | Removed from Ground | Diesel | 1000 | Not Marked/Unknown | 1991-08-01 | 1991-08-01 | Not Marked
Food Mart #2 Gas-n-Go | 1301 E LAMAR ST | AMERICUS | Sumter | 9129022 | 5 | Overfill Alarm | 1992-08-01 | FALSE | 1992-08-01 | FALSE | Currently in Use | E-10 | 20000 | Composite | 1992-08-01 |  | Fiberglass Reinforced Plastic | Pressurized
PATELS SHOP RITE | 1036 E FORSYTH ST | AMERICUS | Sumter | 1290014 | 1 | [5 empty] | Removed from Ground | Gas (Historical Use) | 2000 | Bare Steel | 1981-04-16 | 1996-04-01 | Galvanized Steel | Suction (American)
DAVIS CO INC/PET PROD OF SOUTH G | 202 COTTON AVE | AMERICUS | Sumter | 1290003 | 2 | [5 empty] | Removed from Ground | Gas (Historical Use) | 6000 | Marked Unknown | 1971-04-25 | 1994-01-01 | Unknown
PEPO FOOD MART #4 | 540 TRIPP ST | AMERICUS | Sumter | 1290045 | 3A | Flapper Valve | 1999-06-01 | FALSE | 1999-06-01 | FALSE | Currently in Use | E-10 | 8000 | Composite | 1993-06-01 |  | Double-Walled Flex | Pressurized
RYDER TS #0162 | US HWY 280 EAST | AMERICUS | Sumter | 1290017 | 2 | [5 empty] | Removed from Ground | Diesel | 4000 | Bare Steel | 1986-03-20 | 1989-11-15 | Galvanized Steel
RYDER TS #0162 | US HWY 280 EAST | AMERICUS | Sumter | 1290017 | WASTE#OIL |  |  | TRUE |  | TRUE | Removed from Ground | Used Oil | 250 | Bare Steel | 1981-03-21 | 1993-07-21 | Galvanized Steel
DOC WILSON STATION | FELDER ST | AMERICUS | Sumter | 1290008 | 2 | [5 empty] | Removed from Ground | Empty | 550 | Bare Steel | 1986-04-15 | 1988-01-01 | Unknown
GA FC/SUMTER CO UNIT | 178 BUMPHEAD RD | AMERICUS | Sumter | 1290038 | 1 |  | 1989-01-01 |  | 1989-01-01 |  | Removed from Ground | Gas (Historical Use) | 2000 | Galvanic (STIP-3) | 1989-01-01 | 2008-02-19 | Cathodically Protected
PEACOCK TIRE CO INC | HWY 280 EAST | AMERICUS | Sumter | 1290049 | 1 | [5 empty] | Removed from Ground | Empty | 500 | Bare Steel | 1970-04-04 | 1995-06-01 | Unknown
ROOTS #71 | 1043 E. FORSYTH ST. | AMERICUS | Sumter | 1290050 | 4 | [5 empty] | Removed from Ground | Kerosene | 8000 | Bare Steel | 1972-03-31 | 1996-09-10 | Galvanized Steel | Suction (American)
ROOTS #71 | 1043 E. FORSYTH ST. | AMERICUS | Sumter | 1290050 | 7 | Overfill Alarm | 1997-01-01 | FALSE | 1997-01-01 | FALSE | Currently in Use | Diesel | 8000 | Composite | 1997-01-01 |  | Fiberglass Reinforced Plastic | Pressurized
BOSS'S CORNER STORE | SOUTHERFIELD RD | AMERICUS | Sumter | 1290047 | 1 | [5 empty] | Removed from Ground | Gas (Historical Use) | 4000 | Bare Steel | 1983-04-08 | 1995-02-01 | Galvanized Steel
RYDER TS #0162 | US HWY 280 EAST | AMERICUS | Sumter | 1290017 | 1 |  | 1998-12-01 |  | 1998-12-01 |  | Removed from Ground | Diesel | 10000 | Steel-Impressed Current | 1974-03-23 | 1999-12-17 | Cathodically Protected | Pressurized
SUMTER EMC | 1120 FELDER ST | AMERICUS | Sumter | 1290023 | 3 | [5 empty] | Removed from Ground | Gas (Historical Use) | 100 | Bare Steel | 1982-03-05 | 1998-04-15 | Copper | Safe Suction (Euro)
H B ARNOLD INC | HWY 19 SOUTH | AMERICUS | Sumter | 1290021 | 3 | [5 empty] | Removed from Ground | Gas (Historical Use) | 550 | Bare Steel | 1976-03-05 | 1994-03-01 | Galvanized Steel
CITY OF AMERICUS PUBLIC SAFETY B | 119 SOUTH LEE ST | AMERICUS | Sumter | 9129014 | 2 | [5 empty] | Removed from Ground | Empty | 10000 | Bare Steel | 1993-03-01 | 1993-03-01 | Bare Steel
DAVIS CO INC/PET PROD OF SOUTH G | 202 COTTON AVE | AMERICUS | Sumter | 1290003 | 1 | [5 empty] | Removed from Ground | Gas (Historical Use) | 15000 | Marked Unknown | 1971-04-25 | 1994-01-01 | Unknown
DOC WILSON STATION | FELDER ST | AMERICUS | Sumter | 1290008 | 1 | [5 empty] | Removed from Ground | Empty | 550 | Bare Steel | 1986-04-15 | 1988-01-01 | Unknown
24-7 FUEL CENTER | 131 COTTON AVE | AMERICUS | Sumter | 1290006 | 3 |  | 1998-12-30 |  | 1998-12-30 |  | Removed from Ground | Gas (Historical Use) | 3000 | Steel-Impressed Current | 1973-04-18 | 2017-01-13 | Cathodically Protected | Safe Suction (Euro)
DANFAIR EXPRESS #3 | 402 W FORSYTH ST | AMERICUS | Sumter | 1290051 | 2 |  | 1998-12-10 |  | 1998-12-10 |  | Removed from Ground | Gas (Historical Use) | 2000 | Cathodically Protected Steel | 1971-04-05 | 2009-06-11 | Galvanized Steel | Pressurized
SU ELLENS FOOD STORE | HWY 280 | AMERICUS | Sumter | 1290046 | 2 | [5 empty] | Removed from Ground | Gas (Historical Use) | 5000 | Bare Steel | 1983-04-08 | 1988-04-01 | Galvanized Steel
DANFAIR EXPRESS | 129 HWY 27 EAST | AMERICUS | Sumter | 1290013 | 3 | Flapper Valve | 1998-10-28 | FALSE | 1998-10-28 | FALSE | Currently in Use | Diesel | 8000 | Steel-Impressed Current | 1980-04-16 |  | Fiberglass Reinforced Plastic | Pressurized
SUNSHINE JR #432 | 1010 MEADOW BROOK DR | AMERICUS | Sumter | 1290005 | 2 | [5 empty] | Closed in Ground | Gas (Historical Use) | 3000 | Bare Steel | 1986-04-15 | 1990-01-01 | Galvanized Steel
GEORGIA DEPARTMENT OF TRANSPORTA | 1557 E LAMAR ST SR 27 | AMERICUS | Sumter | 1290041 | 334D1 | [5 empty] | Removed from Ground | Diesel | 2000 | Bare Steel | 1990-06-01 | 2005-03-22 | Galvanized Steel | Suction (American)
ROOTS #71 | 1043 E. FORSYTH ST. | AMERICUS | Sumter | 1290050 | 8 | Overfill Alarm | 1997-01-01 | FALSE | 1997-01-01 | FALSE | Currently in Use | E-10 | 8000 | Composite | 1997-01-01 |  | Fiberglass Reinforced Plastic | Pressurized
ROOTS #71 | 1043 E. FORSYTH ST. | AMERICUS | Sumter | 1290050 | 2 | [5 empty] | Removed from Ground | Gas (Historical Use) | 8000 | Bare Steel | 1972-03-31 | 1997-01-01 | Galvanized Steel | Suction (American)
ROOTS #71 | 1043 E. FORSYTH ST. | AMERICUS | Sumter | 1290050 | 9 | Overfill Alarm | 1997-01-01 | FALSE | 1997-01-01 | FALSE | Currently in Use | Premium | 15000 | Composite | 1997-01-01 |  | Fiberglass Reinforced Plastic | Pressurized
BOSS'S CORNER STORE | SOUTHERFIELD RD | AMERICUS | Sumter | 1290047 | 2 | [5 empty] | Removed from Ground | Gas (Historical Use) | 4000 | Bare Steel | 1983-04-08 | 1995-02-01 | Galvanized Steel
GA SOUTHWESTERN COLLEGE PHYSICAL | 800 WHEATLEY ST | AMERICUS | Sumter | 1290019 | 2 | [5 empty] | Removed from Ground | Gas (Historical Use) | 500 | Bare Steel | 1966-01-20 | 1996-06-04 | Galvanized Steel
SOUTH GEORGIA TECHNICAL COLLEGE | 900 SOUTH GA TECH PKWY | AMERICUS | Sumter | 1290028 | 2 |  | 2012-09-03 | FALSE | 1990-08-01 | FALSE | Removed from Ground | Gas (Historical Use) | 500 | Bare Steel |  | 2019-08-22 | Galvanized Steel
BST/AMERICUS CO/R2321 | 127 FORREST ST | AMERICUS | Sumter | 1290080 | 1 | [5 empty] | Removed from Ground | Kerosene | 5000 | Bare Steel | 1971-01-05 | 1995-02-02 | Copper | Suction (American)
BST/ R2411 | 127 FORREST ST | AMERICUS | Sumter | 1290079 | 1 | [5 empty] | Removed from Ground | Gas (Historical Use) | 12000 | Bare Steel | 1978-01-03 | 1989-11-27 | Galvanized Steel | Pressurized
BASS/CHEVRON | 201 E FORSYTH ST | AMERICUS | Sumter | 1290098 | 5 |  | 1998-08-15 | FALSE | 1998-08-15 | FALSE | Removed from Ground | Diesel | 1000 | Steel-Impressed Current | 1985-04-07 | 2018-01-16 |  | Safe Suction (Euro)
QUIK STOP FOOD MART | HWY 19 NORTH & GA 40 | AMERICUS | Sumter | 1290097 | 2 | [5 empty] | Removed from Ground | Gas (Historical Use) | 8000 | Bare Steel | 1985-04-07 | 1991-06-01 | Galvanized Steel
SUMTER COUNTY CORRECTIONAL INSTI | 360 MCMATH MILL RD | AMERICUS | Sumter | 1290094 | 1 | [5 empty] | Removed from Ground | Gas (Historical Use) | 10000 | Bare Steel | 1985-01-01 | 1999-12-01 | Galvanized Steel
SUMTER COUNTY CORRECTIONAL INSTI | 360 MCMATH MILL RD | AMERICUS | Sumter | 1290094 | 4 |  | 1998-10-25 |  | 1998-10-28 |  | Removed from Ground | Diesel | 0 | Composite | 1998-10-25 | 2014-10-02 | Double-Walled Flex | Pressurized
SOUTH GEORGIA TECHNICAL COLLEGE | 900 SOUTH GA TECH PKWY | AMERICUS | Sumter | 1290028 | D2 | [5 empty] | Removed from Ground | Diesel | 2000 | Bare Steel | 1990-08-01 | 1998-07-24 | Fiberglass Reinforced Plastic | Suction (American)
DIXIE #288 | 916 MCGARRAH ST | AMERICUS | Sumter | 1290088 | 6 | [5 empty] | Removed from Ground | Diesel | 4000 | Bare Steel | 1968-05-17 | 1998-12-01 | Galvanized Steel | Safe Suction (Euro)
FELKERS GROCERY | HWY 30 | AMERICUS | Sumter | 1290084 | 2 | [5 empty] | Removed from Ground | Empty | 550 | Bare Steel | 1976-05-10 | 1988-01-01 | Galvanized Steel
SHOP RITE | 1516 CRAWFORD RD | AMERICUS | Sumter | 1290081 | 3 | Flapper Valve | 1998-07-24 | FALSE | 1998-07-24 | FALSE | Currently in Use | Premium | 6000 | Galvanic (STIP-3) | 1987-01-01 |  | Double-Walled Fiberglass | Pressurized
Circle K 2745142 | 1101 CRAWFORD ST | AMERICUS | Sumter | 1290099 | 8 | Flapper Valve | 2005-03-01 | FALSE | 2005-03-01 | FALSE | Currently in Use | Kerosene | 4000 | Composite Double Walled | 2005-03-01 |  | Double-Walled Fiberglass | Pressurized
SOUTH GEORGIA TECHNICAL COLLEGE | 900 SOUTH GA TECH PKWY | AMERICUS | Sumter | 1290028 | D1 | [5 empty] | Removed from Ground | Gas (Historical Use) | 2000 | Bare Steel | 1990-08-01 | 1998-07-24 | Fiberglass Reinforced Plastic | Suction (American)
SOUTH GEORGIA TECHNICAL COLLEGE | 900 SOUTH GA TECH PKWY | AMERICUS | Sumter | 1290028 | 1 |  | 2013-08-11 | FALSE | 1990-08-01 | FALSE | Removed from Ground | Gas (Historical Use) | 500 | Bare Steel |  | 2019-08-22 | Galvanized Steel
DIXIE #288 | 916 MCGARRAH ST | AMERICUS | Sumter | 1290088 | 5 | [5 empty] | Removed from Ground | Gas (Historical Use) | 3000 | Bare Steel | 1968-05-17 | 1998-12-01 | Galvanized Steel | Suction (American)
DIXIE #288 | 916 MCGARRAH ST | AMERICUS | Sumter | 1290088 | 4 | [5 empty] | Removed from Ground | Diesel | 4000 | Bare Steel | 1968-05-17 | 1998-12-01 | Galvanized Steel | Suction (American)
WARREN SCOTT CONTRACTLY | P.O. BOX 946 | AMERICUS | Sumter | 1290086 | 1 | [5 empty] | Removed from Ground | Empty | 2000 | Bare Steel | 1985-05-08 | 1989-01-01 | Galvanized Steel
MILLER PETRO 173 | 602 W. FORSYTH AVE | AMERICUS | Sumter | 9000236 | 2 | [5 empty] | Removed from Ground | Gas (Historical Use) | 4000 | Bare Steel | 1958-02-10 | 1996-03-01 | Bare Steel | Pressurized
GEORGIA DEPARTMENT OF TRANSPORTA | 1557 E LAMAR ST SR 27 | AMERICUS | Sumter | 1290041 | 334G1 | [5 empty] | Removed from Ground | Gas (Historical Use) | 2000 | Bare Steel | 1990-06-01 | 2005-03-22 | Galvanized Steel | Suction (American)
DANFAIR EXPRESS #3 | 402 W FORSYTH ST | AMERICUS | Sumter | 1290051 | 7 | [5 empty] | Removed from Ground | Diesel | 550 | Bare Steel | 1971-04-05 | 1992-01-31 | Galvanized Steel
DANFAIR EXPRESS #3 | 402 W FORSYTH ST | AMERICUS | Sumter | 1290051 | 5A | Overfill Alarm | 2009-06-11 | FALSE | 2009-06-11 | FALSE | Currently in Use | E-10 | 6000 | Fiberglass Double Walled | 2009-06-11 |  | Double-Walled Flex | Pressurized
Circle K 2745109 | 1533 SOUTH LEE ST | AMERICUS | Sumter | 1290055 | 3 | [5 empty] | Removed from Ground | Gas (Historical Use) | 10000 | Bare Steel | 1973-05-03 | 1997-09-22 | Galvanized Steel | Pressurized
HALSTEAD CHEVROLET INC | 108 E. LAMAR ST. | AMERICUS | Sumter | 1290048 | 3 | [5 empty] | Removed from Ground | Other | 250 | Bare Steel | 1966-03-31 | 1995-07-18 | Galvanized Steel
DOT ROW/DAVIS GULF | 1502 MCARRAH ST | AMERICUS | Sumter | 1290016 | 1 | [5 empty] | Removed from Ground | Gas (Historical Use) | 10000 | Bare Steel | 1976-04-17 | 1990-12-14 | Galvanized Steel
SOUTH GEORGIA TECHNICAL COLLEGE | 900 SOUTH GA TECH PKWY | AMERICUS | Sumter | 1290028 | B |  | 1998-07-02 | FALSE | 1990-08-01 | FALSE | Removed from Ground |  | 0 | Bare Steel | 2012-10-18 | 2012-10-18 | Not Marked
SOUTHEAST TERMINAL | PLAINS RD US HWY 280 | AMERICUS | Sumter | 1290022 | 3 | [5 empty] | Removed from Ground | Empty | 7000 | Bare Steel | 1975-03-06 | 1988-11-01 | Galvanized Steel
GEORGIA DEPARTMENT OF TRANSPORTA | 1557 E LAMAR ST SR 27 | AMERICUS | Sumter | 1290041 | 10334-1 | [5 empty] | Removed from Ground | Gas (Historical Use) | 1000 | Bare Steel | 1980-04-30 | 1990-06-01 | Galvanized Steel | Suction (American)
GEORGIA DEPARTMENT OF TRANSPORTA | 1557 E LAMAR ST SR 27 | AMERICUS | Sumter | 1290041 | 10334-4 | [5 empty] | Closed in Ground | Other | 1 | Bare Steel | 1972-06-01 | 1972-06-01 | Galvanized Steel | Suction (American)
ROOTS #71 | 1043 E. FORSYTH ST. | AMERICUS | Sumter | 1290050 | 5 | [5 empty] | Removed from Ground | Diesel | 8000 | Bare Steel | 1972-03-31 | 1996-09-10 | Galvanized Steel | Suction (American)
SOUTH GEORGIA TECHNICAL COLLEGE | 900 SOUTH GA TECH PKWY | AMERICUS | Sumter | 1290028 | 4 | Flapper Valve | 1998-07-02 | FALSE | 1998-07-02 | FALSE | Currently in Use | Diesel | 2500 | Fiberglass Double Walled | 1998-07-01 |  | Fiberglass Reinforced Plastic | Safe Suction (Euro)
GOODYEAR ACS | 225 N LEE ST | AMERICUS | Sumter | 1290078 | 1 |  |  | TRUE |  | TRUE | Removed from Ground | Used Oil | 250 | Fiberglass | 1972-05-08 | 1993-08-03 | Bare Steel
SHOP RITE | 1516 CRAWFORD RD | AMERICUS | Sumter | 1290081 | 1 | Flapper Valve | 1998-07-24 | FALSE | 1998-07-24 | FALSE | Currently in Use | E-10 | 6000 | Galvanic (STIP-3) | 1987-01-01 |  | Double-Walled Fiberglass | Pressurized
QUIK STOP FOOD MART | HWY 19 NORTH & GA 40 | AMERICUS | Sumter | 1290097 | 5 | [5 empty] | Removed from Ground | Diesel | 2000 | Bare Steel | 1985-04-07 | 1991-06-01 | Galvanized Steel
QUIK STOP FOOD MART | HWY 19 NORTH & GA 40 | AMERICUS | Sumter | 1290097 | 4 | [5 empty] | Removed from Ground | Diesel | 2000 | Bare Steel | 1985-04-07 | 1991-06-01 | Galvanized Steel
SHAKTI FOOD MART | 137 S LEE ST | AMERICUS | Sumter | 1290030 | 1 | Flapper Valve | 1998-12-16 | FALSE | 1998-12-16 | FALSE | Currently in Use | E-10 | 6000 | Galvanic (STIP-3) | 1986-04-21 |  | Fiberglass Reinforced Plastic | Pressurized
BST/AMERICUS CO/R2321 | 127 FORREST ST | AMERICUS | Sumter | 1290080 | 2 | [5 empty] | Closed in Ground | Other | 12000 | Not Marked/Unknown |  | 1899-12-31 | Not Marked
BASS/CHEVRON | 201 E FORSYTH ST | AMERICUS | Sumter | 1290098 | 4 |  | 1998-08-15 | FALSE | 1998-08-15 | FALSE | Removed from Ground | Diesel | 2000 | Steel-Impressed Current | 1985-04-07 | 2018-01-16 |  | Pressurized
BASS/CHEVRON | 201 E FORSYTH ST | AMERICUS | Sumter | 1290098 | 1 |  | 1998-08-15 | FALSE | 1998-08-15 | FALSE | Removed from Ground | Gas (Historical Use) | 5000 | Steel-Impressed Current | 1985-04-07 | 2018-01-16 |  | Pressurized
DEPOT CAR WASH | US HWY 280 E | AMERICUS | Sumter | 1290096 | 3 | [5 empty] | Removed from Ground | Gas (Historical Use) | 4000 | Bare Steel | 1984-04-07 | 1993-04-01 | Galvanized Steel
PHILLIPS 66/THRIFTY GAS | 1012 CRAWFORD ST | AMERICUS | Sumter | 1290089 | 4 | [5 empty] | Permanently Out of Use - historical purposes | Gas (Historical Use) | 4000 | Bare Steel | 1978-05-10 | 1899-12-31 | Galvanized Steel | Safe Suction (Euro)
SUNSHINE JR #432 | 1010 MEADOW BROOK DR | AMERICUS | Sumter | 1290005 | 3 | [5 empty] | Closed in Ground | Gas (Historical Use) | 3000 | Bare Steel | 1986-04-15 | 1990-01-01 | Galvanized Steel
GA FC/SUMTER CO UNIT | 178 BUMPHEAD RD | AMERICUS | Sumter | 1290038 | 2 |  | 1989-01-01 |  | 1989-01-01 |  | Removed from Ground | Diesel | 1000 | Galvanic (STIP-3) | 1989-01-01 | 2008-02-19 | Cathodically Protected | Safe Suction (Euro)
GA FC/SUMTER CO UNIT | 178 BUMPHEAD RD | AMERICUS | Sumter | 1290038 | 14702 | [5 empty] | Removed from Ground | Gas (Historical Use) | 2000 | Bare Steel | 1975-04-25 | 1989-09-01 | Bare Steel | Safe Suction (Euro)
DANFAIR EXPRESS #3 | 402 W FORSYTH ST | AMERICUS | Sumter | 1290051 | 3 |  | 1998-12-10 |  | 1998-12-10 |  | Removed from Ground | Diesel | 1000 | Cathodically Protected Steel | 1971-04-05 | 2009-06-11 | Galvanized Steel | Pressurized
DANFAIR EXPRESS #3 | 402 W FORSYTH ST | AMERICUS | Sumter | 1290051 | 4B | Flapper Valve | 1992-01-31 | FALSE | 1992-01-31 | FALSE | Temporarily out of use | Kerosene | 1000 | Fiberglass | 1992-01-31 |  | Fiberglass Reinforced Plastic | Suction (American)
ROOTS #71 | 1043 E. FORSYTH ST. | AMERICUS | Sumter | 1290050 | 3 | [5 empty] | Removed from Ground | Gas (Historical Use) | 8000 | Bare Steel | 1972-03-31 | 1997-01-01 | Galvanized Steel | Suction (American)
GA SOUTHWESTERN COLLEGE PHYSICAL | 800 WHEATLEY ST | AMERICUS | Sumter | 1290019 | 3 |  |  | TRUE |  | TRUE | Removed from Ground | Used Oil | 120 | Bare Steel | 1972-01-19 | 1996-06-04 | Unknown | Gravity Fed
SOUTHEAST TERMINAL | PLAINS RD US HWY 280 | AMERICUS | Sumter | 1290022 | 2R1 | [5 empty] | Currently in Use | Other | 550 | Fiberglass | 1988-11-14 |  | Galvanized Steel | Suction (American)
SOUTHEAST TERMINAL | PLAINS RD US HWY 280 | AMERICUS | Sumter | 1290022 | 1 | [5 empty] | Removed from Ground | Diesel | 560 | Bare Steel | 1982-03-04 | 1988-11-01 | Galvanized Steel
DIXIE #288 | 916 MCGARRAH ST | AMERICUS | Sumter | 1290088 | 1 | [5 empty] | Removed from Ground | Gas (Historical Use) | 4000 | Bare Steel | 1968-05-17 | 1998-12-01 | Galvanized Steel | Suction (American)
SHOP RITE | 1516 CRAWFORD RD | AMERICUS | Sumter | 1290081 | 2 | Flapper Valve | 1998-07-24 | FALSE | 1998-07-24 | FALSE | Currently in Use | E-10 | 6000 | Galvanic (STIP-3) | 1987-01-01 |  | Double-Walled Fiberglass | Pressurized
Circle K 2745142 | 1101 CRAWFORD ST | AMERICUS | Sumter | 1290099 | 1 |  | 1997-05-21 |  | 1997-05-21 |  | Removed from Ground | Gas (Historical Use) | 8000 | Steel-Impressed Current | 1981-05-01 | 2004-09-20 | Cathodically Protected | Pressurized
PHILLIPS 66/THRIFTY GAS | 1012 CRAWFORD ST | AMERICUS | Sumter | 1290090 | 2 | [5 empty] | Permanently Out Of Use | Gas (Historical Use) | 4000 | Bare Steel | 1979-05-10 | 1994-05-02 | Galvanized Steel | Safe Suction (Euro)
CITIZENS BANK OF AMERICUS | 1191 NORTH LEE STREET | AMERICUS | Sumter | 10001068 | 1 |  |  | FALSE |  | FALSE | Removed from Ground | Gas (Historical Use) | 10000 | Bare Steel | 2005-11-08 | 2005-11-08 | Bare Steel
FOX INTERNATIONAL INC | HWY 19 S | AMERICUS | Sumter | 1290112 | 1 | [5 empty] | Removed from Ground | Gas (Historical Use) | 1000 | Bare Steel | 1977-01-03 | 1992-07-01 | Galvanized Steel
SAMS COUNTRY STORE | 227 JENKINS RD | AMERICUS | Sumter | 10002237 | 1C | Overfill Alarm | 2013-06-04 | FALSE | 2013-06-04 | FALSE | Currently in Use | Diesel | 4000 | Composite Double Walled | 2013-06-04 |  | Double-Walled Fiberglass | Pressurized
MICHAEL UNDERWOOD | 909 MARTIN LUTHER KING BLVD | AMERICUS | Sumter | 10000055 | 1 |  |  | FALSE |  | FALSE | Removed from Ground | Gas (Historical Use) | 1000 | Bare Steel | 1994-03-09 | 1994-03-09 | Unknown
STOP & SHOP | 704 N LEE ST | AMERICUS | Sumter | 9065033 | 4 | Flapper Valve | 1998-12-04 | FALSE | 1998-12-04 | FALSE | Currently in Use | Premium | 3000 | Galvanic (STIP-3) | 1999-01-01 |  | Fiberglass Reinforced Plastic | Pressurized
MILLER PETRO 173 | 602 W. FORSYTH AVE | AMERICUS | Sumter | 9000236 | 3 | [5 empty] | Removed from Ground | Gas (Historical Use) | 4000 | Bare Steel | 1958-02-10 | 1996-03-01 | Bare Steel | Pressurized
STOP & SHOP | 704 N LEE ST | AMERICUS | Sumter | 9065033 | 2 | Flapper Valve | 1998-12-04 | FALSE | 1998-12-04 | FALSE | Currently in Use | Regular | 3000 | Galvanic (STIP-3) | 1999-01-01 |  | Fiberglass Reinforced Plastic | Pressurized
STOP & SHOP | 704 N LEE ST | AMERICUS | Sumter | 9065033 | 1 | Flapper Valve | 1998-12-04 | FALSE | 1998-12-04 | FALSE | Currently in Use | Regular | 4000 | Galvanic (STIP-3) | 1999-01-01 |  | Fiberglass Reinforced Plastic | Pressurized
GOLD KIST COMPLEX | RT 5 BOX 124-B | AMERICUS | Sumter | 1290066 | 2 | [5 empty] | Removed from Ground | Diesel | 5000 | Bare Steel | 1976-05-10 | 1987-01-01 | Galvanized Steel
Meadowbrook's | 1104 S Martin Luther King Jr Blvd | Americus | Sumter | 1290100 | 3 | Flapper Valve | 1997-02-18 | FALSE | 1997-02-18 | FALSE | Currently in Use | E-10 | 6000 | Steel-Impressed Current | 1966-05-05 |  | Steel/FG Secondary containment | Pressurized
Circle K 2745142 | 1101 CRAWFORD ST | AMERICUS | Sumter | 1290099 | 6 | Flapper Valve | 2005-03-01 | FALSE | 2005-03-01 | FALSE | Currently in Use | Premium | 8000 | Composite Double Walled | 2005-03-01 |  | Double-Walled Fiberglass | Pressurized
DEPOT CAR WASH | US HWY 280 E | AMERICUS | Sumter | 1290096 | 1 | [5 empty] | Removed from Ground | Gas (Historical Use) | 2000 | Bare Steel | 1984-04-07 | 1993-04-01 | Galvanized Steel
SUMTER COUNTY CORRECTIONAL INSTI | 360 MCMATH MILL RD | AMERICUS | Sumter | 1290094 | 3 |  | 1998-10-25 |  | 1998-10-28 |  | Removed from Ground | Gas (Historical Use) | 0 | Composite | 1998-10-25 | 2014-10-02 | Double-Walled Flex | Pressurized
FOX INTERNATIONAL INC | HWY 19 S | AMERICUS | Sumter | 1290112 | 2 | [5 empty] | Removed from Ground | Empty | 1000 | Bare Steel | 1977-01-03 | 1992-07-01 | Galvanized Steel
JOHN OXFORD ESTATE | 500 -502 TRIPP STREET | AMERICUS | Sumter | 10001991 | 2 |  |  | FALSE |  | FALSE | Removed from Ground | Gas (Historical Use) | 1500 | Bare Steel | 1988-01-01 | 1988-01-01
MURPHY EXPRESS #8602 | 1698 E LAMAR ST | AMERICUS | Sumter | 10001843 | 1 | Flapper Valve | 2010-05-11 | FALSE | 2010-04-15 | FALSE | Currently in Use | E-10 | 20000 | Fiberglass Double Walled | 2010-03-29 |  | Double-Walled Flex | Pressurized
DOUBLE D FAST FOODS | 1409 FELDER ST | AMERICUS | Sumter | 10000354 | 1B | Overfill Alarm | 2000-03-24 | FALSE | 2000-03-24 | FALSE | Currently in Use | Premium | 5000 | Composite | 2000-03-24 |  | Double-Walled Flex | Pressurized
AMERICUS WOODYARD | US HWY 280 WEST | AMERICUS | Sumter | 1290002 | 1 | [5 empty] | Removed from Ground | Diesel | 550 | Bare Steel | 1975-04-24 | 1988-05-17 | Galvanized Steel
GEORGIA DEPARTMENT OF TRANSPORTA | 1557 E LAMAR ST SR 27 | AMERICUS | Sumter | 1290041 | 10334-3 | [5 empty] | Removed from Ground | Other | 250 | Bare Steel | 1972-06-01 | 1972-06-01 | Galvanized Steel | Suction (American)
BOSS'S CORNER STORE | SOUTHERFIELD RD | AMERICUS | Sumter | 1290047 | 3 | [5 empty] | Removed from Ground | Diesel | 3000 | Bare Steel | 1983-04-08 | 1998-02-01 | Galvanized Steel
PEPO FOOD MART #4 | 540 TRIPP ST | AMERICUS | Sumter | 1290045 | 2 | [5 empty] | Removed from Ground | Gas (Historical Use) | 6000 | Bare Steel | 1982-04-08 | 1993-04-01 | Galvanized Steel
H B ARNOLD INC | HWY 19 SOUTH | AMERICUS | Sumter | 1290021 | 1 | [5 empty] | Removed from Ground | Diesel | 6000 | Bare Steel | 1966-03-08 | 1994-03-01 | Galvanized Steel
SOUTH GEORGIA TECHNICAL COLLEGE | 900 SOUTH GA TECH PKWY | AMERICUS | Sumter | 1290028 | 3 | Flapper Valve | 1998-07-02 | FALSE | 1998-07-02 | FALSE | Currently in Use | E-0 | 2500 | Fiberglass Double Walled | 1998-07-01 |  | Fiberglass Reinforced Plastic | Safe Suction (Euro)
SOUTH GEORGIA TECHNICAL COLLEGE | 900 SOUTH GA TECH PKWY | AMERICUS | Sumter | 1290028 | G |  | 1998-07-02 |  | 1990-08-01 |  | Removed from Ground | Other | 0 | Marked Unknown | 2016-08-26 | 2016-08-26 | Not Marked
SOUTH GEORGIA TECHNICAL COLLEGE | 900 SOUTH GA TECH PKWY | AMERICUS | Sumter | 1290028 | A |  | 1998-07-02 |  | 1990-08-01 |  | Removed from Ground | Other | 0 | Bare Steel | 2013-02-26 | 2013-02-26 | Not Marked
Meadowbrook's | 1104 S Martin Luther King Jr Blvd | Americus | Sumter | 1290100 | 2 | Flapper Valve | 1997-02-18 | FALSE | 1997-02-18 | FALSE | Currently in Use | Gas (Historical Use) | 6000 | Steel-Impressed Current | 1956-05-07 |  | Steel/FG Secondary containment | Pressurized
SAMS COUNTRY STORE | 227 JENKINS RD | AMERICUS | Sumter | 10002237 | 1A | Overfill Alarm | 2013-06-04 | FALSE | 2013-06-04 | FALSE | Currently in Use | E-10 | 12000 | Composite Double Walled | 2013-06-04 |  | Double-Walled Fiberglass | Pressurized
CSX TRANSPORTATION | 908 ELM AVE | AMERICUS | Sumter | 9129005 | 2 | [5 empty] | Removed from Ground | Gas (Historical Use) | 500 | Bare Steel | 1992-04-10 | 1992-04-10 | Galvanized Steel | Suction (American)
Food Mart #2 Gas-n-Go | 1301 E LAMAR ST | AMERICUS | Sumter | 9129022 | 6B | Overfill Alarm | 1994-10-01 | FALSE | 1994-10-01 | FALSE | Currently in Use | Diesel | 10000 | Composite | 1992-08-01 |  | Fiberglass Reinforced Plastic | Pressurized
A & S #102 | 999 SOUTHERFIELD RD | AMERICUS | Sumter | 1290004 | 4 | Flapper Valve | 1998-08-27 | FALSE | 1998-08-27 | FALSE | Currently in Use | Diesel | 8000 | Steel-Impressed Current | 1981-04-16 |  | Fiberglass Reinforced Plastic | Pressurized
MAIN SHOP AREA | 844 SPRING ST | AMERICUS | Sumter | 1290001 | 2 | [5 empty] | Removed from Ground | Gas (Historical Use) | 3000 | Bare Steel | 1974-03-01 | 1994-07-01 | Galvanized Steel
DANFAIR EXPRESS #3 | 402 W FORSYTH ST | AMERICUS | Sumter | 1290051 | 5B |  | 2009-06-11 | FALSE | 2009-06-11 | FALSE | Currently in Use | Premium | 2000 | Fiberglass Double Walled | 2009-06-11 |  | Double-Walled Flex | Pressurized
Circle K 2745109 | 1533 SOUTH LEE ST | AMERICUS | Sumter | 1290055 | 2 | [5 empty] | Removed from Ground | Gas (Historical Use) | 10000 | Bare Steel | 1973-05-03 | 1997-09-22 | Galvanized Steel | Pressurized
RYDER TS #0162 | US HWY 280 EAST | AMERICUS | Sumter | 1290017 | 3 | [5 empty] | Removed from Ground | Gas (Historical Use) | 4000 | Bare Steel | 1986-03-20 | 1989-11-15 | Galvanized Steel
DIXIE #288 | 916 MCGARRAH ST | AMERICUS | Sumter | 1290088 | 2 | [5 empty] | Removed from Ground | Gas (Historical Use) | 3000 | Bare Steel | 1968-05-17 | 1998-12-01 | Galvanized Steel | Suction (American)
SUMTER CO BUS MAINT SHOP | MCMATH MILL RD | AMERICUS | Sumter | 1290108 | 1 | [5 empty] | Removed from Ground | Gas (Historical Use) | 500 | Bare Steel | 1982-05-06 | 1995-02-01 | Bare Steel
A & S #102 | 999 SOUTHERFIELD RD | AMERICUS | Sumter | 1290004 | 3 | Flapper Valve | 1998-08-27 | FALSE | 1998-08-27 | FALSE | Currently in Use | E-10 | 8000 | Steel-Impressed Current | 1981-04-16 |  | Fiberglass Reinforced Plastic | Pressurized
24-7 FUEL CENTER | 131 COTTON AVE | AMERICUS | Sumter | 1290006 | 1 |  | 1998-12-30 |  | 1998-12-30 |  | Removed from Ground | Gas (Historical Use) | 2000 | Steel-Impressed Current | 1973-04-18 | 2017-01-13 | Cathodically Protected | Safe Suction (Euro)
PLANTERS HARDWARE | HWY 30 & MAGNOLIA ST | AMERICUS | Sumter | 1290007 | 3 | [5 empty] | Removed from Ground | Gas (Historical Use) | 6000 | Bare Steel | 1980-04-16 | 1999-07-19 | Galvanized Steel | Suction (American)
DANFAIR EXPRESS #3 | 402 W FORSYTH ST | AMERICUS | Sumter | 1290051 | 1 |  | 1998-12-10 |  | 1998-12-10 |  | Removed from Ground | Gas (Historical Use) | 6000 | Cathodically Protected Steel | 1971-04-05 | 2009-06-11 | Galvanized Steel | Pressurized
ROOTS #71 | 1043 E. FORSYTH ST. | AMERICUS | Sumter | 1290050 | 1 | [5 empty] | Removed from Ground | Gas (Historical Use) | 8000 | Bare Steel | 1974-03-29 | 1997-01-01 | Galvanized Steel | Suction (American)
GOLD KIST COMPLEX | RT 5 BOX 124-B | AMERICUS | Sumter | 1290066 | 1 | [5 empty] | Removed from Ground | Gas (Historical Use) | 1000 | Bare Steel | 1969-05-12 | 1987-01-01 | Galvanized Steel
STOP BUY STORE #11 | 1702 MLK JR BLVD | AMERICUS | Sumter | 1290102 | 3 | Flapper Valve | 1997-02-18 | FALSE | 1997-02-18 | FALSE | Currently in Use | E-10 | 6000 | Steel-Impressed Current | 1974-05-03 |  | Steel (Impressed Current) | Suction (American)
MURPHY EXPRESS #8602 | 1698 E LAMAR ST | AMERICUS | Sumter | 10001843 | 2A | Flapper Valve | 2010-05-11 | FALSE | 2010-04-15 | FALSE | Currently in Use | Premium | 12000 | Fiberglass Double Walled | 2010-03-29 |  | Double-Walled Flex | Pressurized
THE SHUBH CORNER | 1505 MARTIN LUTHER KING JR BLVD | AMERICUS | Sumter | 10001425 | 1 | Ball Float | 2009-09-01 | FALSE | 2006-09-01 | FALSE | Currently in Use | E-10 | 12000 | Fiberglass | 2006-09-11 |  | Fiberglass Reinforced Plastic | Pressurized
SU ELLENS FOOD STORE | HWY 280 | AMERICUS | Sumter | 1290046 | 1 | [5 empty] | Permanently Out of Use - historical purposes | Gas (Historical Use) | 5000 | Bare Steel | 1983-04-08 | 1899-12-31 | Galvanized Steel
SUMTER EMC | 1120 FELDER ST | AMERICUS | Sumter | 1290023 | 1 |  | 1991-11-25 |  | 1991-11-25 |  | Removed from Ground | Gas (Historical Use) | 10000 | Bare Steel | 1973-03-07 | 1998-04-15 | Galvanized Steel | Safe Suction (Euro)
PHILLIPS 66 SERVICE STATION | 143 S JACKSON STREET | AMERICUS | Sumter | 9129039 | 3 | [5 empty] | Removed from Ground | Gas (Historical Use) | 1000 | Bare Steel | 2000-05-19 | 2000-05-19 | Galvanized Steel | Suction (American)
SUMTER REG HOSPITAL | 100 WHEATLEY DR | AMERICUS | Sumter | 9129037 | 1 | [5 empty] | Removed from Ground | Hazardous Substance | 10000 | Bare Steel | 1998-01-01 | 1998-01-01 | Copper | Suction (American)
Food Mart #2 Gas-n-Go | 1301 E LAMAR ST | AMERICUS | Sumter | 9129022 | 7 | Overfill Alarm | 1994-10-01 | FALSE | 1994-10-01 | FALSE | Currently in Use | Premium | 6000 | Composite | 1992-08-01 |  | Fiberglass Reinforced Plastic | Pressurized
SOUTHEAST TERMINAL | PLAINS RD US HWY 280 | AMERICUS | Sumter | 1290022 | 1R1 | [5 empty] | Currently in Use | Other | 2000 | Fiberglass | 1988-11-22 |  | Galvanized Steel | Suction (American)
DIXIE #288 | 916 MCGARRAH ST | AMERICUS | Sumter | 1290088 | 3 | [5 empty] | Removed from Ground | Gas (Historical Use) | 4000 | Bare Steel | 1968-05-17 | 1998-12-01 | Galvanized Steel | Suction (American)
Circle K 2745142 | 1101 CRAWFORD ST | AMERICUS | Sumter | 1290099 | 3 |  | 1997-05-21 |  | 1997-05-21 |  | Removed from Ground | Gas (Historical Use) | 8000 | Steel-Impressed Current | 1981-05-01 | 2004-09-20 | Cathodically Protected | Pressurized
GA DEPT PUBLIC SAFETY/GA STATE P | 506 WEST LAMAR ST | AMERICUS | Sumter | 1290110 | 2 | [5 empty] | Removed from Ground | Gas (Historical Use) | 850 | Bare Steel | 1961-03-12 | 2008-02-18 | Unknown
ROCK-TENN CO | SWEAT AVE | AMERICUS | Sumter | 1290113 | 2 | [5 empty] | Removed from Ground | Diesel | 1000 | Bare Steel | 1971-05-18 | 1991-10-10 | Galvanized Steel
MARUTI FOOD MART | 1410 CRAWFORD ST | AMERICUS | Sumter | 10002275 | 1 | Overfill Alarm | 2013-10-31 | FALSE | 2013-10-31 | FALSE | Currently in Use | Premium | 6000 | Tank Jacket | 2013-10-31 |  | Double-Walled Fiberglass | Pressurized
AMERICUS/SUMTER COUNTY AIRPORT AUTHORITY | 223 AIRPORT ROAD | AMERICUS | Sumter | 10001145 | 1-EAST |  |  | FALSE |  | FALSE | Removed from Ground | Jet Fuel | 8000 | Bare Steel | 2006-02-02 | 2006-02-02 | Bare Steel
DOUBLE D FAST FOODS | 1409 FELDER ST | AMERICUS | Sumter | 10000354 | 1A | Overfill Alarm | 2000-03-24 | FALSE | 2000-03-24 | FALSE | Currently in Use | E-10 | 10000 | Composite | 2000-03-24 |  | Double-Walled Flex | Pressurized
FLASH FOODS #209 | 1409 CRAWFORD ST | AMERICUS | Sumter | 470253 | 1 | Flapper Valve | 1996-06-01 |  | 1996-06-01 |  | Removed from Ground | Gas (Historical Use) | 8000 | Steel-Impressed Current | 1972-05-11 | 2017-03-01 | Steel (Impressed Current) | Pressurized
Food Mart #2 Gas-n-Go | 1301 E LAMAR ST | AMERICUS | Sumter | 9129022 | 1 | [5 empty] | Removed from Ground | Gas (Historical Use) | 6000 | Not Marked/Unknown | 1991-08-01 | 1991-08-01 | Not Marked
SUNSHINE JR #432 | 1010 MEADOW BROOK DR | AMERICUS | Sumter | 1290005 | 4 | [5 empty] | Removed from Ground | Gas (Historical Use) | 8068 | Bare Steel | 1982-04-16 | 2001-09-10 | Galvanized Steel
PLANTERS HARDWARE | HWY 30 & MAGNOLIA ST | AMERICUS | Sumter | 1290007 | 2 | [5 empty] | Removed from Ground | Gas (Historical Use) | 6000 | Bare Steel | 1980-04-16 | 1999-07-19 | Galvanized Steel | Suction (American)
GEORGIA DEPARTMENT OF TRANSPORTA | 1557 E LAMAR ST SR 27 | AMERICUS | Sumter | 1290041 | 10334-5 | [5 empty] | Permanently Out Of Use | Other | 250 | Bare Steel | 1993-05-10 | 1993-05-10 | Galvanized Steel | Suction (American)
GA FC/SUMTER CO UNIT | 178 BUMPHEAD RD | AMERICUS | Sumter | 1290038 | 12769 | [5 empty] | Removed from Ground | Diesel | 560 | Bare Steel | 1962-04-28 | 1989-09-01 | Bare Steel | Safe Suction (Euro)
ROOTS #71 | 1043 E. FORSYTH ST. | AMERICUS | Sumter | 1290050 | 6 | Ball Float | 1997-01-01 | FALSE | 1997-01-01 | FALSE | Currently in Use | E-0 | 15000 | Composite | 1997-01-01 |  | Fiberglass Reinforced Plastic | Pressurized
SUMTER EMC | 1120 FELDER ST | AMERICUS | Sumter | 1290023 | 5 | Ball Float | 2007-04-05 | FALSE | 2007-04-05 | FALSE | Currently in Use | Regular | 6000 | Fiberglass Double Walled | 2007-04-05 |  | Double-Walled Fiberglass | Pressurized
SUMTER EMC | 1120 FELDER ST | AMERICUS | Sumter | 1290023 | 4 | Ball Float | 2007-04-05 | FALSE | 2007-04-05 | FALSE | Currently in Use | Diesel | 12000 | Fiberglass Double Walled | 2007-04-05 |  | Double-Walled Fiberglass | Pressurized
H B ARNOLD INC | HWY 19 SOUTH | AMERICUS | Sumter | 1290021 | 2 | [5 empty] | Removed from Ground | Diesel | 3000 | Bare Steel | 1976-03-05 | 1994-03-01 | Galvanized Steel
Meadowbrook's | 1104 S Martin Luther King Jr Blvd | Americus | Sumter | 1290100 | 1 | Ball Float | 1997-02-18 |  | 1997-02-18 |  | Temporarily out of use | Gas (Historical Use) | 6000 | Steel-Impressed Current | 1956-05-07 |  | Steel/FG Secondary containment | Pressurized
SAMS COUNTRY STORE | 227 JENKINS RD | AMERICUS | Sumter | 10002237 | 1B | Overfill Alarm | 2013-06-04 | FALSE | 2013-06-04 | FALSE | Currently in Use | Premium | 4000 | Composite Double Walled | 2013-06-04 |  | Double-Walled Fiberglass | Pressurized
Circle K 2745142 | 1101 CRAWFORD ST | AMERICUS | Sumter | 1290099 | 5 | Flapper Valve | 2005-03-01 | FALSE | 2005-03-01 | FALSE | Currently in Use | E-10 | 15000 | Composite Double Walled | 2005-03-01 |  | Double-Walled Fiberglass | Pressurized
Circle K 2745142 | 1101 CRAWFORD ST | AMERICUS | Sumter | 1290099 | 7 | Flapper Valve | 2005-03-01 | FALSE | 2005-03-01 | FALSE | Currently in Use | Diesel | 8000 | Composite Double Walled | 2005-03-01 |  | Double-Walled Fiberglass | Pressurized
Circle K 2745142 | 1101 CRAWFORD ST | AMERICUS | Sumter | 1290099 | 4 |  | 1997-05-21 |  | 1997-05-21 |  | Removed from Ground | Diesel | 8000 | Steel-Impressed Current | 1981-05-01 | 2004-09-20 | Cathodically Protected | Pressurized
PHILLIPS 66/THRIFTY GAS | 1012 CRAWFORD ST | AMERICUS | Sumter | 1290090 | 1 | [5 empty] | Permanently Out Of Use | Diesel | 4000 | Bare Steel | 1979-05-10 | 1994-05-02 | Galvanized Steel | Safe Suction (Euro)
QUIK STOP FOOD MART | HWY 19 NORTH & GA 40 | AMERICUS | Sumter | 1290097 | 1 | [5 empty] | Removed from Ground | Gas (Historical Use) | 6000 | Bare Steel | 1985-04-07 | 1991-06-01 | Galvanized Steel
SUMTER COUNTY CORRECTIONAL INSTI | 360 MCMATH MILL RD | AMERICUS | Sumter | 1290094 | 2 | [5 empty] | Removed from Ground | Diesel | 10000 | Bare Steel | 1987-01-01 | 1999-12-01 | Galvanized Steel
KITCHENS MACH SHOP | SOUTHERFIELD RD | AMERICUS | Sumter | 1290076 | 1 | [5 empty] | Removed from Ground | Empty | 560 | Bare Steel | 1966-05-13 | 1979-09-01 | Galvanized Steel
THE SHUBH CORNER | 1505 MARTIN LUTHER KING JR BLVD | AMERICUS | Sumter | 10001425 | 2A | Ball Float | 2006-09-01 | FALSE | 2006-09-01 | FALSE | Currently in Use | Premium | 6000 | Fiberglass | 2006-09-01 |  | Fiberglass Reinforced Plastic | Pressurized
MICHAEL UNDERWOOD | 909 MARTIN LUTHER KING BLVD | AMERICUS | Sumter | 10000055 | 2 |  |  | FALSE |  | FALSE | Removed from Ground | Gas (Historical Use) | 1000 | Bare Steel | 1994-03-09 | 1994-03-09 | Unknown
Circle K 2745109 | 1533 SOUTH LEE ST | AMERICUS | Sumter | 1290055 | 1 | [5 empty] | Removed from Ground | Gas (Historical Use) | 10000 | Bare Steel | 1973-05-03 | 1997-09-22 | Galvanized Steel | Pressurized
HALSTEAD CHEVROLET INC | 108 E. LAMAR ST. | AMERICUS | Sumter | 1290048 | 1 |  |  | TRUE |  | TRUE | Removed from Ground | Used Oil | 250 | Bare Steel | 1966-03-31 | 1995-07-18 | Galvanized Steel
DOT ROW/DAVIS GULF | 1502 MCARRAH ST | AMERICUS | Sumter | 1290016 | 3 | [5 empty] | Removed from Ground | Gas (Historical Use) | 3000 | Bare Steel | 1966-04-20 | 1990-12-14 | Galvanized Steel
SUMTER EMC | 1120 FELDER ST | AMERICUS | Sumter | 1290023 | 2 |  | 1991-11-25 |  | 1991-11-25 |  | Removed from Ground | Diesel | 6600 | Bare Steel | 1973-03-07 | 1998-04-15 | Galvanized Steel | Safe Suction (Euro)
STOP BUY STORE #11 | 1702 MLK JR BLVD | AMERICUS | Sumter | 1290102 | 1 | Flapper Valve | 1997-02-18 | FALSE | 1997-02-18 | FALSE | Currently in Use | Plus | 6000 | Steel-Impressed Current | 1974-05-03 |  | Steel (Impressed Current) | Suction (American)
GA DEPT PUBLIC SAFETY/GA STATE P | 506 WEST LAMAR ST | AMERICUS | Sumter | 1290110 | 1 | [5 empty] | Removed from Ground | Gas (Historical Use) | 6000 | Bare Steel | 1971-03-10 | 2008-02-18 | Unknown
MARUTI FOOD MART | 1410 CRAWFORD ST | AMERICUS | Sumter | 10002275 | 2 | Overfill Alarm | 2013-10-31 | FALSE | 2013-10-31 | FALSE | Currently in Use | E-10 | 14000 | Tank Jacket | 2013-10-31 |  | Double-Walled Fiberglass | Pressurized
Circle K 2745109 | 1533 SOUTH LEE ST | AMERICUS | Sumter | 1290055 | 4 | Flapper Valve | 1997-09-22 | FALSE | 1997-09-22 | FALSE | Currently in Use | E-10 | 15000 | Composite Double Walled | 1997-09-22 |  | Double-Walled Flex | Pressurized
SHAKTI FOOD MART | 137 S LEE ST | AMERICUS | Sumter | 1290030 | 2 | Flapper Valve | 1998-12-16 | FALSE | 1998-12-16 | FALSE | Currently in Use | Plus | 6000 | Galvanic (STIP-3) | 1986-04-21 |  | Fiberglass Reinforced Plastic | Pressurized
BST/AMERICUS CO/R2321 | 127 FORREST ST | AMERICUS | Sumter | 1290080 | 3 | Flapper Valve |  | FALSE |  | FALSE | Currently in Use | Diesel Off Road | 2500 | Fiberglass Double Walled | 1995-05-18 |  | Copper/Secondry Containment | Suction (American)
BASS/CHEVRON | 201 E FORSYTH ST | AMERICUS | Sumter | 1290098 | 2 |  | 1998-08-15 | FALSE | 1998-08-15 | FALSE | Removed from Ground | Gas (Historical Use) | 10000 | Steel-Impressed Current | 1985-04-07 | 2018-01-16 |  | Pressurized
Meadowbrook's | 1104 S Martin Luther King Jr Blvd | Americus | Sumter | 1290100 | 4 | Flapper Valve | 1997-02-18 | FALSE | 1997-02-18 | FALSE | Currently in Use | Premium | 6000 | Steel-Impressed Current | 1976-05-02 |  | Steel/FG Secondary containment | Pressurized
STOP BUY STORE #11 | 1702 MLK JR BLVD | AMERICUS | Sumter | 1290102 | 4 | Flapper Valve | 1997-02-18 | FALSE | 1997-02-18 | FALSE | Currently in Use | Diesel | 3000 | Steel-Impressed Current | 1979-05-02 |  | Steel (Impressed Current) | Suction (American)
FELKERS GROCERY | HWY 30 | AMERICUS | Sumter | 1290084 | 1 | [5 empty] | Removed from Ground | Empty | 1000 | Bare Steel | 1976-05-10 | 1988-01-01 | Galvanized Steel
BASS/CHEVRON | 201 E FORSYTH ST | AMERICUS | Sumter | 1290098 | 6 |  | 1998-12-31 | TRUE | 1997-04-21 | TRUE | Removed from Ground | Used Oil | 550 |  | 1985-04-07 | 2018-01-16
STOP BUY STORE #11 | 1702 MLK JR BLVD | AMERICUS | Sumter | 1290102 | b | Flapper Valve | 1997-02-18 | FALSE | 1997-02-18 | FALSE | Currently in Use | Premium | 6000 | Steel-Impressed Current | 1974-05-03 |  | Steel (Impressed Current) | Suction (American)
SUMTER COUNTY SHERIFF DEPARTMENT | RTE HOUSE LAMAR ST | AMERICUS | Sumter | 1290095 | 1 | [5 empty] | Closed in Ground | Gas (Historical Use) | 1000 | Bare Steel | 1982-01-02 | 1899-12-31 | Galvanized Steel
WOODGRAIN MOULDINGS INC | SOUTHERFIELD IND PARK | AMERICUS | Sumter | 1290114 | 1 | [5 empty] | Removed from Ground | Gas (Historical Use) | 8000 | Bare Steel | 1984-01-02 | 1992-01-01 | Galvanized Steel
Circle K 2745142 | 1101 CRAWFORD ST | AMERICUS | Sumter | 1290099 | 2 |  | 1997-05-21 |  | 1997-05-21 |  | Removed from Ground | Gas (Historical Use) | 8000 | Steel-Impressed Current | 1981-05-01 | 2004-09-20 | Cathodically Protected | Pressurized
DEPOT CAR WASH | US HWY 280 E | AMERICUS | Sumter | 1290096 | 4 | [5 empty] | Removed from Ground | Diesel | 2000 | Bare Steel | 1984-04-07 | 1993-04-01 | Galvanized Steel
MURPHY EXPRESS #8602 | 1698 E LAMAR ST | AMERICUS | Sumter | 10001843 | 2B | Flapper Valve | 2010-05-11 | FALSE | 2010-04-15 | FALSE | Currently in Use | Diesel | 8000 | Fiberglass Double Walled | 2010-03-29 |  | Double-Walled Flex | Pressurized
FLASH FOODS #209 | 1409 CRAWFORD ST | AMERICUS | Sumter | 470253 | 2 | Flapper Valve | 1996-06-01 |  | 1996-06-01 |  | Removed from Ground | Gas (Historical Use) | 8000 | Steel-Impressed Current | 1972-05-11 | 2017-03-01 | Steel (Impressed Current) | Pressurized
DEPOT CAR WASH | US HWY 280 E | AMERICUS | Sumter | 1290096 | 2 | [5 empty] | Removed from Ground | Gas (Historical Use) | 6000 | Bare Steel | 1984-04-07 | 1993-04-01 | Galvanized Steel
THE SHUBH CORNER | 1505 MARTIN LUTHER KING JR BLVD | AMERICUS | Sumter | 10001425 | 2B | Ball Float | 2006-09-01 | FALSE | 2006-09-01 | FALSE | Currently in Use | Diesel | 6000 | Fiberglass | 2006-09-01 |  | Fiberglass Reinforced Plastic | Pressurized
SHAKTI FOOD MART | 137 S LEE ST | AMERICUS | Sumter | 1290030 | 3 | Flapper Valve | 1998-12-16 | FALSE | 1998-12-16 | FALSE | Currently in Use | Premium | 6000 | Galvanic (STIP-3) | 1986-04-21 |  | Fiberglass Reinforced Plastic | Pressurized
WESCO WAREHOUSE | 405 WEST RUCKER ST | AMERICUS | Sumter | 1290065 | 1 | [5 empty] | Removed from Ground | Diesel | 2000 | Bare Steel | 1972-05-11 | 1993-05-10 | Galvanized Steel
BASS/CHEVRON | 201 E FORSYTH ST | AMERICUS | Sumter | 1290098 | 3 |  | 1998-08-15 | FALSE | 1998-08-15 | FALSE | Removed from Ground | Gas (Historical Use) | 10000 | Steel-Impressed Current | 1985-04-07 | 2018-01-16 |  | Pressurized
QUIK STOP FOOD MART | HWY 19 NORTH & GA 40 | AMERICUS | Sumter | 1290097 | 3 | [5 empty] | Removed from Ground | Gas (Historical Use) | 8000 | Bare Steel | 1985-04-07 | 1991-06-01 | Galvanized Steel
PHILLIPS 66/THRIFTY GAS | 1012 CRAWFORD ST | AMERICUS | Sumter | 1290089 | 3 | [5 empty] | Permanently Out of Use - historical purposes | Gas (Historical Use) | 4000 | Bare Steel | 1978-05-10 | 1899-12-31 | Galvanized Steel | Safe Suction (Euro)
ROCK-TENN CO | SWEAT AVE | AMERICUS | Sumter | 1290113 | 1 | [5 empty] | Removed from Ground | Gas (Historical Use) | 1000 | Bare Steel | 1971-05-18 | 1991-10-10 | Galvanized Steel
JOHN OXFORD ESTATE | 500 -502 TRIPP STREET | AMERICUS | Sumter | 10001991 | 1 |  |  | FALSE |  | FALSE | Removed from Ground | Gas (Historical Use) | 1500 | Bare Steel | 1988-01-01 | 1988-01-01
PERRY BROTHERS BULK PLANT | 125 HWY 280 W | AMERICUS | Sumter | 10001797 | 3 | Overfill Alarm | 2009-12-15 | FALSE | 2009-12-15 | FALSE | Currently in Use | Diesel | 30000 | Composite Double Walled | 2009-12-15 |  | Aboveground | Pressurized
PERRY BROTHERS BULK PLANT | 125 HWY 280 W | AMERICUS | Sumter | 10001797 | 7 | Overfill Alarm | 2009-12-15 | FALSE | 2009-12-15 | FALSE | Currently in Use | E-0 | 30000 | Composite Double Walled | 2009-12-15 |  | Aboveground | Pressurized
PHOEBE SUMTER MEDICAL CENTER | 126 HWY 280 WEST | AMERICUS | Sumter | 10001983 | 2 | Overfill Alarm | 2011-01-10 | FALSE | 2011-01-10 | FALSE | Currently in Use | Diesel | 10000 | Fiberglass Double Walled | 2011-01-03 |  | Double-Walled Fiberglass | Pressurized
SAMS DE | 1101 MLK JR BLVD | AMERICUS | Sumter | 9129053 | 4 | Flapper Valve | 1998-04-08 | FALSE | 1998-04-08 | FALSE | Currently in Use | Diesel | 2000 | Galvanic (STIP-3) | 1986-04-18 |  | Fiberglass Reinforced Plastic | Pressurized
PEPOS FOODMART #2 | 1011 MLK JR BLVD | AMERICUS | Sumter | 1290083 | 6A | Flapper Valve | 1996-01-01 | FALSE | 1996-01-01 | TRUE | Currently in Use | Premium | 8000 | Galvanic (STIP-3) | 1996-01-01 |  | Fiberglass Reinforced Plastic | Pressurized
PEPOS FOODMART #2 | 1011 MLK JR BLVD | AMERICUS | Sumter | 1290083 | 6B | Flapper Valve | 1996-01-01 | FALSE | 1996-01-01 | TRUE | Currently in Use | Diesel | 4000 | Galvanic (STIP-3) | 1996-01-01 |  | Fiberglass Reinforced Plastic | Pressurized
WESTSIDE BP | 910 MLK JR BLVD | AMERICUS | Sumter | 1290029 | 4 |  | 1998-08-12 | FALSE | 1998-08-12 | FALSE | Removed from Ground | Diesel | 6000 | Steel-Impressed Current | 1986-04-18 | 2017-10-14 |  | Safe Suction (Euro)
PHOEBE SUMTER MEDICAL CENTER | 126 HWY 280 WEST | AMERICUS | Sumter | 10001983 | 1 | Overfill Alarm | 2011-01-10 | FALSE | 2011-01-10 | FALSE | Currently in Use | Diesel | 10000 | Fiberglass Double Walled | 2011-01-03 |  | Double-Walled Fiberglass | Pressurized
WESTSIDE BP | 910 MLK JR BLVD | AMERICUS | Sumter | 1290029 | 2 |  | 1998-08-12 | FALSE | 1998-08-12 | FALSE | Removed from Ground | Gas (Historical Use) | 6000 | Steel-Impressed Current | 1986-04-18 | 2017-10-14 |  | Safe Suction (Euro)
PEPOS FOODMART #2 | 1011 MLK JR BLVD | AMERICUS | Sumter | 1290083 | 4 |  |  | TRUE |  | TRUE | Removed from Ground | Used Oil | 550 | Bare Steel | 1966-05-13 | 1986-01-01 | Galvanized Steel
PEPOS FOODMART #2 | 1011 MLK JR BLVD | AMERICUS | Sumter | 1290083 | 5 | Flapper Valve | 1996-01-01 | FALSE | 1996-01-01 | TRUE | Currently in Use | E-10 | 12000 | Galvanic (STIP-3) | 1996-01-01 |  | Fiberglass Reinforced Plastic | Pressurized
PEPOS FOODMART #2 | 1011 MLK JR BLVD | AMERICUS | Sumter | 1290083 | 1 | [5 empty] | Removed from Ground | Gas (Historical Use) | 3000 | Bare Steel | 1966-05-13 | 1899-12-31 | Galvanized Steel
WESTSIDE BP | 910 MLK JR BLVD | AMERICUS | Sumter | 1290029 | 1 |  | 1998-08-12 | FALSE | 1998-08-12 | FALSE | Removed from Ground | Gas (Historical Use) | 6000 | Steel-Impressed Current | 1986-04-18 | 2017-10-14 |  | Safe Suction (Euro)
PERRY BROTHERS BULK PLANT | 125 HWY 280 W | AMERICUS | Sumter | 10001797 | 5 | Overfill Alarm | 2009-12-15 | FALSE | 2009-12-15 | FALSE | Currently in Use | Premium | 30000 | Composite Double Walled | 2009-12-15 |  | Aboveground | Pressurized
PEPOS FOODMART #2 | 1011 MLK JR BLVD | AMERICUS | Sumter | 1290083 | 2 | [5 empty] | Removed from Ground | Empty | 4000 | Bare Steel | 1981-05-09 | 1990-01-01 | Galvanized Steel
SAMS DE | 1101 MLK JR BLVD | AMERICUS | Sumter | 9129053 | 1 | Flapper Valve | 1998-04-08 | FALSE | 1998-04-08 | FALSE | Temporarily out of use | Premium | 6000 | Galvanic (STIP-3) | 1986-04-18 |  | Fiberglass Reinforced Plastic | Pressurized
SAMS DE | 1101 MLK JR BLVD | AMERICUS | Sumter | 9129053 | 2 | Flapper Valve | 1998-04-08 | FALSE | 1998-04-08 | FALSE | Currently in Use | E-10 | 6000 | Galvanic (STIP-3) | 1986-04-18 |  | Fiberglass Reinforced Plastic | Pressurized
AMERICUS GAS N GA | 202 HWY 19 S | AMERICUS | Sumter | 10001796 | 1 | Overfill Alarm | 2009-12-15 | FALSE | 2009-12-15 | FALSE | Currently in Use | Diesel | 15000 | Composite Double Walled | 2009-06-02 |  | Double-Walled Fiberglass | Pressurized
AMERICUS GAS N GA | 202 HWY 19 S | AMERICUS | Sumter | 10001796 | 4 | Overfill Alarm | 2009-12-15 | FALSE | 2009-12-15 | FALSE | Currently in Use | E-85 | 4000 | Composite Double Walled | 2009-06-02 |  | Double-Walled Fiberglass | Pressurized
PERRY BROTHERS BULK PLANT | 125 HWY 280 W | AMERICUS | Sumter | 10001797 | 6 | Overfill Alarm | 2009-12-15 | FALSE | 2009-12-15 | FALSE | Currently in Use | E-10 | 30000 | Composite Double Walled | 2009-12-15 |  | Aboveground | Pressurized
PERRY BROTHERS BULK PLANT | 125 HWY 280 W | AMERICUS | Sumter | 10001797 | 4 | Overfill Alarm | 2009-12-15 | FALSE | 2009-12-15 | FALSE | Currently in Use | Diesel Off Road | 30000 | Composite Double Walled | 2009-12-15 |  | Aboveground | Pressurized
PERRY BROTHERS BULK PLANT | 125 HWY 280 W | AMERICUS | Sumter | 10001797 | 2 | Overfill Alarm | 2009-12-15 | FALSE | 2009-12-15 | FALSE | Currently in Use | Diesel Off Road | 30000 | Composite Double Walled | 2009-12-15 |  | Aboveground | Pressurized
PETE CRAFT AVIATION SERVICES INC | 1032 YOUNGS MILL RD | PLAINS | Sumter | 9129055 | 2 | [5 empty] | Permanently Out Of Use | Empty | 0 | Not Marked/Unknown | 1973-12-31 | 1973-12-31 | Not Marked
SW BRANCH EXPERIMENT STATION | 108 EXPERIMENT STATION RD | PLAINS | Sumter | 9129025 | 1 | [5 empty] | Removed from Ground | Diesel | 500 | Epoxy | 1998-07-10 | 1998-07-10 | Galvanized Steel | Safe Suction (Euro)
N&K FOODMART | 114 HWY 45 NORTH | PLAINS | Sumter | 9129038 | 1 | Flapper Valve | 1998-11-16 | FALSE | 1998-11-16 | FALSE | Temporarily out of use | E-10 | 8000 | Steel-Impressed Current | 1976-05-15 |  | Steel (Impressed Current) | Safe Suction (Euro)
HUGH CARTER'S ANTIQUES | MAIN ST | PLAINS | Sumter | 9129031 | 2 | [5 empty] | Removed from Ground | Gas (Historical Use) | 550 | Marked Unknown | 1995-07-22 | 1995-07-22 | Unknown
WESTWOOD PLAZA | RT 2 | PLAINS | Sumter | 1290009 | 3 | [5 empty] | Removed from Ground | Gas (Historical Use) | 8000 | Bare Steel | 1981-04-16 | 1989-03-08 | Galvanized Steel
BO'S STATION | HWY 280 WEST | PLAINS | Sumter | 9129030 | 2 | [5 empty] | Removed from Ground | Gas (Historical Use) | 4000 | Bare Steel | 1972-01-01 | 1998-03-28 | Galvanized Steel | Safe Suction (Euro)
WILLIAMS WAREHOUSE INC | 115 S BOND ST | PLAINS | Sumter | 9129009 | 4A | Flapper Valve | 1999-02-16 | FALSE | 1999-02-16 | FALSE | Temporarily out of use | Diesel Off Road | 1000 | Composite | 1999-02-16 |  | Fiberglass Reinforced Plastic | Safe Suction (Euro)
N&K FOODMART | 114 HWY 45 NORTH | PLAINS | Sumter | 9129038 | 2 | Flapper Valve | 1998-11-16 | FALSE | 1998-11-16 | FALSE | Temporarily out of use | Diesel | 8000 | Steel-Impressed Current | 1976-05-15 |  | Steel (Impressed Current) | Safe Suction (Euro)
WILLIAMS WAREHOUSE INC | 115 S BOND ST | PLAINS | Sumter | 9129009 | 2 | [5 empty] | Removed from Ground | Diesel | 2000 | Not Marked/Unknown | 1999-02-06 | 1999-02-06 | Not Marked
USA FOOD MART | 204 E CHURCH ST | PLAINS | Sumter | 1290069 | 2 | Flapper Valve | 1998-12-21 | FALSE | 1998-12-21 | FALSE | Currently in Use | E-0 | 5000 | Steel-Impressed Current | 1983-05-09 |  | Steel (Impressed Current) | Safe Suction (Euro)
GOLDEN PEANUT CO | SOUTH BOND ST | PLAINS | Sumter | 1290067 | 2 | [5 empty] | Removed from Ground | Diesel | 1000 | Bare Steel | 1974-05-09 | 1995-08-31 | Unknown
C-E MINERALS-(MULCOA) | P.O. BOX 37-HIGHWAY 49 | ANDERSONVILLE | Sumter | 1290053 | 2-D | [5 empty] | Removed from Ground | Diesel | 16000 | Bare Steel | 1981-04-30 | 1988-07-01 | Galvanized Steel
FAT BOYS GAS N GO, LLC | 4038 US HWY 280 W | COBB | Sumter | 1290077 | 2 | [5 empty] | Removed from Ground | Gas (Historical Use) | 2000 | Bare Steel | 1971-05-12 | 1998-01-01 | Galvanized Steel | Pressurized
SHANNON AKIN | 2564 -C LAMAR RD | COBB | Sumter | 9129036 | 2 | [5 empty] | Removed from Ground | Diesel | 4000 | Bare Steel | 1980-01-01 | 1899-12-31 | Galvanized Steel | Suction (American)
CLARK BASS SERVICE STATION | 2697 US HWY 280 E | DESOTO | Sumter | 1290043 | 4 | [5 empty] | Removed from Ground | Diesel | 4000 | Bare Steel | 1971-04-27 | 1997-10-01 | Galvanized Steel | Suction (American)
CLARK BASS SERVICE STATION | 2697 US HWY 280 E | DESOTO | Sumter | 1290043 | 5 | [5 empty] | Removed from Ground | Gas (Historical Use) | 3000 | Bare Steel | 1971-04-27 | 1997-10-01 | Galvanized Steel | Suction (American)
PLAINS CITY HALL | PO BOX 190 | PLAINS | Sumter | 9129013 | 2 | [5 empty] | Removed from Ground | Empty | 500 | Not Marked/Unknown | 1997-12-04 | 1997-12-04 | Not Marked
USA FOOD MART | 204 E CHURCH ST | PLAINS | Sumter | 1290069 | 1 | Flapper Valve | 1998-12-21 | FALSE | 1998-12-21 | FALSE | Currently in Use | E-10 | 5000 | Steel-Impressed Current | 1983-05-09 |  | Steel (Impressed Current) | Safe Suction (Euro)
FORMER UNION HIGH SCHOOL | HOLLEY ST | LESLIE | Sumter | 1290103 | 1 | [5 empty] | Removed from Ground | Gas (Historical Use) | 6000 | Bare Steel | 1966-05-10 | 1994-12-13 | Bare Steel | Safe Suction (Euro)
WILLIAMS WAREHOUSE INC | 115 S BOND ST | PLAINS | Sumter | 9129009 | 1 | [5 empty] | Removed from Ground | Gas (Historical Use) | 10000 | Bare Steel | 1979-03-20 | 1999-02-06 | Galvanized Steel | Safe Suction (Euro)
MRS W C LAMB JR | RT 1 BOX 1B | PLAINS | Sumter | 1290026 | 2 | [5 empty] | Closed in Ground | Gas (Historical Use) | 6000 | Bare Steel | 1976-02-23 | 1999-02-01 | Galvanized Steel | Suction (American)
WESTWOOD PLAZA | RT 2 | PLAINS | Sumter | 1290009 | 1 | [5 empty] | Removed from Ground | Gas (Historical Use) | 6000 | Bare Steel | 1981-04-16 | 1989-03-08 | Galvanized Steel
GOLDEN PEANUT CO | SOUTH BOND ST | PLAINS | Sumter | 1290067 | 1 | [5 empty] | Removed from Ground | Gas (Historical Use) | 1000 | Bare Steel | 1984-05-06 | 1995-08-31 | Galvanized Steel
USA FOOD MART | 204 E CHURCH ST | PLAINS | Sumter | 1290069 | 3 | Flapper Valve | 1998-12-21 | FALSE | 1998-12-21 | FALSE | Temporarily out of use | E-0 | 2000 | Steel-Impressed Current | 1983-05-09 |  | Steel (Impressed Current) | Safe Suction (Euro)
LESLIE BP | BAILEY ST | LESLIE | Sumter | 1290012 | 2 | [5 empty] | Temporarily out of use | Empty | 1000 | Bare Steel | 1966-04-20 |  | Galvanized Steel | Suction (American)
CHAMPION HOME BUILDERS | HWY 280 | PLAINS | Sumter | 9129001 | 1 | [5 empty] | Removed from Ground | Gas (Historical Use) | 500 | Not Marked/Unknown | 1990-12-05 | 1990-12-05 | Not Marked
LESLIE QUICK STOP | 101 FEDERAL ST | LESLIE | Sumter | 9129028 | 3 |  | 1998-07-07 |  | 1998-07-07 |  | Removed from Ground | Diesel | 3000 | Steel-Impressed Current | 1979-05-22 | 2010-03-16 | Cathodically Protected | Suction (American)
MRS W C LAMB JR | RT 1 BOX 1B | PLAINS | Sumter | 1290026 | 3 | [5 empty] | Closed in Ground | Gas (Historical Use) | 1000 | Bare Steel | 1961-02-26 | 1999-02-01 | Galvanized Steel | Suction (American)
ANDERSONVILLE ONE STOP | 211 E ELLAVILLE ST | ANDERSONVILLE | Sumter | 9129035 | 2 | Flapper Valve | 1998-07-30 | FALSE | 1998-07-30 | FALSE | Temporarily out of use | Regular | 6000 | Steel-Impressed Current | 1984-06-01 |  | Steel (Impressed Current) | Safe Suction (Euro)
LESLIE QUICK STOP | 101 FEDERAL ST | LESLIE | Sumter | 9129028 | 1 |  | 1998-07-07 |  | 1998-07-07 |  | Removed from Ground | Gas (Historical Use) | 3000 | Steel-Impressed Current | 1979-05-22 | 2010-03-16 | Cathodically Protected | Suction (American)
SMITH COUNTRY STORE | 1619 HWY 27 E | LESLIE | Sumter | 9129044 | 2 | [5 empty] | Removed from Ground | Gas (Historical Use) | 0 | Bare Steel | 1996-07-31 | 1996-07-31 | Bare Steel | Safe Suction (Euro)
LESLIE BP | BAILEY ST | LESLIE | Sumter | 1290012 | 1 | [5 empty] | Temporarily out of use | Empty | 550 | Bare Steel | 1966-04-20 |  | Galvanized Steel | Suction (American)
LESLIE CITY GROCERY | 144 HWY 280 E | LESLIE | Sumter | 1290063 | 2 | Flapper Valve | 1998-01-01 | FALSE | 1998-01-01 | FALSE | Currently in Use | E-10 | 6000 | Steel-Impressed Current | 1982-05-02 |  | Steel (Impressed Current) | Safe Suction (Euro)
FAT BOYS GAS N GO, LLC | 4038 US HWY 280 W | COBB | Sumter | 1290077 | 5A | Flapper Valve | 1998-11-27 | FALSE | 1998-11-27 | FALSE | Temporarily out of use | E-0 | 2000 | Composite | 1998-11-01 |  | Fiberglass Reinforced Plastic | Safe Suction (Euro)
LAKESHORE MARINE | 4620 HWY 280 E | COBB | Sumter | 1290033 | 1 |  | 1999-01-22 | FALSE | 1999-01-22 | FALSE | Removed from Ground | Gas (Historical Use) | 10000 | Steel-Impressed Current | 1979-04-19 | 2018-05-01 |  | Safe Suction (Euro)
LAKESHORE MARINE INC | 4262 HWY 280 E | COBB | Sumter | 1290031 | 1 |  | 1998-11-20 | FALSE | 1998-11-20 | FALSE | Removed from Ground | Gas (Historical Use) | 3000 | Steel-Impressed Current | 1976-04-19 | 2019-02-05 |  | Safe Suction (Euro)
PLAINS CITY HALL | PO BOX 190 | PLAINS | Sumter | 9129013 | 1 | [5 empty] | Removed from Ground | Empty | 500 | Not Marked/Unknown | 1997-12-04 | 1997-12-04 | Not Marked
SMITH COUNTRY STORE | 1619 HWY 27 E | LESLIE | Sumter | 9129044 | 3 | [5 empty] | Removed from Ground | Gas (Historical Use) | 0 | Bare Steel | 1996-07-31 | 1996-07-31 | Bare Steel | Safe Suction (Euro)
SPRING CREEK MARINA | 3077 LAMAR RD | COBB | Sumter | 9129056 | 1 | Flapper Valve | 1999-06-01 | FALSE | 1999-06-01 | FALSE | Currently in Use | Plus | 4000 | Composite | 1999-09-01 |  | Double-Walled Flex | Pressurized
GOLD KIST | 125 LUKE ST | DESOTO | Sumter | 9129043 | 1 | [5 empty] | Removed from Ground | Gas (Historical Use) | 550 | Bare Steel | 1995-09-20 | 1995-09-20 | Bare Steel
FAT BOYS GAS N GO, LLC | 4038 US HWY 280 W | COBB | Sumter | 1290077 | 4 | [5 empty] | Removed from Ground | Diesel | 2000 | Bare Steel | 1982-05-09 | 1998-01-01 | Galvanized Steel | Suction (American)
LAKESHORE MARINE | 4620 HWY 280 E | COBB | Sumter | 1290033 | 3 |  | 1999-01-22 | FALSE | 1999-01-22 | FALSE | Removed from Ground | Diesel | 4000 | Steel-Impressed Current | 1980-04-18 | 2018-05-01 |  | Safe Suction (Euro)
CLARK BASS SERVICE STATION | 2697 US HWY 280 E | DESOTO | Sumter | 1290043 | 2 | Flapper Valve | 1997-10-01 | FALSE | 1997-10-01 | FALSE | Currently in Use | E-10 | 1000 | Steel-Impressed Current | 1966-04-28 |  | Steel (Impressed Current) | Suction (American)
SMITH COUNTRY STORE | 1619 HWY 27 E | LESLIE | Sumter | 9129044 | 5 |  | 1996-07-31 |  | 1996-07-31 |  | Permanently Out Of Use | Gas (Historical Use) | 3000 | Fiberglass | 1996-07-31 | 2005-05-09 | Fiberglass Reinforced Plastic | Suction (American)
FAT BOYS GAS N GO, LLC | 4038 US HWY 280 W | COBB | Sumter | 1290077 | 3 | [5 empty] | Removed from Ground | Gas (Historical Use) | 3000 | Bare Steel | 1978-05-10 | 1998-01-01 | Galvanized Steel | Pressurized
GOLD KIST | 125 LUKE ST | DESOTO | Sumter | 9129043 | 2 | [5 empty] | Removed from Ground | Diesel | 2000 | Bare Steel | 1995-09-20 | 1995-09-20 | Bare Steel
JIMMY CARTER NATIONAL HISTORIC S | BOND ST | PLAINS | Sumter | 9129019 | 1 | [5 empty] | Removed from Ground | Other | 4000 | Not Marked/Unknown | 1992-08-06 | 1992-08-06 | Not Marked
WILLIAMS WAREHOUSE INC | 115 S BOND ST | PLAINS | Sumter | 9129009 | 3 | Flapper Valve | 1999-02-16 | FALSE | 1999-02-16 | FALSE | Temporarily out of use | E-0 | 4000 | Composite | 1999-02-16 |  | Fiberglass Reinforced Plastic | Safe Suction (Euro)
JIMMY CARTER NATIONAL HISTORIC S | BOND ST | PLAINS | Sumter | 9129019 | 2 | [5 empty] | Removed from Ground | Other | 6000 | Not Marked/Unknown | 1992-08-06 | 1992-08-06 | Not Marked
MRS W C LAMB JR | RT 1 BOX 1B | PLAINS | Sumter | 1290026 | 5 |  |  | TRUE |  | TRUE | Closed in Ground | Used Oil | 350 | Bare Steel | 1961-02-26 | 1999-02-01 | Galvanized Steel | Gravity Fed
CALHOUN OIL CO WILLIAMS WAREHOUS | S BOND ST | PLAINS | Sumter | 9129032 | 2 | [5 empty] | Removed from Ground | Gas (Historical Use) | 550 | Not Marked/Unknown | 1996-03-05 | 1996-03-05 | Not Marked
BRENDA BUTLER | R W JONES RD | LESLIE | Sumter | 9129029 | 2 | [5 empty] | Removed from Ground | Gas (Historical Use) | 5000 | Bare Steel | 1974-01-01 | 1999-08-02 | Unknown | Suction (American)
CLARK BASS SERVICE STATION | 2697 US HWY 280 E | DESOTO | Sumter | 1290043 | 1 | Flapper Valve | 1997-10-01 | FALSE | 1997-10-01 | FALSE | Currently in Use | Premium | 1000 | Steel-Impressed Current | 1966-04-28 |  | Steel (Impressed Current) | Suction (American)
SPECTRUM | 311 TRIPP ST | AMERICUS | Sumter | 1290071 | 1 | [5 empty] | Removed from Ground | Gas (Historical Use) | 10000 | Bare Steel | 1975-05-10 | 1990-07-06 | Galvanized Steel
WESTWOOD PLAZA | RT 2 | PLAINS | Sumter | 1290009 | 2 | [5 empty] | Removed from Ground | Gas (Historical Use) | 6000 | Bare Steel | 1981-04-16 | 1989-03-08 | Galvanized Steel
MULLITE CO OF AMERICA | PO BOX 57 | ANDERSONVILLE | Sumter | 1290011 | 1 | [5 empty] | Removed from Ground | Gas (Historical Use) | 2000 | Bare Steel | 1986-04-15 | 1989-03-01 | Galvanized Steel
LESLIE CITY GROCERY | 144 HWY 280 E | LESLIE | Sumter | 1290063 | 3 | Flapper Valve | 1998-01-01 | FALSE | 1998-01-01 | FALSE | Currently in Use | Diesel | 6000 | Steel-Impressed Current | 1982-05-09 |  | Steel (Impressed Current) | Safe Suction (Euro)
FRANKS BAIT SHOP | UNKNOWN | DESOTO | Sumter | 1290087 | 1 | [5 empty] | Removed from Ground | Empty | 1000 | Bare Steel | 1983-05-09 | 1899-12-31 | Galvanized Steel
FAT BOYS GAS N GO, LLC | 4038 US HWY 280 W | COBB | Sumter | 1290077 | 5B | Flapper Valve | 1998-11-27 | FALSE | 1998-11-27 | FALSE | Temporarily out of use | Diesel | 1000 | Composite | 1998-11-01 |  | Fiberglass Reinforced Plastic | Safe Suction (Euro)
FAT BOYS GAS N GO, LLC | 4038 US HWY 280 W | COBB | Sumter | 1290077 | 1 | [5 empty] | Removed from Ground | Gas (Historical Use) | 1000 | Bare Steel | 1971-05-12 | 1899-12-31 | Galvanized Steel | Pressurized
SPECTRUM | 311 TRIPP ST | AMERICUS | Sumter | 1290071 | 2 | [5 empty] | Removed from Ground | Gas (Historical Use) | 10000 | Bare Steel | 1975-05-10 | 1990-07-06 | Galvanized Steel
SW BRANCH EXPERIMENT STATION | 108 EXPERIMENT STATION RD | PLAINS | Sumter | 9129025 | 3 | [5 empty] | Removed from Ground | Gas (Historical Use) | 500 | Epoxy | 1998-07-10 | 1998-07-10 | Galvanized Steel | Safe Suction (Euro)
HUGH CARTER'S ANTIQUES | MAIN ST | PLAINS | Sumter | 9129031 | 1 | [5 empty] | Removed from Ground | Gas (Historical Use) | 550 | Marked Unknown | 1995-07-22 | 1995-07-22 | Unknown
WILLIAMS WAREHOUSE INC | 115 S BOND ST | PLAINS | Sumter | 9129009 | 4B | Flapper Valve | 1999-02-16 | FALSE | 1999-02-16 | FALSE | Temporarily out of use | Diesel | 1000 | Composite | 1999-02-16 |  | Fiberglass Reinforced Plastic | Safe Suction (Euro)
C-E MINERALS-(MULCOA) | P.O. BOX 37-HIGHWAY 49 | ANDERSONVILLE | Sumter | 1290053 | 1-G | [5 empty] | Removed from Ground | Gas (Historical Use) | 2100 | Bare Steel | 1974-05-02 | 1988-09-01 | Galvanized Steel
S & T FARMS | 1004 COBB-CREEK ROAD | COBB | Sumter | 9047174 | 1 | [5 empty] | Removed from Ground | Diesel | 0 | Marked Unknown |  | 1899-12-31 | Unknown | Pressurized
ANDERSONVILLE ONE STOP | 211 E ELLAVILLE ST | ANDERSONVILLE | Sumter | 9129035 | 1 | Flapper Valve | 1998-07-01 | FALSE | 1998-07-01 | FALSE | Temporarily out of use | Diesel | 8000 | Steel-Impressed Current | 1984-06-01 |  | Steel (Impressed Current) | Safe Suction (Euro)
LESLIE QUICK STOP | 101 FEDERAL ST | LESLIE | Sumter | 9129028 | 2 |  | 1998-07-07 |  | 1998-07-07 |  | Removed from Ground | Gas (Historical Use) | 3000 | Steel-Impressed Current | 1979-05-22 | 2010-03-16 | Cathodically Protected | Suction (American)
SHARP SYSTEMS INC | US HWY 280 | LESLIE | Sumter | 1290044 | 1 | [5 empty] | Removed from Ground | Diesel | 3000 | Bare Steel | 1983-05-01 | 1998-05-15 | Galvanized Steel
CITIZENS TELEPHONE CO INC | 134 N BAILEY AVE | LESLIE | Sumter | 1290035 | 1 | Overfill Alarm | 1998-11-20 | FALSE | 1998-11-20 | FALSE | Removed from Ground | Diesel | 500 | Steel-Impressed Current | 1979-04-19 | 2020-08-28 | Steel (Impressed Current) | Suction (American)
SHANNON AKIN | 2564 -C LAMAR RD | COBB | Sumter | 9129036 | 3 | [5 empty] | Removed from Ground | Gas (Historical Use) | 4000 | Bare Steel | 1980-01-01 | 1899-12-31 | Galvanized Steel | Suction (American)
CLARK BASS SERVICE STATION | 2697 US HWY 280 E | DESOTO | Sumter | 1290043 | 3 | Flapper Valve | 1997-10-01 | FALSE | 1997-10-01 | FALSE | Currently in Use | Diesel | 1000 | Steel-Impressed Current | 1966-04-28 |  | Steel (Impressed Current) | Suction (American)
SPECTRUM | 311 TRIPP ST | AMERICUS | Sumter | 1290071 | 3 | Overfill Alarm | 1992-09-12 | FALSE | 1992-09-12 | FALSE | Currently in Use | E-10 | 10000 | Fiberglass | 1990-06-25 |  | Fiberglass Reinforced Plastic | Pressurized
C-E MINERALS-(MULCOA) | P.O. BOX 37-HIGHWAY 49 | ANDERSONVILLE | Sumter | 1290053 | 2-G | [5 empty] | Removed from Ground | Gas (Historical Use) | 10000 | Bare Steel | 1980-04-30 | 1988-07-01 | Galvanized Steel
BRENDA BUTLER | R W JONES RD | LESLIE | Sumter | 9129029 | 3 | [5 empty] | Removed from Ground | Gas (Historical Use) | 3000 | Bare Steel | 1974-01-01 | 1999-08-02 | Unknown | Suction (American)
LESLIE PEANUT CO (CARGILL) | COMMERCE | LESLIE | Sumter | 1290054 | 1 | [5 empty] | Removed from Ground | Gas (Historical Use) | 4000 | Bare Steel | 1986-04-30 | 1988-11-01 | Unknown
LAKESHORE MARINE | 4620 HWY 280 E | COBB | Sumter | 1290033 | 2 |  | 1999-01-22 | FALSE | 1999-01-22 | FALSE | Removed from Ground | Gas (Historical Use) | 4000 | Steel-Impressed Current | 1980-04-18 | 2018-05-01 |  | Safe Suction (Euro)
SHANNON AKIN | 2564 -C LAMAR RD | COBB | Sumter | 9129036 | 1 | [5 empty] | Removed from Ground | Diesel | 4000 | Bare Steel | 1980-01-01 | 1899-12-31 | Galvanized Steel | Suction (American)
PETE CRAFT AVIATION SERVICES INC | 1032 YOUNGS MILL RD | PLAINS | Sumter | 9129055 | 1 | [5 empty] | Permanently Out Of Use | Empty | 0 | Not Marked/Unknown | 1973-12-31 | 1973-12-31 | Not Marked
BO'S STATION | HWY 280 WEST | PLAINS | Sumter | 9129030 | 1 | [5 empty] | Removed from Ground | Gas (Historical Use) | 4000 | Bare Steel | 1972-01-01 | 1998-03-28 | Galvanized Steel | Safe Suction (Euro)
MRS W C LAMB JR | RT 1 BOX 1B | PLAINS | Sumter | 1290026 | 1 | [5 empty] | Closed in Ground | Gas (Historical Use) | 6000 | Bare Steel | 1976-02-23 | 1999-02-01 | Galvanized Steel | Suction (American)
MRS W C LAMB JR | RT 1 BOX 1B | PLAINS | Sumter | 1290026 | 4 | [5 empty] | Closed in Ground | Diesel | 1000 | Bare Steel | 1961-02-26 | 1999-02-01 | Galvanized Steel | Suction (American)
SMITH COUNTRY STORE | 1619 HWY 27 E | LESLIE | Sumter | 9129044 | 1 | [5 empty] | Removed from Ground | Gas (Historical Use) | 0 | Bare Steel | 1996-07-31 | 1996-07-31 | Bare Steel | Safe Suction (Euro)
SMITH COUNTRY STORE | 1619 HWY 27 E | LESLIE | Sumter | 9129044 | 4 |  | 1996-07-31 |  | 1996-07-31 |  | Currently in Use | Gas (Historical Use) | 1000 | Fiberglass | 1996-07-31 | 2005-05-09 | Fiberglass Reinforced Plastic | Suction (American)
FRANKS BAIT SHOP | UNKNOWN | DESOTO | Sumter | 1290087 | 3AST | [5 empty] | Removed from Ground | Hazardous Substance | 6000 | Bare Steel | 1976-05-10 | 1899-12-31 | Galvanized Steel
AT&T ANDERSONVILLE RADIO RELAY S | STATE HWY 228 | ANDERSONVILLE | Sumter | 1290060 | 1 | [5 empty] | Removed from Ground | Diesel | 1500 | Bare Steel | 1974-05-09 | 1991-09-01 | Galvanized Steel
SHILOTT DUSTING SERVICE INC | 1793 HOOKS MILL RD | LESLIE | Sumter | 9129046 | 1 | [5 empty] | Removed from Ground | Kerosene | 10000 | Bare Steel | 1998-08-01 | 1998-08-01 | Galvanized Steel
LESLIE BP | BAILEY ST | LESLIE | Sumter | 1290012 | 3 | [5 empty] | Temporarily out of use | Empty | 1000 | Bare Steel | 1966-04-20 |  | Galvanized Steel | Suction (American)
FORMER UNION HIGH SCHOOL | HOLLEY ST | LESLIE | Sumter | 1290103 | 2 | [5 empty] | Removed from Ground | Gas (Historical Use) | 6000 | Bare Steel | 1976-05-07 | 1994-12-13 | Bare Steel | Safe Suction (Euro)
FRANKS BAIT SHOP | UNKNOWN | DESOTO | Sumter | 1290087 | 2 | [5 empty] | Removed from Ground | Empty | 500 | Bare Steel | 1976-05-10 | 1899-12-31 | Galvanized Steel
PEPOS FOODMART #2 | 1011 MLK JR BLVD | AMERICUS | Sumter | 1290083 | 3 | [5 empty] | Removed from Ground | Gas (Historical Use) | 3000 | Bare Steel | 1981-05-09 | 1899-12-31 | Galvanized Steel
WESTSIDE BP | 910 MLK JR BLVD | AMERICUS | Sumter | 1290029 | 3 |  | 1998-08-12 | FALSE | 1998-08-12 | FALSE | Removed from Ground | Gas (Historical Use) | 6000 | Steel-Impressed Current | 1986-04-18 | 2017-10-14 |  | Safe Suction (Euro)
AMERICUS GAS N GA | 202 HWY 19 S | AMERICUS | Sumter | 10001796 | 3 | Overfill Alarm | 2009-12-15 | FALSE | 2009-12-15 | FALSE | Currently in Use | E-10 | 15000 | Composite Double Walled | 2009-06-02 |  | Double-Walled Fiberglass | Pressurized
PERRY BROTHERS BULK PLANT | 125 HWY 280 W | AMERICUS | Sumter | 10001797 | 1 | Overfill Alarm | 2009-12-15 | FALSE | 2009-12-15 | FALSE | Currently in Use | Diesel | 30000 | Composite Double Walled | 2009-12-15 |  | Aboveground | Pressurized
WESTSIDE BP | 910 MLK JR BLVD | AMERICUS | Sumter | 1290029 | 5 |  | 1998-08-12 | FALSE | 1998-08-12 | FALSE | Removed from Ground | Gas (Historical Use) | 3000 | Steel-Impressed Current | 1998-04-21 | 2017-10-14 |  | Safe Suction (Euro)
SAMS DE | 1101 MLK JR BLVD | AMERICUS | Sumter | 9129053 | 3 | Flapper Valve | 1998-04-08 | FALSE | 1998-04-08 | FALSE | Currently in Use | Plus | 6000 | Galvanic (STIP-3) | 1986-04-18 |  | Fiberglass Reinforced Plastic | Pressurized
SUMTER COUNTY BOARD OF EDUCATION | 100 LEARNING LN | AMERICUS | Sumter | 9129045 | 1 | Flapper Valve | 1990-10-20 | FALSE | 1990-10-20 | FALSE | Currently in Use | Diesel | 12000 | Composite | 1990-10-12 |  | Double-Walled Flex | Pressurized
AMERICUS GAS N GA | 202 HWY 19 S | AMERICUS | Sumter | 10001796 | 2 | Overfill Alarm | 2009-12-15 | FALSE | 2009-12-15 | FALSE | Currently in Use | Premium | 5000 | Composite Double Walled | 2009-06-02 |  | Double-Walled Fiberglass | Pressurized
CALHOUN OIL CO WILLIAMS WAREHOUS | S BOND ST | PLAINS | Sumter | 9129032 | 1 | [5 empty] | Removed from Ground | Gas (Historical Use) | 550 | Marked Unknown | 1996-03-05 | 1996-03-05 | Unknown
GA SEED DEV COMM PLAINS | PLAIN HWY | PLAINS | Sumter | 1290061 | 1 | [5 empty] | Removed from Ground | Gas (Historical Use) | 1000 | Bare Steel | 1976-05-07 | 1998-07-16 | Galvanized Steel
BRENDA BUTLER | R W JONES RD | LESLIE | Sumter | 9129029 | 1 | [5 empty] | Removed from Ground | Gas (Historical Use) | 5000 | Bare Steel | 1974-01-01 | 1999-08-02 | Unknown | Suction (American)
LESLIE CITY GROCERY | 144 HWY 280 E | LESLIE | Sumter | 1290063 | 1 | Flapper Valve | 1998-01-01 | FALSE | 1998-01-01 | FALSE | Currently in Use | E-0 | 6000 | Steel-Impressed Current | 1982-05-09 |  | Steel (Impressed Current) | Safe Suction (Euro)
SPECTRUM | 311 TRIPP ST | AMERICUS | Sumter | 1290071 | 4 | Overfill Alarm | 1992-09-12 | FALSE | 1992-09-12 | FALSE | Currently in Use | Premium | 10000 | Fiberglass | 1990-06-25 |  | Fiberglass Reinforced Plastic | Pressurized
UNKNOWN | 606 N LEE STREET | AMERICUS | Sumter | 10002874 | 1 |  |  | FALSE |  | FALSE | Removed from Ground | Diesel | 1000 |  |  | 2018-10-11
UNKNOWN | 606 N LEE STREET | AMERICUS | Sumter | 10002874 | 2 |  |  | FALSE |  | FALSE | Removed from Ground |  | 1000 |  |  | 2018-10-11
PRENELL AUTOCARE | US HWY 80 @ GA HWY 41 | TALBOTTON | Talbot | 130017 | 3 |  | 1997-06-12 |  | 1997-06-12 |  | Removed from Ground | Gas (Historical Use) | 2000 | Steel-Impressed Current | 1986-05-08 | 2009-04-22 | Cathodically Protected
HAMPS INC (CONV STORE) # 1 | 999 GEO WEST TOWNS AVE HWY 80 EA | TALBOTTON | Talbot | 1300025 | 4 |  | 1997-11-10 |  | 1997-11-10 |  | Removed from Ground | Diesel | 8000 | Steel-Impressed Current | 1982-05-17 | 2012-01-19 | Steel (Impressed Current) | Safe Suction (Euro)
HAMPS INC (CONV STORE) # 1 | 999 GEO WEST TOWNS AVE HWY 80 EA | TALBOTTON | Talbot | 1300025 | 5 |  | 1997-11-10 |  | 1997-11-10 |  | Removed from Ground | Kerosene | 500 | Steel-Impressed Current | 1986-05-16 | 2012-01-19 | Steel (Impressed Current) | Suction (American)
TALBOT CO RD DEPT | 174 W TYLER ST | TALBOTTON | Talbot | 130003 | 2 |  | 1999-12-01 | FALSE | 1999-12-01 | FALSE | Removed from Ground | Gas (Historical Use) | 1000 | Galvanic (STIP-3) | 1986-02-24 | 1998-10-23 | Galvanized Steel | Safe Suction (Euro)
TALBOT COUNTY BD OF ED | 405 E W TYLER ST | TALBOTTON | Talbot | 130022 | 1 | Flapper Valve | 1990-05-09 | FALSE | 1990-05-09 | FALSE | Removed from Ground | Diesel | 6000 | Galvanic (STIP-3) | 1990-05-09 | 2019-06-03 | Fiberglass Reinforced Plastic | Suction (American)
ATL-TOWING TIRES & RIMS | 60 WASHINGTON AVE | TALBOTTON | Talbot | 130010 | 8 | Flapper Valve | 2000-01-01 |  | 2000-01-01 |  | Temporarily out of use | Diesel | 550 | Epoxy | 2000-01-01 |  | Double Walled | Safe Suction (Euro)
DOT 10324/TALBOT CO MAINT HQ | GA HWY 41 SOUTH/BOX 208I | TALBOTTON | Talbot | 1300006 | 324G1 | [5 empty] | Removed from Ground | Gas (Historical Use) | 1060 | Bare Steel | 1972-05-02 | 2005-03-08 | Galvanized Steel | Safe Suction (Euro)
GENEVA QUICK STOP | US HWY 80 | GENEVA | Talbot | 9130010 | 1 |  | 1998-12-28 |  | 1998-12-28 |  | Temporarily out of use | Gas (Historical Use) | 6000 | Galvanic (STIP-3) | 1989-01-01 |  | Cathodically Protected | Suction (American)
BAILEY GROCERY | US HWY 80 | BOX SPRINGS | Talbot | 130016 | 2 | [5 empty] | Removed from Ground | Gas (Historical Use) | 560 | Bare Steel | 1974-05-11 | 1899-12-31 | Galvanized Steel
C & C CONVENIENCE STORE | WASHINGTON AVE & HARRISON ST | TALBOTTON | Talbot | 1060016 | 4 | [5 empty] | Removed from Ground | Other | 3000 | Bare Steel | 1985-05-13 | 1995-05-01 | Galvanized Steel
C & C CONVENIENCE STORE | WASHINGTON AVE & HARRISON ST | TALBOTTON | Talbot | 1060016 | 5 | [5 empty] | Removed from Ground | Other | 500 | Bare Steel | 1985-05-13 | 1995-05-01 | Galvanized Steel
MITCHELLS | US HWY 80 | TALBOTTON | Talbot | 130008 | 3 | [5 empty] | Removed from Ground | Gas (Historical Use) | 6000 | Bare Steel | 1986-05-08 | 1994-11-09 | Galvanized Steel
TALBOTTON QUICK SPOT | 390 N WASHINGTON AVE | TALBOTTON | Talbot | 10000470 | 5 | Flapper Valve | 2003-10-25 | FALSE | 2003-10-25 | FALSE | Currently in Use | Kerosene | 2000 | Epoxy | 2003-10-25 |  | Fiberglass Reinforced Plastic | Pressurized
TALBOTTON QUICK SPOT | 390 N WASHINGTON AVE | TALBOTTON | Talbot | 10000470 | 4 | Flapper Valve | 2003-10-25 | FALSE | 2003-10-25 | FALSE | Currently in Use | Diesel | 6000 | Epoxy | 2003-10-25 |  | Fiberglass Reinforced Plastic | Pressurized
RACERS GAS | 125 Washington Ave | TALBOTTON | Talbot | 1300020 | 3 | Flapper Valve | 1998-01-01 | FALSE | 1998-01-01 | FALSE | Currently in Use | Premium | 6000 | Steel-Impressed Current | 1978-05-07 |  | Steel (Impressed Current) | Safe Suction (Euro)
HAMPS INC (CONV STORE) # 1 | 999 GEO WEST TOWNS AVE HWY 80 EA | TALBOTTON | Talbot | 1300025 | 2 |  | 1997-11-10 |  | 1997-11-10 |  | Removed from Ground | Gas (Historical Use) | 6000 | Steel-Impressed Current | 1978-05-18 | 2012-01-19 | Steel (Impressed Current) | Safe Suction (Euro)
GENEVA QUICK STOP | US HWY 80 | GENEVA | Talbot | 9130010 | 4 |  | 1998-12-28 |  | 1998-12-28 |  | Temporarily out of use | Diesel | 5000 | Galvanic (STIP-3) | 1989-01-01 |  | Cathodically Protected | Suction (American)
PCA III | GA 96 & US 80 | GENEVA | Talbot | 130015 | 1 |  | 1998-01-01 |  | 1998-01-01 |  | Removed from Ground | Gas (Historical Use) | 3000 | Steel-Impressed Current | 1977-05-10 | 1999-04-16 | Cathodically Protected | Safe Suction (Euro)
MITCHELLS | US HWY 80 | TALBOTTON | Talbot | 130008 | 1 | [5 empty] | Removed from Ground | Diesel | 1000 | Bare Steel | 1986-05-08 | 1994-11-09 | Galvanized Steel
ATL-TOWING TIRES & RIMS | 60 WASHINGTON AVE | TALBOTTON | Talbot | 130010 | 1 | [5 empty] | Removed from Ground | Gas (Historical Use) | 1000 | Bare Steel | 1986-05-08 | 1999-07-12 | Galvanized Steel
TALBOTTON QUICK SPOT | 390 N WASHINGTON AVE | TALBOTTON | Talbot | 10000470 | 2 | Flapper Valve | 2003-10-25 | FALSE | 2003-10-25 | FALSE | Currently in Use | Gas (Historical Use) | 8000 | Epoxy | 2003-10-25 |  | Fiberglass Reinforced Plastic | Pressurized
PCA III | GA 96 & US 80 | GENEVA | Talbot | 130015 | 5B | Flapper Valve | 1999-03-01 | FALSE | 1999-03-01 | FALSE | Currently in Use | Diesel | 2000 | Composite | 1999-03-01 |  | Steel (Impressed Current) | Safe Suction (Euro)
JUNIPER JUNCTION GROCER | INTERSECTION US 80 & 267 | BOX SPRINGS | Talbot | 9130009 | 1 | [5 empty] | Permanently Out Of Use | Gas (Historical Use) | 3000 | Bare Steel | 1986-01-01 | 1998-07-22 | Galvanized Steel | Safe Suction (Euro)
ATL-TOWING TIRES & RIMS | 60 WASHINGTON AVE | TALBOTTON | Talbot | 130010 | 2 | [5 empty] | Removed from Ground | Gas (Historical Use) | 560 | Bare Steel | 1986-05-08 | 1999-07-12 | Galvanized Steel
GA FC | HWY 80 S RT 2 BOX 209 | TALBOTTON | Talbot | 1300005 | 2 | [5 empty] | Removed from Ground | Gas (Historical Use) | 2000 | Bare Steel | 1979-04-24 | 1989-04-30 | Galvanized Steel | Safe Suction (Euro)
RACERS GAS | 125 Washington Ave | TALBOTTON | Talbot | 1300020 | 1 | Flapper Valve | 1998-01-01 | FALSE | 1998-01-01 | FALSE | Currently in Use | Plus | 6000 | Steel-Impressed Current | 1978-05-07 |  | Steel (Impressed Current) | Safe Suction (Euro)
TALBOTTON QUICK SPOT | 390 N WASHINGTON AVE | TALBOTTON | Talbot | 10000470 | 3 | Flapper Valve | 2003-10-25 | FALSE | 2003-10-25 | FALSE | Currently in Use | Diesel | 6000 | Epoxy | 2003-10-25 |  | Fiberglass Reinforced Plastic | Pressurized
GENEVA QUICK STOP | US HWY 80 | GENEVA | Talbot | 9130010 | 2 |  | 1998-12-28 |  | 1998-12-28 |  | Temporarily out of use | Gas (Historical Use) | 6000 | Galvanic (STIP-3) | 1989-01-01 |  | Cathodically Protected | Suction (American)
PCA III | GA 96 & US 80 | GENEVA | Talbot | 130015 | 3 |  | 1998-01-01 |  | 1998-01-01 |  | Removed from Ground | Gas (Historical Use) | 3000 | Steel-Impressed Current | 1977-05-10 | 1999-04-16 | Cathodically Protected | Safe Suction (Euro)
BAILEY GROCERY | US HWY 80 | BOX SPRINGS | Talbot | 130016 | 1 | [5 empty] | Removed from Ground | Gas (Historical Use) | 1000 | Bare Steel | 1974-05-11 | 1899-12-31 | Galvanized Steel
ATL-TOWING TIRES & RIMS | 60 WASHINGTON AVE | TALBOTTON | Talbot | 130010 | 3 | [5 empty] | Removed from Ground | Gas (Historical Use) | 560 | Bare Steel | 1986-05-08 | 1999-07-12 | Galvanized Steel
J F LUCAS-LUCAS GROCERY | HWY 208 | TALBOTTON | Talbot | 130019 | 2 | [5 empty] | Removed from Ground | Gas (Historical Use) | 250 | Bare Steel |  | 1899-12-31 | Galvanized Steel
RACERS GAS | 125 Washington Ave | TALBOTTON | Talbot | 1300020 | 2 | Flapper Valve | 1998-01-01 | FALSE | 1998-01-01 | FALSE | Currently in Use | Regular | 6000 | Steel-Impressed Current | 1978-05-07 |  | Steel (Impressed Current) | Safe Suction (Euro)
TALBOT COUNTY FUELING FACILITY | 35 W MADISON ST | TALBOTTON | Talbot | 10002550 | 1A |  | 1999-12-01 | FALSE | 1999-12-01 | FALSE | Removed from Ground | Gas (Historical Use) | 2000 | Composite | 1999-12-22 |  | Fiberglass Reinforced Plastic | Safe Suction (Euro)
PEPOS #5 | 98 S WASHINGTON ST | TALBOTTON | Talbot | 10000834 | 1B |  |  | FALSE |  | FALSE |  | Regular |  |  |  |  | Fiberglass Reinforced Plastic | Pressurized
PCA III | GA 96 & US 80 | GENEVA | Talbot | 130015 | 2 |  | 1998-01-01 |  | 1998-01-01 |  | Removed from Ground | Gas (Historical Use) | 4000 | Steel-Impressed Current | 1977-05-10 | 1999-04-16 | Cathodically Protected | Safe Suction (Euro)
TALBOT COUNTY BD OF ED | 405 E W TYLER ST | TALBOTTON | Talbot | 130022 | 2 | Flapper Valve | 1990-05-09 | FALSE | 1990-05-09 | FALSE | Removed from Ground | Gas (Historical Use) | 1000 | Galvanic (STIP-3) | 1990-05-09 | 2019-06-03 | Fiberglass Reinforced Plastic | Suction (American)
ATL-TOWING TIRES & RIMS | 60 WASHINGTON AVE | TALBOTTON | Talbot | 130010 | 4 | [5 empty] | Removed from Ground | Diesel | 535 | Bare Steel | 1986-05-08 | 1999-07-12 | Galvanized Steel
ATL-TOWING TIRES & RIMS | 60 WASHINGTON AVE | TALBOTTON | Talbot | 130010 | 7 | Flapper Valve | 2000-01-01 |  | 2000-01-01 |  | Temporarily out of use | Gas (Historical Use) | 550 | Epoxy | 2000-01-01 |  | Double Walled | Safe Suction (Euro)
MITCHELLS | US HWY 80 | TALBOTTON | Talbot | 130008 | 2 | [5 empty] | Removed from Ground | Gas (Historical Use) | 1000 | Bare Steel | 1986-05-08 | 1994-11-09 | Galvanized Steel
TALBOT CO RD DEPT | 174 W TYLER ST | TALBOTTON | Talbot | 130003 | 1 |  | 1999-12-01 | FALSE | 1999-12-01 | FALSE | Removed from Ground | Diesel | 1000 | Galvanic (STIP-3) | 1986-02-24 | 1998-10-23 | Galvanized Steel | Safe Suction (Euro)
GENEVA QUICK STOP | US HWY 80 | GENEVA | Talbot | 9130010 | 3 |  | 1998-12-28 |  | 1998-12-28 |  | Temporarily out of use | Gas (Historical Use) | 6000 | Galvanic (STIP-3) | 1989-01-01 |  | Cathodically Protected | Suction (American)
PCA III | GA 96 & US 80 | GENEVA | Talbot | 130015 | 5A | Flapper Valve | 1999-03-01 |  | 1999-03-01 |  | Currently in Use | Diesel | 4000 | Composite | 1999-03-01 |  | Steel (Impressed Current) | Safe Suction (Euro)
ATL-TOWING TIRES & RIMS | 60 WASHINGTON AVE | TALBOTTON | Talbot | 130010 | 5 | Flapper Valve | 2000-01-01 |  | 2000-01-01 |  | Temporarily out of use | Gas (Historical Use) | 1000 | Epoxy | 2000-01-01 |  | Double Walled | Safe Suction (Euro)
J F LUCAS-LUCAS GROCERY | HWY 208 | TALBOTTON | Talbot | 130019 | 1 | [5 empty] | Removed from Ground | Gas (Historical Use) | 250 | Bare Steel |  | 1899-12-31 | Galvanized Steel
FULLERS GROCERY | US HWY 80 | GENEVA | Talbot | 9130001 | 1 | [5 empty] | Removed from Ground | Gas (Historical Use) | 2000 | Bare Steel | 1984-01-01 | 1993-03-01 | Galvanized Steel
PCA III | GA 96 & US 80 | GENEVA | Talbot | 130015 | 4 | [5 empty] | Removed from Ground | Diesel | 2000 | Concrete | 1977-05-10 | 1998-10-01 | Galvanized Steel
PRENELL AUTOCARE | US HWY 80 @ GA HWY 41 | TALBOTTON | Talbot | 130017 | 2 |  | 1997-06-12 |  | 1997-06-12 |  | Removed from Ground | Gas (Historical Use) | 2000 | Steel-Impressed Current | 1986-05-08 | 2009-04-22 | Cathodically Protected
HAMPS INC (CONV STORE) # 1 | 999 GEO WEST TOWNS AVE HWY 80 EA | TALBOTTON | Talbot | 1300025 | 3 |  | 1997-11-10 |  | 1997-11-10 |  | Removed from Ground | Gas (Historical Use) | 6000 | Steel-Impressed Current | 1978-05-18 | 2012-01-19 | Steel (Impressed Current) | Suction (American)
GENEVA | PO BOX 165 | GENEVA | Talbot | 1300007 | 1 | [5 empty] | Removed from Ground | Other | 5000 | Bare Steel | 1980-04-11 | 1987-01-01 | Unknown
FULLERS GROCERY | US HWY 80 | GENEVA | Talbot | 9130001 | 2 | [5 empty] | Removed from Ground | Gas (Historical Use) | 2000 | Bare Steel | 1984-01-01 | 1993-03-01 | Galvanized Steel
PCA III | GA 96 & US 80 | GENEVA | Talbot | 130015 | 6A | Flapper Valve | 2001-02-13 | FALSE | 2001-02-13 | FALSE | Currently in Use | Gas (Historical Use) | 8000 | Composite | 2001-02-13 |  | Fiberglass Reinforced Plastic | Pressurized
PCA III | GA 96 & US 80 | GENEVA | Talbot | 130015 | 6B | Flapper Valve | 2001-02-13 | FALSE | 2001-02-13 | FALSE | Currently in Use | Gas (Historical Use) | 4000 | Composite | 2001-02-13 |  | Fiberglass Reinforced Plastic | Pressurized
GA FC | HWY 80 S RT 2 BOX 209 | TALBOTTON | Talbot | 1300005 | 4 |  | 1989-05-01 |  | 1989-05-01 |  | Removed from Ground | Gas (Historical Use) | 550 | Galvanic (STIP-3) | 1989-05-01 | 2003-11-01 | Cathodically Protected | Safe Suction (Euro)
BOX SPRINGS COUNTRY STORE | 7281 COLUMBUS HWY | BOX SPRINGS | Talbot | 9130012 | 1 | Flapper Valve | 1993-05-12 |  | 1993-05-12 |  | Currently in Use | Gas (Historical Use) | 6000 | Galvanic (STIP-3) | 1993-05-12 |  | Fiberglass Reinforced Plastic | Safe Suction (Euro)
PRENELL AUTOCARE | US HWY 80 @ GA HWY 41 | TALBOTTON | Talbot | 130017 | 1 |  | 1997-06-12 |  | 1997-06-12 |  | Removed from Ground | Gas (Historical Use) | 2000 | Steel-Impressed Current | 1986-05-08 | 2009-04-22 | Cathodically Protected
GA FC | HWY 80 S RT 2 BOX 209 | TALBOTTON | Talbot | 1300005 | 1 | [5 empty] | Removed from Ground | Diesel | 560 | Bare Steel | 1961-04-28 | 1989-04-30 | Galvanized Steel | Safe Suction (Euro)
C & C CONVENIENCE STORE | WASHINGTON AVE & HARRISON ST | TALBOTTON | Talbot | 1060016 | 1 | [5 empty] | Removed from Ground | Diesel | 500 | Fiberglass | 1985-05-13 | 1995-05-01 | Galvanized Steel
TALBOTTON QUICK SPOT | 390 N WASHINGTON AVE | TALBOTTON | Talbot | 10000470 | 1 | Flapper Valve | 2003-10-25 | FALSE | 2003-10-25 | FALSE | Currently in Use | Gas (Historical Use) | 12000 | Epoxy | 2003-10-25 |  | Fiberglass Reinforced Plastic | Pressurized
TALBOT COUNTY FUELING FACILITY | 35 W MADISON ST | TALBOTTON | Talbot | 10002550 | 1B |  | 1999-12-01 | FALSE | 1999-12-01 | FALSE | Removed from Ground | Diesel | 2000 | Composite | 1998-01-22 |  | Fiberglass Reinforced Plastic | Safe Suction (Euro)
PCA III | GA 96 & US 80 | GENEVA | Talbot | 130015 | 5C | Flapper Valve | 1999-03-01 | FALSE | 1999-03-01 | FALSE | Currently in Use | Kerosene | 2000 | Composite | 1999-03-01 |  | Fiberglass Reinforced Plastic | Safe Suction (Euro)
BOX SPRINGS COUNTRY STORE | 7281 COLUMBUS HWY | BOX SPRINGS | Talbot | 9130012 | 2 | Flapper Valve | 1993-05-12 |  | 1993-05-12 |  | Currently in Use | Diesel | 4000 | Galvanic (STIP-3) | 1993-05-12 |  | Fiberglass Reinforced Plastic | Safe Suction (Euro)
C & C CONVENIENCE STORE | WASHINGTON AVE & HARRISON ST | TALBOTTON | Talbot | 1060016 | 2 | [5 empty] | Removed from Ground | Other | 3000 | Bare Steel | 1985-05-13 | 1995-05-01 | Galvanized Steel
J F LUCAS-LUCAS GROCERY | HWY 208 | TALBOTTON | Talbot | 130019 | 3 | [5 empty] | Removed from Ground | Kerosene | 287 | Bare Steel |  | 1899-12-31 | Galvanized Steel
GA FC | HWY 80 S RT 2 BOX 209 | TALBOTTON | Talbot | 1300005 | 3 |  | 1989-05-01 |  | 1989-05-01 |  | Removed from Ground | Diesel | 2000 | Galvanic (STIP-3) | 1989-05-01 | 2003-11-01 | Cathodically Protected | Safe Suction (Euro)
HAMPS INC (CONV STORE) # 1 | 999 GEO WEST TOWNS AVE HWY 80 EA | TALBOTTON | Talbot | 1300025 | 1 |  | 1997-11-10 |  | 1997-11-10 |  | Removed from Ground | Gas (Historical Use) | 4000 | Steel-Impressed Current | 1978-05-18 | 2012-01-19 | Steel (Impressed Current) | Safe Suction (Euro)
PEPOS #5 | 98 S WASHINGTON ST | TALBOTTON | Talbot | 10000834 | 1A |  | 2004-12-01 | FALSE | 2004-12-01 | FALSE | Currently in Use | Premium | 12000 | Epoxy | 2004-12-01 |  | Fiberglass Reinforced Plastic | Pressurized
GENEVA | PO BOX 165 | GENEVA | Talbot | 1300007 | 2 | [5 empty] | Removed from Ground | Other | 3000 | Bare Steel | 1980-04-11 | 1987-01-01 | Unknown
FULLERS GROCERY | US HWY 80 | GENEVA | Talbot | 9130001 | 3 | [5 empty] | Removed from Ground | Gas (Historical Use) | 1000 | Bare Steel | 1984-01-01 | 1993-03-01 | Galvanized Steel
C & C CONVENIENCE STORE | WASHINGTON AVE & HARRISON ST | TALBOTTON | Talbot | 1060016 | 3 | [5 empty] | Removed from Ground | Other | 3000 | Bare Steel | 1985-05-13 | 1995-05-01 | Galvanized Steel
ATL-TOWING TIRES & RIMS | 60 WASHINGTON AVE | TALBOTTON | Talbot | 130010 | 6 | Flapper Valve | 2000-01-01 |  | 2000-01-01 |  | Temporarily out of use | Gas (Historical Use) | 1000 | Epoxy | 2000-01-01 |  | Double Walled | Safe Suction (Euro)
HESTERS GRO INC | BROAD ST | JUNCTION CITY | Talbot | 1300013 | 1 | [5 empty] | Removed from Ground | Gas (Historical Use) | 1000 | Bare Steel | 1986-05-08 | 1994-11-01 | Galvanized Steel
MAGIC HILL DISCOUNT GROCERY/HUFF | HWY 41 & GA HWY 85 | MANCHESTER | Talbot | 9130003 | 3 | [5 empty] | Removed from Ground | Gas (Historical Use) | 1000 | Bare Steel | 1986-05-08 | 1994-01-11 | Galvanized Steel
HAMPS INC | GA HWY 85 | MANCHESTER | Talbot | 1300012 | 3 |  | 1998-10-23 |  | 1991-07-11 |  | Removed from Ground | Gas (Historical Use) | 4000 | Steel-Impressed Current | 1986-05-08 | 2012-01-12 | Steel (Impressed Current) | Safe Suction (Euro)
KIARA 204 LLC | 8188 HWY 41 | WOODLAND | Talbot | 1300014 | 3 | Flapper Valve | 1998-05-01 | FALSE | 1998-05-01 | FALSE | Currently in Use | Premium | 4000 | Steel-Impressed Current | 1980-01-01 |  | Fiberglass Reinforced Plastic | Safe Suction (Euro)
RUSSELL PROPERTY | HWY 41 NORTH | WOODLAND | Talbot | 9130011 | 4 | [5 empty] | Removed from Ground | Kerosene | 500 | Bare Steel | 1999-11-17 | 1999-11-17 | Bare Steel | Safe Suction (Euro)
HESTERS GRO INC | BROAD ST | JUNCTION CITY | Talbot | 1300013 | 4 | [5 empty] | Removed from Ground | Kerosene | 287 | Bare Steel | 1986-05-08 | 1994-11-01 | Galvanized Steel
W EUGENE HUDDLESTONS GULF | STATE HWY 41 | WOODLAND | Talbot | 1300018 | 2 | [5 empty] | Removed from Ground | Gas (Historical Use) | 560 | Bare Steel | 1986-05-08 | 1899-12-31 | Galvanized Steel
MAGIC HILL DISCOUNT GROCERY/HUFF | HWY 41 & GA HWY 85 | MANCHESTER | Talbot | 9130003 | 1 | [5 empty] | Removed from Ground | Gas (Historical Use) | 2000 | Bare Steel | 1986-05-08 | 1994-11-01 | Galvanized Steel
HAMPS INC | GA HWY 85 | MANCHESTER | Talbot | 1300012 | 4 |  | 1997-10-23 |  | 1991-07-11 |  | Removed from Ground | Gas (Historical Use) | 4000 | Steel-Impressed Current | 1986-05-08 | 2012-01-12 | Steel (Impressed Current) | Safe Suction (Euro)
HAMPS INC | GA HWY 85 | MANCHESTER | Talbot | 1300012 | 5 |  | 1998-10-23 |  | 1991-07-11 |  | Removed from Ground | Diesel | 4000 | Steel-Impressed Current | 1986-05-08 | 2012-01-12 | Steel (Impressed Current) | Safe Suction (Euro)
KIARA 204 LLC | 8188 HWY 41 | WOODLAND | Talbot | 1300014 | 2 | Flapper Valve | 1998-05-01 | FALSE | 1998-05-01 | FALSE | Currently in Use | Regular | 4000 | Steel-Impressed Current | 1980-01-01 |  | Fiberglass Reinforced Plastic | Safe Suction (Euro)
RUSSELL PROPERTY | HWY 41 NORTH | WOODLAND | Talbot | 9130011 | 2 | [5 empty] | Removed from Ground | Gas (Historical Use) | 1500 | Bare Steel | 1999-11-17 | 1999-11-17 | Bare Steel | Safe Suction (Euro)
HUDDLESTONS GARAGE INC | HWY 41 | WOODLAND | Talbot | 1300023 | 1 | [5 empty] | Removed from Ground | Gas (Historical Use) | 560 | Marked Unknown | 1986-05-08 | 1990-10-15 | Unknown
RUSSELL PROPERTY | HWY 41 NORTH | WOODLAND | Talbot | 9130011 | 1 | [5 empty] | Removed from Ground | Gas (Historical Use) | 1000 | Bare Steel | 1999-11-17 | 1999-11-17 | Bare Steel | Safe Suction (Euro)
HESTERS GRO INC | BROAD ST | JUNCTION CITY | Talbot | 1300013 | 3 | [5 empty] | Removed from Ground | Gas (Historical Use) | 560 | Bare Steel | 1986-05-08 | 1994-11-01 | Galvanized Steel
W EUGENE HUDDLESTONS GULF | STATE HWY 41 | WOODLAND | Talbot | 1300018 | 1 | [5 empty] | Removed from Ground | Gas (Historical Use) | 560 | Bare Steel | 1986-05-08 | 1899-12-31 | Galvanized Steel
HUDDLESTONS GARAGE INC | HWY 41 | WOODLAND | Talbot | 1300023 | 3 | [5 empty] | Removed from Ground | Gas (Historical Use) | 560 | Marked Unknown | 1986-05-08 | 1990-10-15 | Unknown
RUSSELL PROPERTY | HWY 41 NORTH | WOODLAND | Talbot | 9130011 | 3 | [5 empty] | Removed from Ground | Diesel | 1000 | Bare Steel | 1999-11-17 | 1999-11-17 | Bare Steel | Safe Suction (Euro)
HAMPS INC | GA HWY 85 | MANCHESTER | Talbot | 1300012 | 2 |  | 1998-10-23 |  | 1991-07-11 |  | Removed from Ground | Gas (Historical Use) | 4000 | Steel-Impressed Current | 1986-05-08 | 2012-01-12 | Steel (Impressed Current) | Safe Suction (Euro)
HESTERS GRO INC | BROAD ST | JUNCTION CITY | Talbot | 1300013 | 2 | [5 empty] | Removed from Ground | Gas (Historical Use) | 560 | Bare Steel | 1986-05-08 | 1994-11-01 | Galvanized Steel
KIARA 204 LLC | 8188 HWY 41 | WOODLAND | Talbot | 1300014 | 1 | [5 empty] | Closed in Ground | Gas (Historical Use) | 4000 | Bare Steel | 1980-01-01 | 1899-12-31 | Galvanized Steel | Safe Suction (Euro)
DOT 10381/WOODLAND MAINT HQ | RT 1 CT RD 20 | WOODLAND | Talbot | 9130002 | 10381-1 | [5 empty] | Removed from Ground | Gas (Historical Use) | 1060 | Bare Steel | 1993-06-03 | 1993-06-03 | Galvanized Steel | Suction (American)
MAGIC HILL DISCOUNT GROCERY/HUFF | HWY 41 & GA HWY 85 | MANCHESTER | Talbot | 9130003 | 2 | [5 empty] | Removed from Ground | Gas (Historical Use) | 1000 | Bare Steel | 1986-05-08 | 1994-01-11 | Galvanized Steel
KIARA 204 LLC | 8188 HWY 41 | WOODLAND | Talbot | 1300014 | 4 | Flapper Valve | 1998-05-01 | FALSE | 1998-05-01 | FALSE | Currently in Use | Diesel | 4000 | Steel-Impressed Current | 1980-01-01 |  | Fiberglass Reinforced Plastic | Safe Suction (Euro)
KIARA 204 LLC | 8188 HWY 41 | WOODLAND | Talbot | 1300014 | 5 | Flapper Valve | 1998-05-01 | FALSE | 1998-05-01 | FALSE | Currently in Use | Premium | 1000 | Steel-Impressed Current | 1986-01-01 |  | Fiberglass Reinforced Plastic | Safe Suction (Euro)
HAMPS INC | GA HWY 85 | MANCHESTER | Talbot | 1300012 | 1 |  | 1998-10-23 |  | 1991-07-11 |  | Removed from Ground | Gas (Historical Use) | 4000 | Steel-Impressed Current | 1986-05-08 | 2012-01-12 | Steel (Impressed Current) | Safe Suction (Euro)
HUDDLESTONS GARAGE INC | HWY 41 | WOODLAND | Talbot | 1300023 | 2 | [5 empty] | Removed from Ground | Gas (Historical Use) | 560 | Marked Unknown | 1974-05-11 | 1990-10-15 | Unknown
BROWN BRO SAND CO | GA 96 | HOWARD | Talbot | 9130008 | 1A |  | 1999-01-15 |  | 1999-01-15 |  | Removed from Ground | Gas (Historical Use) | 1000 | Galvanic (STIP-3) | 1999-01-15 | 2009-08-19 | Fiberglass Reinforced Plastic | Safe Suction (Euro)
BROWN BRO SAND CO | GA 96 | HOWARD | Talbot | 9130008 | 1B |  | 1999-01-15 |  | 1999-01-15 |  | Removed from Ground | Diesel | 2000 | Galvanic (STIP-3) | 1999-01-15 | 2009-08-19 | Fiberglass Reinforced Plastic | Safe Suction (Euro)
SENIOR CITIZEN BLDG | PARK ST | CRAWFORDVILLE | Taliaferro | 1310001 | 1 | [5 empty] | Removed from Ground | Gas (Historical Use) | 3000 | Bare Steel | 1976-04-12 | 1992-09-24 | Galvanized Steel
C&M QUICK STOP | 167 SPARTA RD | CRAWFORDVILLE | Taliaferro | 9131002 | 1 |  | 1998-03-19 | FALSE | 1998-03-19 | FALSE | Temporarily out of use | Gas (Historical Use) | 2000 | Galvanic (STIP-3) | 1987-08-01 |  | Galvanized Steel | Suction (American)
TALIAFERRO COUNTY RD DEPARTMENT | HWY 278 | CRAWFORDVILLE | Taliaferro | 1310012 | 2 | [5 empty] | Removed from Ground | Gas (Historical Use) | 550 | Bare Steel | 1971-05-11 | 1999-12-01 | Galvanized Steel | Suction (American)
A H STEPHENS STATE PARK | 456 ALEXANDER STREET | CRAWFORDVILLE | Taliaferro | 1310004 | 2 |  |  | FALSE |  | FALSE | Permanently Out of Use - historical purposes |  | 500 | Bare Steel | 1952-01-31 | 2013-03-14
TALIAFERRO CO UNIT GA FORESTRY C | RT 1 BOX 33 | CRAWFORDVILLE | Taliaferro | 1310002 | 1 | [5 empty] | Removed from Ground | Gas (Historical Use) | 560 | Bare Steel | 1984-04-22 | 1991-02-28 | Galvanized Steel | Safe Suction (Euro)
TALIFERRO COUNTY COURTHOUSE | MAIN ST | CRAWFORDVILLE | Taliaferro | 1310009 | 1 | [5 empty] | Removed from Ground | Gas (Historical Use) | 1000 | Bare Steel | 1966-05-12 | 1999-12-01 | Galvanized Steel | Suction (American)
Molly's | 113 HELLO RD | CRAWFORDVILLE | Taliaferro | 1310003 | 7A | Flapper Valve | 2022-06-01 | FALSE | 2022-06-01 | FALSE | Currently in Use | Diesel | 12000 | Composite Double Walled | 2022-05-01 |  | Double-Walled Flex | Pressurized
A H STEPHENS STATE PARK | 456 ALEXANDER STREET | CRAWFORDVILLE | Taliaferro | 1310004 | 1 |  |  | FALSE |  | FALSE | Permanently Out of Use - historical purposes |  | 500 | Bare Steel | 1948-02-01 | 2013-03-14
RHODES AUTO PARTS | 2274 BETHANY CHURCH RD SW | CRAWFORDVILLE | Taliaferro | 9131003 | 1 |  | 1987-12-01 |  | 1987-12-01 |  | Removed from Ground | Gas (Historical Use) | 6000 | Galvanic (STIP-3) | 1987-12-01 | 1899-12-31 | Cathodically Protected | Pressurized
CHAPMANS AMOCO | HWY 278 | CRAWFORDVILLE | Taliaferro | 1310011 | 2 | [5 empty] | Removed from Ground | Empty | 1000 | Bare Steel | 1966-05-12 | 1973-06-01 | Galvanized Steel
GA DOT #10255 TALIAFERRO CO MAIN | NEW HOPE CHURCH RD/ 1 1/2 MI WES | CRAWFORDVILLE | Taliaferro | 1310006 | 255D1 | [5 empty] | Removed from Ground | Diesel | 1020 | Bare Steel | 1971-05-03 | 2000-10-03 | Galvanized Steel | Suction (American)
GA DOT #10287 OLD TALIAFERRO CO | SR GA HWY 12/EAST OF SR 22 | CRAWFORDVILLE | Taliaferro | 1310005 | 10287-1 | [5 empty] | Removed from Ground | Gas (Historical Use) | 1020 | Bare Steel | 1986-04-29 | 1899-12-31 | Unknown
A H STEPHENS STATE PARK | 456 ALEXANDER STREET | CRAWFORDVILLE | Taliaferro | 1310004 | 3 |  | 2006-04-01 | FALSE | 2006-04-01 | FALSE | Temporarily out of use | Regular | 2500 | Fiberglass Double Walled | 2006-04-01 |  | Fiberglass Reinforced Plastic | Safe Suction (Euro)
TALIAFERRO CO UNIT GA FORESTRY C | RT 1 BOX 33 | CRAWFORDVILLE | Taliaferro | 1310002 | 3 |  | 1991-03-20 |  | 1991-03-20 |  | Removed from Ground | Diesel | 1000 | Galvanic (STIP-3) | 1991-03-20 | 2007-10-10 | Cathodically Protected | Safe Suction (Euro)
Molly's | 113 HELLO RD | CRAWFORDVILLE | Taliaferro | 1310003 | 6 | Flapper Valve | 2022-06-01 | FALSE | 2022-06-01 | FALSE | Currently in Use | Regular | 20000 | Composite Double Walled | 2022-05-01 |  | Double-Walled Flex | Pressurized
TALIAFERRO CO UNIT GA FORESTRY C | RT 1 BOX 33 | CRAWFORDVILLE | Taliaferro | 1310002 | 2 |  | 1991-03-20 |  | 1991-03-20 |  | Removed from Ground | Gas (Historical Use) | 1000 | Galvanic (STIP-3) | 1991-03-20 | 2007-10-10 | Cathodically Protected | Safe Suction (Euro)
Molly's | 113 HELLO RD | CRAWFORDVILLE | Taliaferro | 1310003 | 3 | Flapper Valve | 1998-01-15 |  | 1998-01-15 |  | Removed from Ground | Gas (Historical Use) | 8000 | Steel-Impressed Current | 1979-12-01 | 2012-02-22 | Fiberglass Reinforced Plastic | Pressurized
C&M QUICK STOP | 167 SPARTA RD | CRAWFORDVILLE | Taliaferro | 9131002 | 2 |  | 1998-03-19 | FALSE | 1998-03-19 | FALSE | Temporarily out of use | Gas (Historical Use) | 2000 | Galvanic (STIP-3) | 1987-08-01 |  | Galvanized Steel | Suction (American)
GA DOT #10255 TALIAFERRO CO MAIN | NEW HOPE CHURCH RD/ 1 1/2 MI WES | CRAWFORDVILLE | Taliaferro | 1310006 | 255G1 | [5 empty] | Removed from Ground | Gas (Historical Use) | 1020 | Bare Steel | 1979-05-01 | 1994-10-20 | Galvanized Steel | Suction (American)
RHODES AUTO PARTS | 2274 BETHANY CHURCH RD SW | CRAWFORDVILLE | Taliaferro | 9131003 | 2 |  | 1987-12-01 |  | 1987-12-01 |  | Removed from Ground | Gas (Historical Use) | 6000 | Galvanic (STIP-3) | 1987-12-01 | 1899-12-31 | Cathodically Protected | Pressurized
Molly's | 113 HELLO RD | CRAWFORDVILLE | Taliaferro | 1310003 | 1 | Flapper Valve | 1998-02-01 |  | 1998-02-01 |  | Removed from Ground | Diesel | 20000 | Steel-Impressed Current | 1979-12-01 | 2012-02-22 | Fiberglass Reinforced Plastic | Pressurized
C&M QUICK STOP | 167 SPARTA RD | CRAWFORDVILLE | Taliaferro | 9131002 | 3 |  | 1998-03-19 | FALSE | 1998-03-19 | FALSE | Temporarily out of use | Gas (Historical Use) | 2000 | Galvanic (STIP-3) | 1987-08-01 |  | Galvanized Steel | Suction (American)
GA DOT #10255 TALIAFERRO CO MAIN | NEW HOPE CHURCH RD/ 1 1/2 MI WES | CRAWFORDVILLE | Taliaferro | 1310006 | 255G2 | [5 empty] | Removed from Ground | Gas (Historical Use) | 1060 | Bare Steel | 1984-04-29 | 1899-12-31 | Galvanized Steel | Suction (American)
Molly's | 113 HELLO RD | CRAWFORDVILLE | Taliaferro | 1310003 | 4 | Flapper Valve | 1998-01-15 |  | 1998-01-15 |  | Removed from Ground | Gas (Historical Use) | 8000 | Steel-Impressed Current | 1979-12-01 | 2012-02-22 | Fiberglass Reinforced Plastic | Pressurized
Molly's | 113 HELLO RD | CRAWFORDVILLE | Taliaferro | 1310003 | 5 | [5 empty] | Removed from Ground | Gas (Historical Use) | 5000 | Bare Steel | 1979-12-01 | 1997-10-15 | Galvanized Steel | Pressurized
TALIAFERRO COUNTY RD DEPARTMENT | HWY 278 | CRAWFORDVILLE | Taliaferro | 1310012 | 1 | [5 empty] | Removed from Ground | Diesel | 1000 | Bare Steel | 1971-05-11 | 1999-12-01 | Galvanized Steel | Suction (American)
CHAPMANS AMOCO | HWY 278 | CRAWFORDVILLE | Taliaferro | 1310011 | 1 | [5 empty] | Removed from Ground | Empty | 1000 | Bare Steel | 1966-05-12 | 1973-06-01 | Galvanized Steel
Molly's | 113 HELLO RD | CRAWFORDVILLE | Taliaferro | 1310003 | 2 | Flapper Valve | 1998-01-15 |  | 1998-01-15 |  | Removed from Ground | Gas (Historical Use) | 10000 | Steel-Impressed Current | 1979-12-01 | 2012-02-22 | Fiberglass Reinforced Plastic | Pressurized
RHODES AUTO PARTS | 2274 BETHANY CHURCH RD SW | CRAWFORDVILLE | Taliaferro | 9131003 | 3 |  | 1987-12-01 |  | 1987-12-01 |  | Removed from Ground | Gas (Historical Use) | 6000 | Galvanic (STIP-3) | 1987-12-01 | 1899-12-31 | Cathodically Protected | Pressurized
A H STEPHENS STATE PARK | 456 ALEXANDER STREET | CRAWFORDVILLE | Taliaferro | 1310004 | 4 |  | 2006-04-01 | FALSE | 2006-04-01 | FALSE | Temporarily out of use | Diesel | 2500 | Fiberglass Double Walled | 2006-04-01 |  | Fiberglass Reinforced Plastic | Safe Suction (Euro)
Molly's | 113 HELLO RD | CRAWFORDVILLE | Taliaferro | 1310003 | 7B | Flapper Valve | 2022-06-01 | FALSE | 2022-06-01 | FALSE | Currently in Use | Premium | 4000 | Composite Double Walled | 2022-05-01 |  | Double-Walled Flex | Pressurized
Molly's | 113 HELLO RD | CRAWFORDVILLE | Taliaferro | 1310003 | 7C | Flapper Valve | 2022-06-01 | FALSE | 2022-06-01 | FALSE | Currently in Use | E-0 | 4000 | Composite Double Walled | 2022-05-01 |  | Double-Walled Flex | Pressurized
DARDENS GROCERY | HWY 47 | SHARON | Taliaferro | 1310007 | 1 | [5 empty] | Removed from Ground | Gas (Historical Use) | 1000 | Bare Steel | 1966-05-12 | 1993-02-15 | Galvanized Steel
DARDENS GROCERY | HWY 47 | SHARON | Taliaferro | 1310007 | 2 | [5 empty] | Removed from Ground | Gas (Historical Use) | 1000 | Bare Steel | 1966-05-12 | 1993-02-15 | Galvanized Steel
CRAWFORDVILLE MART | 248 BROAD ST | CRAWFORDVILLE | Taliaferro | 1310014 | 1 | [5 empty] | Removed from Ground | Empty | 1000 | Cathodically Protected Steel | 1986-06-02 | 1996-11-13 | Galvanized Steel | Safe Suction (Euro)
BP | 1210 SPARTA RD SE | CRAWFORDVILLE | Taliaferro | 1310008 | 1 | Flapper Valve | 1994-04-01 | FALSE | 1994-04-01 | FALSE | Currently in Use | Gas (Historical Use) | 10000 | Lined Interior | 1976-05-09 |  | Galvanized Steel | Pressurized
BP | 1210 SPARTA RD SE | CRAWFORDVILLE | Taliaferro | 1310008 | 2 | Flapper Valve | 1994-04-01 |  | 1994-04-01 |  | Currently in Use | Gas (Historical Use) | 10000 | Lined Interior | 1976-05-09 |  | Galvanized Steel | Pressurized
A&P STORE | 150 BROAD ST | CRAWFORDVILLE | Taliaferro | 1310015 | 2 |  | 1998-04-15 | FALSE | 1998-04-15 | FALSE | Temporarily out of use | Gas (Historical Use) | 4000 | Steel-Impressed Current | 1980-05-29 |  |  | Safe Suction (Euro)
CRAWFORDVILLE MART | 248 BROAD ST | CRAWFORDVILLE | Taliaferro | 1310014 | 4 |  | 1996-11-01 |  | 1996-11-01 |  | Currently in Use | Gas (Historical Use) | 1000 | Composite | 1996-11-01 |  | Fiberglass Reinforced Plastic | Safe Suction (Euro)
BP | 1210 SPARTA RD SE | CRAWFORDVILLE | Taliaferro | 1310008 | 3 | Flapper Valve | 1994-04-01 |  | 1994-04-01 |  | Closed in Ground | Gas (Historical Use) | 10000 | Lined Interior | 1976-05-09 | 2009-01-29 | Galvanized Steel | Pressurized
BP | 1210 SPARTA RD SE | CRAWFORDVILLE | Taliaferro | 1310008 | 4 | Flapper Valve | 1994-04-01 |  | 1994-04-01 |  | Closed in Ground | Diesel | 10000 | Lined Interior | 1976-05-09 | 2009-01-29 | Galvanized Steel | Pressurized
A&P STORE | 150 BROAD ST | CRAWFORDVILLE | Taliaferro | 1310015 | 3 |  | 1998-04-15 | FALSE | 1998-04-15 | FALSE | Temporarily out of use | Gas (Historical Use) | 2000 | Steel-Impressed Current | 1980-05-29 |  |  | Safe Suction (Euro)
CRAWFORDVILLE MART | 248 BROAD ST | CRAWFORDVILLE | Taliaferro | 1310014 | 3 |  | 1996-11-01 |  | 1996-11-01 |  | Currently in Use | Gas (Historical Use) | 4000 | Composite | 1996-11-01 |  | Fiberglass Reinforced Plastic | Safe Suction (Euro)
CRAWFORDVILLE MART | 248 BROAD ST | CRAWFORDVILLE | Taliaferro | 1310014 | 2 | [5 empty] | Removed from Ground | Empty | 1000 | Cathodically Protected Steel | 1986-06-02 | 1996-11-13 | Galvanized Steel | Safe Suction (Euro)
ANSLEY AMOCO | HWY 278 EAST | CRAWFORDVILLE | Taliaferro | 1310010 | 1 | [5 empty] | Permanently Out of Use - historical purposes | Empty | 550 | Bare Steel | 1956-05-14 | 1899-12-31 | Galvanized Steel
TALIAFERRO CO SCHOOL | 557 BROAD ST | CRAWFORDVILLE | Taliaferro | 1310016 | 1 | Flapper Valve | 2001-11-15 | FALSE | 2001-11-15 | FALSE | Currently in Use | Diesel | 10000 | Composite | 2001-11-15 |  | Fiberglass Reinforced Plastic | Safe Suction (Euro)
A&P STORE | 150 BROAD ST | CRAWFORDVILLE | Taliaferro | 1310015 | 1 |  | 1998-04-15 | FALSE | 1998-04-15 | FALSE | Temporarily out of use | Gas (Historical Use) | 4000 | Steel-Impressed Current | 1980-05-29 |  |  | Safe Suction (Euro)
ANSLEY AMOCO | HWY 278 EAST | CRAWFORDVILLE | Taliaferro | 1310010 | 2 | [5 empty] | Permanently Out of Use - historical purposes | Empty | 550 | Bare Steel | 1956-05-14 | 1899-12-31 | Galvanized Steel
GLENNVILLE TIRE & PERFORMANCE TIRE | 125 E BARNARD ST | GLENNVILLE | Tattnall | 1320049 | 6 |  | 1997-10-20 | FALSE | 1994-10-20 | FALSE | Removed from Ground | Diesel | 2005 | Galvanic (STIP-3) | 1994-10-20 | 2019-03-19 | Fiberglass Reinforced Plastic | Suction (American)
DERST BAKING CO | MARKET ST | GLENNVILLE | Tattnall | 1320036 | 1 | [5 empty] | Removed from Ground | Empty | 500 | Bare Steel | 1965-05-13 | 1997-10-21 | Unknown | Suction (American)
CLYDES MARKET #63 | US HWY 301 @ HENCART RD | GLENNVILLE | Tattnall | 1320032 | 4 |  | 1998-10-01 |  | 1998-10-01 |  | Removed from Ground | Gas (Historical Use) | 6000 | Galvanic (STIP-3) | 1986-05-05 | 2009-10-02 | Fiberglass Reinforced Plastic | Pressurized
CLYDES MARKET #63 | US HWY 301 @ HENCART RD | GLENNVILLE | Tattnall | 1320032 | 5 |  | 1998-10-01 |  | 1998-10-01 |  | Removed from Ground | Gas (Historical Use) | 6000 | Galvanic (STIP-3) | 1986-05-05 | 2009-10-02 | Fiberglass Reinforced Plastic | Pressurized
EL CHEAPO #75 SERVICE CENTER | 805 N MAIN ST | GLENNVILLE | Tattnall | 1320033 | 7A | Ball Float | 2000-09-01 | FALSE | 2000-09-01 | FALSE | Currently in Use | Premium | 12000 | Fiberglass | 2000-09-01 |  | Fiberglass Reinforced Plastic | Pressurized
EL CHEAPO #75 SERVICE CENTER | 805 N MAIN ST | GLENNVILLE | Tattnall | 1320033 | T-1 |  |  | TRUE |  | TRUE | Removed from Ground | Used Oil | 500 | Not Marked/Unknown | 1996-06-26 | 1996-06-26 | Not Marked
TANK CAR SERVICE STATION | MAIN ST | GLENNVILLE | Tattnall | 1320045 | 1 | [5 empty] | Permanently Out of Use - historical purposes | Empty | 4000 | Bare Steel | 1976-05-10 | 1899-12-31 | Galvanized Steel
ANDERSON GROCERY | RT 4 BOX 92 HWY 169 | GLENNVILLE | Tattnall | 1320003 | 1 | [5 empty] | Removed from Ground | Gas (Historical Use) | 1065 | Bare Steel | 1961-03-04 | 1994-11-28 | Galvanized Steel | Suction (American)
GA DOT 10502 GLENNVILLE MOTORPOO | 737 EAST BARNARD ST HWY 144 | GLENNVILLE | Tattnall | 1320024 | 2 | Ball Float | 1998-06-04 | FALSE | 1998-06-04 | FALSE | Currently in Use | Regular | 4000 | Fiberglass Double Walled | 1998-06-04 |  | Double-Walled Fiberglass | Pressurized
ENK773 | 701 W BARNARD ST | GLENNVILLE | Tattnall | 1320039 | 4 | [5 empty] | Removed from Ground | Diesel | 4000 | Bare Steel | 1986-06-01 | 1998-03-01 | Bare Steel | Pressurized
ENK773 | 701 W BARNARD ST | GLENNVILLE | Tattnall | 1320039 | 1 |  | 1998-03-01 |  | 1998-03-01 |  | Removed from Ground | Gas (Historical Use) | 5000 | Bare Steel | 1971-05-12 | 1998-03-01 | Fiberglass Reinforced Plastic | Pressurized
ANDERSON GROCERY | RT 4 BOX 92 HWY 169 | GLENNVILLE | Tattnall | 1320003 | 3 | [5 empty] | Removed from Ground | Empty | 500 | Bare Steel | 1986-02-26 | 1994-11-28 | Galvanized Steel | Suction (American)
GLENNVILLE MIDDLE SCHOOL | 211 SOUTH TILLMAN ST | GLENNVILLE | Tattnall | 1320010 | 1 | [5 empty] | Removed from Ground | Gas (Historical Use) | 2000 | Bare Steel | 1971-01-17 | 1995-10-23 | Galvanized Steel
SIKES BODY SHOP/GLENNVILLE GULF | 402 SOUTH MAIN ST | GLENNVILLE | Tattnall | 1320015 | 1 | [5 empty] | Removed from Ground | Gas (Historical Use) | 4000 | Bare Steel | 1961-03-23 | 1993-12-30 | Galvanized Steel
GLENNVILLE CREW HQ | 620 HOWARD ST | GLENNVILLE | Tattnall | 1320030 | 2 | [5 empty] | Removed from Ground | Diesel | 6000 | Fiberglass | 1985-01-01 | 1995-08-15 | Galvanized Steel
ANDERSON STORE | HWY 169 | GLENNVILLE | Tattnall | 1320026 | 1 | [5 empty] | Removed from Ground | Gas (Historical Use) | 1000 | Bare Steel | 1970-05-03 | 1994-11-25 | Unknown
PYES COUNTRY STORE | HWY 178 | GLENNVILLE | Tattnall | 9132012 | 4 | [5 empty] | Removed from Ground | Diesel | 500 | Bare Steel | 1998-06-22 | 1998-06-22 | Galvanized Steel | Suction (American)
JET FOODS STORE #79 | 502 S MAIN ST | GLENNVILLE | Tattnall | 9132020 | 2 | Flapper Valve | 2006-04-18 | FALSE | 2006-04-18 | FALSE | Currently in Use | Regular | 16000 | Composite | 2006-11-16 |  | Double-Walled Flex | Pressurized
TANK CAR SERVICE STATION | MAIN ST | GLENNVILLE | Tattnall | 1320045 | 3 | [5 empty] | Permanently Out of Use - historical purposes | Empty | 4000 | Bare Steel | 1976-05-10 | 1899-12-31 | Galvanized Steel
FAST STOP | 316 NORTH MAIN ST | GLENNVILLE | Tattnall | 1320042 | 5B | Ball Float | 2006-11-29 | FALSE | 2006-11-29 | FALSE | Currently in Use | Premium | 4000 | Composite | 2006-11-28 |  | Fiberglass Reinforced Plastic | Pressurized
ON THE GO #13 | 5117 GA HWY 196 E | GLENNVILLE | Tattnall | 1320037 | 3B |  | 1998-08-01 | FALSE | 1998-08-01 | FALSE | Removed from Ground | Gas (Historical Use) | 2000 | Composite | 1998-08-01 | 2018-10-01 | Fiberglass Reinforced Plastic | Pressurized
EVER-READY MART | SOUTH MAIN ST & WEST BARNARD ST | GLENNVILLE | Tattnall | 1320014 | 2 | [5 empty] | Removed from Ground | Gas (Historical Use) | 4000 | Bare Steel | 1973-03-20 | 1992-11-23 | Galvanized Steel
BLOCKER STATION | 13598 HWY 301 N | GLENNVILLE | Tattnall | 1320017 | 5A | Flapper Valve | 1998-08-01 | FALSE | 1998-08-01 | FALSE | Currently in Use | Diesel | 2000 | Composite | 1998-08-01 |  | Fiberglass Reinforced Plastic | Safe Suction (Euro)
FAIRCLOTH GRAIN CO | HENCART RD | GLENNVILLE | Tattnall | 1320052 | 1 | [5 empty] | Closed in Ground | Diesel | 7000 | Fiberglass | 1979-05-10 | 1986-01-01 | Galvanized Steel
GLENNVILLE TIRE & PERFORMANCE TIRE | 125 E BARNARD ST | GLENNVILLE | Tattnall | 1320049 | 7 |  | 1994-10-20 | FALSE | 1994-10-20 | FALSE | Removed from Ground | Gas (Historical Use) | 4136 | Galvanic (STIP-3) | 1994-10-20 | 2019-03-19 | Fiberglass Reinforced Plastic | Pressurized
GLENNVILLE TIRE & PERFORMANCE TIRE | 125 E BARNARD ST | GLENNVILLE | Tattnall | 1320049 | 5 |  | 1994-10-20 | FALSE | 1994-10-20 | FALSE | Removed from Ground | Gas (Historical Use) | 6110 | Galvanic (STIP-3) | 1994-10-20 | 2019-03-19 | Fiberglass Reinforced Plastic | Pressurized
GLENNVILLE TIRE & PERFORMANCE TIRE | 125 E BARNARD ST | GLENNVILLE | Tattnall | 1320049 | 1 | [5 empty] | Removed from Ground | Empty | 3000 | Bare Steel | 1974-05-11 | 1899-12-31 | Galvanized Steel
FAST STOP | 316 NORTH MAIN ST | GLENNVILLE | Tattnall | 1320042 | 2 |  | 1991-07-01 |  | 1991-07-01 |  | Removed from Ground | Gas (Historical Use) | 8000 | Unknown | 1983-05-08 | 2006-07-26 | Bare Steel | Pressurized
GA DOT 10502 GLENNVILLE MOTORPOO | 737 EAST BARNARD ST HWY 144 | GLENNVILLE | Tattnall | 1320024 | 502D1 | [5 empty] | Removed from Ground | Diesel | 2000 | Bare Steel | 1976-05-01 | 1998-12-01 | Galvanized Steel | Safe Suction (Euro)
GLENNVILLE TIRE & PERFORMANCE TIRE | 125 E BARNARD ST | GLENNVILLE | Tattnall | 1320049 | 3 | [5 empty] | Removed from Ground | Gas (Historical Use) | 1000 | Bare Steel | 1970-05-12 | 1899-12-31 | Galvanized Steel
GLENNVILLE TIRE & PERFORMANCE TIRE | 125 E BARNARD ST | GLENNVILLE | Tattnall | 1320049 | 4 | [5 empty] | Removed from Ground | Empty | 1000 | Bare Steel | 1970-05-12 | 1899-12-31 | Galvanized Steel
EL CHEAPO #75 SERVICE CENTER | 805 N MAIN ST | GLENNVILLE | Tattnall | 1320033 | 5 |  | 1998-10-01 |  | 1998-10-01 |  | Removed from Ground | Gas (Historical Use) | 4000 | Steel-Impressed Current | 1998-11-15 | 2000-09-01 | Fiberglass Reinforced Plastic | Pressurized
EL CHEAPO #75 SERVICE CENTER | 805 N MAIN ST | GLENNVILLE | Tattnall | 1320033 | 4 |  | 1998-10-01 |  | 1998-10-01 |  | Removed from Ground | Gas (Historical Use) | 3000 | Steel-Impressed Current | 1998-11-15 | 2000-09-01 | Fiberglass Reinforced Plastic | Pressurized
ON THE GO #13 | 5117 GA HWY 196 E | GLENNVILLE | Tattnall | 1320037 | 1 | [5 empty] | Removed from Ground | Gas (Historical Use) | 2000 | Bare Steel | 1974-05-11 | 1998-08-01 | Galvanized Steel | Suction (American)
OLEN WATERS GARAGE | RT 4 | GLENNVILLE | Tattnall | 1320001 | 1 | [5 empty] | Removed from Ground | Gas (Historical Use) | 560 | Bare Steel | 1966-03-22 | 1998-11-20 | Galvanized Steel | Suction (American)
LLOYD DAVIS | 126 SOUTH MAIN ST | GLENNVILLE | Tattnall | 1320016 | 2 | [5 empty] | Removed from Ground | Empty | 500 | Bare Steel | 1986-03-24 | 1997-09-06 | Unknown | Safe Suction (Euro)
GLENNVILLE TRUCK & TRAILER | HWY 301 SOUTH | GLENNVILLE | Tattnall | 1320020 | 1 | [5 empty] | Removed from Ground | Gas (Historical Use) | 3000 | Bare Steel | 1971-04-19 | 1986-05-01 | Galvanized Steel
GA DOT 10502 GLENNVILLE MOTORPOO | 737 EAST BARNARD ST HWY 144 | GLENNVILLE | Tattnall | 1320024 | 10502-1 | [5 empty] | Removed from Ground | Gas (Historical Use) | 2000 | Bare Steel | 1976-05-01 | 1991-08-01 | Galvanized Steel | Safe Suction (Euro)
ENK771 | 11223 HWY 23 | GLENNVILLE | Tattnall | 9132047 | 2 | Ball Float | 2001-09-25 | FALSE | 2001-09-25 | FALSE | Currently in Use | Diesel | 5000 | Composite | 2001-09-25 |  | Fiberglass Reinforced Plastic | Pressurized
ENK771 | 11223 HWY 23 | GLENNVILLE | Tattnall | 9132047 | 1A | Ball Float | 2001-09-25 | FALSE | 2001-09-25 | FALSE | Currently in Use | Regular | 10000 | Composite | 2001-09-25 |  | Double-Walled Fiberglass | Pressurized
CLYDES MARKET #63 | US HWY 301 @ HENCART RD | GLENNVILLE | Tattnall | 1320032 | 3 | [5 empty] | Removed from Ground | Gas (Historical Use) | 2000 | Galvanic (STIP-3) | 1971-05-09 | 1986-06-01 | Galvanized Steel
EL CHEAPO #75 SERVICE CENTER | 805 N MAIN ST | GLENNVILLE | Tattnall | 1320033 | 3 |  | 1998-10-01 |  | 1998-10-01 |  | Removed from Ground | Gas (Historical Use) | 3000 | Steel-Impressed Current | 1998-11-15 | 2000-09-01 | Fiberglass Reinforced Plastic
ENK773 | 701 W BARNARD ST | GLENNVILLE | Tattnall | 1320039 | 2 | [5 empty] | Removed from Ground | Gas (Historical Use) | 5000 | Bare Steel | 1971-05-12 | 1998-03-01 | Galvanized Steel | Pressurized
GLENNVILLE MIDDLE SCHOOL | 211 SOUTH TILLMAN ST | GLENNVILLE | Tattnall | 1320010 | 2 | [5 empty] | Removed from Ground | Diesel | 1000 | Bare Steel | 1983-01-14 | 1995-10-23 | Galvanized Steel | Suction (American)
EL CHEAPO #75 SERVICE CENTER | 805 N MAIN ST | GLENNVILLE | Tattnall | 1320033 | 6 | Ball Float | 1993-11-01 | FALSE | 1993-11-01 | FALSE | Currently in Use | Diesel | 10000 | Steel-Impressed Current | 1993-11-01 |  | Fiberglass Reinforced Plastic
ENK773 | 701 W BARNARD ST | GLENNVILLE | Tattnall | 1320039 | 5A |  | 1998-03-01 | FALSE | 1998-03-01 | FALSE | Temporarily out of use | Gas (Historical Use) | 8000 | Composite | 1998-01-01 |  | Fiberglass Reinforced Plastic | Pressurized
ENK773 | 701 W BARNARD ST | GLENNVILLE | Tattnall | 1320039 | 3 | [5 empty] | Removed from Ground | Gas (Historical Use) | 5000 | Bare Steel | 1971-05-12 | 1998-03-01 | Galvanized Steel | Pressurized
ON THE GO #13 | 5117 GA HWY 196 E | GLENNVILLE | Tattnall | 1320037 | 2 | [5 empty] | Removed from Ground | Gas (Historical Use) | 2000 | Bare Steel | 1974-05-11 | 1998-08-01 | Galvanized Steel | Suction (American)
OLEN WATERS GARAGE | RT 4 | GLENNVILLE | Tattnall | 1320001 | 2 | [5 empty] | Removed from Ground | Gas (Historical Use) | 560 | Bare Steel | 1971-03-21 | 1998-11-20 | Galvanized Steel | Suction (American)
CLAXTON OIL CO CARDLOCK #2 | 1008 S DOWNING MUSGROVE HWY | GLENNVILLE | Tattnall | 9132043 | 2 | Flapper Valve | 1999-07-06 | FALSE | 1999-07-06 | FALSE | Currently in Use | Regular | 8000 | Composite | 1999-02-22 |  | Double-Walled Fiberglass | Pressurized
BLOCKER STATION | 13598 HWY 301 N | GLENNVILLE | Tattnall | 1320017 | 4 | [5 empty] | Removed from Ground | Gas (Historical Use) | 1060 | Bare Steel | 1966-04-20 | 1998-08-01 | Galvanized Steel
301 STORE | 1105 A MAIN ST | GLENNVILLE | Tattnall | 9132025 | 3PREM | Flapper Valve | 1998-03-01 |  | 1998-03-01 |  | Currently in Use | Gas (Historical Use) | 6000 | Steel-Impressed Current | 1997-09-18 |  | Fiberglass Reinforced Plastic | Pressurized
ROGERS COUNTRY STORE | 947 A HWY 144 E ROGERS RD | GLENNVILLE | Tattnall | 1320053 | 2 | Flapper Valve | 1998-12-20 | FALSE | 1998-12-20 | FALSE | Currently in Use | Regular | 3000 | Galvanic (STIP-3) | 1987-01-01 |  | Fiberglass Reinforced Plastic | Safe Suction (Euro)
EL CHEAPO #75 SERVICE CENTER | 805 N MAIN ST | GLENNVILLE | Tattnall | 1320033 | 2 |  | 1998-10-01 |  | 1998-10-01 |  | Removed from Ground | Gas (Historical Use) | 3000 | Steel-Impressed Current | 1998-11-15 | 2000-09-01 | Fiberglass Reinforced Plastic
ON THE GO #13 | 5117 GA HWY 196 E | GLENNVILLE | Tattnall | 1320037 | 3A |  | 1998-08-01 | FALSE | 1998-08-01 | FALSE | Removed from Ground | Gas (Historical Use) | 6000 | Composite | 1998-08-01 | 2018-10-01 | Fiberglass Reinforced Plastic | Pressurized
J H PARKER CO INC | 649 BARNARD ST | GLENNVILLE | Tattnall | 1320048 | 1 | [5 empty] | Removed from Ground | Diesel | 2000 | Bare Steel | 1970-05-12 | 1998-12-09 | Galvanized Steel
CLYDES MARKET #63 | US HWY 301 @ HENCART RD | GLENNVILLE | Tattnall | 1320032 | 2 | [5 empty] | Removed from Ground | Gas (Historical Use) | 5000 | Galvanic (STIP-3) | 1960-05-11 | 1986-06-01 | Galvanized Steel
EL CHEAPO #75 SERVICE CENTER | 805 N MAIN ST | GLENNVILLE | Tattnall | 1320033 | T-2 | [5 empty] | Removed from Ground | Diesel | 500 | Not Marked/Unknown | 1996-06-26 | 1996-06-26 | Not Marked
EL CHEAPO #75 SERVICE CENTER | 805 N MAIN ST | GLENNVILLE | Tattnall | 1320033 | 7B | Ball Float | 2000-09-01 | FALSE | 2000-09-01 | FALSE | Currently in Use | Regular | 3000 | Fiberglass | 2000-09-01 |  | Fiberglass Reinforced Plastic | Pressurized
TANK CAR SERVICE STATION | MAIN ST | GLENNVILLE | Tattnall | 1320045 | 2 | [5 empty] | Permanently Out of Use - historical purposes | Empty | 4000 | Bare Steel | 1976-05-10 | 1899-12-31 | Galvanized Steel
SIKES BODY SHOP/GLENNVILLE GULF | 402 SOUTH MAIN ST | GLENNVILLE | Tattnall | 1320015 | 4 |  |  | TRUE |  | TRUE | Removed from Ground | Used Oil | 0 | Bare Steel | 1961-03-23 | 1993-12-30 | Galvanized Steel
SIKES BODY SHOP/GLENNVILLE GULF | 402 SOUTH MAIN ST | GLENNVILLE | Tattnall | 1320015 | 5 | [5 empty] | Removed from Ground | Diesel | 0 | Bare Steel | 1961-03-23 | 1993-12-30 | Galvanized Steel
DURRENCE FINA | US HWY 301 NORTH | GLENNVILLE | Tattnall | 1320018 | 2 | [5 empty] | Removed from Ground | Gas (Historical Use) | 4000 | Bare Steel | 1979-04-17 | 1992-09-01 | Galvanized Steel
PYES COUNTRY STORE | HWY 178 | GLENNVILLE | Tattnall | 9132012 | 1 |  | 1998-06-19 |  | 1998-06-19 |  | Closed in Ground | Gas (Historical Use) | 2000 | Steel-Impressed Current | 1998-06-19 | 2003-09-01 | Galvanized Steel | Safe Suction (Euro)
SMITH STATE PRISON | HWY 301 NORTH | GLENNVILLE | Tattnall | 9132010 | 4 | Flapper Valve | 1998-10-06 | FALSE | 1998-10-06 | FALSE | Currently in Use | Diesel | 1000 | Fiberglass | 1998-09-28 |  | Double-Walled Fiberglass | Safe Suction (Euro)
SMITH STATE PRISON | HWY 301 NORTH | GLENNVILLE | Tattnall | 9132010 | 5 | Flapper Valve | 1998-10-06 | FALSE | 1998-10-06 | FALSE | Currently in Use | Regular | 2500 | Fiberglass | 1998-09-28 |  | Double-Walled Fiberglass | Safe Suction (Euro)
EVER-READY MART | SOUTH MAIN ST & WEST BARNARD ST | GLENNVILLE | Tattnall | 1320014 | 1 | [5 empty] | Removed from Ground | Gas (Historical Use) | 4000 | Bare Steel | 1979-03-19 | 1992-11-23 | Galvanized Steel
EVER-READY MART | SOUTH MAIN ST & WEST BARNARD ST | GLENNVILLE | Tattnall | 1320014 | 4 | [5 empty] | Removed from Ground | Gas (Historical Use) | 4000 | Bare Steel | 1973-03-20 | 1992-11-23 | Galvanized Steel
BLOCKER STATION | 13598 HWY 301 N | GLENNVILLE | Tattnall | 1320017 | 6 |  | 1998-08-01 | FALSE | 1998-08-01 | FALSE | Currently in Use | Regular | 4000 | Composite | 1998-08-01 |  | Fiberglass Reinforced Plastic | Safe Suction (Euro)
GLENNVILLE TRUCK & TRAILER | HWY 301 SOUTH | GLENNVILLE | Tattnall | 1320020 | 2 | [5 empty] | Removed from Ground | Gas (Historical Use) | 3000 | Bare Steel | 1971-04-19 | 1986-05-01 | Galvanized Steel
COWFORDS BAIT & TACKLE/ONE STOP | HWY 178 | GLENNVILLE | Tattnall | 9132013 | 1 | [5 empty] | Removed from Ground | Gas (Historical Use) | 4000 | Bare Steel | 1999-12-27 | 1999-12-27 | Galvanized Steel | Safe Suction (Euro)
ENK759 | 649 WEST BARNARD ST | GLENNVILLE | Tattnall | 9132021 | UL-1 |  | 1987-10-01 |  | 1987-10-01 |  | Removed from Ground | Gas (Historical Use) | 4000 | Cathodically Protected Steel | 1998-12-09 | 1998-12-09 | Galvanized Steel | Pressurized
DIXIE WHOLESALE OIL CO | RT 2 BOX 2075 | GLENNVILLE | Tattnall | 9132022 | PREM | Flapper Valve | 1994-12-01 | FALSE | 1994-12-01 | FALSE | Currently in Use | Premium | 8000 | Steel-Impressed Current | 1994-12-01 |  | Steel (Impressed Current) | Pressurized
FRIES FARMS LLC | 1002 VETERANS BLVD | GLENNVILLE | Tattnall | 9132024 | 3 | [5 empty] | Permanently Out of Use - historical purposes | Gas (Historical Use) | 4000 | Bare Steel | 1978-06-05 | 1899-12-31 | Galvanized Steel | Safe Suction (Euro)
ENK754 | 301 SOUTH MAIN ST | GLENNVILLE | Tattnall | 9132007 | 7 | Ball Float | 1992-09-21 | FALSE | 1992-09-21 | FALSE | Currently in Use | Diesel | 4000 | Composite | 1992-09-21 |  | Fiberglass Reinforced Plastic | Pressurized
ENK754 | 301 SOUTH MAIN ST | GLENNVILLE | Tattnall | 9132007 | 4 | [5 empty] | Closed in Ground | Gas (Historical Use) | 4000 | Bare Steel | 1979-01-01 | 1983-01-01 | Galvanized Steel
ENK754 | 301 SOUTH MAIN ST | GLENNVILLE | Tattnall | 9132007 | 1 | [5 empty] | Removed from Ground | Gas (Historical Use) | 6000 | Bare Steel | 1979-01-01 | 1992-09-21 | Galvanized Steel
THE DOCTORS HOSPITAL OF TATTNALL | 247 S MAIN STREET | REIDSVILLE | Tattnall | 9132042 | 2 |  | 1999-04-01 |  | 1999-04-01 |  | Removed from Ground | Diesel | 1000 | Composite | 1999-04-16 | 2009-08-03 | Fiberglass Reinforced Plastic | Suction (American)
GTE/GLENNVILLE CO/CTC OF THE SOU | 102 CROSS ST | GLENNVILLE | Tattnall | 1320055 | 1 | [5 empty] | Removed from Ground | Diesel | 560 | Bare Steel | 1984-01-02 | 1993-09-13 | Bare Steel
FAST STOP | 316 NORTH MAIN ST | GLENNVILLE | Tattnall | 1320042 | 3 |  | 1991-07-01 |  | 1991-07-01 |  | Removed from Ground | Gas (Historical Use) | 4000 | Unknown | 1983-05-08 | 2006-07-26 | Bare Steel | Pressurized
GLENNVILLE TRUCK & TRAILER | HWY 301 SOUTH | GLENNVILLE | Tattnall | 1320020 | 3 | [5 empty] | Removed from Ground | Gas (Historical Use) | 3000 | Bare Steel | 1971-04-19 | 1986-05-01 | Galvanized Steel
ENK771 | 11223 HWY 23 | GLENNVILLE | Tattnall | 9132047 | 1B | Ball Float | 2001-09-25 | FALSE | 2001-09-25 | FALSE | Currently in Use | Premium | 5000 | Composite | 2001-09-25 |  | Double-Walled Fiberglass | Pressurized
ASA MAUND PROPERTY | 303 N MAIN STREET | GLENNVILLE | Tattnall | 9132015 | 1 | [5 empty] | Removed from Ground | Gas (Historical Use) | 1000 | Marked Unknown | 1992-12-12 | 1992-12-12 | Unknown
JET FOODS STORE #79 | 502 S MAIN ST | GLENNVILLE | Tattnall | 9132020 | UL |  | 1990-10-01 |  | 1990-10-01 |  | Removed from Ground | Gas (Historical Use) | 8000 | Cathodically Protected Steel | 1990-10-01 | 2006-10-01 | Cathodically Protected | Pressurized
DIXIE WHOLESALE OIL CO | RT 2 BOX 2075 | GLENNVILLE | Tattnall | 9132022 | FUEL-14 | Flapper Valve | 1994-12-01 | FALSE | 1994-12-01 | FALSE | Currently in Use | Diesel | 10000 | Steel-Impressed Current | 1994-12-01 |  | Steel (Impressed Current) | Pressurized
SIKES BODY SHOP/GLENNVILLE GULF | 402 SOUTH MAIN ST | GLENNVILLE | Tattnall | 1320015 | 3 | [5 empty] | Removed from Ground | Gas (Historical Use) | 4000 | Bare Steel | 1961-03-23 | 1993-12-30 | Galvanized Steel
ROGERS COUNTRY STORE | 947 A HWY 144 E ROGERS RD | GLENNVILLE | Tattnall | 1320053 | 1 |  | 1998-12-20 |  | 1998-12-20 |  | Currently in Use | Gas (Historical Use) | 3000 | Galvanic (STIP-3) | 1987-01-01 |  | Fiberglass Reinforced Plastic | Safe Suction (Euro)
FAST STOP | 316 NORTH MAIN ST | GLENNVILLE | Tattnall | 1320042 | 1 |  | 1991-07-01 |  | 1991-07-01 |  | Removed from Ground | Gas (Historical Use) | 8000 | Unknown | 1983-05-08 | 2006-07-26 | Bare Steel | Pressurized
FAST STOP | 316 NORTH MAIN ST | GLENNVILLE | Tattnall | 1320042 | 5A | Ball Float | 2006-11-29 | FALSE | 2006-11-29 | FALSE | Currently in Use | Regular | 8000 | Composite | 2006-11-28 |  | Fiberglass Reinforced Plastic | Pressurized
LLOYD DAVIS | 126 SOUTH MAIN ST | GLENNVILLE | Tattnall | 1320016 | 3 | [5 empty] | Removed from Ground | Empty | 1 | Bare Steel | 1986-03-24 | 1997-09-06 | Unknown
GA DOT 10502 GLENNVILLE MOTORPOO | 737 EAST BARNARD ST HWY 144 | GLENNVILLE | Tattnall | 1320024 | 502G1 | [5 empty] | Removed from Ground | Gas (Historical Use) | 2000 | Bare Steel | 1976-05-01 | 1998-12-01 | Galvanized Steel | Safe Suction (Euro)
CLAXTON OIL CO CARDLOCK #2 | 1008 S DOWNING MUSGROVE HWY | GLENNVILLE | Tattnall | 9132043 | 1B | Flapper Valve | 1999-07-06 | FALSE | 1999-07-06 | FALSE | Currently in Use | Diesel | 4000 | Composite | 1999-02-22 |  | Double-Walled Fiberglass | Pressurized
ASA MAUND PROPERTY | 303 N MAIN STREET | GLENNVILLE | Tattnall | 9132015 | 2 | [5 empty] | Removed from Ground | Gas (Historical Use) | 1000 | Marked Unknown | 1992-12-12 | 1992-12-12 | Unknown
JET FOODS STORE #79 | 502 S MAIN ST | GLENNVILLE | Tattnall | 9132020 | PLUS |  | 1990-10-01 |  | 1990-10-01 |  | Removed from Ground | Gas (Historical Use) | 4000 | Cathodically Protected Steel | 1990-10-01 | 2006-10-01 | Cathodically Protected | Pressurized
TIMESAVER #62 | RT 2 | GLENNVILLE | Tattnall | 9132005 | 1 |  | 1995-04-06 |  | 1995-04-06 |  | Removed from Ground | Gas (Historical Use) | 3000 | Steel-Impressed Current | 1988-01-01 | 2012-05-22 | Steel (Impressed Current) | Safe Suction (Euro)
COWFORD COUNTRY STORE | 4073 HWY 178 | GLENNVILLE | Tattnall | 10002531 | 1 | Flapper Valve | 2013-03-15 | FALSE | 2013-03-15 | FALSE | Currently in Use | Regular | 6000 | Composite Double Walled | 2013-03-15 |  | Double-Walled Flex | Pressurized
CLOSED GAS STATION | 133 BRAZELL STREET | REIDSVILLE | Tattnall | 10001934 | 2 |  |  | FALSE |  | FALSE | Removed from Ground | Gas (Historical Use) | 500 | Bare Steel | 2010-10-21 | 2010-10-21 | Bare Steel | Suction (American)
MCI/REIDSVILLE JUNCTION #546 | 174 LYNNTOWN RD | REIDSVILLE | Tattnall | 9132003 | 1 | [5 empty] | Removed from Ground | Diesel | 1000 | Bare Steel | 1982-01-01 | 1991-09-28 | Galvanized Steel
REIDSVILLE BP | 217 N Main St | REIDSVILLE | Tattnall | 9132019 | 2 | Flapper Valve | 1998-10-15 | FALSE | 1998-10-15 | FALSE | Currently in Use | Regular | 10000 | Steel-Impressed Current | 1987-01-01 |  | Steel (Impressed Current) | Pressurized
FLASH FOODS | HWY 280 WEST | REIDSVILLE | Tattnall | 9132031 | 6 |  |  | TRUE |  | TRUE | Removed from Ground | Used Oil | 600 | Not Marked/Unknown | 1996-09-24 | 1996-09-24 | Not Marked
GA FC-TATTNALL CO UNIT | CHANDLER AVE BEHIND HOSPITAL | REIDSVILLE | Tattnall | 1320022 | 4 |  | 1990-01-01 |  | 1990-01-01 |  | Removed from Ground | Gas (Historical Use) | 1000 | Galvanic (STIP-3) | 1990-01-01 | 2004-03-16 | Cathodically Protected | Safe Suction (Euro)
GA DOT TATTNALL CO MAINT HQ | 0 .5 MI S OF US 280 ON SR 23 AT W | REIDSVILLE | Tattnall | 1320023 | 535G1 |  |  | FALSE |  | FALSE | Removed from Ground | Gas (Historical Use) | 1000 | Bare Steel | 1966-05-04 | 2000-05-31 | Galvanized Steel | Safe Suction (Euro)
CLYDES MARKET #63 | US HWY 301 @ HENCART RD | GLENNVILLE | Tattnall | 1320032 | 1 | [5 empty] | Removed from Ground | Gas (Historical Use) | 1000 | Galvanic (STIP-3) | 1960-05-11 | 1986-06-01 | Galvanized Steel
EL CHEAPO #75 SERVICE CENTER | 805 N MAIN ST | GLENNVILLE | Tattnall | 1320033 | 1 |  | 1998-10-01 |  | 1998-10-01 |  | Removed from Ground | Gas (Historical Use) | 3000 | Steel-Impressed Current | 1998-11-15 | 2000-09-01 | Fiberglass Reinforced Plastic | Pressurized
BLOCKER STATION | 13598 HWY 301 N | GLENNVILLE | Tattnall | 1320017 | 5B | Flapper Valve | 1998-08-01 | FALSE | 1998-08-01 | FALSE | Currently in Use | E-0 | 2000 | Composite | 1998-08-01 |  | Fiberglass Reinforced Plastic | Safe Suction (Euro)
BLOCKER STATION | 13598 HWY 301 N | GLENNVILLE | Tattnall | 1320017 | 1 | [5 empty] | Removed from Ground | Gas (Historical Use) | 4000 | Bare Steel | 1980-04-16 | 1998-08-01 | Galvanized Steel | Safe Suction (Euro)
301 STORE | 1105 A MAIN ST | GLENNVILLE | Tattnall | 9132025 | 1REG | Flapper Valve | 1998-03-01 |  | 1998-03-01 |  | Currently in Use | Gas (Historical Use) | 6000 | Steel-Impressed Current | 1997-09-18 |  | Fiberglass Reinforced Plastic | Pressurized
CLAXTON OIL CO CARDLOCK #2 | 1008 S DOWNING MUSGROVE HWY | GLENNVILLE | Tattnall | 9132043 | 1A | Flapper Valve | 1999-07-06 | FALSE | 1999-07-06 | FALSE | Currently in Use | E-10 | 4000 | Composite | 1999-02-22 |  | Double-Walled Fiberglass | Pressurized
SMITH STATE PRISON | HWY 301 NORTH | GLENNVILLE | Tattnall | 9132010 | 6 | Flapper Valve | 1998-10-06 | FALSE | 1998-10-06 | FALSE | Currently in Use | Regular | 15000 | Fiberglass | 1998-10-06 |  | Double-Walled Fiberglass | Safe Suction (Euro)
JET FOODS STORE #79 | 502 S MAIN ST | GLENNVILLE | Tattnall | 9132020 | 1B | Flapper Valve | 2006-04-18 | FALSE | 2006-04-18 | FALSE | Currently in Use | Diesel | 4000 | Composite | 2006-11-16 |  | Double-Walled Flex | Pressurized
COWFORDS BAIT & TACKLE/ONE STOP | HWY 178 | GLENNVILLE | Tattnall | 9132013 | 2 | [5 empty] | Removed from Ground | Gas (Historical Use) | 6000 | Bare Steel | 1999-12-27 | 1999-12-27 | Galvanized Steel | Safe Suction (Euro)
PYES COUNTRY STORE | HWY 178 | GLENNVILLE | Tattnall | 9132012 | 3 | [5 empty] | Removed from Ground | Gas (Historical Use) | 500 | Bare Steel | 1998-06-22 | 1998-06-22 | Galvanized Steel | Suction (American)
ENK754 | 301 SOUTH MAIN ST | GLENNVILLE | Tattnall | 9132007 | 2 | [5 empty] | Removed from Ground | Gas (Historical Use) | 4000 | Bare Steel | 1983-01-01 | 1992-09-21 | Galvanized Steel
GEORGIA VETERANS MEMORIAL CEMETARY | 8819 US HIGHWAY 301 | GLENNVILLE | Tattnall | 10001290 | 1 |  |  | FALSE |  | FALSE | Removed from Ground | Diesel | 1500 | Unknown | 1986-01-01 | 1986-01-01 | Unknown
ENK751 | 115 W BRAZELL ST | REIDSVILLE | Tattnall | 10000008 | 1A | Ball Float | 2002-01-23 | FALSE | 2002-01-16 | FALSE | Currently in Use | E-0 | 12000 | Composite | 2002-01-16 |  | Double-Walled Flex | Pressurized
REIDSVILLE BP | 217 N Main St | REIDSVILLE | Tattnall | 9132019 | 3 | Flapper Valve | 1998-10-15 | FALSE | 1998-10-15 | FALSE | Currently in Use | Premium | 10000 | Steel-Impressed Current | 1987-01-01 |  | Steel (Impressed Current) | Pressurized
GORDONIA-ALATAMAHA STATE PARK | HWY 280 | REIDSVILLE | Tattnall | 9132046 | 1 |  | 2001-07-01 | FALSE | 2001-07-01 | FALSE | Currently in Use | Gas (Historical Use) | 2500 | Fiberglass Double Walled | 2001-07-01 |  | Fiberglass Reinforced Plastic | Suction (American)
THE CURRY COMPANY | HIGHWAY 280 | REIDSVILLE | Tattnall | 9132030 | 9 | [5 empty] | Removed from Ground | Diesel | 6000 | Not Marked/Unknown | 1996-03-27 | 1996-03-27 | Not Marked
THE CURRY COMPANY | HIGHWAY 280 | REIDSVILLE | Tattnall | 9132030 | 8 | [5 empty] | Removed from Ground | Used Oil | 6000 | Not Marked/Unknown | 1996-03-27 | 1996-03-27 | Not Marked
THE CURRY COMPANY | HIGHWAY 280 | REIDSVILLE | Tattnall | 9132030 | 6 | [5 empty] | Removed from Ground | Empty | 3000 | Not Marked/Unknown | 1996-03-27 | 1996-03-27 | Not Marked
RAYS TEXACO\AUTO WATCH TEXACO | US HWY 301 SOUTH | GLENNVILLE | Tattnall | 7000021 | 1 | [5 empty] | Removed from Ground | Gas (Historical Use) | 3000 | Bare Steel | 1971-04-19 | 1991-06-21 | Galvanized Steel
FLASH FOODS | HWY 280 WEST | REIDSVILLE | Tattnall | 9132031 | 3 | [5 empty] | Removed from Ground | Gas (Historical Use) | 1000 | Not Marked/Unknown | 1996-09-24 | 1996-09-24 | Not Marked
COWARTS TEXACO | CEDAR AVE | REIDSVILLE | Tattnall | 1320021 | 4 | [5 empty] | Removed from Ground | Gas (Historical Use) | 1060 | Bare Steel | 1966-04-20 | 1999-06-28 | Cathodically Protected
FRIES FARMS LLC | 1002 VETERANS BLVD | GLENNVILLE | Tattnall | 9132024 | 2 | [5 empty] | Permanently Out of Use - historical purposes | Diesel | 4000 | Bare Steel | 1976-05-10 | 1899-12-31 | Galvanized Steel | Suction (American)
EVER-READY MART | SOUTH MAIN ST & WEST BARNARD ST | GLENNVILLE | Tattnall | 1320014 | 5 | [5 empty] | Removed from Ground | Diesel | 1000 | Bare Steel | 1979-03-19 | 1992-11-23 | Galvanized Steel
BLOCKER STATION | 13598 HWY 301 N | GLENNVILLE | Tattnall | 1320017 | 2 | [5 empty] | Removed from Ground | Gas (Historical Use) | 4000 | Bare Steel | 1978-04-17 | 1998-08-01 | Galvanized Steel | Safe Suction (Euro)
PYES COUNTRY STORE | HWY 178 | GLENNVILLE | Tattnall | 9132012 | 2 |  | 1998-06-19 |  | 1998-06-19 |  | Closed in Ground | Gas (Historical Use) | 2000 | Steel-Impressed Current | 1998-06-19 | 2006-02-08 | Galvanized Steel | Safe Suction (Euro)
ENK759 | 649 WEST BARNARD ST | GLENNVILLE | Tattnall | 9132021 | 5B | Ball Float | 1999-03-01 | FALSE | 1999-03-01 | FALSE | Currently in Use | Premium | 8000 | Composite | 1999-03-01 |  | Double-Walled Flex | Pressurized
FAST TRACK | 2485 GA HWY 196 | GLENNVILLE | Tattnall | 9132008 | 2 |  | 1992-02-28 |  | 1992-02-28 |  | Temporarily out of use | Gas (Historical Use) | 4000 | Galvanic (STIP-3) | 1992-02-14 |  | Galvanized Steel | Safe Suction (Euro)
EVER-READY MART | SOUTH MAIN ST & WEST BARNARD ST | GLENNVILLE | Tattnall | 1320014 | 3 | [5 empty] | Removed from Ground | Gas (Historical Use) | 4000 | Bare Steel | 1973-03-20 | 1992-11-23 | Galvanized Steel
CLYDES MARKET #63 | US HWY 301 @ HENCART RD | GLENNVILLE | Tattnall | 1320032 | 6 |  | 1998-10-01 |  | 1998-10-01 |  | Removed from Ground | Gas (Historical Use) | 6000 | Galvanic (STIP-3) | 1986-05-05 | 2009-10-02 | Fiberglass Reinforced Plastic | Pressurized
FAST STOP | 316 NORTH MAIN ST | GLENNVILLE | Tattnall | 1320042 | 4 |  | 1991-07-01 |  | 1991-07-01 |  | Removed from Ground | Diesel | 6000 | Unknown | 1983-05-08 | 2006-07-26 | Bare Steel | Pressurized
DURRENCE FINA | US HWY 301 NORTH | GLENNVILLE | Tattnall | 1320018 | 1 | [5 empty] | Removed from Ground | Gas (Historical Use) | 1060 | Bare Steel | 1979-04-17 | 1992-09-01 | Galvanized Steel
DURRENCE FINA | US HWY 301 NORTH | GLENNVILLE | Tattnall | 1320018 | 4 | [5 empty] | Removed from Ground | Gas (Historical Use) | 4000 | Bare Steel | 1971-04-19 | 1992-09-01 | Galvanized Steel
GA DOT 10502 GLENNVILLE MOTORPOO | 737 EAST BARNARD ST HWY 144 | GLENNVILLE | Tattnall | 1320024 | 1 |  |  | TRUE |  | TRUE | Removed from Ground | Used Oil | 560 | Bare Steel | 1998-12-01 | 1998-12-01 | Galvanized Steel | Safe Suction (Euro)
SMITH STATE PRISON | HWY 301 NORTH | GLENNVILLE | Tattnall | 9132010 | 1 | [5 empty] | Removed from Ground | Diesel | 2500 | Fiberglass | 1993-06-01 | 1998-09-25 | Unknown | Pressurized
DIXIE WHOLESALE OIL CO | RT 2 BOX 2075 | GLENNVILLE | Tattnall | 9132022 | UL | Flapper Valve | 1994-12-01 | FALSE | 1994-12-01 | FALSE | Currently in Use | Regular | 8000 | Steel-Impressed Current | 1994-12-01 |  | Steel (Impressed Current) | Pressurized
SIMIS DISCOUNT | 514 N MAIN | GLENNVILLE | Tattnall | 1322000 | 2 |  | 1998-11-15 |  | 1998-11-15 |  | Removed from Ground | Gas (Historical Use) | 2000 | Steel-Impressed Current | 1978-01-01 | 2008-09-18 | Cathodically Protected | Safe Suction (Euro)
CLOSED GAS STATION | 133 BRAZELL STREET | REIDSVILLE | Tattnall | 10001934 | 3 |  |  | FALSE |  | FALSE | Removed from Ground | Gas (Historical Use) | 500 | Bare Steel | 2010-10-21 | 2010-10-21 | Bare Steel
SCOTTS SERVICE STATION | 314 BRAZELL ST | REIDSVILLE | Tattnall | 9132016 | T2 | [5 empty] | Closed in Ground | Gas (Historical Use) | 1000 | Bare Steel | 1967-01-01 | 1999-12-21 | Galvanized Steel | Suction (American)
FUTCH CONVIENCE STORE | HWY 121 S | REIDSVILLE | Tattnall | 9132026 | 1 | [5 empty] | Removed from Ground | Gas (Historical Use) | 500 | Not Marked/Unknown | 1975-01-01 | 2001-01-01 | Not Marked
ONE STOP | 264 WEST BRAZELL ST | REIDSVILLE | Tattnall | 9132033 | 2 | Ball Float | 1997-02-20 | FALSE | 1997-02-20 | FALSE | Currently in Use | Regular | 12000 | Composite | 1997-02-20 |  | Fiberglass Reinforced Plastic | Pressurized
DISCOUNT FOOD STORE | 3204 HWY 147 | REIDSVILLE | Tattnall | 1320013 | 4B | Flapper Valve | 1996-03-10 | FALSE | 1996-03-10 | FALSE | Currently in Use | Premium | 6000 | Composite | 1996-03-08 |  | Fiberglass Reinforced Plastic | Pressurized
FLASH FOODS | HWY 280 WEST | REIDSVILLE | Tattnall | 9132031 | 4 | [5 empty] | Removed from Ground | Gas (Historical Use) | 1000 | Not Marked/Unknown | 1996-09-24 | 1996-09-24 | Not Marked
FLASH FOODS | HWY 280 WEST | REIDSVILLE | Tattnall | 9132031 | 1 | [5 empty] | Removed from Ground | Diesel | 10000 | Not Marked/Unknown | 1996-09-24 | 1996-09-24 | Not Marked
GA FC-TATTNALL CO UNIT | CHANDLER AVE BEHIND HOSPITAL | REIDSVILLE | Tattnall | 1320022 | 3 |  | 1990-01-01 |  | 1990-01-01 |  | Removed from Ground | Diesel | 1000 | Galvanic (STIP-3) | 1990-01-01 | 2004-03-16 | Cathodically Protected | Safe Suction (Euro)
COWARTS TEXACO | CEDAR AVE | REIDSVILLE | Tattnall | 1320021 | 2 | [5 empty] | Removed from Ground | Gas (Historical Use) | 2000 | Bare Steel | 1978-04-17 | 1999-06-28 | Galvanized Steel | Suction (American)
LLOYD DAVIS | 126 SOUTH MAIN ST | GLENNVILLE | Tattnall | 1320016 | 1 | [5 empty] | Removed from Ground | Empty | 1000 | Bare Steel | 1967-03-29 | 1997-09-06 | Unknown | Safe Suction (Euro)
DURRENCE FINA | US HWY 301 NORTH | GLENNVILLE | Tattnall | 1320018 | 3 | [5 empty] | Removed from Ground | Diesel | 4000 | Bare Steel | 1979-04-17 | 1992-09-01 | Galvanized Steel
ANDERSON STORE | HWY 169 | GLENNVILLE | Tattnall | 1320026 | 2 | [5 empty] | Removed from Ground | Gas (Historical Use) | 1000 | Bare Steel | 1984-04-29 | 1994-11-25 | Unknown
GA DOT 10502 GLENNVILLE MOTORPOO | 737 EAST BARNARD ST HWY 144 | GLENNVILLE | Tattnall | 1320024 | 10502-2 | [5 empty] | Removed from Ground | Gas (Historical Use) | 1000 | Bare Steel | 1976-05-01 | 1992-05-01 | Galvanized Steel | Safe Suction (Euro)
ENK759 | 649 WEST BARNARD ST | GLENNVILLE | Tattnall | 9132021 | 5A | Ball Float | 1999-03-01 | FALSE | 1999-03-01 | FALSE | Currently in Use | Regular | 12000 | Composite | 1999-03-01 |  | Double-Walled Flex | Pressurized
ENK759 | 649 WEST BARNARD ST | GLENNVILLE | Tattnall | 9132021 | UL-2 | [5 empty] | Removed from Ground | Gas (Historical Use) | 4000 | Cathodically Protected Steel | 1998-12-09 | 1998-12-09 | Galvanized Steel | Pressurized
ENK759 | 649 WEST BARNARD ST | GLENNVILLE | Tattnall | 9132021 | PLUS |  | 1987-10-01 |  | 1987-10-01 |  | Removed from Ground | Gas (Historical Use) | 4000 | Cathodically Protected Steel | 1998-12-09 | 1998-12-09 | Galvanized Steel | Pressurized
SHOP N GO MART LLC | 102 NORTH VETERANS BLVD | GLENNVILLE | Tattnall | 9132001 | 3 |  | 1997-03-01 | FALSE | 1988-06-01 | FALSE | Removed from Ground |  | 8300 | Composite | 2016-11-16 | 2017-05-09 | Fiberglass Reinforced Plastic | Pressurized
ENK751 | 115 W BRAZELL ST | REIDSVILLE | Tattnall | 10000008 | 1B | Ball Float | 2002-01-23 | FALSE | 2002-01-16 | FALSE | Currently in Use | Regular | 8000 | Composite | 2002-01-16 |  | Double-Walled Flex | Pressurized
THE CURRY COMPANY | HIGHWAY 280 | REIDSVILLE | Tattnall | 9132030 | 4 | [5 empty] | Removed from Ground | Empty | 3500 | Not Marked/Unknown | 1996-03-27 | 1996-03-27 | Not Marked
ENK754 | 301 SOUTH MAIN ST | GLENNVILLE | Tattnall | 9132007 | 6 | Ball Float | 1992-09-21 | FALSE | 1992-09-21 | FALSE | Currently in Use | Premium | 6000 | Composite | 1992-09-21 |  | Fiberglass Reinforced Plastic | Pressurized
RAYS TEXACO\AUTO WATCH TEXACO | US HWY 301 SOUTH | GLENNVILLE | Tattnall | 7000021 | 3 | [5 empty] | Removed from Ground | Gas (Historical Use) | 1060 | Bare Steel | 1976-04-17 | 1991-06-20 | Galvanized Steel
THE DOCTORS HOSPITAL OF TATTNALL | 247 S MAIN STREET | REIDSVILLE | Tattnall | 9132042 | 1 | [5 empty] | Removed from Ground | Diesel | 3000 | Bare Steel | 1999-04-06 | 1999-04-06 | Bare Steel
TIMESAVER #62 | RT 2 | GLENNVILLE | Tattnall | 9132005 | 3 |  | 1995-04-06 |  | 1995-04-06 |  | Removed from Ground | Gas (Historical Use) | 4000 | Steel-Impressed Current | 1988-01-01 | 2012-05-22 | Steel (Impressed Current) | Safe Suction (Euro)
TISON'S CORNER | 6068 HWY 169 | GLENNVILLE | Tattnall | 10000462 | 2 |  | 2003-10-01 | FALSE | 2003-10-01 | FALSE | Currently in Use | Gas (Historical Use) | 4000 | Composite | 2003-10-01 |  | Fiberglass Reinforced Plastic | Pressurized
SUNSHINE GROCERY (DOT PARCEL 44) | US HWY 301 | GLENNVILLE | Tattnall | 10000738 | 2 |  |  | FALSE |  | FALSE | Removed from Ground | Gas (Historical Use) | 1000 | Bare Steel | 1997-07-12 | 1997-07-12
RAYS TEXACO\AUTO WATCH TEXACO | US HWY 301 SOUTH | GLENNVILLE | Tattnall | 7000021 | 2 | [5 empty] | Removed from Ground | Gas (Historical Use) | 3000 | Bare Steel | 1971-04-19 | 1991-06-21 | Galvanized Steel
REIDSVILLE BP | 217 N Main St | REIDSVILLE | Tattnall | 9132019 | 5 | [5 empty] | Removed from Ground | Kerosene | 2000 | Bare Steel | 1987-01-01 | 2001-07-20 | Galvanized Steel | Suction (American)
JACKIES FOOD STORE | HWY 57 | REIDSVILLE | Tattnall | 9132017 | 1 |  | 1997-04-01 | FALSE | 1997-04-01 | FALSE | Currently in Use | Regular | 6000 | Galvanic (STIP-3) | 1997-04-01 |  | Double Walled | Pressurized
JACKIES FOOD STORE | HWY 57 | REIDSVILLE | Tattnall | 9132017 | 4 |  | 1997-04-01 |  | 1997-04-01 |  | Currently in Use | Diesel | 2000 | Galvanic (STIP-3) | 1997-04-01 |  | Double Walled | Safe Suction (Euro)
GORDONIA-ALATAMAHA STATE PARK | HWY 280 | REIDSVILLE | Tattnall | 9132046 | 2 |  | 2001-07-01 | FALSE | 2001-07-01 | FALSE | Currently in Use | Gas (Historical Use) | 2500 | Fiberglass Double Walled | 2001-07-01 |  | Fiberglass Reinforced Plastic | Suction (American)
THE CURRY COMPANY | HIGHWAY 280 | REIDSVILLE | Tattnall | 9132030 | 1 | [5 empty] | Removed from Ground | Gas (Historical Use) | 1000 | Not Marked/Unknown | 1996-03-27 | 1996-03-27 | Not Marked
THE CURRY COMPANY | HIGHWAY 280 | REIDSVILLE | Tattnall | 9132030 | 7 | [5 empty] | Removed from Ground | Empty | 3000 | Not Marked/Unknown | 1996-03-27 | 1996-03-27 | Not Marked
GA FC-TATTNALL CO UNIT | CHANDLER AVE BEHIND HOSPITAL | REIDSVILLE | Tattnall | 1320022 | 2 | [5 empty] | Removed from Ground | Gas (Historical Use) | 560 | Bare Steel | 1983-04-23 | 1990-11-01 | Galvanized Steel | Safe Suction (Euro)
WALKER NURSERY | STAR RT/GA HWY 178/2 MI SOUTH OF | REIDSVILLE | Tattnall | 1320028 | 217842 |  | 1994-11-10 |  | 1994-11-10 |  | Removed from Ground | Gas (Historical Use) | 1000 | Galvanic (STIP-3) | 1994-11-10 | 2004-03-17 | Cathodically Protected | Safe Suction (Euro)
JET FOODS STORE #79 | 502 S MAIN ST | GLENNVILLE | Tattnall | 9132020 | PREM |  | 1990-10-01 |  | 1990-10-01 |  | Removed from Ground | Gas (Historical Use) | 8000 | Cathodically Protected Steel | 1990-10-01 | 2006-10-01 | Cathodically Protected | Pressurized
TIMESAVER #62 | RT 2 | GLENNVILLE | Tattnall | 9132005 | 2 |  | 1995-04-06 |  | 1995-04-06 |  | Removed from Ground | Gas (Historical Use) | 3000 | Steel-Impressed Current | 1988-01-01 | 2012-05-22 | Steel (Impressed Current) | Safe Suction (Euro)
COUNTRY STORE & GAS STATION | INTERSECTION OF US 301 & CR 369 | GLENNVILLE | Tattnall | 10000739 | 1 |  |  | FALSE |  | FALSE | Removed from Ground | Gas (Historical Use) | 550 | Bare Steel | 1997-07-12 | 1997-07-12
ONE STOP | 264 WEST BRAZELL ST | REIDSVILLE | Tattnall | 9132033 | 3 | Ball Float | 1997-02-20 | FALSE | 1997-02-20 | FALSE | Currently in Use | Diesel | 10000 | Composite | 1997-02-20 |  | Fiberglass Reinforced Plastic | Pressurized
VILLAGE CO STORE | 279 W BRAZELL ST | REIDSVILLE | Tattnall | 9132032 | 1 |  | 1996-05-02 |  | 1996-05-02 |  | Temporarily out of use | Diesel | 10000 | Composite | 1996-04-30 |  | Fiberglass Reinforced Plastic | Pressurized
AT&T REIDSVILLE RADIO TOWER | HWY 169 NORTH/8 MI SE OF REIDSVI | REIDSVILLE | Tattnall | 1320027 | 1 | [5 empty] | Removed from Ground | Diesel | 1500 | Bare Steel | 1972-01-01 | 1993-08-11 | Copper | Suction (American)
WALKER NURSERY | STAR RT/GA HWY 178/2 MI SOUTH OF | REIDSVILLE | Tattnall | 1320028 | 221768 |  | 1994-11-10 |  | 1994-11-10 |  | Removed from Ground | Diesel | 1000 | Galvanic (STIP-3) | 1994-11-10 | 2004-03-17 | Cathodically Protected | Safe Suction (Euro)
TATTNALL COUNTY SHOP | 177 S MAIN ST | REIDSVILLE | Tattnall | 1320007 | 1 |  | 1999-12-01 |  | 1999-12-01 |  | Removed from Ground | Diesel | 10000 | Steel-Impressed Current | 1977-03-10 | 2010-04-14 | Cathodically Protected | Pressurized
ENK743 | 256 BRUMBY AVE | REIDSVILLE | Tattnall | 1320047 | 4B | Ball Float | 1998-11-10 | FALSE | 1998-11-10 | FALSE | Currently in Use | Premium | 8000 | Composite | 1998-11-10 |  | Double-Walled Flex | Pressurized
COLLINS JUNIOR HIGH SCHOOL | RT 2 BOX 1 (HWY 121) | COLLINS | Tattnall | 1320009 | 1 | [5 empty] | Removed from Ground | Gas (Historical Use) | 2000 | Bare Steel | 1971-01-17 | 1995-08-22 | Galvanized Steel
THE CURRY COMPANY | HIGHWAY 280 | REIDSVILLE | Tattnall | 9132030 | 2 | [5 empty] | Removed from Ground | Gas (Historical Use) | 1000 | Not Marked/Unknown | 1996-03-27 | 1996-03-27 | Not Marked
THE CURRY COMPANY | HIGHWAY 280 | REIDSVILLE | Tattnall | 9132030 | 10 | [5 empty] | Removed from Ground | Other | 250 | Not Marked/Unknown | 1996-03-27 | 1996-03-27 | Not Marked
FLASH FOODS | HWY 280 WEST | REIDSVILLE | Tattnall | 9132031 | 5 | [5 empty] | Removed from Ground | Gas (Historical Use) | 4000 | Not Marked/Unknown | 1996-09-24 | 1996-09-24 | Not Marked
CANOOCHEE ELECTRIC MEMBERSHIP CO | PO BOX 497/HWY 280 EAST | REIDSVILLE | Tattnall | 1320004 | 1 | [5 empty] | Removed from Ground | Gas (Historical Use) | 10000 | Bare Steel | 1970-03-08 | 1995-02-01 | Bare Steel | Pressurized
#034 EL CHEAPO | 203 WEST - BRAZELL ST | REIDSVILLE | Tattnall | 1320044 | 3 | Flapper Valve | 1994-01-01 | FALSE | 1994-01-01 | FALSE | Currently in Use | Premium | 8000 | Steel-Impressed Current | 1984-05-08 |  | Fiberglass Reinforced Plastic | Pressurized
COLLINS JUNIOR HIGH SCHOOL | RT 2 BOX 1 (HWY 121) | COLLINS | Tattnall | 1320009 | 2 | [5 empty] | Removed from Ground | Diesel | 550 | Bare Steel | 1983-01-14 | 1995-08-22 | Galvanized Steel
PETRO EXPRESS #12 | 207 NE PEARL STREET | COLLINS | Tattnall | 9132023 | 3 | Flapper Valve | 1997-10-15 | FALSE | 1997-10-15 | FALSE | Temporarily out of use | Gas (Historical Use) | 1500 | Composite | 1997-10-14 |  | Fiberglass Reinforced Plastic | Safe Suction (Euro)
ENK745 | HWY 57 & 121 | COBBTOWN | Tattnall | 9132002 | 3 | Ball Float | 1987-01-01 | FALSE | 1987-01-01 | FALSE | Currently in Use | Regular | 6000 | Galvanic (STIP-3) | 1987-01-01 |  | Fiberglass Reinforced Plastic | Pressurized
ENK759 | 649 WEST BARNARD ST | GLENNVILLE | Tattnall | 9132021 | PREM |  | 1987-10-01 |  | 1987-10-01 |  | Removed from Ground | Gas (Historical Use) | 4000 | Cathodically Protected Steel | 1998-12-09 | 1998-12-09 | Galvanized Steel | Pressurized
FAST TRACK | 2485 GA HWY 196 | GLENNVILLE | Tattnall | 9132008 | 1 |  | 1992-02-28 |  | 1992-02-28 |  | Temporarily out of use | Gas (Historical Use) | 8000 | Galvanic (STIP-3) | 1992-02-14 |  | Galvanized Steel | Safe Suction (Euro)
TISON'S CORNER | 6068 HWY 169 | GLENNVILLE | Tattnall | 10000462 | 1 |  | 2003-10-01 | FALSE | 2003-10-01 | FALSE | Currently in Use | Gas (Historical Use) | 12000 | Composite | 2003-10-01 |  | Fiberglass Reinforced Plastic | Pressurized
REIDSVILLE BP | 217 N Main St | REIDSVILLE | Tattnall | 9132019 | 6 | [5 empty] | Removed from Ground | Other | 2000 | Not Marked/Unknown | 2001-07-20 | 2001-07-20 | Not Marked
JACKIES FOOD STORE | HWY 57 | REIDSVILLE | Tattnall | 9132017 | 2 |  | 1997-04-01 | FALSE | 1997-04-01 | FALSE | Currently in Use | Regular | 6000 | Galvanic (STIP-3) | 1997-04-01 |  | Cathodically Protected | Pressurized
GA FC-TATTNALL CO UNIT | CHANDLER AVE BEHIND HOSPITAL | REIDSVILLE | Tattnall | 1320022 | 1 | [5 empty] | Removed from Ground | Diesel | 2000 | Bare Steel | 1983-04-23 | 1990-11-01 | Galvanized Steel | Safe Suction (Euro)
REIDSVILLE HIGH SCHOOL | 403 SOUTH BRAZELL ST | REIDSVILLE | Tattnall | 1320011 | 3 | [5 empty] | Removed from Ground | Gas (Historical Use) | 2000 | Bare Steel | 1971-01-17 | 1995-10-23 | Galvanized Steel
#034 EL CHEAPO | 203 WEST - BRAZELL ST | REIDSVILLE | Tattnall | 1320044 | 5 | Flapper Valve | 1994-01-01 | FALSE | 1994-01-01 | FALSE | Currently in Use | Diesel Off Road | 4000 | Steel-Impressed Current | 1984-05-08 |  | Fiberglass Reinforced Plastic | Pressurized
#034 EL CHEAPO | 203 WEST - BRAZELL ST | REIDSVILLE | Tattnall | 1320044 | 4 | Flapper Valve | 1994-01-01 | FALSE | 1994-01-01 | FALSE | Currently in Use | Diesel On Road | 8000 | Steel-Impressed Current | 1984-05-08 |  | Fiberglass Reinforced Plastic | Pressurized
CHARLIES | 350 N W MAIN | COLLINS | Tattnall | 1320035 | 4 | Flapper Valve | 1994-09-01 | FALSE | 1994-09-01 | FALSE | Currently in Use | Diesel | 4000 | Galvanic (STIP-3) | 1986-05-06 |  | Double-Walled Flex | Pressurized
CHARLIES | 350 N W MAIN | COLLINS | Tattnall | 1320035 | 1 | Flapper Valve | 1994-09-01 | FALSE | 1994-09-01 | FALSE | Currently in Use | Diesel | 8000 | Galvanic (STIP-3) | 1986-05-06 |  | Double-Walled Flex | Pressurized
BUDDY SVC STATION | HWY 121 NORTH & HWY 152 SW CORNE | COBBTOWN | Tattnall | 1320041 | 6 | [5 empty] | Removed from Ground | Gas (Historical Use) | 6000 | Not Marked/Unknown | 1993-10-01 | 1993-10-01 | Not Marked
THE CURRY COMPANY | HIGHWAY 280 | REIDSVILLE | Tattnall | 9132030 | 5 | [5 empty] | Removed from Ground | Empty | 3500 | Not Marked/Unknown | 1996-03-27 | 1996-03-27 | Not Marked
SMITH STATE PRISON | HWY 301 NORTH | GLENNVILLE | Tattnall | 9132010 | 2 | [5 empty] | Removed from Ground | Gas (Historical Use) | 10000 | Fiberglass | 1993-06-01 | 1998-09-25 | Unknown | Pressurized
SHOP N GO MART LLC | 102 NORTH VETERANS BLVD | GLENNVILLE | Tattnall | 9132001 | 2 |  | 1997-03-01 | FALSE | 1988-06-01 | FALSE | Removed from Ground |  | 8300 | Composite | 2016-11-16 | 2017-05-09 | Fiberglass Reinforced Plastic | Pressurized
ALLTEL/GTE/REIDSVILLE CENTRAL OF | 110 COLLEGE ST | REIDSVILLE | Tattnall | 9132009 | 1 | [5 empty] | Removed from Ground | Other | 250 | Cathodically Protected Steel | 1994-09-15 | 1994-09-15 | Copper | Suction (American)
SCOTTS SERVICE STATION | 314 BRAZELL ST | REIDSVILLE | Tattnall | 9132016 | T1 | [5 empty] | Closed in Ground | Gas (Historical Use) | 1000 | Bare Steel | 1967-01-01 | 1999-12-21 | Not Marked
WALKER NURSERY | STAR RT/GA HWY 178/2 MI SOUTH OF | REIDSVILLE | Tattnall | 1320028 | 2 | [5 empty] | Removed from Ground | Other | 600 | Bare Steel | 1961-04-28 | 1994-11-07 | Galvanized Steel | Safe Suction (Euro)
FLASH FOODS | HWY 280 WEST | REIDSVILLE | Tattnall | 9132031 | 2 | [5 empty] | Removed from Ground | Gas (Historical Use) | 1000 | Not Marked/Unknown | 1996-09-24 | 1996-09-24 | Not Marked
VILLAGE CO STORE | 279 W BRAZELL ST | REIDSVILLE | Tattnall | 9132032 | 2 |  | 1996-05-02 |  | 1996-05-02 |  | Temporarily out of use | Gas (Historical Use) | 10000 | Composite | 1996-04-30 |  | Fiberglass Reinforced Plastic | Pressurized
DISCOUNT FOOD STORE | 3204 HWY 147 | REIDSVILLE | Tattnall | 1320013 | 4A | Flapper Valve | 1996-03-10 | FALSE | 1996-03-10 | FALSE | Currently in Use | Regular | 6000 | Composite | 1996-03-08 |  | Fiberglass Reinforced Plastic | Pressurized
DISCOUNT FOOD STORE | 3204 HWY 147 | REIDSVILLE | Tattnall | 1320013 | 3 | [5 empty] | Removed from Ground | Gas (Historical Use) | 1 | Bare Steel | 1986-03-17 | 1988-04-01 | Galvanized Steel
GA DEPT PUBLIC SAFETY/GA STATE P | STAR ROUTE BOX 25-A | REIDSVILLE | Tattnall | 1320005 | 1 | [5 empty] | Removed from Ground | Gas (Historical Use) | 3000 | Bare Steel | 1969-03-10 | 2008-05-15 | Galvanized Steel
SPIKES EXXON | HWY 280 WEST | REIDSVILLE | Tattnall | 1320034 | 1 | [5 empty] | Removed from Ground | Gas (Historical Use) | 0 | Bare Steel | 1986-05-06 | 1995-06-22 | Cathodically Protected
CHARLIES | 350 N W MAIN | COLLINS | Tattnall | 1320035 | 2 | Flapper Valve | 1994-09-01 | FALSE | 1994-09-01 | FALSE | Currently in Use | Premium | 6000 | Galvanic (STIP-3) | 1986-05-06 |  | Double-Walled Flex | Pressurized
BUDDY SVC STATION | HWY 121 NORTH & HWY 152 SW CORNE | COBBTOWN | Tattnall | 1320041 | 4 | [5 empty] | Removed from Ground | Gas (Historical Use) | 6000 | Not Marked/Unknown | 1993-10-01 | 1993-10-01 | Not Marked
BUDDY SVC STATION | HWY 121 NORTH & HWY 152 SW CORNE | COBBTOWN | Tattnall | 1320041 | 5 | [5 empty] | Removed from Ground | Gas (Historical Use) | 6000 | Not Marked/Unknown | 1993-10-01 | 1993-10-01 | Not Marked
COWARTS TEXACO | CEDAR AVE | REIDSVILLE | Tattnall | 1320021 | 1 | [5 empty] | Removed from Ground | Gas (Historical Use) | 2000 | Bare Steel | 1978-04-17 | 1999-06-28 | Galvanized Steel | Suction (American)
SPIKES EXXON | HWY 280 WEST | REIDSVILLE | Tattnall | 1320034 | 3 | [5 empty] | Removed from Ground | Gas (Historical Use) | 0 | Bare Steel | 1986-05-06 | 1995-06-22 | Galvanized Steel
ENK743 | 256 BRUMBY AVE | REIDSVILLE | Tattnall | 1320047 | 2 | [5 empty] | Removed from Ground | Empty | 4000 | Bare Steel | 1974-05-11 | 1998-10-22 | Galvanized Steel
ENK754 | 301 SOUTH MAIN ST | GLENNVILLE | Tattnall | 9132007 | 3 | [5 empty] | Removed from Ground | Gas (Historical Use) | 4000 | Bare Steel | 1979-01-01 | 1992-09-21 | Galvanized Steel
SHOP N GO MART LLC | 102 NORTH VETERANS BLVD | GLENNVILLE | Tattnall | 9132001 | 4 |  | 1997-03-01 | FALSE | 1988-06-01 | FALSE | Removed from Ground | Diesel | 4000 | Composite | 2016-11-16 | 2017-05-09 | Fiberglass Reinforced Plastic | Pressurized
SIMIS DISCOUNT | 514 N MAIN | GLENNVILLE | Tattnall | 1322000 | 1 |  | 1998-11-15 |  | 1998-11-15 |  | Removed from Ground | Gas (Historical Use) | 2000 | Steel-Impressed Current | 1978-01-01 | 2008-09-18 | Cathodically Protected | Safe Suction (Euro)
RAYS TEXACO\AUTO WATCH TEXACO | US HWY 301 SOUTH | GLENNVILLE | Tattnall | 7000021 | 4 | [5 empty] | Removed from Ground | Diesel | 4000 | Bare Steel | 1976-04-17 | 1991-06-20 | Galvanized Steel
COWARTS TEXACO | CEDAR AVE | REIDSVILLE | Tattnall | 1320021 | 3 | [5 empty] | Removed from Ground | Gas (Historical Use) | 2000 | Bare Steel | 1978-04-17 | 1999-06-28 | Galvanized Steel | Suction (American)
DISCOUNT FOOD STORE | 3204 HWY 147 | REIDSVILLE | Tattnall | 1320013 | 1 | [5 empty] | Removed from Ground | Gas (Historical Use) | 6000 | Bare Steel | 1986-03-17 | 1996-04-01 | Galvanized Steel | Safe Suction (Euro)
JET FOODS STORE #79 | 502 S MAIN ST | GLENNVILLE | Tattnall | 9132020 | 1A | Flapper Valve | 2006-04-18 | FALSE | 2006-04-18 | FALSE | Currently in Use | Premium | 4000 | Composite | 2006-11-16 |  | Double-Walled Flex | Pressurized
FRIES FARMS LLC | 1002 VETERANS BLVD | GLENNVILLE | Tattnall | 9132024 | 1 | [5 empty] | Permanently Out of Use - historical purposes | Diesel | 10000 | Bare Steel | 1978-06-05 | 1899-12-31 | Galvanized Steel | Suction (American)
SUNSHINE GROCERY (DOT PARCEL 44) | US HWY 301 | GLENNVILLE | Tattnall | 10000738 | 1 |  |  | FALSE |  | FALSE | Removed from Ground | Empty | 1000 | Bare Steel | 1997-07-12 | 1997-07-12
BLAND FARMS LLC | 1126 RAYMOND BLAND RD | GLENNVILLE | Tattnall | 10001855 | 3 | Flapper Valve | 2007-03-01 | FALSE | 2007-03-01 | FALSE | Currently in Use | Diesel On Road | 2000 | Composite Double Walled | 2007-03-01 |  | Steel/FG Secondary containment | Safe Suction (Euro)
THE CURRY COMPANY | HIGHWAY 280 | REIDSVILLE | Tattnall | 9132030 | 3 | [5 empty] | Removed from Ground | Gas (Historical Use) | 6000 | Not Marked/Unknown | 1996-03-27 | 1996-03-27 | Not Marked
301 STORE | 1105 A MAIN ST | GLENNVILLE | Tattnall | 9132025 | 2PLUS | Flapper Valve | 1998-03-01 |  | 1998-03-01 |  | Currently in Use | Gas (Historical Use) | 6000 | Steel-Impressed Current | 1997-09-18 |  | Fiberglass Reinforced Plastic | Pressurized
CLAXTON OIL CO CARDLOCK #2 | 1008 S DOWNING MUSGROVE HWY | GLENNVILLE | Tattnall | 9132043 | 3 | Flapper Valve | 1999-07-06 | FALSE | 1999-07-06 | FALSE | Currently in Use | Diesel | 10000 | Composite | 1999-02-22 |  | Double-Walled Fiberglass | Pressurized
ASA MAUND PROPERTY | 303 N MAIN STREET | GLENNVILLE | Tattnall | 9132015 | 3 | [5 empty] | Removed from Ground | Gas (Historical Use) | 1000 | Marked Unknown | 1992-12-12 | 1992-12-12 | Unknown
SHOP N GO MART LLC | 102 NORTH VETERANS BLVD | GLENNVILLE | Tattnall | 9132001 | 1 |  | 1997-03-01 | FALSE | 1988-06-01 | FALSE | Removed from Ground |  | 8300 | Composite | 2016-11-16 | 2017-05-09 | Fiberglass Reinforced Plastic | Pressurized
COUNTRY STORE & GAS STATION | INTERSECTION OF US 301 & CR 369 | GLENNVILLE | Tattnall | 10000739 | 2 |  |  | FALSE |  | FALSE | Removed from Ground | Gas (Historical Use) | 250 | Bare Steel | 1997-07-12 | 1997-07-12
BLAND FARMS LLC | 1126 RAYMOND BLAND RD | GLENNVILLE | Tattnall | 10001855 | 2 |  | 2007-03-01 | FALSE | 2007-03-01 | FALSE | Currently in Use | Diesel | 6000 | Composite Double Walled | 2007-03-01 |  | Steel/FG Secondary containment | Safe Suction (Euro)
COBBTOWN MALL | HWY 121 N / 37065 HWY 23 | COBBTOWN | Tattnall | 9132045 | 1B | Ball Float | 2001-04-01 | FALSE | 2001-04-01 | FALSE | Currently in Use | Gas (Historical Use) | 4000 | Composite | 2001-04-01 |  | Double-Walled Flex | Pressurized
SPIKES EXXON | HWY 280 WEST | REIDSVILLE | Tattnall | 1320034 | 2 | [5 empty] | Removed from Ground | Gas (Historical Use) | 0 | Bare Steel | 1986-05-06 | 1995-06-22 | Galvanized Steel
ONE STOP | 264 WEST BRAZELL ST | REIDSVILLE | Tattnall | 9132033 | 1 | Ball Float | 1997-02-20 | FALSE | 1997-02-20 | FALSE | Currently in Use | Premium | 10000 | Composite | 1997-02-20 |  | Fiberglass Reinforced Plastic | Pressurized
VILLAGE CO STORE | 279 W BRAZELL ST | REIDSVILLE | Tattnall | 9132032 | 3 |  | 1996-05-02 |  | 1996-05-02 |  | Temporarily out of use | Gas (Historical Use) | 8000 | Composite | 1996-04-10 |  | Fiberglass Reinforced Plastic | Pressurized
WALKER NURSERY | STAR RT/GA HWY 178/2 MI SOUTH OF | REIDSVILLE | Tattnall | 1320028 | 1 | [5 empty] | Removed from Ground | Gas (Historical Use) | 560 | Bare Steel | 1961-04-28 | 1994-11-07 | Galvanized Steel | Safe Suction (Euro)
CHARLIES | 350 N W MAIN | COLLINS | Tattnall | 1320035 | 3 |  | 1994-09-01 | FALSE | 1994-09-01 | FALSE | Currently in Use | Regular | 6000 | Galvanic (STIP-3) | 1986-05-06 |  | Double-Walled Flex | Pressurized
PETRO EXPRESS #12 | 207 NE PEARL STREET | COLLINS | Tattnall | 9132023 | 2 | [5 empty] | Removed from Ground | Gas (Historical Use) | 500 | Bare Steel | 1997-10-15 | 1997-10-15 | Galvanized Steel | Suction (American)
ENK745 | HWY 57 & 121 | COBBTOWN | Tattnall | 9132002 | 2 | Ball Float | 1987-01-01 | FALSE | 1987-01-01 | FALSE | Closed in Ground | E-0 | 4000 | Galvanic (STIP-3) | 1987-01-01 | 2024-05-09 | Fiberglass Reinforced Plastic | Pressurized
CLOSED GAS STATION | 133 BRAZELL STREET | REIDSVILLE | Tattnall | 10001934 | 4 |  |  | FALSE |  | FALSE | Removed from Ground | Gas (Historical Use) | 3000 | Bare Steel | 2010-10-21 | 2010-10-21 | Bare Steel | Suction (American)
CLOSED GAS STATION | 133 BRAZELL STREET | REIDSVILLE | Tattnall | 10001934 | 1 |  |  | FALSE |  | FALSE | Removed from Ground | Gas (Historical Use) | 500 | Bare Steel | 2010-10-21 | 2010-10-21 | Bare Steel | Suction (American)
REIDSVILLE BP | 217 N Main St | REIDSVILLE | Tattnall | 9132019 | 1 | Flapper Valve | 1998-10-15 | FALSE | 1998-10-15 | FALSE | Currently in Use | Plus | 10000 | Steel-Impressed Current | 1987-01-01 |  | Steel (Impressed Current) | Pressurized
REIDSVILLE BP | 217 N Main St | REIDSVILLE | Tattnall | 9132019 | 7 | [5 empty] | Removed from Ground | Other | 2000 | Not Marked/Unknown | 2001-08-20 | 2001-08-20 | Not Marked
REIDSVILLE BP | 217 N Main St | REIDSVILLE | Tattnall | 9132019 | 4 | Flapper Valve | 1998-10-15 | FALSE | 1998-10-15 | FALSE | Currently in Use | Diesel | 10000 | Steel-Impressed Current | 1987-01-01 |  | Steel (Impressed Current) | Pressurized
JACKIES FOOD STORE | HWY 57 | REIDSVILLE | Tattnall | 9132017 | 3 |  | 1997-04-01 | FALSE | 1997-04-01 | FALSE | Currently in Use | Premium | 6000 | Galvanic (STIP-3) | 1997-04-01 |  | Double Walled | Pressurized
REIDSVILLE HIGH SCHOOL | 403 SOUTH BRAZELL ST | REIDSVILLE | Tattnall | 1320011 | 4 | [5 empty] | Removed from Ground | Diesel | 1000 | Cathodically Protected Steel | 1987-01-01 | 1995-10-23 | Galvanized Steel | Suction (American)
TATTNALL COUNTY SHOP | 177 S MAIN ST | REIDSVILLE | Tattnall | 1320007 | 2 |  | 1999-12-01 |  | 1999-12-01 |  | Removed from Ground | Gas (Historical Use) | 10000 | Steel-Impressed Current | 1977-03-10 | 2010-04-14 | Cathodically Protected | Pressurized
PETRO EXPRESS #12 | 207 NE PEARL STREET | COLLINS | Tattnall | 9132023 | 1 | [5 empty] | Removed from Ground | Gas (Historical Use) | 1000 | Bare Steel | 1997-10-15 | 1997-10-15 | Galvanized Steel | Suction (American)
ENK745 | HWY 57 & 121 | COBBTOWN | Tattnall | 9132002 | 1 | Ball Float | 1987-01-01 | FALSE | 1987-01-01 | FALSE | Currently in Use | Regular | 6000 | Galvanic (STIP-3) | 1987-01-01 |  | Fiberglass Reinforced Plastic | Pressurized
WALKER NURSERY | STAR RT/GA HWY 178/2 MI SOUTH OF | REIDSVILLE | Tattnall | 1320028 | 3 | [5 empty] | Removed from Ground | Diesel | 560 | Bare Steel | 1984-04-22 | 1994-11-07 | Galvanized Steel | Safe Suction (Euro)
DISCOUNT FOOD STORE | 3204 HWY 147 | REIDSVILLE | Tattnall | 1320013 | 2 | [5 empty] | Removed from Ground | Gas (Historical Use) | 6000 | Bare Steel | 1986-03-17 | 1996-04-01 | Galvanized Steel | Safe Suction (Euro)
DISCOUNT BEVERAGE | 191 SOUTH MAIN ST | REIDSVILLE | Tattnall | 1320040 | 1 | Flapper Valve | 1998-11-01 | FALSE | 1998-11-01 | FALSE | Currently in Use | Premium | 4000 | Steel-Impressed Current | 2016-03-23 |  | Steel (Impressed Current) | Suction (American)
#034 EL CHEAPO | 203 WEST - BRAZELL ST | REIDSVILLE | Tattnall | 1320044 | 2 | Flapper Valve | 1994-01-01 | FALSE | 1994-01-01 | FALSE | Currently in Use | Plus | 8000 | Steel-Impressed Current | 1984-05-08 |  | Fiberglass Reinforced Plastic | Pressurized
ENK743 | 256 BRUMBY AVE | REIDSVILLE | Tattnall | 1320047 | 1 | [5 empty] | Removed from Ground | Empty | 6000 | Bare Steel | 1974-05-11 | 1998-10-22 | Galvanized Steel
BLOCKER STATION | 13598 HWY 301 N | GLENNVILLE | Tattnall | 1320017 | 3 | [5 empty] | Removed from Ground | Gas (Historical Use) | 1060 | Bare Steel | 1966-04-20 | 1998-08-01 | Galvanized Steel | Safe Suction (Euro)
GA DOT 10502 GLENNVILLE MOTORPOO | 737 EAST BARNARD ST HWY 144 | GLENNVILLE | Tattnall | 1320024 | 3 | Ball Float | 1998-06-04 | FALSE | 1998-06-04 | FALSE | Currently in Use | Diesel | 4000 | Fiberglass Double Walled | 1998-06-04 |  | Double-Walled Fiberglass | Pressurized
DIXIE WHOLESALE OIL CO | RT 2 BOX 2075 | GLENNVILLE | Tattnall | 9132022 | FUEL-L | Flapper Valve | 1994-12-01 | FALSE | 1994-12-01 | FALSE | Currently in Use | Diesel | 8000 | Steel-Impressed Current | 1994-12-01 |  | Steel (Impressed Current) | Pressurized
FRIES FARMS LLC | 1002 VETERANS BLVD | GLENNVILLE | Tattnall | 9132024 | 4 | Flapper Valve | 2020-05-26 | FALSE | 2019-01-31 | FALSE | Currently in Use | Regular | 10000 | Epoxy | 1998-06-15 |  | Fiberglass Reinforced Plastic | Pressurized
FRIES FARMS LLC | 1002 VETERANS BLVD | GLENNVILLE | Tattnall | 9132024 | 5 | Flapper Valve | 2020-05-26 | FALSE | 2019-01-31 | FALSE | Currently in Use | Diesel | 10000 | Epoxy | 1998-06-15 |  | Fiberglass Reinforced Plastic | Pressurized
MCI/REIDSVILLE JUNCTION #546 | 174 LYNNTOWN RD | REIDSVILLE | Tattnall | 9132003 | 2 | [5 empty] | Removed from Ground | Diesel | 500 | Not Marked/Unknown | 1991-09-28 | 1991-09-28 | Not Marked
DISCOUNT BEVERAGE | 191 SOUTH MAIN ST | REIDSVILLE | Tattnall | 1320040 | 3 | Flapper Valve | 1998-11-01 | FALSE | 1998-11-01 | FALSE | Currently in Use | Diesel | 8000 | Steel-Impressed Current | 1998-12-21 |  | Steel (Impressed Current) | Suction (American)
PETRO EXPRESS #12 | 207 NE PEARL STREET | COLLINS | Tattnall | 9132023 | 4 | Flapper Valve | 1997-10-15 | FALSE | 1997-10-15 | FALSE | Temporarily out of use | Gas (Historical Use) | 500 | Composite | 1997-10-14 |  | Fiberglass Reinforced Plastic | Safe Suction (Euro)
COBBTOWN MALL | HWY 121 N / 37065 HWY 23 | COBBTOWN | Tattnall | 9132045 | 1A | Ball Float | 2001-04-01 | FALSE | 2001-04-01 | FALSE | Currently in Use | Regular | 8000 | Composite | 2001-04-01 |  | Double-Walled Flex | Pressurized
ENK745 | HWY 57 & 121 | COBBTOWN | Tattnall | 9132002 | 4 | Ball Float | 1987-01-01 | FALSE | 1987-01-01 | FALSE | Currently in Use | Diesel | 4000 | Galvanic (STIP-3) | 1987-01-01 |  | Fiberglass Reinforced Plastic | Pressurized
CANOOCHEE ELECTRIC MEMBERSHIP CO | PO BOX 497/HWY 280 EAST | REIDSVILLE | Tattnall | 1320004 | 2 | [5 empty] | Removed from Ground | Gas (Historical Use) | 1000 | Cathodically Protected Steel | 1970-03-08 | 1995-02-01 | Galvanized Steel | Safe Suction (Euro)
DISCOUNT BEVERAGE | 191 SOUTH MAIN ST | REIDSVILLE | Tattnall | 1320040 | 2 | Flapper Valve | 1998-11-01 | FALSE | 1998-11-01 | FALSE | Currently in Use | Regular | 6000 | Steel-Impressed Current | 1998-12-21 |  | Steel (Impressed Current) | Suction (American)
ENK743 | 256 BRUMBY AVE | REIDSVILLE | Tattnall | 1320047 | 3 | [5 empty] | Removed from Ground | Empty | 4000 | Bare Steel | 1974-05-11 | 1998-10-22 | Galvanized Steel
BUDDY SVC STATION | HWY 121 NORTH & HWY 152 SW CORNE | COBBTOWN | Tattnall | 1320041 | 2 | [5 empty] | Removed from Ground | Gas (Historical Use) | 4500 | Not Marked/Unknown | 1956-05-15 | 1993-10-01 | Not Marked
GLENNVILLE TIRE & PERFORMANCE TIRE | 125 E BARNARD ST | GLENNVILLE | Tattnall | 1320049 | 2 | [5 empty] | Removed from Ground | Empty | 3000 | Bare Steel | 1974-05-11 | 1899-12-31 | Galvanized Steel
EL CHEAPO #75 SERVICE CENTER | 805 N MAIN ST | GLENNVILLE | Tattnall | 1320033 | T-3 | [5 empty] | Removed from Ground | Kerosene | 500 | Not Marked/Unknown | 1996-06-26 | 1996-06-26 | Not Marked
ENK773 | 701 W BARNARD ST | GLENNVILLE | Tattnall | 1320039 | 6 |  | 2003-07-29 | FALSE | 2003-07-29 | FALSE | Temporarily out of use | Diesel | 4000 | Steel-Impressed Current | 2003-07-29 |  | Fiberglass Reinforced Plastic | Pressurized
ENK773 | 701 W BARNARD ST | GLENNVILLE | Tattnall | 1320039 | 5B |  | 1998-03-01 | FALSE | 1998-03-01 | FALSE | Temporarily out of use | Gas (Historical Use) | 4000 | Composite | 1998-01-01 |  | Fiberglass Reinforced Plastic | Pressurized
ANDERSON GROCERY | RT 4 BOX 92 HWY 169 | GLENNVILLE | Tattnall | 1320003 | 2 | [5 empty] | Removed from Ground | Gas (Historical Use) | 1065 | Bare Steel | 1984-02-27 | 1994-11-28 | Galvanized Steel | Suction (American)
SIKES BODY SHOP/GLENNVILLE GULF | 402 SOUTH MAIN ST | GLENNVILLE | Tattnall | 1320015 | 2 | [5 empty] | Removed from Ground | Gas (Historical Use) | 4000 | Bare Steel | 1961-03-23 | 1993-12-30 | Galvanized Steel
GLENNVILLE CREW HQ | 620 HOWARD ST | GLENNVILLE | Tattnall | 1320030 | 1 | [5 empty] | Removed from Ground | Gas (Historical Use) | 6000 | Fiberglass | 1985-01-01 | 1995-08-15 | Galvanized Steel
SMITH STATE PRISON | HWY 301 NORTH | GLENNVILLE | Tattnall | 9132010 | 3 | [5 empty] | Removed from Ground | Diesel | 2500 | Fiberglass | 1998-09-25 | 1998-09-25 | Unknown | Pressurized
ENK754 | 301 SOUTH MAIN ST | GLENNVILLE | Tattnall | 9132007 | 5 | Ball Float | 1992-09-21 | FALSE | 1992-09-21 | FALSE | Currently in Use | Regular | 8000 | Composite | 1992-09-21 |  | Fiberglass Reinforced Plastic | Pressurized
BLAND FARMS LLC | 1126 RAYMOND BLAND RD | GLENNVILLE | Tattnall | 10001855 | 1 | Flapper Valve | 2007-03-01 | FALSE | 2007-03-01 | FALSE | Currently in Use | Diesel Off Road | 6000 | Composite Double Walled | 2007-03-01 |  | Steel/FG Secondary containment | Safe Suction (Euro)
COWARTS TEXACO | CEDAR AVE | REIDSVILLE | Tattnall | 1320021 | 5 | [5 empty] | Removed from Ground | Gas (Historical Use) | 560 | Bare Steel | 1966-04-20 | 1999-06-28 | Galvanized Steel
SHIRLEY NURSERY | STAR RT | REIDSVILLE | Tattnall | 1320029 | 1 | [5 empty] | Removed from Ground | Diesel | 2000 | Bare Steel | 1984-04-22 | 1990-04-06 | Bare Steel | Safe Suction (Euro)
#034 EL CHEAPO | 203 WEST - BRAZELL ST | REIDSVILLE | Tattnall | 1320044 | 1 | Flapper Valve | 1994-01-01 | FALSE | 1994-01-01 | FALSE | Currently in Use | Regular | 8000 | Steel-Impressed Current | 1984-05-08 |  | Fiberglass Reinforced Plastic | Pressurized
ENK743 | 256 BRUMBY AVE | REIDSVILLE | Tattnall | 1320047 | 4A | Ball Float | 1998-11-10 | FALSE | 1998-11-10 | FALSE | Currently in Use | Regular | 12000 | Composite | 1998-11-10 |  | Double-Walled Flex | Pressurized
ALLTEL | WILLIAMS & WARD ST | COLLINS | Tattnall | 1320054 | 1 | [5 empty] | Removed from Ground | Diesel | 250 | Bare Steel | 1986-01-01 | 1994-09-16 | Bare Steel | Suction (American)
REIDSVILLE MUNICIPAL AIRPORT | 1430 AIRPORT RD | REIDSVILLE | Tattnall | 10003326 | 2 |  |  | FALSE |  | FALSE | Removed from Ground | Jet fuel | 6000 |  |  | 2023-07-18
PAGE NURSERY | HCOQ BOX 217 | JOHNSON CORNER | Tattnall | 1322001 | 2 | [5 empty] | Removed from Ground | Other | 6000 | Bare Steel | 1961-04-28 | 1989-04-12 | Galvanized Steel | Safe Suction (Euro)
REIDSVILLE MUNICIPAL AIRPORT | 1430 AIRPORT RD | REIDSVILLE | Tattnall | 10003326 | 1 |  |  | FALSE |  | FALSE | Removed from Ground | Aviaion gas/AV Gas | 6000 |  |  | 2023-07-18
PAGE NURSERY | HCOQ BOX 217 | JOHNSON CORNER | Tattnall | 1322001 | 1 |  |  | TRUE |  | TRUE | Removed from Ground | Used Oil | 560 | Bare Steel | 1961-04-28 | 1989-04-12 | Galvanized Steel | Safe Suction (Euro)
BUDDY SVC STATION | HWY 121 NORTH & HWY 152 SW CORNE | COBBTOWN | Tattnall | 1320041 | 1 | [5 empty] | Removed from Ground | Gas (Historical Use) | 4500 | Not Marked/Unknown | 1956-05-15 | 1993-10-01 | Not Marked
BUDDY SVC STATION | HWY 121 NORTH & HWY 152 SW CORNE | COBBTOWN | Tattnall | 1320041 | 3 | [5 empty] | Removed from Ground | Gas (Historical Use) | 280 | Not Marked/Unknown | 1956-05-15 | 1993-10-01 | Not Marked
PAGE NURSERY | HCOQ BOX 217 | JOHNSON CORNER | Tattnall | 1322001 | 3 | [5 empty] | Removed from Ground | Diesel | 560 | Bare Steel | 1984-04-22 | 1989-04-12 | Galvanized Steel | Safe Suction (Euro)
REIDSVILLE COUNTRY STORE | 116 BRONCO DR | REIDSVILLE | Tattnall | 10002671 | 1 | Flapper Valve | 2017-02-24 | FALSE | 2017-02-24 | FALSE | Currently in Use | Regular | 8000 | Composite Double Walled | 2017-02-24 |  | Double-Walled Flex | Pressurized
SOUTHFORK LIQUOR STORE | 154 SOUTH MAIN ST | REIDSVILLE | Tattnall | 9132011 | 1 | [5 empty] | Closed in Ground | Gas (Historical Use) | 1000 | Bare Steel | 1994-09-14 | 1994-09-14 | Bare Steel
SOUTHFORK LIQUOR STORE | 154 SOUTH MAIN ST | REIDSVILLE | Tattnall | 9132011 | 2 | [5 empty] | Closed in Ground | Gas (Historical Use) | 1000 | Bare Steel | 1994-09-14 | 1994-09-14 | Bare Steel
GDC Rogers | 206 Rogers Rd | Reidsville | Tattnall | UST-SLOC-1320057 | 1 | [5 empty] | Removed from Ground | Empty | 3000 | Bare Steel | 1959-01-08 | 1997-01-01 | Bare Steel
GDC State | 300 1st Ave S | Reidsville | Tattnall | UST-SLOC-9132044 | 2 | Flapper Valve | 2000-03-30 | TRUE | 2000-03-30 | FALSE | Currently in Use | Diesel | 1000 | Fiberglass Double Walled | 2000-03-30 |  | Copper | Safe Suction (Euro)
GDC State | 300 1st Ave S | Reidsville | Tattnall | UST-SLOC-9132035 | 2 |  | 1997-04-08 | FALSE | 1997-04-08 | FALSE | Currently in Use | Diesel | 1000 | Fiberglass Double Walled | 1997-04-09 |  | Double-Walled Flex | Safe Suction (Euro)
UNKNOWN | 302 N VETERAN Boulevard | GLENNVILLE | Tattnall | 10002742 | 3 |  |  | FALSE |  | FALSE | Removed from Ground | Gas (Historical Use) | 5000 | Bare Steel |  | 2017-11-15 | Bare Steel
GDC Rogers | 206 Rogers Rd | Reidsville | Tattnall | UST-SLOC-9132039 | 1 | [5 empty] | Removed from Ground | Empty | 1000 | Bare Steel | 1957-01-08 | 1997-04-16 | Bare Steel
GDC Rogers | 206 Rogers Rd | Reidsville | Tattnall | UST-SLOC-9132040 | 1 | Ball Float | 1997-01-18 | FALSE | 1997-01-18 | FALSE | Currently in Use | Diesel | 8000 | Fiberglass | 1997-01-18 |  | Double-Walled Fiberglass | Pressurized
GDC State | 300 1st Ave S | Reidsville | Tattnall | UST-SLOC-9132037 | 1 | [5 empty] | Removed from Ground | Diesel | 1500 | Bare Steel | 1983-01-02 | 1997-04-01 | Bare Steel
GDC Rogers | 206 Rogers Rd | Reidsville | Tattnall | UST-SLOC-9132038 | 1 | [5 empty] | Removed from Ground | Diesel | 20000 | Bare Steel | 1987-01-01 | 1997-04-30 | Galvanized Steel
GDC Rogers | 206 Rogers Rd | Reidsville | Tattnall | UST-SLOC-1320056 | 4 | [5 empty] | Removed from Ground | Gas (Historical Use) | 1000 | Bare Steel | 1966-06-01 | 1997-04-09 | Galvanized Steel | Suction (American)
GDC State | 300 1st Ave S | Reidsville | Tattnall | UST-SLOC-9132034 | 1 | [5 empty] | Removed from Ground | Diesel | 8000 | Fiberglass | 1997-01-07 | 1997-01-07 | Unknown
GDC Rogers | 206 Rogers Rd | Reidsville | Tattnall | UST-SLOC-1320056 | 2 | [5 empty] | Removed from Ground | Gas (Historical Use) | 6000 | Bare Steel | 1966-06-01 | 1997-04-09 | Galvanized Steel | Suction (American)
GDC State | 300 1st Ave S | Reidsville | Tattnall | UST-SLOC-9132044 | 1 | [5 empty] | Removed from Ground | Diesel | 3000 | Double Walled | 2000-02-29 | 2000-02-29 | Bare Steel | Suction (American)
GDC Rogers | 206 Rogers Rd | Reidsville | Tattnall | UST-SLOC-9132040 | 2 | Ball Float | 1997-01-18 | FALSE | 1997-01-18 | FALSE | Currently in Use | Gas (Historical Use) | 10000 | Fiberglass | 1997-01-18 |  | Double-Walled Fiberglass | Pressurized
GDC State | 300 1st Ave S | Reidsville | Tattnall | UST-SLOC-9132037 | 2 |  | 1997-04-08 |  | 1997-04-08 |  | Currently in Use | Diesel | 1000 | Fiberglass Double Walled | 1997-04-08 |  | Double-Walled Flex | Safe Suction (Euro)
GDC State | 300 1st Ave S | Reidsville | Tattnall | UST-SLOC-9132041 | 1 | [5 empty] | Removed from Ground | Gas (Historical Use) | 3000 | Bare Steel | 1959-01-18 | 1997-01-07 | Bare Steel | Safe Suction (Euro)
UNKNOWN | 302 N VETERAN Boulevard | GLENNVILLE | Tattnall | 10002742 | 1 |  |  | FALSE |  | FALSE | Removed from Ground | Gas (Historical Use) | 3000 | Bare Steel |  | 2017-11-15 | Bare Steel
GDC Rogers | 206 Rogers Rd | Reidsville | Tattnall | UST-SLOC-1320057 | 2 | [5 empty] | Removed from Ground | Empty | 1000 | Bare Steel | 1956-01-09 | 1997-04-09 | Bare Steel
PARKERS #65 | 110 North VETERANS Boulevard | GLENNVILLE | Tattnall | 10002719 | 2 | Flapper Valve | 2017-08-01 | FALSE | 2017-08-01 | FALSE | Currently in Use | Diesel | 15000 | Composite Double Walled | 2017-08-01 |  | Double-Walled Fiberglass | Pressurized
UNKNOWN | 302 N VETERAN Boulevard | GLENNVILLE | Tattnall | 10002742 | 2 |  |  | FALSE |  | FALSE | Removed from Ground | Gas (Historical Use) | 3000 | Bare Steel |  | 2017-11-15 | Bare Steel
PARKERS #65 | 110 North VETERANS Boulevard | GLENNVILLE | Tattnall | 10002719 | 1 | Flapper Valve | 2017-08-01 | FALSE | 2017-08-01 | FALSE | Currently in Use | Gas (Historical Use) | 20000 | Composite Double Walled | 2017-08-01 |  | Double-Walled Fiberglass | Pressurized
TAYLOR COUNTY ROAD & BRIDGE DEPA | SR HWY 137 (155 CHARING RD) | BUTLER | Taylor | 9133016 | 3 | Ball Float | 1996-07-18 | FALSE | 1996-07-18 | FALSE | Currently in Use | Regular | 9000 | Composite | 1996-07-18 |  | Fiberglass Reinforced Plastic | Pressurized
WESTERN PDC PROBATION DENT CNTRE | 1019 BILLY BLVD | BUTLER | Taylor | 9133002 | 1 | [5 empty] | Removed from Ground | Gas (Historical Use) | 5000 | Composite | 1990-01-01 | 2008-09-03 | Fiberglass Reinforced Plastic
GA FC-TAYLOR CO UNIT | GA HWY 96 1 MI W OF COURTHOUSE I | BUTLER | Taylor | 9133009 | 3 | [5 empty] | Removed from Ground | Empty | 560 | Bare Steel | 1955-03-01 | 1993-05-20 | Galvanized Steel | Safe Suction (Euro)
TAYLOR CO MAINT H Q BUTLER | 204 CHARING RD | BUTLER | Taylor | 1330013 | 353G2 | [5 empty] | Removed from Ground | Gas (Historical Use) | 1000 | Bare Steel | 1972-05-02 | 1998-06-02 | Galvanized Steel
TAYLOR CO MAINT H Q BUTLER | 204 CHARING RD | BUTLER | Taylor | 1330013 | 353G3 |  | 1998-07-01 |  | 1998-07-01 |  | Currently in Use | Gas (Historical Use) | 6000 | Fiberglass | 1998-07-01 |  | Double-Walled Fiberglass | Pressurized
DOT 10352/TAYLOR CO MAINT HQ | 607 SOUTH BROAD ST | BUTLER | Taylor | 1330025 | 10352-1 | [5 empty] | Removed from Ground | Empty | 1000 | Bare Steel | 1986-04-29 | 1994-06-01 | Galvanized Steel
D & D PIT STOP | 22 N POPLAR | BUTLER | Taylor | 1330026 | 2 |  | 1998-12-04 | FALSE | 1998-12-04 | FALSE | Currently in Use | Premium | 10000 | Steel-Impressed Current | 1972-05-11 |  | Double-Walled Flex | Pressurized
OLD J E BONE PROPERTY | 206 EAST MAIN ST | BUTLER | Taylor | 9133012 | 3 | [5 empty] | Removed from Ground | Gas (Historical Use) | 500 | Bare Steel | 1954-01-01 | 1993-08-01 | Bare Steel
TAYLOR COUNTY SHERIFF DEPARTMENT | 5 N IVEY ST | BUTLER | Taylor | 9133017 | 1 |  | 1990-01-30 |  | 1990-01-30 |  | Removed from Ground | Gas (Historical Use) | 3000 | Galvanic (STIP-3) | 1990-01-30 | 2011-05-18 | Fiberglass Reinforced Plastic | Safe Suction (Euro)
PUBLIC SERVICE TELEPHONE COMPANY | 22 Peach St. | BUTLER | Taylor | 9133022 | 2 | Flapper Valve | 1998-06-09 | FALSE | 1998-06-09 | FALSE | Currently in Use | Diesel | 10000 | Composite | 1998-06-09 |  | Double-Walled Flex | Pressurized
TAYLOR CO MAINT H Q BUTLER | 204 CHARING RD | BUTLER | Taylor | 1330013 | 353D2 | [5 empty] | Removed from Ground | Diesel | 1000 | Bare Steel | 1972-05-02 | 1998-06-02 | Galvanized Steel
DOT 10395/TAYLOR CO MAINT HQ | CT RD 140 | REYNOLDS | Taylor | 9133011 | 10395-1 | [5 empty] | Removed from Ground | Gas (Historical Use) | 0 | Bare Steel | 1993-06-03 | 1993-06-03 | Galvanized Steel
GEORGIA RURAL ELECTRIC SERVICE C | HWY 96 E OF REYNOLDS | REYNOLDS | Taylor | 9133001 | 1 | Ball Float | 1989-09-20 | FALSE | 1989-09-20 | FALSE | Temporarily out of use | Diesel | 10000 | Steel-Impressed Current | 1989-09-20 |  | Fiberglass Reinforced Plastic | Pressurized
D & D PIT STOP | 22 N POPLAR | BUTLER | Taylor | 1330026 | 8 | [5 empty] | Removed from Ground | Kerosene | 1000 | Bare Steel | 1978-05-10 | 1999-12-10 | Galvanized Steel
H & J TRAVEL CENTER | 191 AMERICUS HWY | BUTLER | Taylor | 10001253 | 4 | Flapper Valve | 2006-12-01 | FALSE | 2006-12-01 | FALSE | Currently in Use | Diesel | 4000 | Composite | 2006-11-01 |  | Fiberglass Reinforced Plastic | Pressurized
PAPAS PLACE | 8 W WILLIAM WAINWRIGHT ST | REYNOLDS | Taylor | 1330016 | 7B | Ball Float | 2014-02-28 | FALSE | 2014-02-28 | FALSE | Currently in Use | Premium | 5000 | Tank Jacket | 2014-02-28 |  | Double-Walled Fiberglass | Pressurized
PAPAS PLACE | 8 W WILLIAM WAINWRIGHT ST | REYNOLDS | Taylor | 1330016 | 7C | Ball Float | 2014-02-28 | FALSE | 2014-02-28 | FALSE | Currently in Use | Diesel | 5000 | Tank Jacket | 2014-02-28 |  | Double-Walled Fiberglass | Pressurized
NORTHSIDE FOOD & GAS | 242 THOMASTON HWY | BUTLER | Taylor | 9133025 | 3 | Flapper Valve | 1998-12-02 | FALSE | 1998-12-02 | FALSE | Currently in Use | Premium | 8000 | Composite | 1998-12-01 |  | Double-Walled Flex | Pressurized
MF&H TEXTILES INC | BUTLER IND PK/1 MI W GA HWY 96 | BUTLER | Taylor | 9133010 | 1 | [5 empty] | Removed from Ground | Gas (Historical Use) | 10000 | Bare Steel | 1973-01-01 | 1998-10-12 | Galvanized Steel | Safe Suction (Euro)
CIRCLE K STORES # 2075 | 711 E MAIN ST | BUTLER | Taylor | 1330023 | 2 |  | 1994-05-31 |  | 1994-05-31 |  | Removed from Ground | Gas (Historical Use) | 6000 | Steel-Impressed Current | 1983-03-01 | 2007-05-22 | Cathodically Protected | Pressurized
TAYLOR COUNTY ROAD & BRIDGE DEPA | SR HWY 137 (155 CHARING RD) | BUTLER | Taylor | 9133016 | 2 | [5 empty] | Removed from Ground | Diesel | 8000 | Cathodically Protected Steel | 1970-01-01 | 1996-07-17 | Galvanized Steel | Suction (American)
PEED BROTHERS INC | 404 INDUSTRIAL ST | BUTLER | Taylor | 9133023 | 1B | Flapper Valve | 1995-10-30 | FALSE | 1995-10-30 | FALSE | Currently in Use | Diesel | 5000 | Epoxy | 1995-10-30 |  | Fiberglass Reinforced Plastic | Pressurized
TAYLOR COUNTY SCHOOL BUS GARAGE | 715 COLUMBUS RD | BUTLER | Taylor | 9133005 | 185672A | Flapper Valve | 1992-09-30 | FALSE | 1992-09-30 | FALSE | Currently in Use | Diesel | 8000 | Composite | 1992-09-30 |  | Fiberglass Reinforced Plastic | Safe Suction (Euro)
GA FC-TAYLOR CO UNIT | GA HWY 96 1 MI W OF COURTHOUSE I | BUTLER | Taylor | 9133009 | 2 | [5 empty] | Removed from Ground | Diesel | 560 | Bare Steel | 1966-10-01 | 1993-05-20 | Galvanized Steel | Safe Suction (Euro)
TAYLOR CO MAINT H Q BUTLER | 204 CHARING RD | BUTLER | Taylor | 1330013 | 1 |  |  | FALSE |  | FALSE | Removed from Ground | Gas (Historical Use) | 1000 | Bare Steel | 2005-03-09 | 2005-03-09
DOT 10352/TAYLOR CO MAINT HQ | 607 SOUTH BROAD ST | BUTLER | Taylor | 1330025 | 10352-3 |  |  | TRUE |  | TRUE | Removed from Ground | Empty | 1060 | Bare Steel | 1986-04-29 | 1996-03-18 | Galvanized Steel
D & D PIT STOP | 22 N POPLAR | BUTLER | Taylor | 1330026 | 1 |  | 1998-12-04 | FALSE | 1998-12-04 | FALSE | Currently in Use | Regular | 10000 | Steel-Impressed Current | 1972-05-11 |  | Double-Walled Flex | Pressurized
CROOKS AMOCO STATION | WINSTON ST/GA HWY 96 @ GA HWY 12 | REYNOLDS | Taylor | 1330002 | 3 | [5 empty] | Removed from Ground | Empty | 1000 | Bare Steel | 1970-01-01 | 1987-08-01 | Galvanized Steel
FLINT ELECTRIC MEMBERSHIP CORP | 102 S LIBERTY ST | REYNOLDS | Taylor | 1330005 | 13 |  | 1989-04-17 |  | 1989-06-01 |  | Removed from Ground | Diesel | 6000 | Steel-Impressed Current | 1983-12-14 | 2016-03-24 | Cathodically Protected | Pressurized
FLINT ELECTRIC MEMBERSHIP CORP | MARION ST | REYNOLDS | Taylor | 1330003 | 3 | [5 empty] | Removed from Ground | Diesel | 1000 | Bare Steel | 1952-12-21 | 1988-12-01 | Galvanized Steel
8 POINT REST STOP | HWY 195 | BUTLER | Taylor | 1330001 | 2 | [5 empty] | Removed from Ground | Gas (Historical Use) | 4000 | Bare Steel | 1956-03-27 | 1997-03-25 | Unknown
FLINT ENERGIES | 19 RACETRACK RD | REYNOLDS | Taylor | 10002485 | 2 |  | 2015-07-01 | FALSE | 2015-07-01 | FALSE | Currently in Use | Diesel | 10000 | Composite Double Walled | 2015-07-01 |  | Double-Walled Fiberglass | Pressurized
OLD GROCERY STORE | HWY 19S | BUTLER | Taylor | 9133021 | 1 | [5 empty] | Removed from Ground | Diesel | 500 | Bare Steel | 1940-01-01 | 1997-03-25 | Bare Steel | Safe Suction (Euro)
GA FC-TAYLOR CO UNIT | GA HWY 96 1 MI W OF COURTHOUSE I | BUTLER | Taylor | 9133009 | 248867 |  | 1993-05-21 |  | 1993-05-21 |  | Removed from Ground | Diesel | 1000 | Galvanic (STIP-3) | 1993-05-21 | 2008-08-08 | Cathodically Protected | Safe Suction (Euro)
JARRELLS GROCERY | HWY 208 WEST | BUTLER | Taylor | 1330011 | 1 | [5 empty] | Removed from Ground | Gas (Historical Use) | 550 | Bare Steel | 1986-04-10 | 1999-03-30 | Galvanized Steel | Suction (American)
PAPAS PLACE | 8 W WILLIAM WAINWRIGHT ST | REYNOLDS | Taylor | 1330016 | 6 |  | 1998-12-21 |  | 1998-12-21 |  | Removed from Ground | Diesel | 3000 | Steel-Impressed Current | 1984-04-07 | 2014-02-25 | Fiberglass Reinforced Plastic | Suction (American)
FLINT ELECTRIC MEMBERSHIP CORP | 102 S LIBERTY ST | REYNOLDS | Taylor | 1330005 | 11 |  | 1989-04-17 |  | 1989-06-01 |  | Removed from Ground | Gas (Historical Use) | 10000 | Steel-Impressed Current | 1983-12-14 | 2016-03-24 | Cathodically Protected | Pressurized
DAN WILLIAMS GROCERY | 55 E HARRIS ST | REYNOLDS | Taylor | 9133003 | 1 | [5 empty] | Removed from Ground | Gas (Historical Use) | 2000 | Bare Steel | 1977-01-01 | 2000-03-13 | Galvanized Steel | Safe Suction (Euro)
Fort Wayne Rest Stop | 35 E Marion St | REYNOLDS | Taylor | 9133015 | 1B | Ball Float | 1995-07-01 | FALSE | 1995-07-01 | FALSE | Currently in Use | Premium | 4000 | Fiberglass | 1995-07-01 |  | Fiberglass Reinforced Plastic | Pressurized
ALBRITTON DANFAIR EXPRESS | 31 W MAIN ST | BUTLER | Taylor | 9133008 | 3 | Flapper Valve | 1998-12-18 | FALSE | 1998-12-18 | FALSE | Currently in Use | Regular | 2000 | Steel-Impressed Current | 1974-01-01 |  | Steel (Impressed Current) | Safe Suction (Euro)
SUWANNEE SWIFTY | HWY 19 SOUTH BROAD | BUTLER | Taylor | 1330020 | 3 | [5 empty] | Removed from Ground | Gas (Historical Use) | 6000 | Bare Steel | 1978-05-07 | 1996-11-06 | Galvanized Steel
TAYLOR COUNTY ROAD & BRIDGE DEPA | SR HWY 137 (155 CHARING RD) | BUTLER | Taylor | 9133016 | 1 | [5 empty] | Removed from Ground | Gas (Historical Use) | 8000 | Bare Steel | 1980-01-01 | 1996-07-17 | Galvanized Steel | Suction (American)
DOT 10352/TAYLOR CO MAINT HQ | 607 SOUTH BROAD ST | BUTLER | Taylor | 1330025 | 10352-2 | [5 empty] | Removed from Ground | Diesel | 1060 | Bare Steel | 1986-04-29 | 1996-03-18 | Galvanized Steel
D & D PIT STOP | 22 N POPLAR | BUTLER | Taylor | 1330026 | 4 |  | 1998-12-04 |  | 1998-12-04 |  | Removed from Ground | Gas (Historical Use) | 10000 | Cathodically Protected Steel | 1975-05-11 | 2000-07-11 | Cathodically Protected | Pressurized
D & D PIT STOP | 22 N POPLAR | BUTLER | Taylor | 1330026 | 5 | [5 empty] | Removed from Ground | Other | 4000 | Bare Steel | 1978-05-10 | 1999-12-10 | Galvanized Steel | Pressurized
D & D PIT STOP | 22 N POPLAR | BUTLER | Taylor | 1330026 | 7 | [5 empty] | Removed from Ground | Kerosene | 4000 | Bare Steel | 1978-05-10 | 1999-12-10 | Galvanized Steel | Pressurized
CONCRETE SUPPLY CO, INC. | 410 LEWIS WATSON JR DR | BUTLER | Taylor | 10000452 | 1 | Ball Float | 2003-05-05 | FALSE | 2003-05-05 | FALSE | Currently in Use | Diesel | 15000 | Composite | 2003-05-05 |  | Fiberglass Reinforced Plastic | Pressurized
CITY OF BUTLER | 104 CEDAR ST | BUTLER | Taylor | 9133014 | 2 | [5 empty] | Closed in Ground | Gas (Historical Use) | 1000 | Bare Steel | 1986-11-01 | 1998-12-15 | Galvanized Steel | Safe Suction (Euro)
GA FC-TAYLOR CO UNIT | GA HWY 96 1 MI W OF COURTHOUSE I | BUTLER | Taylor | 9133009 | 1 | [5 empty] | Removed from Ground | Gas (Historical Use) | 2000 | Bare Steel | 1981-09-01 | 1993-05-20 | Galvanized Steel | Safe Suction (Euro)
8 POINT REST STOP | HWY 195 | BUTLER | Taylor | 1330001 | 3 | [5 empty] | Removed from Ground | Diesel | 4000 | Bare Steel | 1956-03-27 | 1997-03-25 | Unknown
TAYLOR CO MAINT H Q BUTLER | 204 CHARING RD | BUTLER | Taylor | 1330013 | 353D1 | [5 empty] | Removed from Ground | Diesel | 1000 | Bare Steel | 1972-05-02 | 1998-06-02 | Galvanized Steel
OLD J E BONE PROPERTY | 206 EAST MAIN ST | BUTLER | Taylor | 9133012 | 1 |  |  | TRUE |  | TRUE | Removed from Ground | Used Oil | 500 | Bare Steel | 1973-01-01 | 1993-09-01 | Bare Steel
TAYLOR COUNTY ROAD & BRIDGE DEPA | SR HWY 137 (155 CHARING RD) | BUTLER | Taylor | 9133016 | 4 | Ball Float | 1996-07-18 | FALSE | 1996-07-18 | FALSE | Currently in Use | Diesel | 3000 | Composite | 1996-07-18 |  | Fiberglass Reinforced Plastic | Pressurized
NORTHSIDE FOOD & GAS | 242 THOMASTON HWY | BUTLER | Taylor | 9133025 | 2 | Flapper Valve | 1998-12-02 | FALSE | 1998-12-02 | FALSE | Currently in Use | Regular | 12000 | Composite | 1998-12-01 |  | Double-Walled Flex | Pressurized
FLINT ELECTRIC MEMBERSHIP CORP | MARION ST | REYNOLDS | Taylor | 1330003 | 7 |  |  | TRUE |  | TRUE | Removed from Ground | Used Oil | 500 | Bare Steel | 1960-12-19 | 1988-12-01 | Galvanized Steel
FLINT ELECTRIC MEMBERSHIP CORP | MARION ST | REYNOLDS | Taylor | 1330003 | 4 |  |  | TRUE |  | TRUE | Removed from Ground | Used Oil | 500 | Bare Steel | 1960-12-19 | 1988-12-01 | Galvanized Steel
FLINT ELECTRIC MEMBERSHIP CORP | MARION ST | REYNOLDS | Taylor | 1330003 | 5 |  |  | TRUE |  | TRUE | Removed from Ground | Used Oil | 500 | Bare Steel | 1960-12-19 | 1988-12-01 | Galvanized Steel
AUMS FOOD STORE | 401 E MARION ST | REYNOLDS | Taylor | 1330018 | 3 |  | 1994-01-01 |  | 1994-01-01 |  | Removed from Ground | Gas (Historical Use) | 6000 | Steel-Impressed Current | 1987-01-01 | 2002-06-21 | Cathodically Protected | Suction (American)
CIRCLE K STORES # 2075 | 711 E MAIN ST | BUTLER | Taylor | 1330023 | 1 |  | 1994-05-31 |  | 1994-05-31 |  | Removed from Ground | Gas (Historical Use) | 8000 | Steel-Impressed Current | 1983-03-01 | 2007-05-22 | Cathodically Protected | Pressurized
SAURIN INC | 125 E MAIN ST | BUTLER | Taylor | 10001419 | 2 | Flapper Valve | 2007-07-01 | FALSE | 2007-07-01 | FALSE | Temporarily out of use | Regular | 4000 | Composite Double Walled | 2007-07-01 |  |  | Pressurized
PAPAS PLACE | 8 W WILLIAM WAINWRIGHT ST | REYNOLDS | Taylor | 1330016 | 1 |  | 1998-12-21 |  | 1998-12-21 |  | Removed from Ground | Gas (Historical Use) | 10000 | Steel-Impressed Current | 1984-04-07 | 2014-02-25 | Fiberglass Reinforced Plastic | Pressurized
AUMS FOOD STORE | 401 E MARION ST | REYNOLDS | Taylor | 1330018 | 1 |  | 1994-01-01 |  | 1994-01-01 |  | Removed from Ground | Gas (Historical Use) | 6000 | Steel-Impressed Current | 1978-05-07 | 2002-06-21 | Cathodically Protected | Suction (American)
CROOKS LIQUORS | TALBOT ST | REYNOLDS | Taylor | 9133026 | 1 | [5 empty] | Removed from Ground | Gas (Historical Use) | 0 | Marked Unknown |  | 1899-12-31 | Unknown
SUWANNEE SWIFTY | HWY 19 SOUTH BROAD | BUTLER | Taylor | 1330020 | 1 | [5 empty] | Removed from Ground | Gas (Historical Use) | 6000 | Bare Steel | 1978-05-07 | 1996-11-06 | Galvanized Steel
D & D PIT STOP | 22 N POPLAR | BUTLER | Taylor | 1330026 | 6 | [5 empty] | Removed from Ground | Kerosene | 4000 | Bare Steel | 1978-05-10 | 1999-12-10 | Galvanized Steel | Suction (American)
REYNOLDS GARAGE | 106 TOLBAT ST | REYNOLDS | Taylor | 1330017 | DUMMY | [5 empty] | Permanently Out of Use - historical purposes | Other | 550 | Bare Steel |  | 1899-12-31 | Bare Steel
FLINT ELECTRIC MEMBERSHIP CORP | MARION ST | REYNOLDS | Taylor | 1330003 | 10 | [5 empty] | Removed from Ground | Empty | 500 | Bare Steel | 1960-12-19 | 1988-12-01 | Galvanized Steel
DIST TECH INC | RTE 128 PO BOX 525 | REYNOLDS | Taylor | 9133006 | 1 |  | 1994-02-01 |  | 1994-02-01 |  | Removed from Ground | Diesel | 10000 | Steel-Impressed Current | 1979-01-01 | 2010-01-12 | Cathodically Protected | Safe Suction (Euro)
TAYLOR CO MAINT H Q BUTLER | 204 CHARING RD | BUTLER | Taylor | 1330013 | 353G1 | [5 empty] | Removed from Ground | Gas (Historical Use) | 1000 | Bare Steel | 1972-05-02 | 1998-06-02 | Galvanized Steel
H & J TRAVEL CENTER | 191 AMERICUS HWY | BUTLER | Taylor | 10001253 | 2 | Flapper Valve | 2006-12-01 | FALSE | 2006-12-01 | FALSE | Currently in Use | Premium | 5000 | Composite | 2006-11-01 |  | Fiberglass Reinforced Plastic | Pressurized
FLINT ENERGIES | 19 RACETRACK RD | REYNOLDS | Taylor | 10002485 | 1 |  | 2015-07-01 | FALSE | 2015-07-01 | FALSE | Currently in Use | Gas (Historical Use) | 10000 | Composite Double Walled | 2015-07-01 |  | Double-Walled Fiberglass | Pressurized
FLINT ELECTRIC MEMBERSHIP CORP | 102 S LIBERTY ST | REYNOLDS | Taylor | 1330005 | 12 |  | 1989-04-17 |  | 1989-06-01 |  | Removed from Ground | Diesel | 10000 | Steel-Impressed Current | 1983-12-14 | 2016-03-24 | Cathodically Protected | Pressurized
CIRCLE K #2994/MR B'S #113 | GA HWY 96 EAST | REYNOLDS | Taylor | 9000086 | 1 | [5 empty] | Removed from Ground | Gas (Historical Use) | 8000 | Bare Steel | 1972-05-10 | 1899-12-31 | Galvanized Steel | Safe Suction (Euro)
OLD J E BONE PROPERTY | 206 EAST MAIN ST | BUTLER | Taylor | 9133012 | 2 | [5 empty] | Removed from Ground | Gas (Historical Use) | 1000 | Bare Steel | 1954-01-01 | 1993-08-01 | Bare Steel
PUBLIC SERVICE TELEPHONE COMPANY | 22 Peach St. | BUTLER | Taylor | 9133022 | 1 | Flapper Valve | 1998-06-09 | FALSE | 1998-06-09 | FALSE | Currently in Use | Regular | 10000 | Composite | 1998-06-09 |  | Double-Walled Flex | Pressurized
ALBRITTON DANFAIR EXPRESS | 31 W MAIN ST | BUTLER | Taylor | 9133008 | F | Flapper Valve | 1998-12-18 | FALSE | 1998-12-18 | FALSE | Currently in Use | Premium | 2000 | Steel-Impressed Current | 1974-01-01 |  | Steel (Impressed Current) | Safe Suction (Euro)
8 POINT REST STOP | HWY 195 | BUTLER | Taylor | 1330001 | 1 | [5 empty] | Removed from Ground | Gas (Historical Use) | 4000 | Bare Steel | 1956-03-27 | 1997-03-25 | Unknown
AUMS FOOD STORE | 401 E MARION ST | REYNOLDS | Taylor | 1330018 | 2 |  | 1994-01-01 |  | 1994-01-01 |  | Removed from Ground | Gas (Historical Use) | 6000 | Steel-Impressed Current | 1978-05-07 | 2002-06-21 | Cathodically Protected | Suction (American)
PAPAS PLACE | 8 W WILLIAM WAINWRIGHT ST | REYNOLDS | Taylor | 1330016 | 2 |  | 1998-12-21 |  | 1998-12-21 |  | Removed from Ground | Gas (Historical Use) | 4000 | Steel-Impressed Current | 1984-04-07 | 2014-02-25 | Fiberglass Reinforced Plastic | Pressurized
REYNOLDS GARAGE | 106 TOLBAT ST | REYNOLDS | Taylor | 1330017 | 1AST | [5 empty] | Currently in Use | Diesel | 1 | Bare Steel |  |  | Bare Steel
CROOKS AMOCO STATION | WINSTON ST/GA HWY 96 @ GA HWY 12 | REYNOLDS | Taylor | 1330002 | 1 | [5 empty] | Removed from Ground | Empty | 3000 | Bare Steel | 1970-01-01 | 1987-08-01 | Galvanized Steel
FLINT ELECTRIC MEMBERSHIP CORP | MARION ST | REYNOLDS | Taylor | 1330003 | 6 | [5 empty] | Removed from Ground | Empty | 500 | Bare Steel | 1960-12-19 | 1988-12-01 | Galvanized Steel
CIRCLE K #2994/MR B'S #113 | GA HWY 96 EAST | REYNOLDS | Taylor | 9000086 | 2 | [5 empty] | Removed from Ground | Gas (Historical Use) | 8000 | Bare Steel | 1972-05-10 | 1899-12-31 | Galvanized Steel | Safe Suction (Euro)
Fort Wayne Rest Stop | 35 E Marion St | REYNOLDS | Taylor | 9133015 | 4 | Ball Float | 2005-04-01 | FALSE | 2005-04-01 | FALSE | Currently in Use | Diesel Off Road | 4000 | Fiberglass | 2004-03-31 |  | Fiberglass Reinforced Plastic | Pressurized
EUBANKS SERVICE STATION | 22 S BROAD ST | BUTLER | Taylor | 1330015 | 5 | Overfill Alarm | 2023-02-23 | FALSE | 1999-04-01 | FALSE | Currently in Use | Premium | 10000 | Composite | 1999-04-01 |  | Flex | Pressurized
EUBANKS SERVICE STATION | 22 S BROAD ST | BUTLER | Taylor | 1330015 | 4 | [5 empty] | Removed from Ground | Gas (Historical Use) | 3000 | Bare Steel | 1985-04-07 | 1998-12-01 | Galvanized Steel | Suction (American)
GEORGIA RURAL ELECTRIC SERVICE C | HWY 96 E OF REYNOLDS | REYNOLDS | Taylor | 9133001 | 2 | Ball Float | 1989-09-20 | FALSE | 1989-09-20 | FALSE | Temporarily out of use | Gas (Historical Use) | 4000 | Galvanic (STIP-3) | 1989-09-20 |  | Fiberglass Reinforced Plastic | Pressurized
TURNER SERVICE STATION | 105 N WINSTON ST | REYNOLDS | Taylor | 9133020 | 2 | Flapper Valve | 1996-12-01 | FALSE | 1996-12-01 | FALSE | Temporarily out of use | Premium | 2000 | Steel-Impressed Current | 1975-01-01 |  |  | Pressurized
H & J TRAVEL CENTER | 191 AMERICUS HWY | BUTLER | Taylor | 10001253 | 1 | Flapper Valve | 2006-12-01 | FALSE | 2006-12-01 | FALSE | Currently in Use | Regular | 15000 | Composite | 2006-11-01 |  | Fiberglass Reinforced Plastic | Pressurized
PAPAS PLACE | 8 W WILLIAM WAINWRIGHT ST | REYNOLDS | Taylor | 1330016 | 7A | Ball Float | 2014-02-28 | FALSE | 2014-02-28 | FALSE | Currently in Use | Regular | 10000 | Tank Jacket | 2014-02-28 |  | Double-Walled Fiberglass | Pressurized
PAPAS PLACE | 8 W WILLIAM WAINWRIGHT ST | REYNOLDS | Taylor | 1330016 | 5 |  | 1998-12-21 |  | 1998-12-21 |  | Removed from Ground | Gas (Historical Use) | 3000 | Steel-Impressed Current | 1984-04-07 | 2014-02-25 | Fiberglass Reinforced Plastic | Pressurized
PAPAS PLACE | 8 W WILLIAM WAINWRIGHT ST | REYNOLDS | Taylor | 1330016 | 4 |  | 1998-12-21 |  | 1998-12-21 |  | Removed from Ground | Gas (Historical Use) | 3000 | Steel-Impressed Current | 1984-04-07 | 2014-02-25 | Fiberglass Reinforced Plastic | Pressurized
EUBANKS SERVICE STATION | 22 S BROAD ST | BUTLER | Taylor | 1330015 | 2 | [5 empty] | Removed from Ground | Gas (Historical Use) | 4000 | Bare Steel | 1985-04-07 | 1998-12-01 | Galvanized Steel | Suction (American)
EUBANKS SERVICE STATION | 22 S BROAD ST | BUTLER | Taylor | 1330015 | 1 | [5 empty] | Removed from Ground | Gas (Historical Use) | 4000 | Bare Steel | 1985-04-07 | 1998-12-01 | Galvanized Steel | Suction (American)
PEED BROTHERS INC | 404 INDUSTRIAL ST | BUTLER | Taylor | 9133023 | 1A | Flapper Valve | 1995-10-30 | FALSE | 1995-10-30 | FALSE | Currently in Use | Diesel Off Road | 10000 | Epoxy | 1995-10-30 |  | Fiberglass Reinforced Plastic | Pressurized
CIRCLE K STORES # 2075 | 711 E MAIN ST | BUTLER | Taylor | 1330023 | 3 |  | 1994-05-31 |  | 1994-05-31 |  | Removed from Ground | Gas (Historical Use) | 8000 | Steel-Impressed Current | 1983-03-01 | 2007-05-23 | Cathodically Protected | Pressurized
FLINT ENERGIES | 19 RACETRACK RD | REYNOLDS | Taylor | 10002485 | 3 |  | 2015-07-01 | FALSE | 2015-07-01 | FALSE | Currently in Use | Diesel | 10000 | Composite Double Walled | 2015-07-01 |  | Double-Walled Fiberglass | Pressurized
PAPAS PLACE | 8 W WILLIAM WAINWRIGHT ST | REYNOLDS | Taylor | 1330016 | 3 |  | 1998-12-21 |  | 1998-12-21 |  | Removed from Ground | Diesel | 3000 | Steel-Impressed Current | 1984-04-07 | 2014-02-25 | Cathodically Protected | Suction (American)
CROOKS AMOCO STATION | WINSTON ST/GA HWY 96 @ GA HWY 12 | REYNOLDS | Taylor | 1330002 | 2 | [5 empty] | Removed from Ground | Empty | 1000 | Bare Steel | 1970-01-01 | 1987-08-01 | Galvanized Steel
PUBLIC SERVICE TELEPHONE CO | 42 NORTH CRAWFORD ST | REYNOLDS | Taylor | 9133004 | 1 |  | 1989-07-20 |  | 1989-07-20 |  | Removed from Ground | Gas (Historical Use) | 10000 | Bare Steel | 1975-01-01 | 1998-10-01 | Galvanized Steel
Fort Wayne Rest Stop | 35 E Marion St | REYNOLDS | Taylor | 9133015 | 3 | Ball Float | 1995-07-01 | FALSE | 1995-07-01 | FALSE | Currently in Use | Diesel On Road | 6000 | Fiberglass | 1995-07-01 |  | Fiberglass Reinforced Plastic | Pressurized
EUBANKS SERVICE STATION | 22 S BROAD ST | BUTLER | Taylor | 1330015 | 6 | Overfill Alarm | 2023-02-23 | FALSE | 1999-04-01 | FALSE | Currently in Use | Regular | 12000 | Composite | 1999-04-01 |  | Flex | Pressurized
EUBANKS SERVICE STATION | 22 S BROAD ST | BUTLER | Taylor | 1330015 | 3 | [5 empty] | Removed from Ground | Gas (Historical Use) | 6000 | Bare Steel | 1985-04-07 | 1998-12-01 | Galvanized Steel | Suction (American)
NORTHSIDE FOOD & GAS | 242 THOMASTON HWY | BUTLER | Taylor | 9133025 | 1 | Flapper Valve | 1998-12-02 | FALSE | 1998-12-02 | FALSE | Currently in Use | Diesel | 10000 | Composite | 1998-12-01 |  | Double-Walled Flex | Pressurized
TAYLOR COUNTY SCHOOL BUS GARAGE | 715 COLUMBUS RD | BUTLER | Taylor | 9133005 | 185672B | Flapper Valve | 1992-09-30 | FALSE | 1992-09-30 | FALSE | Currently in Use | Regular | 2000 | Composite | 1992-09-30 |  | Fiberglass Reinforced Plastic | Safe Suction (Euro)
TAYLOR COUNTY SCHOOL BUS GARAGE | 715 COLUMBUS RD | BUTLER | Taylor | 9133005 | 1 | [5 empty] | Removed from Ground | Gas (Historical Use) | 4000 | Cathodically Protected Steel | 1988-08-01 | 1992-12-01 | Galvanized Steel
FLINT ELECTRIC MEMBERSHIP CORP | MARION ST | REYNOLDS | Taylor | 1330003 | 9 | [5 empty] | Removed from Ground | Empty | 500 | Bare Steel | 1960-12-19 | 1988-12-01 | Galvanized Steel
FLINT ELECTRIC MEMBERSHIP CORP | MARION ST | REYNOLDS | Taylor | 1330003 | 8 |  |  | TRUE |  | TRUE | Removed from Ground | Used Oil | 500 | Bare Steel | 1960-12-19 | 1988-12-01 | Galvanized Steel
FLINT ELECTRIC MEMBERSHIP CORP | MARION ST | REYNOLDS | Taylor | 1330003 | 2 | [5 empty] | Removed from Ground | Gas (Historical Use) | 10000 | Bare Steel | 1979-12-15 | 1988-12-01 | Galvanized Steel
DAN WILLIAMS GROCERY | 55 E HARRIS ST | REYNOLDS | Taylor | 9133003 | 2 | [5 empty] | Removed from Ground | Gas (Historical Use) | 1000 | Bare Steel | 1977-01-01 | 2000-03-13 | Galvanized Steel | Safe Suction (Euro)
CIRCLE K #2994/MR B'S #113 | GA HWY 96 EAST | REYNOLDS | Taylor | 9000086 | 3 | [5 empty] | Removed from Ground | Gas (Historical Use) | 8000 | Bare Steel | 1972-05-10 | 1899-12-31 | Galvanized Steel | Safe Suction (Euro)
TURNER SERVICE STATION | 105 N WINSTON ST | REYNOLDS | Taylor | 9133020 | 3 | Flapper Valve | 1996-12-01 | FALSE | 1996-12-01 | FALSE | Temporarily out of use | Plus | 2000 | Steel-Impressed Current | 1975-01-01 |  |  | Pressurized
OLD GROCERY STORE | HWY 19S | BUTLER | Taylor | 9133021 | 2 | [5 empty] | Removed from Ground | Gas (Historical Use) | 500 | Bare Steel | 1940-01-01 | 1997-03-25 | Bare Steel | Safe Suction (Euro)
ALBRITTON DANFAIR EXPRESS | 31 W MAIN ST | BUTLER | Taylor | 9133008 | 4 | Flapper Valve | 1998-12-18 | FALSE | 1998-12-18 | FALSE | Currently in Use | Diesel | 2000 | Steel-Impressed Current | 1974-01-01 |  | Steel (Impressed Current) | Safe Suction (Euro)
ALBRITTON DANFAIR EXPRESS | 31 W MAIN ST | BUTLER | Taylor | 9133008 | 5 |  |  | TRUE |  | TRUE | Removed from Ground | Used Oil | 0 | Bare Steel | 1998-01-01 | 2004-01-01 | Galvanized Steel
GA FC-TAYLOR CO UNIT | GA HWY 96 1 MI W OF COURTHOUSE I | BUTLER | Taylor | 9133009 | 248868 |  | 1993-05-21 |  | 1993-05-21 |  | Removed from Ground | Gas (Historical Use) | 1000 | Galvanic (STIP-3) | 1993-05-21 | 2008-08-08 | Galvanized Steel | Safe Suction (Euro)
D & D PIT STOP | 22 N POPLAR | BUTLER | Taylor | 1330026 | 3 |  | 1998-12-04 | FALSE | 1998-12-04 | FALSE | Currently in Use | Diesel | 10000 | Steel-Impressed Current | 1972-05-11 |  | Double-Walled Flex | Pressurized
FLINT ELECTRIC MEMBERSHIP CORP | MARION ST | REYNOLDS | Taylor | 1330003 | 1 | [5 empty] | Removed from Ground | Gas (Historical Use) | 10000 | Bare Steel | 1969-12-17 | 1988-12-01 | Galvanized Steel
TAYLOR ORCHARDS | HIGHWAY 96-WEST | REYNOLDS | Taylor | 9133018 | 1 | [5 empty] | Removed from Ground | Gas (Historical Use) | 10000 | Bare Steel | 1986-02-10 | 1999-12-15 | Galvanized Steel | Suction (American)
PUBLIC SERVICE TELEPHONE CO | 42 NORTH CRAWFORD ST | REYNOLDS | Taylor | 9133004 | 2 | Flapper Valve | 1998-10-21 | FALSE | 1998-10-21 | FALSE | Currently in Use | Gas (Historical Use) | 10000 | Composite | 1998-10-15 |  | Double-Walled Flex | Safe Suction (Euro)
TURNER SERVICE STATION | 105 N WINSTON ST | REYNOLDS | Taylor | 9133020 | 1 |  | 1996-12-01 | FALSE | 1996-12-01 | FALSE | Temporarily out of use | Regular | 2000 | Steel-Impressed Current | 1975-01-01 |  |  | Pressurized
Fort Wayne Rest Stop | 35 E Marion St | REYNOLDS | Taylor | 9133015 | 1A | Flapper Valve | 1995-07-01 | FALSE | 1995-07-01 | FALSE | Currently in Use | Regular | 8000 | Fiberglass | 1995-07-01 |  | Fiberglass Reinforced Plastic | Pressurized
TAYLOR ORCHARDS | HIGHWAY 96-WEST | REYNOLDS | Taylor | 9133018 | 2 | [5 empty] | Removed from Ground | Diesel | 10000 | Bare Steel | 1986-02-10 | 1999-12-15 | Galvanized Steel | Suction (American)
H & J TRAVEL CENTER | 191 AMERICUS HWY | BUTLER | Taylor | 10001253 | 3 |  | 2006-12-01 | FALSE | 2006-12-01 | FALSE | Currently in Use | Diesel | 16000 | Composite | 2006-11-01 |  | Fiberglass Reinforced Plastic | Pressurized
SAURIN INC | 125 E MAIN ST | BUTLER | Taylor | 10001419 | 1 | Flapper Valve | 2007-07-01 | FALSE | 2007-07-01 | FALSE | Temporarily out of use | Premium | 8000 | Composite Double Walled | 2007-07-01 |  |  | Pressurized
DIST TECH INC | RTE 128 PO BOX 525 | REYNOLDS | Taylor | 9133006 | 2 |  | 1994-02-01 |  | 1994-02-01 |  | Removed from Ground | Diesel | 10000 | Cathodically Protected Steel | 1979-01-01 | 2010-01-12 | Cathodically Protected | Safe Suction (Euro)
MARATHON | 61 S. BROAD ST | BUTLER | Taylor | 10003496 | 2B | Flapper Valve | 2024-03-27 | FALSE | 2024-03-27 | FALSE | Currently in Use | Diesel | 8000 | Composite Double Walled | 2024-03-27 |  | Double-Walled Fiberglass | Pressurized
MARATHON | 61 S. BROAD ST | BUTLER | Taylor | 10003496 | 2A | Flapper Valve | 2024-03-27 | FALSE | 2024-03-27 | FALSE | Currently in Use | Premium | 12000 | Composite Double Walled | 2024-03-27 |  | Double-Walled Fiberglass | Pressurized
MARATHON | 61 S. BROAD ST | BUTLER | Taylor | 10003496 | 1 | Flapper Valve | 2024-03-27 | FALSE | 2024-03-27 | FALSE | Currently in Use | Regular | 20000 | Composite Double Walled | 2024-03-27 |  | Double-Walled Fiberglass | Pressurized
CITY OF BUTLER | 104 CEDAR ST | BUTLER | Taylor | 9133014 | 1 | [5 empty] | Closed in Ground | Gas (Historical Use) | 1000 | Bare Steel | 1986-11-01 | 1998-12-15 | Galvanized Steel | Safe Suction (Euro)
ALBRITTON DANFAIR EXPRESS | 31 W MAIN ST | BUTLER | Taylor | 9133008 | 2 | Flapper Valve | 1998-12-18 |  | 1998-12-18 |  | Temporarily out of use | Gas (Historical Use) | 500 | Steel-Impressed Current | 1974-01-01 |  | Cathodically Protected | Safe Suction (Euro)
8 POINT REST STOP | HWY 195 | BUTLER | Taylor | 1330001 | 4 | [5 empty] | Removed from Ground | Gas (Historical Use) | 4000 | Bare Steel | 1956-03-27 | 1997-03-24 | Unknown
TAYLOR CO MAINT H Q BUTLER | 204 CHARING RD | BUTLER | Taylor | 1330013 | 353D3 |  | 1998-07-01 |  | 1998-07-01 |  | Currently in Use | Diesel | 10000 | Fiberglass | 1998-07-01 |  | Double-Walled Fiberglass | Pressurized
SUWANNEE SWIFTY | HWY 19 SOUTH BROAD | BUTLER | Taylor | 1330020 | 2 | [5 empty] | Removed from Ground | Gas (Historical Use) | 6000 | Bare Steel | 1978-05-07 | 1996-11-06 | Galvanized Steel
PLANT LAUREL | RT 1 BOX 160 | REYNOLDS | Taylor | 9133013 | 1 | [5 empty] | Permanently Out of Use - historical purposes | Empty | 30 | Bare Steel | 1970-01-01 | 1899-12-31 | Galvanized Steel
4 JK ENTERPRISES LLC | 1903 GEORGIA HWY 90 | MAUK | Taylor | 9130006 | 3 |  | 1993-02-18 |  | 1993-02-18 |  | Currently in Use | Gas (Historical Use) | 2000 | Galvanic (STIP-3) | 1993-02-18 |  | Fiberglass Reinforced Plastic | Safe Suction (Euro)
THE CRACKERLAND COUNTRY STORE | HWY 96 | HOWARD | Taylor | 9133019 | 2 | [5 empty] | Closed in Ground | Gas (Historical Use) | 1000 | Bare Steel | 1986-01-01 | 1998-07-01 | Galvanized Steel | Suction (American)
4 JK ENTERPRISES LLC | 1903 GEORGIA HWY 90 | MAUK | Taylor | 9130006 | 1 |  | 1993-02-18 |  | 1993-02-18 |  | Currently in Use | Diesel | 2000 | Galvanic (STIP-3) | 1993-02-18 |  | Fiberglass Reinforced Plastic | Safe Suction (Euro)
4 JK ENTERPRISES LLC | 1903 GEORGIA HWY 90 | MAUK | Taylor | 9130006 | 4 |  | 1993-02-18 |  | 1993-02-18 |  | Currently in Use | Diesel | 2000 | Galvanic (STIP-3) | 1993-02-18 |  | Fiberglass Reinforced Plastic | Safe Suction (Euro)
4 JK ENTERPRISES LLC | 1903 GEORGIA HWY 90 | MAUK | Taylor | 9130006 | 2 |  | 1993-02-18 |  | 1993-02-18 |  | Currently in Use | Gas (Historical Use) | 2000 | Galvanic (STIP-3) | 1993-02-18 |  | Fiberglass Reinforced Plastic | Safe Suction (Euro)
THE CRACKERLAND COUNTRY STORE | HWY 96 | HOWARD | Taylor | 9133019 | 1 | [5 empty] | Closed in Ground | Gas (Historical Use) | 2000 | Bare Steel | 1986-01-01 | 1998-07-01 | Galvanized Steel | Suction (American)
PLANT LAUREL | RT 1 BOX 160 | REYNOLDS | Taylor | 9133013 | 2 | [5 empty] | Permanently Out of Use - historical purposes | Empty | 30 | Bare Steel | 1970-01-01 | 1899-12-31 | Galvanized Steel
PLANT LAUREL | RT 1 BOX 160 | REYNOLDS | Taylor | 9133013 | 3 | [5 empty] | Permanently Out of Use - historical purposes | Empty | 30 | Bare Steel | 1970-01-01 | 1899-12-31 | Galvanized Steel
THUNDERBIRD OIL CO | HWY 280 @ CAUTION LIGHT | MILAN | Telfair | 450078 | 2B |  | 1998-11-08 | FALSE | 1998-11-05 | FALSE | Currently in Use | Gas (Historical Use) | 10000 | Steel-Impressed Current | 1995-06-01 |  | Steel (Impressed Current) | Pressurized
MILAN SERVICE STATION | US HWY 280 | MILAN | Telfair | 1330087 | 2 |  | 1998-11-05 |  | 1998-11-05 |  | Currently in Use | Gas (Historical Use) | 1000 | Steel-Impressed Current | 1974-05-11 |  | Cathodically Protected | Safe Suction (Euro)
CRAVEY COUNTRY STORE | RTE 1 BOX 76 OLD TEMPERANCE RD | MILAN | Telfair | 9134025 | 2 |  | 1999-07-15 |  | 1999-07-15 |  | Currently in Use | Gas (Historical Use) | 2000 | Cathodically Protected Steel | 1999-07-15 |  | Cathodically Protected | Safe Suction (Euro)
STEVERSON'S STORE | RT 1 | MILAN | Telfair | 1330090 | 2 | [5 empty] | Removed from Ground | Empty | 1000 | Bare Steel | 1966-05-13 | 1899-12-31 | Galvanized Steel
MILAN SERVICE STATION | US HWY 280 | MILAN | Telfair | 1330087 | 4 |  | 1998-11-05 |  | 1998-11-05 |  | Currently in Use | Gas (Historical Use) | 2000 | Steel-Impressed Current | 1974-05-11 |  | Cathodically Protected | Safe Suction (Euro)
MILAN SERVICE STATION | US HWY 280 | MILAN | Telfair | 1330087 | 1 |  | 1998-11-05 |  | 1998-11-05 |  | Currently in Use | Gas (Historical Use) | 1000 | Steel-Impressed Current | 1974-05-11 |  | Cathodically Protected | Safe Suction (Euro)
MILAN SERVICE STATION | US HWY 280 | MILAN | Telfair | 1330087 | 5 |  | 1998-11-05 |  | 1998-11-05 |  | Currently in Use | Gas (Historical Use) | 1000 | Steel-Impressed Current | 1974-05-11 |  | Cathodically Protected | Safe Suction (Euro)
ELTON ADENS MINIT MARKET #32 | N SIDE OF HWY 280 & LEE ST | MILAN | Telfair | 1330064 | 3 |  | 1996-05-26 |  | 1996-05-26 |  | Removed from Ground | Gas (Historical Use) | 2004 | Steel-Impressed Current | 1986-05-06 | 2008-03-13 | Cathodically Protected | Suction (American)
THUNDERBIRD OIL CO | HWY 280 @ CAUTION LIGHT | MILAN | Telfair | 450078 | 5 |  | 1998-11-05 | FALSE | 1998-11-05 | FALSE | Currently in Use | Gas (Historical Use) | 8000 | Steel-Impressed Current | 1975-06-01 |  | Steel (Impressed Current) | Suction (American)
THUNDERBIRD OIL CO | HWY 280 @ CAUTION LIGHT | MILAN | Telfair | 450078 | 4 |  | 1998-11-05 | FALSE | 1998-11-05 | FALSE | Currently in Use | Gas (Historical Use) | 8000 | Steel-Impressed Current | 1975-06-01 |  | Steel (Impressed Current) | Suction (American)
THUNDERBIRD OIL CO | HWY 280 @ CAUTION LIGHT | MILAN | Telfair | 450078 | 1 |  | 1998-11-05 | FALSE | 1998-11-05 | FALSE | Currently in Use | Diesel | 17577 | Steel-Impressed Current | 1975-06-01 |  | Steel (Impressed Current) | Pressurized
Circle K 2745018 | 99 S Main St | MILAN | Telfair | 1330051 | 4 | Flapper Valve | 1996-03-20 | FALSE | 1996-03-20 | FALSE | Currently in Use | Diesel | 4000 | Steel-Impressed Current | 1981-01-01 |  | Steel (Impressed Current) | Pressurized
ELTON ADENS MINIT MARKET #32 | N SIDE OF HWY 280 & LEE ST | MILAN | Telfair | 1330064 | 1 |  | 1996-05-26 |  | 1996-05-26 |  | Removed from Ground | Gas (Historical Use) | 8000 | Steel-Impressed Current | 1986-05-06 | 2008-03-13 | Cathodically Protected | Suction (American)
THUNDERBIRD OIL CO | HWY 280 @ CAUTION LIGHT | MILAN | Telfair | 450078 | 2A |  | 1998-11-05 | FALSE | 1998-11-05 | FALSE | Currently in Use | Gas (Historical Use) | 10000 | Steel-Impressed Current | 1975-06-01 |  | Steel (Impressed Current) | Pressurized
STEVERSON'S STORE | RT 1 | MILAN | Telfair | 1330090 | 1 | [5 empty] | Removed from Ground | Empty | 550 | Bare Steel | 1966-05-13 | 1899-12-31 | Galvanized Steel
MILAN SERVICE STATION | US HWY 280 | MILAN | Telfair | 1330087 | 3 |  | 1998-11-05 |  | 1998-11-05 |  | Currently in Use | Diesel | 4000 | Steel-Impressed Current | 1974-05-11 |  | Cathodically Protected | Safe Suction (Euro)
MILAN AMOCO | HWY 280 | MILAN | Telfair | 10000322 | 1 |  |  | FALSE |  | FALSE | Removed from Ground | Diesel | 1000 | Bare Steel | 1995-01-01 | 2000-06-01
ALLTEL | CHURCH ST & 2ND AVE | MILAN | Telfair | 450091 | 1 | [5 empty] | Removed from Ground | Diesel | 250 | Bare Steel | 1984-01-02 | 1994-09-21 | Bare Steel | Suction (American)
Circle K 2745018 | 99 S Main St | MILAN | Telfair | 1330051 | 3 | Flapper Valve | 1996-03-20 |  | 1996-03-20 |  | Currently in Use | Gas (Historical Use) | 4000 | Steel-Impressed Current | 1981-01-01 |  | Steel (Impressed Current) | Pressurized
ELTON ADENS MINIT MARKET #32 | N SIDE OF HWY 280 & LEE ST | MILAN | Telfair | 1330064 | 4 | [5 empty] | Removed from Ground | Diesel | 4000 | Bare Steel | 1986-05-06 | 1995-08-01 | Galvanized Steel | Suction (American)
COUNTRY PRIDE MARKET | 1823 HWY 280 W | MILAN | Telfair | 10000145 | 1B |  | 2002-06-01 | FALSE | 2002-06-01 | FALSE | Temporarily out of use | Gas (Historical Use) | 11500 | Composite | 2002-06-01 |  | Double Walled | Pressurized
THUNDERBIRD OIL CO | HWY 280 @ CAUTION LIGHT | MILAN | Telfair | 450078 | 6 |  | 1998-11-05 | FALSE | 1998-11-05 | FALSE | Currently in Use | Diesel | 1000 | Steel-Impressed Current | 1975-06-01 |  | Steel (Impressed Current) | Suction (American)
THUNDERBIRD OIL CO | HWY 280 @ CAUTION LIGHT | MILAN | Telfair | 450078 | 3B |  | 1998-11-05 | FALSE | 1998-11-05 | FALSE | Currently in Use | Gas (Historical Use) | 6000 | Steel-Impressed Current | 1995-06-01 |  | Steel (Impressed Current) | Pressurized
CRAVEY COUNTRY STORE | RTE 1 BOX 76 OLD TEMPERANCE RD | MILAN | Telfair | 9134025 | 1 |  | 1999-07-15 |  | 1999-07-15 |  | Currently in Use | Gas (Historical Use) | 2000 | Cathodically Protected Steel | 1999-07-15 |  | Cathodically Protected | Safe Suction (Euro)
COUNTRY PRIDE MARKET | 1823 HWY 280 W | MILAN | Telfair | 10000145 | 1A |  | 2002-06-01 | FALSE | 2002-06-01 | FALSE | Temporarily out of use | Gas (Historical Use) | 3500 | Composite | 2002-06-01 |  | Double Walled | Pressurized
THUNDERBIRD OIL CO | HWY 280 @ CAUTION LIGHT | MILAN | Telfair | 450078 | 3A |  | 1998-11-05 | FALSE | 1998-11-05 | FALSE | Currently in Use | Diesel | 12010 | Steel-Impressed Current | 1975-06-01 |  | Steel (Impressed Current) | Pressurized
Circle K 2745018 | 99 S Main St | MILAN | Telfair | 1330051 | 1 | Flapper Valve | 1996-03-20 | FALSE | 1996-03-20 | FALSE | Currently in Use | Regular | 4000 | Steel-Impressed Current | 1981-01-01 |  | Steel (Impressed Current) | Pressurized
ELTON ADENS MINIT MARKET #32 | N SIDE OF HWY 280 & LEE ST | MILAN | Telfair | 1330064 | 2 |  | 1996-05-26 |  | 1996-05-26 |  | Removed from Ground | Gas (Historical Use) | 6000 | Steel-Impressed Current | 1986-05-06 | 2008-03-13 | Cathodically Protected | Suction (American)
Circle K 2745018 | 99 S Main St | MILAN | Telfair | 1330051 | 2 | Flapper Valve | 1996-03-20 | FALSE | 1996-03-20 | FALSE | Currently in Use | Plus | 4000 | Steel-Impressed Current | 1981-01-01 |  | Steel (Impressed Current) | Pressurized
TELFAIR COUNTY SCHOOL BUS SHOP | 418 LAKESIDE AVE | MCRAE | Telfair | 1340009 | 1 | Ball Float | 1991-04-04 | FALSE | 1991-04-04 | FALSE | Currently in Use | Diesel | 12000 | Galvanic (STIP-3) | 1991-04-03 |  | Galvanized Steel | Pressurized
TELFAIR COUNTY SCHOOL BUS SHOP | 418 LAKESIDE AVE | MCRAE | Telfair | 1340009 | 4 | [5 empty] | Removed from Ground | Gas (Historical Use) | 10000 | Cathodically Protected Steel | 1991-04-03 | 1991-04-03 | Galvanized Steel
TELFAIR COUNTY SCHOOL BUS SHOP | 418 LAKESIDE AVE | MCRAE | Telfair | 1340009 | 2 | Ball Float | 1991-04-04 | FALSE | 1991-04-04 | FALSE | Currently in Use | E-10 | 12000 | Galvanic (STIP-3) | 1991-04-04 |  | Galvanized Steel | Pressurized
BROWNS TIRE & SERVICE | 301 WEST OAK ST | MCRAE | Telfair | 1340004 | 3 | [5 empty] | Removed from Ground | Empty | 5000 | Cathodically Protected Steel | 1971-02-24 | 1987-08-01 | Galvanized Steel | Suction (American)
BROWNS TIRE & SERVICE | 301 WEST OAK ST | MCRAE | Telfair | 1340004 | 1 | [5 empty] | Removed from Ground | Empty | 5000 | Cathodically Protected Steel | 1971-02-24 | 1987-08-01 | Galvanized Steel | Suction (American)
CHEVRON USA INC | OAK ST & THIRD AVE | MCRAE | Telfair | 1340001 | 1 | [5 empty] | Removed from Ground | Gas (Historical Use) | 5000 | Cathodically Protected Steel | 1962-04-29 | 1987-01-23 | Galvanized Steel
CITY OF MCRAE | 411 WEST OAK ST | MCRAE | Telfair | 1330046 | 2 | [5 empty] | Removed from Ground | Gas (Historical Use) | 3000 | Bare Steel | 1986-04-09 | 1993-03-01 | Galvanized Steel
BROWNS SERVICE STATION | RT 2 | MCRAE | Telfair | 1330084 | 1 | [5 empty] | Removed from Ground | Gas (Historical Use) | 550 | Bare Steel | 1981-05-09 | 1899-12-31 | Galvanized Steel
FLASH FOODS #156 | 300 OAK ST & THIRD AVE | MCRAE | Telfair | 1330065 | 2 | [5 empty] | Removed from Ground | Empty | 3000 | Bare Steel | 1976-05-10 | 1998-02-19 | Galvanized Steel | Pressurized
OZZIE HARVEY | 501 NORTH 3RD AVE | MCRAE | Telfair | 1340015 | 1 | [5 empty] | Removed from Ground | Kerosene | 1000 | Bare Steel | 1966-04-22 | 1991-01-01 | Galvanized Steel
B J HOUSEND | PO BOX 217 | MCRAE | Telfair | 1340003 | 2 | [5 empty] | Removed from Ground | Gas (Historical Use) | 4000 | Marked Unknown | 1951-05-03 | 1993-10-01 | Unknown
BROWNS TIRE & SERVICE | 301 WEST OAK ST | MCRAE | Telfair | 1340004 | 7 |  | 1998-07-07 |  | 1998-07-07 |  | Removed from Ground | Gas (Historical Use) | 5000 | Galvanic (STIP-3) | 1987-08-01 | 2016-05-17 | Cathodically Protected | Pressurized
BROWNS TIRE & SERVICE | 301 WEST OAK ST | MCRAE | Telfair | 1340004 | 5 | [5 empty] | Removed from Ground | Gas (Historical Use) | 1 | Cathodically Protected Steel | 1971-02-24 | 1987-08-01 | Unknown | Suction (American)
BROWNS TIRE & SERVICE | 301 WEST OAK ST | MCRAE | Telfair | 1340004 | 4 | [5 empty] | Removed from Ground | Empty | 10000 | Cathodically Protected Steel | 1971-02-24 | 1987-08-01 | Galvanized Steel | Suction (American)
FLASH FOODS #156 | 300 OAK ST & THIRD AVE | MCRAE | Telfair | 1330065 | 1 | [5 empty] | Removed from Ground | Gas (Historical Use) | 3000 | Bare Steel | 1976-05-10 | 1998-02-19 | Galvanized Steel | Pressurized
QUALITY TIRE SERVICE | 7 N 3rd Ave | MCRAE | Telfair | 1330071 | 2 | Flapper Valve | 1997-08-07 | FALSE | 1997-08-07 | FALSE | Removed from Ground | Gas (Historical Use) | 4000 | Steel-Impressed Current | 1986-05-08 | 2020-03-06 | Steel (Impressed Current) | Pressurized
Circle K 2745016 | 119 W OAK ST | MCRAE | Telfair | 1330052 | 1 |  | 1996-02-08 |  | 1996-02-08 |  | Removed from Ground | Gas (Historical Use) | 6000 | Steel-Impressed Current | 1982-01-01 | 1999-10-25 | Galvanized Steel | Safe Suction (Euro)
J P MART | 89 EAST OAK ST | MCRAE | Telfair | 9134003 | 3 | Ball Float | 1989-01-01 | FALSE | 1989-01-01 | FALSE | Currently in Use | E-10 | 6000 | Composite | 1989-01-01 |  | Fiberglass Reinforced Plastic | Pressurized
QUALITY TIRE SERVICE | 7 N 3rd Ave | MCRAE | Telfair | 1330071 | 3 | Flapper Valve | 1997-08-07 | FALSE | 1997-08-07 | FALSE | Removed from Ground | Gas (Historical Use) | 4000 | Steel-Impressed Current | 1986-05-08 | 2020-03-06 | Steel (Impressed Current) | Pressurized
W DOYLE NESMITH | 609 WEST OAK ST | MCRAE | Telfair | 1340016 | 7 | [5 empty] | Removed from Ground | Gas (Historical Use) | 4000 | Bare Steel | 1966-04-28 | 1994-02-22 | Galvanized Steel | Pressurized
W DOYLE NESMITH | 609 WEST OAK ST | MCRAE | Telfair | 1340016 | 5 |  |  | TRUE |  | TRUE | Removed from Ground | Used Oil | 500 | Bare Steel | 1966-04-28 | 1994-02-23 | Galvanized Steel | Pressurized
W DOYLE NESMITH | 609 WEST OAK ST | MCRAE | Telfair | 1340016 | 4 |  |  | TRUE |  | TRUE | Removed from Ground | Used Oil | 500 | Bare Steel | 1966-04-28 | 1994-02-01 | Galvanized Steel
CHEVRON USA INC | OAK ST & THIRD AVE | MCRAE | Telfair | 1340001 | 3 | [5 empty] | Removed from Ground | Gas (Historical Use) | 5000 | Cathodically Protected Steel | 1962-04-29 | 1987-01-23 | Galvanized Steel
CENTRAL MIDDLE SCHOOL | CENTRAL AVE | MCRAE | Telfair | 1340010 | 1 | [5 empty] | Permanently Out of Use - historical purposes | Empty | 200 | Marked Unknown | 1966-03-08 | 1899-12-31 | Galvanized Steel
CHEVRON USA INC | OAK ST & THIRD AVE | MCRAE | Telfair | 1340001 | 5 |  |  | TRUE |  | TRUE | Removed from Ground | Used Oil | 550 | Cathodically Protected Steel | 1962-04-29 | 1987-01-23 | Galvanized Steel
C L TUCKER INC | 27 N Fourth Ave | MCRAE | Telfair | 1340039 | 2 | Flapper Valve | 1999-03-01 | FALSE | 1999-03-01 | FALSE | Closed in Ground | Diesel | 5000 | Steel-Impressed Current | 1980-04-02 |  | Steel (Impressed Current) | Safe Suction (Euro)
RAWLINS Z MART | 401 W OAK ST | MCRAE | Telfair | 1330069 | 1 |  | 1998-12-21 |  | 1998-09-21 |  | Removed from Ground | Gas (Historical Use) | 4000 | Steel-Impressed Current | 1978-05-10 | 2002-02-11 | Cathodically Protected | Safe Suction (Euro)
OZZIE HARVEY | 501 NORTH 3RD AVE | MCRAE | Telfair | 1340015 | 2 | [5 empty] | Removed from Ground | Gas (Historical Use) | 1000 | Bare Steel | 1966-04-22 | 1991-01-01 | Galvanized Steel
COOK PETRO INC | 40 RAILROAD ST | MCRAE | Telfair | 1340033 | 1 | Flapper Valve | 1997-08-07 | FALSE | 1997-08-07 | FALSE | Currently in Use | Diesel | 12000 | Steel-Impressed Current | 1982-04-01 |  | Steel (Impressed Current) | Pressurized
BAY STATION #647 | US HWY 341 EAST | MCRAE | Telfair | 1330095 | 4 | [5 empty] | Removed from Ground | Gas (Historical Use) | 3000 | Bare Steel | 1974-05-16 | 1991-01-18 | Galvanized Steel
BAY STATION #647 | US HWY 341 EAST | MCRAE | Telfair | 1330095 | 5 | [5 empty] | Removed from Ground | Gas (Historical Use) | 3000 | Bare Steel | 1974-05-16 | 1991-01-18 | Galvanized Steel
CITY OF MCRAE | 411 WEST OAK ST | MCRAE | Telfair | 1330046 | 4 | [5 empty] | Removed from Ground | Gas (Historical Use) | 3000 | Bare Steel | 1986-04-09 | 1993-03-01 | Galvanized Steel
CITY OF MCRAE | 411 WEST OAK ST | MCRAE | Telfair | 1330046 | 5 | [5 empty] | Removed from Ground | Diesel | 3000 | Bare Steel | 1986-04-09 | 1993-03-01 | Galvanized Steel
XPRESS STOP | 115 E OAK ST | MCRAE | Telfair | 1330080 | 2 | Flapper Valve | 1998-01-04 | FALSE | 1998-01-04 | FALSE | Currently in Use | E-10 | 4000 | Steel-Impressed Current | 1986-05-08 |  | Fiberglass Reinforced Plastic | Pressurized
TELFAIR CO SCHOOLS CENTRAL OFFIC | 210 B PARSONAGE ST | MCRAE | Telfair | 1340012 | 1 | [5 empty] | Permanently Out Of Use | Gas (Historical Use) | 5000 | Marked Unknown | 1956-03-10 | 1976-07-01 | Unknown
B J HOUSEND | PO BOX 217 | MCRAE | Telfair | 1340003 | 3 | [5 empty] | Removed from Ground | Gas (Historical Use) | 2000 | Marked Unknown | 1951-05-03 | 1993-10-01 | Unknown
CHEVRON USA INC | OAK ST & THIRD AVE | MCRAE | Telfair | 1340001 | 2 | [5 empty] | Removed from Ground | Gas (Historical Use) | 5000 | Cathodically Protected Steel | 1962-04-29 | 1987-01-23 | Galvanized Steel
COOK PETRO INC | 40 RAILROAD ST | MCRAE | Telfair | 1340033 | 5 | [5 empty] | Permanently Out Of Use | Other | 560 | Steel-Impressed Current | 1986-03-31 | 1998-12-11 | Steel (Impressed Current) | Pressurized
COOK PETRO INC | 40 RAILROAD ST | MCRAE | Telfair | 1340033 | 4 | Flapper Valve | 1997-08-07 | FALSE | 1997-08-07 | FALSE | Currently in Use | Diesel Off Road | 12000 | Steel-Impressed Current | 1982-04-01 |  | Steel (Impressed Current) | Pressurized
GA FC-TELFAIR CO UNIT | US HWY 441/9 MI SOUTH OF MCRAE | MCRAE | Telfair | 1340030 | 4 |  | 1991-01-01 |  | 1991-01-01 |  | Removed from Ground | Diesel | 1000 | Galvanic (STIP-3) | 1991-01-01 | 2008-04-02 | Cathodically Protected | Safe Suction (Euro)
CITY OF MCRAE | 109 TELFAIR AVE | MCRAE | Telfair | 1330045 | 1 | [5 empty] | Removed from Ground | Gas (Historical Use) | 560 | Bare Steel | 1976-04-11 | 1995-04-10 | Galvanized Steel
CITY OF MCRAE | 411 WEST OAK ST | MCRAE | Telfair | 1330046 | 1 | [5 empty] | Closed in Ground | Empty | 4000 | Bare Steel | 1974-04-12 | 1997-09-01 | Galvanized Steel
WHITES WATER WORLD INC | 55 NORTH 3RD AVE | MCRAE | Telfair | 1330079 | 2 | [5 empty] | Removed from Ground | Gas (Historical Use) | 1000 | Bare Steel | 1981-05-09 | 1998-12-01 | Galvanized Steel | Safe Suction (Euro)
QUICK STOP #01 | 199 S THIRD AVE | MCRAE | Telfair | 1330073 | 7 |  | 1990-03-01 | FALSE | 1990-03-01 | FALSE | Currently in Use | Premium | 8200 | Composite | 1980-03-01 |  | Fiberglass Reinforced Plastic | Pressurized
W DOYLE NESMITH | 609 WEST OAK ST | MCRAE | Telfair | 1340016 | 1 | [5 empty] | Removed from Ground | Gas (Historical Use) | 4000 | Bare Steel | 1966-04-28 | 1994-02-22 | Galvanized Steel | Pressurized
COOK PETRO INC | 40 RAILROAD ST | MCRAE | Telfair | 1340033 | 2 | Flapper Valve | 1997-08-07 | FALSE | 1997-08-07 | FALSE | Closed in Ground | Premium | 12000 | Steel-Impressed Current | 1982-04-01 | 2020-02-19 | Steel (Impressed Current) | Pressurized
GA FC-TELFAIR CO UNIT | US HWY 441/9 MI SOUTH OF MCRAE | MCRAE | Telfair | 1340030 | 3 |  | 1991-01-01 |  | 1991-01-01 |  | Removed from Ground | Gas (Historical Use) | 1000 | Galvanic (STIP-3) | 1991-01-01 | 2008-04-02 | Cathodically Protected | Safe Suction (Euro)
HELENA SHED | 206 EAST PARSONAGE | MCRAE | Telfair | 1330042 | 2 | [5 empty] | Removed from Ground | Diesel | 10000 | Composite | 1982-04-11 | 1988-02-01 | Unknown
BAY STATION #647 | US HWY 341 EAST | MCRAE | Telfair | 1330095 | 3 | [5 empty] | Removed from Ground | Gas (Historical Use) | 3000 | Bare Steel | 1974-05-16 | 1991-01-18 | Galvanized Steel
RAWLINS Z MART | 401 W OAK ST | MCRAE | Telfair | 1330069 | 4 |  | 1998-12-21 |  | 1998-09-21 |  | Closed in Ground | Gas (Historical Use) | 4000 | Steel-Impressed Current | 1985-05-08 | 2002-02-11 | Cathodically Protected | Safe Suction (Euro)
QUICK STOP #01 | 199 S THIRD AVE | MCRAE | Telfair | 1330073 | 8 |  | 1990-03-01 |  | 1990-03-01 |  | Closed in Ground | Diesel | 6000 | Composite | 1980-03-01 | 2015-06-12 | Fiberglass Reinforced Plastic | Pressurized
QUICK STOP #01 | 199 S THIRD AVE | MCRAE | Telfair | 1330073 | 6 | Flapper Valve | 1990-03-01 | FALSE | 1990-03-01 | FALSE | Currently in Use | E-10 | 8200 | Composite | 1990-03-01 |  | Fiberglass Reinforced Plastic | Pressurized
CORNELL-YOUNG CO PLANT #5 | HWY 341 SOUTH | MCRAE | Telfair | 1330054 | 1 | [5 empty] | Removed from Ground | Gas (Historical Use) | 500 | Bare Steel | 1961-01-01 | 1899-12-31 | Galvanized Steel
BROWNS SERVICE STATION | RT 2 | MCRAE | Telfair | 1330084 | 2 | [5 empty] | Removed from Ground | Gas (Historical Use) | 550 | Bare Steel | 1981-05-09 | 1899-12-31 | Galvanized Steel
TELFAIR COUNTY SCHOOL BUS SHOP | 418 LAKESIDE AVE | MCRAE | Telfair | 1340009 | 3 | [5 empty] | Removed from Ground | Diesel | 10000 | Cathodically Protected Steel | 1991-04-03 | 1991-04-03 | Galvanized Steel
WORKMORE ELEMENTARY SCHOOL | US HWY 441 SOUTH | MCRAE | Telfair | 1340013 | 1 | [5 empty] | Permanently Out Of Use | Empty | 2000 | Bare Steel | 1956-03-10 | 1972-06-15 | Unknown
B J HOUSEND | PO BOX 217 | MCRAE | Telfair | 1340003 | 1 | [5 empty] | Removed from Ground | Gas (Historical Use) | 4000 | Marked Unknown | 1951-05-03 | 1993-10-01 | Unknown
BROWNS TIRE & SERVICE | 301 WEST OAK ST | MCRAE | Telfair | 1340004 | 2 | [5 empty] | Removed from Ground | Empty | 5000 | Cathodically Protected Steel | 1971-02-24 | 1987-08-01 | Galvanized Steel | Suction (American)
BROWNS TIRE & SERVICE | 301 WEST OAK ST | MCRAE | Telfair | 1340004 | 8 |  | 1998-07-07 |  | 1998-07-07 |  | Removed from Ground | Gas (Historical Use) | 6000 | Galvanic (STIP-3) | 1987-08-01 | 2016-05-17 | Cathodically Protected | Pressurized
GA FC-TELFAIR CO UNIT | US HWY 441/9 MI SOUTH OF MCRAE | MCRAE | Telfair | 1340030 | 2 | [5 empty] | Removed from Ground | Diesel | 560 | Bare Steel | 1961-04-28 | 1991-07-01 | Galvanized Steel | Safe Suction (Euro)
CITY OF MCRAE | 411 WEST OAK ST | MCRAE | Telfair | 1330046 | 3 | [5 empty] | Removed from Ground | Gas (Historical Use) | 3000 | Bare Steel | 1986-04-09 | 1993-03-01 | Galvanized Steel
TELFAIR CO SCHOOLS CENTRAL OFFIC | 210 B PARSONAGE ST | MCRAE | Telfair | 1340012 | 2 | [5 empty] | Permanently Out Of Use | Gas (Historical Use) | 5000 | Marked Unknown | 1956-03-10 | 1976-07-01 | Unknown
OZZIE HARVEY | 501 NORTH 3RD AVE | MCRAE | Telfair | 1340015 | 3 | [5 empty] | Removed from Ground | Gas (Historical Use) | 1000 | Bare Steel | 1966-04-22 | 1991-01-01 | Galvanized Steel
WHITES WATER WORLD INC | 55 NORTH 3RD AVE | MCRAE | Telfair | 1330079 | 1 | [5 empty] | Removed from Ground | Gas (Historical Use) | 3000 | Bare Steel | 1981-05-09 | 1998-12-01 | Galvanized Steel | Safe Suction (Euro)
XPRESS STOP | 115 E OAK ST | MCRAE | Telfair | 1330080 | 3 | Flapper Valve | 1998-01-04 | FALSE | 1998-01-04 | FALSE | Currently in Use | E-10 | 4000 | Steel-Impressed Current | 1986-05-08 |  | Fiberglass Reinforced Plastic | Pressurized
FLASH FOODS #156 | 300 OAK ST & THIRD AVE | MCRAE | Telfair | 1330065 | 3 | [5 empty] | Removed from Ground | Empty | 3000 | Bare Steel | 1976-05-10 | 1998-02-19 | Galvanized Steel | Pressurized
MCRAE COCA COLA BOTTLING CO | 203 NORTH THIRD AVENUE | MCRAE | Telfair | 1330057 | 3 | [5 empty] | Removed from Ground | Diesel | 10000 | Bare Steel | 1982-05-06 | 1998-10-21 | Galvanized Steel | Safe Suction (Euro)
W DOYLE NESMITH | 609 WEST OAK ST | MCRAE | Telfair | 1340016 | 2 | [5 empty] | Removed from Ground | Gas (Historical Use) | 4000 | Bare Steel | 1966-04-28 | 1994-02-22 | Galvanized Steel | Pressurized
WHITES WATER WORLD INC | 55 NORTH 3RD AVE | MCRAE | Telfair | 1330079 | 3B |  | 1998-12-02 |  | 1998-12-02 |  | Removed from Ground | Gas (Historical Use) | 1000 | Galvanic (STIP-3) | 1998-12-02 | 2010-07-30 | Cathodically Protected | Suction (American)
GOLD KIST COMPLEX FORMERLY | US HWY 280 E | MCRAE | Telfair | 1330082 | 1 | [5 empty] | Removed from Ground | Empty | 3000 | Bare Steel | 1976-05-10 | 1899-12-31 | Galvanized Steel
CORNELL-YOUNG CO PLANT #5 | HWY 341 SOUTH | MCRAE | Telfair | 1330054 | 2 | [5 empty] | Removed from Ground | Diesel | 500 | Bare Steel | 1961-01-01 | 1899-12-31 | Galvanized Steel
Marathon Food Mart | 374 S Third Ave | MCRAE | Telfair | 9134022 | 2 |  | 1994-10-29 | FALSE | 1994-10-29 | FALSE | Currently in Use | Premium | 6000 | Galvanic (STIP-3) | 1989-08-01 |  | Fiberglass Reinforced Plastic | Pressurized
LAFAVORS CHEVRON | 101 OAK ST | MCRAE | Telfair | 9134004 | 3 |  | 1990-01-01 |  | 1990-01-01 |  | Removed from Ground | Gas (Historical Use) | 5000 | Cathodically Protected Steel | 1990-04-01 | 2006-01-04 | Cathodically Protected | Suction (American)
GOLDEN PEANUT CO | 512 OLD MILL RD | MCRAE | Telfair | 1330059 | 1 | [5 empty] | Removed from Ground | Empty | 4000 | Bare Steel | 1966-05-07 | 1995-06-05 | Galvanized Steel
GLYNN'S BP (FORMERLY) | 200 EAST OAK ST | MCRAE | Telfair | 10000849 | 1 |  |  | FALSE |  | FALSE | Removed from Ground | Gas (Historical Use) | 500 | Bare Steel | 2003-05-06 | 2003-05-06 | Galvanized Steel | Safe Suction (Euro)
QUICK STOP #01 | 199 S THIRD AVE | MCRAE | Telfair | 1330073 | 1 | [5 empty] | Removed from Ground | Gas (Historical Use) | 4000 | Bare Steel | 1974-05-11 | 1899-12-31 | Galvanized Steel
KINNETTS KOUNTRY STORE | HWY 441 S | MCRAE | Telfair | 9134015 | 1 | [5 empty] | Removed from Ground | Gas (Historical Use) | 1000 | Bare Steel | 1998-12-22 | 1998-12-22 | Galvanized Steel
TELFAIR CO ROAD DEPT | COURTHOUSE SQUARE | MCRAE | Telfair | 1330085 | 1 | [5 empty] | Removed from Ground | Gas (Historical Use) | 1000 | Bare Steel | 1966-05-11 | 1997-11-21 | Bare Steel | Safe Suction (Euro)
FLASH FOODS #156 | 300 OAK ST & THIRD AVE | MCRAE | Telfair | 1330065 | 5 | [5 empty] | Removed from Ground | Empty | 4000 | Bare Steel | 1976-05-10 | 1998-02-19 | Galvanized Steel | Pressurized
FLASH FOODS #156 | 300 OAK ST & THIRD AVE | MCRAE | Telfair | 1330065 | 4 | [5 empty] | Removed from Ground | Gas (Historical Use) | 3000 | Bare Steel | 1976-05-10 | 1998-02-19 | Galvanized Steel | Suction (American)
RAWLINS Z MART | 401 W OAK ST | MCRAE | Telfair | 1330069 | 2 |  | 1998-12-21 |  | 1998-09-21 |  | Removed from Ground | Gas (Historical Use) | 4000 | Steel-Impressed Current | 1978-05-10 | 2002-02-11 | Cathodically Protected | Safe Suction (Euro)
QUICK STOP #01 | 199 S THIRD AVE | MCRAE | Telfair | 1330073 | 5 |  | 1990-03-01 | FALSE | 1990-03-01 | FALSE | Currently in Use | Diesel | 8200 | Composite | 1990-03-01 |  | Fiberglass Reinforced Plastic | Pressurized
QUICK STOP #01 | 199 S THIRD AVE | MCRAE | Telfair | 1330073 | 4 | [5 empty] | Removed from Ground | Diesel | 3000 | Bare Steel | 1974-05-11 | 1899-12-31 | Galvanized Steel
Circle K 2745016 | 119 W OAK ST | MCRAE | Telfair | 1330052 | 4 | Flapper Valve | 1999-10-22 | FALSE | 1999-10-22 | FALSE | Currently in Use | E-10 | 10000 | Composite Double Walled | 1999-10-22 |  | Double-Walled Flex | Pressurized
Circle K 2745016 | 119 W OAK ST | MCRAE | Telfair | 1330052 | 5 | Flapper Valve | 1999-10-22 | FALSE | 1999-10-22 | FALSE | Currently in Use | E-10 | 8000 | Composite Double Walled | 1999-10-22 |  | Double-Walled Flex | Pressurized
BLUE BELL | 500 W OAK ST | MCRAE | Telfair | 9134002 | 3 | Ball Float | 1989-01-01 | FALSE | 1989-01-01 | FALSE | Temporarily out of use | Diesel | 6000 | Galvanic (STIP-3) | 1989-01-01 |  | Galvanized Steel | Pressurized
STONE CONTAINER CORP | GA HWY 27 | MCRAE | Telfair | 9134007 | 1 | [5 empty] | Removed from Ground | Diesel | 1000 | Marked Unknown | 1992-04-01 | 1992-04-01 | Unknown
TELFAIR COUNTY BD OF EDUCATION | 910 W HUCKABEE ST/COLLEGE ST | MCRAE | Telfair | 1340008 | 2 | [5 empty] | Permanently Out of Use - historical purposes | Other | 300 | Bare Steel | 1961-03-14 | 1899-12-31 | Galvanized Steel
W DOYLE NESMITH | 609 WEST OAK ST | MCRAE | Telfair | 1340016 | 8 | [5 empty] | Removed from Ground | Diesel | 4000 | Bare Steel | 1994-02-22 | 1994-02-22 | Galvanized Steel | Pressurized
W DOYLE NESMITH | 609 WEST OAK ST | MCRAE | Telfair | 1340016 | 6 | [5 empty] | Removed from Ground | Kerosene | 500 | Bare Steel | 1966-04-28 | 1994-02-23 | Galvanized Steel | Pressurized
BROWNS TIRE & SERVICE | 301 WEST OAK ST | MCRAE | Telfair | 1340004 | 6 |  | 1998-07-07 |  | 1998-07-07 |  | Removed from Ground | Gas (Historical Use) | 8000 | Galvanic (STIP-3) | 1987-08-01 | 2016-05-17 | Cathodically Protected | Pressurized
COOK PETRO INC | 40 RAILROAD ST | MCRAE | Telfair | 1340033 | 3 | Flapper Valve | 1997-08-07 | FALSE | 1997-08-07 | FALSE | Currently in Use | E-10 | 12000 | Steel-Impressed Current | 1982-04-01 |  | Steel (Impressed Current) | Pressurized
C L TUCKER INC | 27 N Fourth Ave | MCRAE | Telfair | 1340039 | 1 | Flapper Valve | 1999-03-01 | FALSE | 1999-03-01 | FALSE | Closed in Ground | Diesel | 5000 | Steel-Impressed Current | 1980-04-02 |  | Steel (Impressed Current) | Safe Suction (Euro)
HELENA SHED | 206 EAST PARSONAGE | MCRAE | Telfair | 1330042 | 1 | [5 empty] | Removed from Ground | Gas (Historical Use) | 3000 | Composite | 1982-04-11 | 1988-02-01 | Cathodically Protected
BAY STATION #647 | US HWY 341 EAST | MCRAE | Telfair | 1330095 | 2 | [5 empty] | Removed from Ground | Gas (Historical Use) | 3000 | Bare Steel | 1974-05-16 | 1991-01-18 | Galvanized Steel
WHITES WATER WORLD INC | 55 NORTH 3RD AVE | MCRAE | Telfair | 1330079 | 3A |  | 1998-12-02 |  | 1998-12-02 |  | Removed from Ground | Gas (Historical Use) | 1000 | Galvanic (STIP-3) | 1998-12-02 | 2010-07-30 | Cathodically Protected | Suction (American)
RAWLINS Z MART | 401 W OAK ST | MCRAE | Telfair | 1330069 | 3 |  | 1998-12-21 |  | 1998-09-21 |  | Removed from Ground | Gas (Historical Use) | 4000 | Steel-Impressed Current | 1978-05-10 | 2002-02-11 | Cathodically Protected | Safe Suction (Euro)
QUICK STOP #01 | 199 S THIRD AVE | MCRAE | Telfair | 1330073 | 3 | [5 empty] | Removed from Ground | Gas (Historical Use) | 3000 | Bare Steel | 1974-05-11 | 1899-12-31 | Galvanized Steel
Marathon Food Mart | 374 S Third Ave | MCRAE | Telfair | 9134022 | 1 |  | 1994-10-29 | FALSE | 1994-10-29 | FALSE | Currently in Use | Diesel | 6000 | Galvanic (STIP-3) | 1989-08-01 |  | Fiberglass Reinforced Plastic | Pressurized
KINNETTS KOUNTRY STORE | HWY 441 S | MCRAE | Telfair | 9134015 | 2 | [5 empty] | Removed from Ground | Gas (Historical Use) | 1000 | Bare Steel | 1998-12-22 | 1998-12-22 | Galvanized Steel
LAFAVORS CHEVRON | 101 OAK ST | MCRAE | Telfair | 9134004 | 1 |  | 1990-01-01 |  | 1990-01-01 |  | Removed from Ground | Gas (Historical Use) | 3000 | Cathodically Protected Steel | 1990-04-01 | 2006-01-04 | Cathodically Protected | Suction (American)
BLUE BELL | 500 W OAK ST | MCRAE | Telfair | 9134002 | 4 | Ball Float | 1989-01-01 | FALSE | 1989-01-01 | FALSE | Temporarily out of use | Gas (Historical Use) | 5000 | Galvanic (STIP-3) | 1989-01-01 |  | Galvanized Steel | Pressurized
BILL SPIRES GROCERY | US HWY 280 & US HWY 441 | MCRAE | Telfair | 133083 | 1 | [5 empty] | Permanently Out Of Use | Gas (Historical Use) | 1000 | Bare Steel | 1982-05-09 | 1992-01-01 | Galvanized Steel
BROWNS SERVICE STATION | RT 2 | MCRAE | Telfair | 1330084 | 3 | [5 empty] | Removed from Ground | Gas (Historical Use) | 550 | Bare Steel | 1981-05-09 | 1899-12-31 | Galvanized Steel
QUALITY TIRE SERVICE | 7 N 3rd Ave | MCRAE | Telfair | 1330071 | 4 | Flapper Valve | 1997-08-07 | FALSE | 1997-08-07 | FALSE | Removed from Ground | Diesel | 2000 | Steel-Impressed Current | 1997-10-08 | 2020-03-06 | Steel (Impressed Current) | Safe Suction (Euro)
Circle K 2745016 | 119 W OAK ST | MCRAE | Telfair | 1330052 | 3 |  | 1996-02-08 |  | 1996-02-08 |  | Removed from Ground | Gas (Historical Use) | 6000 | Steel-Impressed Current | 1982-01-01 | 1999-10-25 | Galvanized Steel | Suction (American)
AMERICAN YARD PRODUCTS | HWY 23 SOUTH | MCRAE | Telfair | 9000170 | 2 | [5 empty] | Removed from Ground | Hazardous Substance | 2000 | Bare Steel | 1983-01-01 | 1899-12-31 | Galvanized Steel
GA POWER/MCRAE OPER HQ | 850 EAST OAK ST | MCRAE | Telfair | 1342000 | MC-1 |  | 1991-05-17 |  | 1991-05-17 |  | Closed in Ground | Gas (Historical Use) | 10000 | Fiberglass | 1991-01-01 | 1996-03-06 | Fiberglass Reinforced Plastic | Pressurized
GA DOT 10527 TELFAIR CO ROUTINE | 0 .5 MI W OF US 441 ON SR 132 | MCRAE | Telfair | 9134010 | 527G1 | [5 empty] | Removed from Ground | Gas (Historical Use) | 1000 | Bare Steel | 2001-08-22 | 2001-08-22 | Galvanized Steel | Safe Suction (Euro)
J P MART | 89 EAST OAK ST | MCRAE | Telfair | 9134003 | 1 | Ball Float | 1989-01-01 | FALSE | 1989-01-01 | FALSE | Currently in Use | E-10 | 6000 | Composite | 1989-01-01 |  | Fiberglass Reinforced Plastic | Pressurized
CLARE TRACT | 206 EAST PARSONAGE | MCRAE | Telfair | 4090023 | 1 | [5 empty] | Removed from Ground | Empty | 500 | Bare Steel | 1972-04-14 | 1987-05-01 | Unknown
BILL SPIRES GROCERY | US HWY 280 & US HWY 441 | MCRAE | Telfair | 133083 | 2 | [5 empty] | Permanently Out Of Use | Gas (Historical Use) | 1000 | Bare Steel | 1982-05-09 | 1992-01-01 | Galvanized Steel
TELFAIR COUNTY BD OF EDUCATION | 910 W HUCKABEE ST/COLLEGE ST | MCRAE | Telfair | 1340008 | 1 | [5 empty] | Permanently Out of Use - historical purposes | Other | 300 | Bare Steel | 1961-03-14 | 1899-12-31 | Galvanized Steel
W DOYLE NESMITH | 609 WEST OAK ST | MCRAE | Telfair | 1340016 | 3 | [5 empty] | Removed from Ground | Gas (Historical Use) | 4000 | Bare Steel | 1966-04-28 | 1994-02-22 | Galvanized Steel | Pressurized
GA FC-TELFAIR CO UNIT | US HWY 441/9 MI SOUTH OF MCRAE | MCRAE | Telfair | 1340030 | 1 | [5 empty] | Removed from Ground | Gas (Historical Use) | 560 | Bare Steel | 1961-04-28 | 1991-07-01 | Galvanized Steel | Safe Suction (Euro)
XPRESS STOP | 115 E OAK ST | MCRAE | Telfair | 1330080 | 1 | Flapper Valve | 1998-01-04 | FALSE | 1998-01-04 | FALSE | Currently in Use | Premium | 6000 | Steel-Impressed Current | 1986-05-08 |  | Fiberglass Reinforced Plastic | Pressurized
GA POWER/MCRAE OPER HQ | 850 EAST OAK ST | MCRAE | Telfair | 1342000 | MC-2 | [5 empty] | Closed in Ground | Diesel | 6000 | Bare Steel | 1985-01-01 | 1991-04-10 | Galvanized Steel
BLUE BELL | 500 W OAK ST | MCRAE | Telfair | 9134002 | 1 | Ball Float | 1989-01-01 | FALSE | 1989-01-01 | FALSE | Temporarily out of use | Gas (Historical Use) | 8000 | Galvanic (STIP-3) | 1989-01-01 |  | Galvanized Steel | Pressurized
CHEVRON USA INC | OAK ST & THIRD AVE | MCRAE | Telfair | 1340001 | 4 | [5 empty] | Removed from Ground | Gas (Historical Use) | 10000 | Cathodically Protected Steel | 1962-04-29 | 1987-01-23 | Galvanized Steel
FLASH FOODS #156 | 300 OAK ST & THIRD AVE | MCRAE | Telfair | 1330065 | 6 | [5 empty] | Removed from Ground | Empty | 550 | Bare Steel | 1998-02-19 | 1998-02-19 | Galvanized Steel
Circle K 2745016 | 119 W OAK ST | MCRAE | Telfair | 1330052 | 2 |  | 1996-02-08 |  | 1996-02-08 |  | Removed from Ground | Gas (Historical Use) | 6000 | Steel-Impressed Current | 1982-01-01 | 1999-10-25 | Galvanized Steel | Suction (American)
AMERICAN YARD PRODUCTS | HWY 23 SOUTH | MCRAE | Telfair | 9000170 | 3 | [5 empty] | Removed from Ground | Hazardous Substance | 2000 | Bare Steel | 1983-01-01 | 1899-12-31 | Galvanized Steel
J P MART | 89 EAST OAK ST | MCRAE | Telfair | 9134003 | 2 | Ball Float | 1989-01-01 | FALSE | 1989-01-01 | FALSE | Currently in Use | E-10 | 6000 | Composite | 1989-01-01 |  | Fiberglass Reinforced Plastic | Pressurized
EM VAUGHN GROCERY | RIVER RD/HWY 117/ROUTE 1 | RHINE | Telfair | 1340036 | 1 | [5 empty] | Removed from Ground | Gas (Historical Use) | 1060 | Bare Steel | 1973-04-03 | 1998-11-13 | Galvanized Steel | Suction (American)
GA POWER/MCRAE OPER HQ | 850 EAST OAK ST | MCRAE | Telfair | 1342000 | 1 | [5 empty] | Closed in Ground | Gas (Historical Use) | 10000 | Fiberglass | 1987-11-04 | 1991-04-01 | Galvanized Steel
GA POWER/MCRAE OPER HQ | 850 EAST OAK ST | MCRAE | Telfair | 1342000 | 296013 |  | 1991-05-17 |  | 1991-05-17 |  | Closed in Ground | Diesel | 4000 | Composite | 1991-01-01 | 1996-03-06 | Fiberglass Reinforced Plastic | Pressurized
EM VAUGHN GROCERY | RIVER RD/HWY 117/ROUTE 1 | RHINE | Telfair | 1340036 | 5 |  | 1998-11-15 | FALSE | 1998-11-15 | FALSE | Temporarily out of use | Gas (Historical Use) | 1000 | Steel-Impressed Current | 1998-11-15 |  | Steel (Impressed Current) | Suction (American)
LAFAVORS CHEVRON | 101 OAK ST | MCRAE | Telfair | 9134004 | 2 |  | 1990-01-01 |  | 1990-01-01 |  | Removed from Ground | Gas (Historical Use) | 5000 | Cathodically Protected Steel | 1990-04-01 | 2006-01-04 | Cathodically Protected | Suction (American)
QUICK STOP #01 | 199 S THIRD AVE | MCRAE | Telfair | 1330073 | 2 | [5 empty] | Removed from Ground | Gas (Historical Use) | 2000 | Bare Steel | 1974-05-11 | 1899-12-31 | Galvanized Steel
MCRAE COCA COLA BOTTLING CO | 203 NORTH THIRD AVENUE | MCRAE | Telfair | 1330057 | 2 | [5 empty] | Removed from Ground | Gas (Historical Use) | 1000 | Bare Steel | 1961-05-11 | 1990-02-14 | Galvanized Steel
GOLDEN PEANUT CO | 512 OLD MILL RD | MCRAE | Telfair | 1330059 | 2 | [5 empty] | Removed from Ground | Empty | 2000 | Bare Steel | 1966-05-07 | 1995-06-05 | Galvanized Steel
AMERICAN YARD PRODUCTS | HWY 23 SOUTH | MCRAE | Telfair | 9000170 | 1 | [5 empty] | Removed from Ground | Gas (Historical Use) | 1000 | Bare Steel | 1977-01-01 | 1899-12-31 | Galvanized Steel
Marathon Food Mart | 374 S Third Ave | MCRAE | Telfair | 9134022 | 3 |  | 1994-10-29 | FALSE | 1994-10-29 | FALSE | Currently in Use | E-0 | 8000 | Galvanic (STIP-3) | 1989-08-01 |  | Fiberglass Reinforced Plastic | Pressurized
BLUE BELL | 500 W OAK ST | MCRAE | Telfair | 9134002 | 2 |  | 1989-01-01 | FALSE | 1989-01-01 | FALSE | Temporarily out of use | Gas (Historical Use) | 6000 | Galvanic (STIP-3) | 1989-01-01 |  | Galvanized Steel | Pressurized
BAY STATION #647 | US HWY 341 EAST | MCRAE | Telfair | 1330095 | 1 | [5 empty] | Removed from Ground | Gas (Historical Use) | 4000 | Bare Steel | 1974-05-16 | 1991-01-08 | Galvanized Steel
QUALITY TIRE SERVICE | 7 N 3rd Ave | MCRAE | Telfair | 1330071 | 1 | Flapper Valve | 1997-08-07 | FALSE | 1997-08-07 | FALSE | Removed from Ground | Gas (Historical Use) | 4000 | Steel-Impressed Current | 1986-05-08 | 2020-03-06 | Steel (Impressed Current) | Pressurized
GLYNN'S BP (FORMERLY) | 200 EAST OAK ST | MCRAE | Telfair | 10000849 | 2 |  |  | FALSE |  | FALSE | Removed from Ground | Gas (Historical Use) | 1000 | Bare Steel | 2005-03-08 | 2005-03-08 | Galvanized Steel | Safe Suction (Euro)
OZZIE HARVEY | 501 NORTH 3RD AVE | MCRAE | Telfair | 1340015 | 4 |  |  | TRUE |  | TRUE | Removed from Ground | Used Oil | 560 | Bare Steel | 1966-04-22 | 1991-01-01 | Galvanized Steel
OZZIE HARVEY | 501 NORTH 3RD AVE | MCRAE | Telfair | 1340015 | 5 | [5 empty] | Removed from Ground | Gas (Historical Use) | 560 | Bare Steel | 1966-04-22 | 1991-01-01 | Galvanized Steel
MCRAE COCA COLA BOTTLING CO | 203 NORTH THIRD AVENUE | MCRAE | Telfair | 1330057 | 1 | [5 empty] | Removed from Ground | Gas (Historical Use) | 2000 | Bare Steel | 1971-05-09 | 1998-10-21 | Galvanized Steel | Safe Suction (Euro)
GLYNN'S BP (FORMERLY) | 200 EAST OAK ST | MCRAE | Telfair | 10000849 | 3 |  |  | FALSE |  | FALSE | Removed from Ground | Gas (Historical Use) | 1000 | Bare Steel | 2003-05-06 | 2003-05-06
HELENA AUTO SERVICE | 400 EIGHTH ST | HELENA | Telfair | 1330047 | 3 | [5 empty] | Temporarily out of use | Gas (Historical Use) | 2000 | Bare Steel | 1979-03-27 |  | Galvanized Steel
QUICK STOP #02 | 192 EIGHTH ST | HELENA | Telfair | 1330068 | 3 | [5 empty] | Removed from Ground | Gas (Historical Use) | 3000 | Bare Steel | 1974-05-08 | 1986-03-01 | Galvanized Steel
HELENA | PO BOX 433 | HELENA | Telfair | 1340040 | 1 | [5 empty] | Removed from Ground | Other | 2000 | Bare Steel | 1980-04-11 | 1987-12-01 | Unknown
Jacks Mart | 129 8TH ST SUITE A | HELENA | Telfair | 10001161 | 1 | Flapper Valve | 2006-02-10 | FALSE | 2006-02-10 | FALSE | Currently in Use | Diesel | 8000 | Fiberglass | 2006-01-11 |  | Double-Walled Fiberglass | Pressurized
QUICK STOP #02 | 192 EIGHTH ST | HELENA | Telfair | 1330068 | 7 |  | 1997-06-26 |  | 1997-06-26 |  | Currently in Use | Diesel | 6000 | Steel-Impressed Current | 1986-03-01 |  |  | Pressurized
QUICK STOP #02 | 192 EIGHTH ST | HELENA | Telfair | 1330068 | 1 | [5 empty] | Removed from Ground | Gas (Historical Use) | 4000 | Bare Steel | 1974-05-08 | 1986-03-01 | Galvanized Steel
QUICK STOP #02 | 192 EIGHTH ST | HELENA | Telfair | 1330068 | 4 |  | 1997-06-26 |  | 1997-06-26 |  | Currently in Use | Gas (Historical Use) | 6000 | Steel-Impressed Current | 1986-03-01 |  |  | Pressurized
GA STATE PATROL #16 | RT 1 BOX 246/HWY 341 RT 1 | HELENA | Telfair | 1340006 | 2 | [5 empty] | Removed from Ground | Gas (Historical Use) | 3000 | Composite | 1987-06-18 | 2008-03-14 | Galvanized Steel
JIMMYS BAIT AND TACKLE | HWY 117 8 | JACKSONVILLE | Telfair | 1330093 | 2 |  | 1998-12-15 |  | 1998-12-15 |  | Removed from Ground | Empty | 2000 | Cathodically Protected Steel | 1987-01-01 | 1899-12-31 | Cathodically Protected
CHAMPION INTERNATIONAL | CENTRAL AVE | LUMBER CITY | Telfair | 1330067 | R | [5 empty] | Removed from Ground | Gas (Historical Use) | 1000 | Bare Steel | 1974-05-11 | 1991-04-12 | Galvanized Steel
Jacks Mart | 129 8TH ST SUITE A | HELENA | Telfair | 10001161 | 3 | Flapper Valve | 2006-02-10 | FALSE | 2006-02-10 | FALSE | Currently in Use | E-10 | 10000 | Fiberglass | 2006-01-11 |  | Double-Walled Fiberglass | Pressurized
HELENA | PO BOX 433 | HELENA | Telfair | 1340040 | 3 | [5 empty] | Removed from Ground | Other | 10000 | Bare Steel | 1980-01-01 | 1987-12-01 | Unknown
NEW LIFE CHRISTIAN CENTER | U S 341 | HELENA | Telfair | 10000635 | 1 |  |  | FALSE |  | FALSE | Removed from Ground | Gas (Historical Use) | 0 | Bare Steel | 2000-05-02 | 2000-05-02
LUMBER CITY EGG MARKETERS INC | VICTORIA ST AND CENTRAL AVE | LUMBER CITY | Telfair | 1330062 | 1 | [5 empty] | Removed from Ground | Gas (Historical Use) | 1000 | Bare Steel | 1986-05-05 | 1998-05-01 | Galvanized Steel
CHAMPION INTERNATIONAL | CENTRAL AVE | LUMBER CITY | Telfair | 1330067 | DF | [5 empty] | Removed from Ground | Diesel | 1000 | Bare Steel | 1974-05-11 | 1991-04-12 | Galvanized Steel
CITY OF LUMBER CITY | VIRGINIA AVE | LUMBER CITY | Telfair | 1340011 | 2 | [5 empty] | Permanently Out of Use - historical purposes | Empty | 0 | Marked Unknown | 1986-03-03 | 1899-12-31 | Unknown
BOONES GROCERY | 376 S OCMULGEE BLVD | JACKSONVILLE | Telfair | 10002384 | 2 |  | 2014-04-20 | FALSE | 2014-04-20 | FALSE | Currently in Use | Gas (Historical Use) | 4000 | Composite Double Walled | 2014-04-20 |  | Double-Walled Fiberglass | Pressurized
BOONES GROCERY | 376 S OCMULGEE BLVD | JACKSONVILLE | Telfair | 9134024 | 2 |  | 1999-05-10 |  | 1999-05-10 |  | Currently in Use | Diesel | 4000 | Composite | 1999-04-27 |  | Fiberglass Reinforced Plastic | Safe Suction (Euro)
CHAMPION INTERNATIONAL | CENTRAL AVE | LUMBER CITY | Telfair | 1330067 | NLR | [5 empty] | Removed from Ground | Gas (Historical Use) | 1000 | Bare Steel | 1974-05-11 | 1991-04-12 | Galvanized Steel
CHAMPION INTERNATIONAL CORP | CENTRAL AVE/IND PARK | LUMBER CITY | Telfair | 1330077 | 1 | [5 empty] | Removed from Ground | Gas (Historical Use) | 1000 | Bare Steel | 1991-01-01 | 1991-01-01 | Galvanized Steel
UNION CAMP CORP | PO BOX 433 | HELENA | Telfair | 1330041 | 1 | [5 empty] | Removed from Ground | Diesel | 10000 | Bare Steel | 1980-04-11 | 1987-12-01 | Unknown
TELFAIR STATE PRISON | 239 LONGBRIDGE RD | HELENA | Telfair | 9134006 | 3 |  |  | TRUE |  | TRUE | Removed from Ground | Used Oil | 1000 | Fiberglass | 1991-01-01 | 1998-07-13 | Fiberglass Reinforced Plastic
RE CLARK | CR 128 & US HWY 441/319 | JACKSONVILLE | Telfair | 1330043 | 2 | [5 empty] | Removed from Ground | Diesel | 2280 | Bare Steel | 1968-12-05 | 1899-12-31 | Bare Steel | Suction (American)
CHAMPION INTERNATIONAL CORP | CENTRAL AVE/IND PARK | LUMBER CITY | Telfair | 1330077 | 4 | [5 empty] | Removed from Ground | Diesel | 10000 | Bare Steel | 1971-01-01 | 1990-12-01 | Galvanized Steel
CHAMPION INTERNATIONAL CORP | CENTRAL AVE/IND PARK | LUMBER CITY | Telfair | 1330077 | 5 | [5 empty] | Removed from Ground | Diesel | 10000 | Bare Steel | 1971-01-01 | 1990-12-01 | Galvanized Steel
POWELL TRUCKING | HWY 117 | LUMBER CITY | Telfair | 9134013 | 1 | [5 empty] | Removed from Ground | Diesel | 4000 | Bare Steel | 1998-11-24 | 1998-11-24 | Galvanized Steel | Suction (American)
QUICK STOP #02 | 192 EIGHTH ST | HELENA | Telfair | 1330068 | 8 |  | 1997-06-26 |  | 1997-06-26 |  | Currently in Use | Kerosene | 2000 | Steel-Impressed Current | 1986-03-01 |  |  | Suction (American)
QUICK STOP #02 | 192 EIGHTH ST | HELENA | Telfair | 1330068 | 2 | [5 empty] | Removed from Ground | Gas (Historical Use) | 3000 | Bare Steel | 1974-05-08 | 1986-03-01 | Galvanized Steel
GA STATE PATROL #16 | RT 1 BOX 246/HWY 341 RT 1 | HELENA | Telfair | 1340006 | 1 | [5 empty] | Removed from Ground | Other | 1000 | Bare Steel | 1962-03-12 | 1899-12-31 | Galvanized Steel
NEW LIFE CHRISTIAN CENTER | U S 341 | HELENA | Telfair | 10000635 | 2 |  |  | FALSE |  | FALSE | Removed from Ground | Gas (Historical Use) | 0 | Bare Steel | 2000-05-02 | 2000-05-02
LUMBER CITY EGG MARKETERS INC | VICTORIA ST AND CENTRAL AVE | LUMBER CITY | Telfair | 1330062 | 3 | [5 empty] | Removed from Ground | Diesel | 4000 | Bare Steel | 1986-05-05 | 1998-05-01 | Galvanized Steel
LUMBER CITY EGG MARKETERS INC | HWY 341 N | LUMBER CITY | Telfair | 1330063 | 2 | [5 empty] | Removed from Ground | Diesel | 8200 | Bare Steel | 1986-05-05 | 1998-06-01 | Galvanized Steel
TELFAIR STATE PRISON | 239 LONGBRIDGE RD | HELENA | Telfair | 9134006 | 2 | [5 empty] | Removed from Ground | Diesel | 3000 | Fiberglass | 1991-01-01 | 1998-07-13 | Fiberglass Reinforced Plastic
BOONES GROCERY | 376 S OCMULGEE BLVD | JACKSONVILLE | Telfair | 10002384 | 3 |  | 2014-04-20 | FALSE | 2014-04-20 | FALSE | Currently in Use | Diesel | 4000 | Composite Double Walled | 2014-04-20 |  | Double-Walled Fiberglass | Pressurized
RE CLARK | CR 128 & US HWY 441/319 | JACKSONVILLE | Telfair | 1330043 | 1 | [5 empty] | Removed from Ground | Gas (Historical Use) | 4000 | Bare Steel | 1968-12-05 | 1899-12-31 | Bare Steel | Suction (American)
TELFAIR STATE PRISON | 239 LONGBRIDGE RD | HELENA | Telfair | 9134006 | 6 | Flapper Valve | 1998-07-22 | FALSE | 1998-07-22 | FALSE | Currently in Use | Diesel | 2500 | Fiberglass Double Walled | 1998-07-20 |  | Fiberglass Reinforced Plastic | Safe Suction (Euro)
TELFAIR STATE PRISON | 239 LONGBRIDGE RD | HELENA | Telfair | 9134006 | 8 | Flapper Valve | 2020-03-03 | FALSE | 2020-03-26 | FALSE | Currently in Use | Diesel | 5000 | Fiberglass Double Walled | 2020-02-20 |  | Double-Walled Fiberglass | Suction (American)
NEW LIFE CHRISTIAN CENTER | U S 341 | HELENA | Telfair | 10000635 | 5 |  |  | FALSE |  | FALSE | Removed from Ground | Gas (Historical Use) | 0 | Bare Steel | 2000-05-02 | 2000-05-02
HELENA | PO BOX 433 | HELENA | Telfair | 1340040 | 2 | [5 empty] | Removed from Ground | Empty | 1000 | Bare Steel | 1980-04-11 | 1987-12-01 | Unknown
NEW LIFE CHRISTIAN CENTER | U S 341 | HELENA | Telfair | 10000635 | 6 |  |  | FALSE |  | FALSE | Removed from Ground | Diesel | 0 | Bare Steel | 2000-05-02 | 2000-05-02
JIMMYS BAIT AND TACKLE | HWY 117 8 | JACKSONVILLE | Telfair | 1330093 | 3 |  | 1998-12-15 |  | 1998-12-15 |  | Removed from Ground | Empty | 2000 | Cathodically Protected Steel | 1987-01-01 | 1899-12-31 | Cathodically Protected
RE CLARK | CR 128 & US HWY 441/319 | JACKSONVILLE | Telfair | 1330043 | 3 | [5 empty] | Removed from Ground | Diesel | 4000 | Bare Steel | 1968-12-05 | 1899-12-31 | Bare Steel | Suction (American)
CIRCLE K 2745072 | 316 Hwy 341 S | LUMBER CITY | Telfair | 9134005 | 2 |  | 1996-01-01 |  | 1996-01-01 |  | Removed from Ground | Gas (Historical Use) | 6000 | Bare Steel | 1982-01-01 | 1996-08-20 | Galvanized Steel | Pressurized
CORNER FOOD | MAIN ST/HWY 117 | LUMBER CITY | Telfair | 9134016 | 1 | [5 empty] | Removed from Ground | Empty | 6000 | Galvanic (STIP-3) |  | 1899-12-31 | Galvanized Steel | Pressurized
HUGH HARRIS ESTATE | HIGHWAY 341 NORTH AND RIVER STREET | LUMBER CITY | Telfair | 10002511 | 3 |  |  | FALSE |  | FALSE | Removed from Ground | Not Marked/Tank Removed | 8000 | Unknown | 2015-11-17 | 2015-11-17
HELENA AUTO SERVICE | 400 EIGHTH ST | HELENA | Telfair | 1330047 | 4 |  |  | TRUE |  | TRUE | Temporarily out of use | Used Oil | 500 | Bare Steel | 1979-03-27 |  | Galvanized Steel
HELENA AUTO SERVICE | 400 EIGHTH ST | HELENA | Telfair | 1330047 | 1 | [5 empty] | Temporarily out of use | Gas (Historical Use) | 8000 | Bare Steel | 1979-03-27 |  | Galvanized Steel
QUICK STOP #02 | 192 EIGHTH ST | HELENA | Telfair | 1330068 | 6 |  | 1997-06-26 |  | 1997-06-26 |  | Currently in Use | Gas (Historical Use) | 6000 | Steel-Impressed Current | 1986-03-01 |  |  | Pressurized
Jacks Mart | 129 8TH ST SUITE A | HELENA | Telfair | 10001161 | 4 | Flapper Valve | 2006-02-10 | FALSE | 2006-02-10 | FALSE | Currently in Use | Premium | 8000 | Fiberglass | 2006-01-11 |  | Double-Walled Fiberglass | Pressurized
W L WELLS STORE | US HWY 441 | JACKSONVILLE | Telfair | 1340037 | 2 | [5 empty] | Currently in Use | Gas (Historical Use) | 560 | Bare Steel | 1973-04-03 |  | Galvanized Steel
HOLLIE TRADING POST | GA HWY/49 RT 1 | LUMBER CITY | Telfair | 1340023 | 2 | [5 empty] | Temporarily out of use | Gas (Historical Use) | 1000 | Bare Steel | 1983-04-24 |  | Galvanized Steel
COOK & CO | OCMULGEE ST | LUMBER CITY | Telfair | 1340002 | 1 | [5 empty] | Removed from Ground | Gas (Historical Use) | 2100 | Fiberglass | 1977-04-18 | 1899-12-31 | Galvanized Steel
CIRCLE K 2745072 | 316 Hwy 341 S | LUMBER CITY | Telfair | 9134005 | 5 | Flapper Valve | 1996-09-25 | FALSE | 1996-09-25 | FALSE | Currently in Use | E-10 | 10000 | Composite Double Walled | 1996-09-25 |  | Flex | Pressurized
CIRCLE K 2745072 | 316 Hwy 341 S | LUMBER CITY | Telfair | 9134005 | 4 | Flapper Valve | 1996-09-25 | FALSE | 1996-09-25 | FALSE | Currently in Use | E-10 | 10000 | Composite Double Walled | 1996-09-25 |  | Flex | Pressurized
LIVINGSTON'S IGA | 3288 E GOLDEN ISLES PKWY | LUMBER CITY | Telfair | 9134014 | 3 |  | 1993-08-15 |  | 1993-08-15 |  | Currently in Use | Gas (Historical Use) | 6000 | Cathodically Protected Steel | 1984-01-01 |  | Fiberglass Reinforced Plastic | Pressurized
LONNIE POWELL | HWY 117 | LUMBER CITY | Telfair | 9134017 | 1 | [5 empty] | Removed from Ground | Diesel | 3000 | Bare Steel | 1998-12-09 | 1998-12-09 | Galvanized Steel | Suction (American)
TELFAIR STATE PRISON | 239 LONGBRIDGE RD | HELENA | Telfair | 9134006 | 1 | [5 empty] | Removed from Ground | Gas (Historical Use) | 10000 | Fiberglass | 1991-01-01 | 1998-07-13 | Fiberglass Reinforced Plastic
NEW LIFE CHRISTIAN CENTER | U S 341 | HELENA | Telfair | 10000635 | 3 |  |  | FALSE |  | FALSE | Removed from Ground | Gas (Historical Use) | 0 | Bare Steel | 2000-05-02 | 2000-05-02
BOONES GROCERY | 376 S OCMULGEE BLVD | JACKSONVILLE | Telfair | 10002384 | 1 |  | 2014-04-20 | FALSE | 2014-04-20 | FALSE | Currently in Use | Gas (Historical Use) | 4000 | Composite Double Walled | 2014-04-20 |  | Double-Walled Fiberglass | Pressurized
RE CLARK | CR 128 & US HWY 441/319 | JACKSONVILLE | Telfair | 1330043 | 4 | [5 empty] | Removed from Ground | Gas (Historical Use) | 4000 | Bare Steel | 1968-12-05 | 1899-12-31 | Bare Steel | Suction (American)
RE CLARK | CR 128 & US HWY 441/319 | JACKSONVILLE | Telfair | 1330043 | 5 | [5 empty] | Removed from Ground | Gas (Historical Use) | 1000 | Bare Steel | 1968-12-05 | 1899-12-31 | Bare Steel | Suction (American)
LUMBER CITY EGG MARKETERS INC | VICTORIA ST AND CENTRAL AVE | LUMBER CITY | Telfair | 1330062 | 2 | [5 empty] | Removed from Ground | Gas (Historical Use) | 3000 | Bare Steel | 1986-05-05 | 1998-05-01 | Galvanized Steel
LUMBER CITY EGG MARKETERS INC | HWY 341 N | LUMBER CITY | Telfair | 1330063 | 1 | [5 empty] | Removed from Ground | Gas (Historical Use) | 2000 | Bare Steel | 1986-05-05 | 1998-06-01 | Galvanized Steel
CHAMPION INTERNATIONAL CORP | CENTRAL AVE/IND PARK | LUMBER CITY | Telfair | 1330077 | 2 | [5 empty] | Removed from Ground | Gas (Historical Use) | 1000 | Bare Steel | 1991-01-01 | 1991-01-01 | Galvanized Steel
CORNER FOOD | MAIN ST/HWY 117 | LUMBER CITY | Telfair | 9134016 | 3 | [5 empty] | Removed from Ground | Empty | 4000 | Galvanic (STIP-3) |  | 1899-12-31 | Galvanized Steel | Suction (American)
HUGH HARRIS ESTATE | HIGHWAY 341 NORTH AND RIVER STREET | LUMBER CITY | Telfair | 10002511 | 1 |  |  | FALSE |  | FALSE | Removed from Ground | Not Marked/Tank Removed | 8000 | Unknown | 2015-11-17 | 2015-11-17
TELFAIR STATE PRISON | 239 LONGBRIDGE RD | HELENA | Telfair | 9134006 | 4 | [5 empty] | Closed in Ground | Diesel | 20000 | Not Marked/Unknown | 1990-01-01 | 1998-11-01 | Not Marked
TELFAIR STATE PRISON | 239 LONGBRIDGE RD | HELENA | Telfair | 9134006 | 5 |  | 1998-11-01 |  | 1998-11-01 |  | Currently in Use | Diesel | 6000 | Fiberglass | 1991-01-01 |  | Double-Walled Fiberglass | Safe Suction (Euro)
TELFAIR STATE PRISON | 239 LONGBRIDGE RD | HELENA | Telfair | 9134006 | 7 | Flapper Valve | 1998-07-22 | FALSE | 1998-07-22 | FALSE | Currently in Use | Regular | 2500 | Fiberglass Double Walled | 1998-07-20 |  | Fiberglass Reinforced Plastic | Safe Suction (Euro)
POPE GROCERY | HWY 149 | LUMBER CITY | Telfair | 1330061 | 2 | [5 empty] | Removed from Ground | Gas (Historical Use) | 1000 | Bare Steel | 1984-02-16 | 1999-12-18 | Galvanized Steel
LIVINGSTON'S IGA | 3288 E GOLDEN ISLES PKWY | LUMBER CITY | Telfair | 9134014 | 1 |  | 1993-08-15 |  | 1993-08-15 |  | Currently in Use | Gas (Historical Use) | 8000 | Cathodically Protected Steel | 1984-01-01 |  | Fiberglass Reinforced Plastic | Pressurized
Mac's Food | 3308 E GOLDEN ISLE HWY (former 204 HWY 341) | LUMBER CITY | Telfair | 9134001 | L302048 | Flapper Valve | 1991-05-01 | FALSE | 1991-05-01 | FALSE | Currently in Use | Premium | 8000 | Composite | 1991-05-01 |  | Fiberglass Reinforced Plastic | Pressurized
Mac's Food | 3308 E GOLDEN ISLE HWY (former 204 HWY 341) | LUMBER CITY | Telfair | 9134001 | L302046 | Flapper Valve | 1991-05-01 | FALSE | 1991-05-01 | FALSE | Currently in Use | E-10 | 8000 | Composite | 1991-05-01 |  | Fiberglass Reinforced Plastic | Pressurized
JE DOPSON & SONS INC | GEORGIA HWY 117 E | JACKSONVILLE | Telfair | 1330050 | 1 | [5 empty] | Removed from Ground | Gas (Historical Use) | 550 | Bare Steel | 1971-04-27 | 1994-06-10 | Galvanized Steel
POPE GROCERY | HWY 149 | LUMBER CITY | Telfair | 1330061 | 1 | [5 empty] | Removed from Ground | Gas (Historical Use) | 1000 | Bare Steel | 1984-02-16 | 1999-12-01 | Galvanized Steel
25 Hwy 19 N | 25 Hwy 19 N | LUMBER CITY | Telfair | 9134021 | 3 |  | 1998-07-01 | FALSE | 1998-07-01 | FALSE | Removed from Ground | Gas (Historical Use) | 2000 | Steel-Impressed Current | 1990-07-01 | 2019-10-28 | Steel (Impressed Current) | Pressurized
CIRCLE K 2745072 | 316 Hwy 341 S | LUMBER CITY | Telfair | 9134005 | 1 |  | 1996-01-10 |  | 1996-01-10 |  | Removed from Ground | Gas (Historical Use) | 6000 | Bare Steel | 1982-01-01 | 1996-08-20 | Galvanized Steel | Pressurized
CORNER FOOD | MAIN ST/HWY 117 | LUMBER CITY | Telfair | 9134016 | 2 | [5 empty] | Removed from Ground | Empty | 4000 | Galvanic (STIP-3) |  | 1899-12-31 | Galvanized Steel | Pressurized
HELENA AUTO SERVICE | 400 EIGHTH ST | HELENA | Telfair | 1330047 | 2 | [5 empty] | Temporarily out of use | Gas (Historical Use) | 6000 | Bare Steel | 1979-03-27 |  | Unknown
BOONES GROCERY | 376 S OCMULGEE BLVD | JACKSONVILLE | Telfair | 9134024 | 1 |  | 1999-05-10 |  | 1999-05-10 |  | Currently in Use | Gas (Historical Use) | 6000 | Composite | 1999-04-27 |  | Fiberglass Reinforced Plastic | Safe Suction (Euro)
25 Hwy 19 N | 25 Hwy 19 N | LUMBER CITY | Telfair | 9134021 | 2 |  | 1998-07-01 | FALSE | 1998-07-01 | FALSE | Removed from Ground | Gas (Historical Use) | 2000 |  | 1990-07-01 | 2019-10-28 | Steel (Impressed Current) | Pressurized
Mac's Food | 3308 E GOLDEN ISLE HWY (former 204 HWY 341) | LUMBER CITY | Telfair | 9134001 | L302047 | Flapper Valve | 1991-05-01 | FALSE | 1991-05-01 | FALSE | Currently in Use | E-0 | 8000 | Composite | 1991-05-01 |  | Fiberglass Reinforced Plastic | Pressurized
W L WELLS STORE | US HWY 441 | JACKSONVILLE | Telfair | 1340037 | 1 | [5 empty] | Currently in Use | Gas (Historical Use) | 560 | Bare Steel | 1973-04-03 |  | Galvanized Steel
JE DOPSON & SONS INC | GEORGIA HWY 117 E | JACKSONVILLE | Telfair | 1330050 | 1994 |  | 1995-04-18 |  | 1995-04-18 |  | Currently in Use | Gas (Historical Use) | 2000 | Bare Steel | 1994-06-09 |  | Galvanized Steel | Suction (American)
CITY OF LUMBER CITY | VIRGINIA AVE | LUMBER CITY | Telfair | 1340011 | 1 | [5 empty] | Removed from Ground | Gas (Historical Use) | 550 | Marked Unknown | 1986-03-03 | 1999-01-01 | Unknown | Safe Suction (Euro)
CIRCLE K 2745072 | 316 Hwy 341 S | LUMBER CITY | Telfair | 9134005 | 3 |  | 1996-01-10 |  | 1996-01-10 |  | Removed from Ground | Gas (Historical Use) | 6000 | Bare Steel | 1982-01-01 | 1996-08-20 | Galvanized Steel | Pressurized
POWELL TRUCKING | HWY 117 | LUMBER CITY | Telfair | 9134013 | 2 | [5 empty] | Removed from Ground | Diesel | 10000 | Bare Steel | 1998-11-24 | 1998-11-24 | Galvanized Steel | Suction (American)
CHAMPION INTERNATIONAL CORP | CENTRAL AVE/IND PARK | LUMBER CITY | Telfair | 1330077 | 3 | [5 empty] | Removed from Ground | Diesel | 1000 | Bare Steel | 1991-01-01 | 1991-01-01 | Galvanized Steel
NEW LIFE CHRISTIAN CENTER | U S 341 | HELENA | Telfair | 10000635 | 4 |  |  | FALSE |  | FALSE | Removed from Ground | Gas (Historical Use) | 0 | Bare Steel | 2000-05-02 | 2000-05-02
Mac's Food | 3308 E GOLDEN ISLE HWY (former 204 HWY 341) | LUMBER CITY | Telfair | 9134001 | L302049 | Flapper Valve | 1991-05-01 | FALSE | 1991-05-01 | FALSE | Currently in Use | Diesel | 8000 | Composite | 1991-05-01 |  | Fiberglass Reinforced Plastic | Pressurized
UNION CAMP CORP | PO BOX 433 | HELENA | Telfair | 1330041 | 2 | [5 empty] | Removed from Ground | Empty | 1000 | Bare Steel | 1980-04-11 | 1987-12-01 | Unknown
WC CARPENTER STORE | US HWY 441 | JACKSONVILLE | Telfair | 1330089 | 1 | [5 empty] | Permanently Out of Use - historical purposes | Empty | 550 | Bare Steel | 1966-05-13 | 1899-12-31 | Galvanized Steel
LIVINGSTON'S IGA | 3288 E GOLDEN ISLES PKWY | LUMBER CITY | Telfair | 9134014 | 2 |  | 1993-08-15 |  | 1993-08-15 |  | Currently in Use | Gas (Historical Use) | 8000 | Cathodically Protected Steel | 1984-01-01 |  | Fiberglass Reinforced Plastic | Pressurized
25 Hwy 19 N | 25 Hwy 19 N | LUMBER CITY | Telfair | 9134021 | 1 |  | 1998-07-01 | FALSE | 1998-07-01 | FALSE | Removed from Ground | Gas (Historical Use) | 2000 |  | 1990-07-01 | 2019-10-28 |  | Pressurized
HUGH HARRIS ESTATE | HIGHWAY 341 NORTH AND RIVER STREET | LUMBER CITY | Telfair | 10002511 | 2 |  |  | FALSE |  | FALSE | Removed from Ground | Not Marked/Tank Removed | 8000 | Unknown | 2015-11-17 | 2015-11-17
EM VAUGHN GROCERY | RIVER RD/HWY 117/ROUTE 1 | RHINE | Telfair | 1340036 | 4 |  | 1998-11-15 |  | 1998-11-15 |  | Temporarily out of use | Gas (Historical Use) | 1000 | Steel-Impressed Current | 1998-11-15 |  | Steel (Impressed Current) | Suction (American)
EM VAUGHN GROCERY | RIVER RD/HWY 117/ROUTE 1 | RHINE | Telfair | 1340036 | 3 | [5 empty] | Removed from Ground | Gas (Historical Use) | 560 | Bare Steel | 1973-04-03 | 1998-11-13 | Galvanized Steel | Suction (American)
EM VAUGHN GROCERY | RIVER RD/HWY 117/ROUTE 1 | RHINE | Telfair | 1340036 | 2 | [5 empty] | Removed from Ground | Gas (Historical Use) | 560 | Bare Steel | 1973-04-03 | 1998-11-13 | Galvanized Steel | Suction (American)
QUICK STOP #02 | 192 EIGHTH ST | HELENA | Telfair | 1330068 | 5 |  | 1997-06-26 |  | 1997-06-26 |  | Currently in Use | Gas (Historical Use) | 6000 | Steel-Impressed Current | 1986-03-01 |  |  | Pressurized
Jacks Mart | 129 8TH ST SUITE A | HELENA | Telfair | 10001161 | 2 | Flapper Valve | 2006-02-10 | FALSE | 2006-02-10 | FALSE | Currently in Use | Diesel | 4000 | Fiberglass | 2006-01-11 |  | Double-Walled Fiberglass | Pressurized
WC CARPENTER STORE | US HWY 441 | JACKSONVILLE | Telfair | 1330089 | 2 | [5 empty] | Permanently Out of Use - historical purposes | Empty | 550 | Bare Steel | 1966-05-13 | 1899-12-31 | Galvanized Steel
JIMMYS BAIT AND TACKLE | HWY 117 8 | JACKSONVILLE | Telfair | 1330093 | 1 |  | 1998-12-15 |  | 1998-12-15 |  | Removed from Ground | Empty | 2000 | Cathodically Protected Steel | 1987-01-01 | 1899-12-31 | Cathodically Protected
HOLLIE TRADING POST | GA HWY/49 RT 1 | LUMBER CITY | Telfair | 1340023 | 1 | [5 empty] | Currently in Use | Gas (Historical Use) | 1000 | Bare Steel | 1983-04-24 |  | Galvanized Steel
AMERCORD INC | INDUSTRIAL BLVD | LUMBER CITY | Telfair | 9134008 | 1 | [5 empty] | Removed from Ground | Gas (Historical Use) | 2000 | Bare Steel | 1992-12-02 | 1992-12-02 | Galvanized Steel | Suction (American)
CIRCLE K 2745072 | 316 Hwy 341 S | LUMBER CITY | Telfair | 9134005 | 6 | Flapper Valve | 1996-09-25 | FALSE | 1996-09-25 | FALSE | Currently in Use | Diesel | 15000 | Composite Double Walled | 1996-09-25 |  | Flex | Pressurized
NORFOLK SOUTHERN | 101 RAILROAD STREET | HELENA | Telfair | 9134020 | 1 | [5 empty] | Removed from Ground | Gas (Historical Use) | 200 | Not Marked/Unknown | 1996-04-15 | 1996-04-15 | Not Marked
HISTORICAL GAS STATION | 165 S. THIRD AVE | MCRAE | Telfair | 10002982 | 1 |  |  | FALSE |  | FALSE | Removed from Ground |  | 570 | Bare Steel |  | 2020-01-07
HISTORICAL GAS STATION | 165 S. THIRD AVE | MCRAE | Telfair | 10002982 | 2 |  |  | FALSE |  | FALSE | Removed from Ground |  | 280 | Bare Steel |  | 2020-01-07
DAWSON BP SERVICE INC | 348 S MAIN ST | DAWSON | Terrell | 1350015 | 1 | [5 empty] | Removed from Ground | Gas (Historical Use) | 10000 | Bare Steel | 1974-04-13 | 2000-09-01 | Unknown
DAWSON BP SERVICE INC | 348 S MAIN ST | DAWSON | Terrell | 1350015 | 4 | [5 empty] | Removed from Ground | Gas (Historical Use) | 3000 | Bare Steel | 1974-04-13 | 2000-09-01 | Unknown
B&C SERVICE STATION | 534 NORTH MAIN ST/HWY 82 | DAWSON | Terrell | 1350024 | 3 | [5 empty] | Removed from Ground | Gas (Historical Use) | 3000 | Bare Steel | 1984-04-07 | 1995-05-01 | Galvanized Steel | Suction (American)
W K JONES INC/BULK PLANT | 142 RAILROAD ALLEY NE | DAWSON | Terrell | 1350018 | 1 | [5 empty] | Removed from Ground | Gas (Historical Use) | 3000 | Bare Steel | 1966-04-05 | 1899-12-31 | Unknown
B&C SERVICE STATION | 534 NORTH MAIN ST/HWY 82 | DAWSON | Terrell | 1350024 | 4 | [5 empty] | Removed from Ground | Gas (Historical Use) | 3000 | Bare Steel | 1984-04-07 | 1995-05-01 | Galvanized Steel | Suction (American)
B&C SERVICE STATION | 534 NORTH MAIN ST/HWY 82 | DAWSON | Terrell | 1350024 | 5 | [5 empty] | Removed from Ground | Gas (Historical Use) | 3000 | Bare Steel | 1984-04-07 | 1995-05-01 | Galvanized Steel | Suction (American)
DAWSON BP SERVICE INC | 348 S MAIN ST | DAWSON | Terrell | 1350015 | 7 |  |  | TRUE |  | TRUE | Removed from Ground | Used Oil | 500 | Bare Steel | 1966-01-01 | 2000-10-01 | Unknown
FORMER THURMOND SERVICE STATION | 101 US HWY 82 WEST | SASSER | Terrell | 1350033 | 2 | [5 empty] | Removed from Ground | Gas (Historical Use) | 1000 | Bare Steel | 1975-05-05 | 1998-01-01 | Galvanized Steel
SASSER PREMIER OUTDOORS | 125 HWY 82 | SASSER | Terrell | 1350007 | 3 | [5 empty] | Removed from Ground | Gas (Historical Use) | 500 | Bare Steel | 1966-03-01 | 1987-04-15 | Galvanized Steel
FAST TRACK | 1066 FORRESTER DR SE | DAWSON | Terrell | 1350040 | 2 | Flapper Valve | 1994-05-31 | FALSE | 1994-05-31 | FALSE | Currently in Use | E-0 | 8000 | Steel-Impressed Current | 1985-05-07 |  | Steel (Impressed Current) | Pressurized
LOYD CECIL BOYD | 698 ACADEMY DR SE | DAWSON | Terrell | 1350041 | 1 | [5 empty] | Removed from Ground | Diesel | 3500 | Bare Steel | 1966-05-05 | 1988-09-26 | Galvanized Steel
DAWSON BP SERVICE INC | 348 S MAIN ST | DAWSON | Terrell | 1350015 | 6 | [5 empty] | Removed from Ground | Empty | 500 | Bare Steel | 1966-01-01 | 1899-12-31 | Unknown
US FOOD MART | 182 W. HWY 82 | SASSER | Terrell | 9135004 | 3 | [5 empty] | Removed from Ground | Gas (Historical Use) | 2000 | Bare Steel | 1984-01-01 | 1999-02-01 | Galvanized Steel | Pressurized
S&A FOODS | 112 MAIN ST | BRONWOOD | Terrell | 1350008 | 6 | [5 empty] | Removed from Ground | Gas (Historical Use) | 6000 | Bare Steel | 1987-04-10 | 1998-12-01 | Galvanized Steel | Safe Suction (Euro)
Luckies Parrott LLC | 9416 COLUMBUS HWY | PARROTT | Terrell | 9135021 | 1B | Flapper Valve | 1997-11-01 | FALSE | 1997-11-01 | FALSE | Currently in Use | Premium | 8000 | Composite | 1997-11-01 |  | Double-Walled Flex | Pressurized
DAWSON BP SERVICE INC | 348 S MAIN ST | DAWSON | Terrell | 1350015 | 5 | [5 empty] | Removed from Ground | Diesel | 3000 | Bare Steel | 1974-04-13 | 2000-09-01 | Unknown
NORTHSIDE GULF STATION | AUGUSTA ST/HAMILTON BLVD | DAWSON | Terrell | 1350028 | 2 | [5 empty] | Removed from Ground | Gas (Historical Use) | 2000 | Bare Steel | 1974-04-04 | 1899-12-31 | Unknown
LOYD CECIL BOYD | 698 ACADEMY DR SE | DAWSON | Terrell | 1350041 | 2 | [5 empty] | Removed from Ground | Diesel | 4000 | Bare Steel | 1966-05-05 | 1988-09-26 | Galvanized Steel
US FOOD MART | 182 W. HWY 82 | SASSER | Terrell | 9135004 | 5A | Ball Float | 2002-06-10 | FALSE | 2002-06-10 | FALSE | Temporarily out of use | Premium | 4000 | Composite | 2002-06-10 |  | Fiberglass Reinforced Plastic | Pressurized
McCLESKY COTTON CO | 4526 BRONWOOD HWY | BRONWOOD | Terrell | 10002337 | 1A | Overfill Alarm | 2014-04-02 | FALSE | 2014-10-02 | FALSE | Currently in Use | Diesel | 15000 | Tank Jacket | 2014-04-02 |  | Double-Walled Fiberglass | Pressurized
Luckies Parrott LLC | 9416 COLUMBUS HWY | PARROTT | Terrell | 9135021 | 1A | Flapper Valve | 1997-11-01 | FALSE | 1997-11-01 | FALSE | Currently in Use | E-10 | 12000 | Composite | 1997-11-01 |  | Double-Walled Flex | Pressurized
W J MARTIN FARMS INC | 379 EAST LEE ST | DAWSON | Terrell | 4420002 | 1 | [5 empty] | Removed from Ground | Kerosene | 1 | Bare Steel | 1989-01-01 | 1989-01-01 | Bare Steel
US FOOD MART | 182 W. HWY 82 | SASSER | Terrell | 9135004 | 6 | Ball Float | 2002-06-10 | FALSE | 2002-06-10 | FALSE | Temporarily out of use | Diesel | 4000 | Composite | 2002-06-10 |  | Fiberglass Reinforced Plastic | Pressurized
S&A FOODS | 112 MAIN ST | BRONWOOD | Terrell | 1350008 | 3 |  | 1998-12-07 |  | 1998-12-07 |  | Removed from Ground | Gas (Historical Use) | 8000 | Composite | 1961-03-05 | 1998-12-01 | Double Walled | Pressurized
COUNTY LINE GROCERY | 12020 COLUMBUS HWY/520 | PARROTT | Terrell | 9135026 | 2 | [5 empty] | Removed from Ground | Gas (Historical Use) | 3000 | Bare Steel | 1978-01-01 | 1999-04-02 | Galvanized Steel | Safe Suction (Euro)
FAST TRACK | 1066 FORRESTER DR SE | DAWSON | Terrell | 1350040 | 1 | Flapper Valve | 1994-05-31 | FALSE | 1994-05-31 | FALSE | Currently in Use | Diesel | 8000 | Steel-Impressed Current | 1985-05-07 |  | Steel (Impressed Current) | Pressurized
SASSER PREMIER OUTDOORS | 125 HWY 82 | SASSER | Terrell | 1350007 | S | Flapper Valve | 1995-07-07 | FALSE | 1995-07-07 | FALSE | Currently in Use | E-0 | 5000 | Galvanic (STIP-3) | 1987-04-15 |  | Fiberglass Reinforced Plastic | Pressurized
US FOOD MART | 182 W. HWY 82 | SASSER | Terrell | 9135004 | 4 | [5 empty] | Removed from Ground | Diesel | 2000 | Bare Steel | 1984-01-01 | 1999-02-01 | Galvanized Steel | Pressurized
FAST TRACK | 1066 FORRESTER DR SE | DAWSON | Terrell | 1350040 | 3 | Flapper Valve | 1994-05-31 | FALSE | 1994-05-31 | FALSE | Currently in Use | E-10 | 8000 | Steel-Impressed Current | 1985-05-07 |  | Steel (Impressed Current) | Pressurized
AT&T GRAVES RADIO RELAY STATION | GA HWY 45/ 4.5 MI SW OF DAWSON | DAWSON | Terrell | 1350034 | 2 | [5 empty] | Removed from Ground | Diesel | 2000 | Bare Steel | 1961-05-12 | 1994-12-01 | Galvanized Steel
W J MARTIN FARMS INC | 379 EAST LEE ST | DAWSON | Terrell | 4420002 | 2 | [5 empty] | Removed from Ground | Kerosene | 1 | Bare Steel | 1989-01-01 | 1989-01-01 | Bare Steel
W J MARTIN FARMS INC | 379 EAST LEE ST | DAWSON | Terrell | 4420002 | 3 | [5 empty] | Removed from Ground | Kerosene | 1 | Bare Steel | 1989-01-01 | 1989-01-01 | Bare Steel
J & G FARMS | COUNTY ROAD 111 | SASSER | Terrell | 1350004 | 2 | [5 empty] | Removed from Ground | Diesel | 4000 | Bare Steel | 1979-03-13 | 2000-11-21 | Galvanized Steel
US FOOD MART | 182 W. HWY 82 | SASSER | Terrell | 9135004 | 2 | [5 empty] | Removed from Ground | Gas (Historical Use) | 4000 | Bare Steel | 1984-01-01 | 1999-02-01 | Galvanized Steel | Pressurized
HIGHBAUGH HARDWARE CO | 179 NORTH MAIN ST | DAWSON | Terrell | 1350016 | 1 | [5 empty] | Removed from Ground | Diesel | 585 | Bare Steel | 1951-04-18 | 1899-12-31 | Galvanized Steel
NORTHSIDE GULF STATION | AUGUSTA ST/HAMILTON BLVD | DAWSON | Terrell | 1350028 | 1 | [5 empty] | Removed from Ground | Gas (Historical Use) | 2000 | Bare Steel | 1974-04-04 | 1899-12-31 | Unknown
COUNTY LINE GROCERY | 12020 COLUMBUS HWY/520 | PARROTT | Terrell | 9135026 | 3 | [5 empty] | Removed from Ground | Gas (Historical Use) | 3000 | Bare Steel | 1978-01-01 | 1999-04-02 | Galvanized Steel | Safe Suction (Euro)
DAWSON BP SERVICE INC | 348 S MAIN ST | DAWSON | Terrell | 1350015 | 3 | [5 empty] | Removed from Ground | Gas (Historical Use) | 3000 | Bare Steel | 1974-04-13 | 2000-09-01 | Unknown
STEVENS INDUSTRIES | HWY 55 | PARROTT | Terrell | 1350030 | 1 | [5 empty] | Removed from Ground | Gas (Historical Use) | 1000 | Bare Steel | 1983-04-24 | 1988-11-01 | Galvanized Steel
COUNTY LINE GROCERY | 12020 COLUMBUS HWY/520 | PARROTT | Terrell | 9135026 | 4 | [5 empty] | Removed from Ground | Diesel | 2000 | Bare Steel | 1978-01-01 | 1999-04-02 | Galvanized Steel | Safe Suction (Euro)
COUNTY LINE GROCERY | 12020 COLUMBUS HWY/520 | PARROTT | Terrell | 9135026 | 1 | [5 empty] | Removed from Ground | Gas (Historical Use) | 6000 | Bare Steel | 1978-01-01 | 1999-04-02 | Galvanized Steel | Safe Suction (Euro)
DAWSON MFG CO | 300 INDUSTRIAL PARK | DAWSON | Terrell | 1350021 | 1 | [5 empty] | Closed in Ground | Diesel | 7900 | Bare Steel | 1961-04-03 | 1996-06-07 | Bare Steel | Safe Suction (Euro)
B&C SERVICE STATION | 534 NORTH MAIN ST/HWY 82 | DAWSON | Terrell | 1350024 | 2 | [5 empty] | Removed from Ground | Gas (Historical Use) | 4000 | Bare Steel | 1984-04-07 | 1995-05-01 | Galvanized Steel | Suction (American)
W K JONES INC/BULK PLANT | 142 RAILROAD ALLEY NE | DAWSON | Terrell | 1350018 | 2 | [5 empty] | Removed from Ground | Gas (Historical Use) | 285 | Bare Steel | 1971-04-04 | 1899-12-31 | Unknown
NORTHSIDE GULF STATION | AUGUSTA ST/HAMILTON BLVD | DAWSON | Terrell | 1350028 | 3 | [5 empty] | Removed from Ground | Gas (Historical Use) | 2000 | Bare Steel | 1974-04-04 | 1899-12-31 | Unknown
FAST TRACK | 1066 FORRESTER DR SE | DAWSON | Terrell | 1350040 | 4 | Flapper Valve | 1994-05-31 | FALSE | 1994-05-31 | FALSE | Currently in Use | Premium | 8000 | Steel-Impressed Current | 1985-05-07 |  | Steel (Impressed Current) | Pressurized
W J MARTIN FARMS INC | 379 EAST LEE ST | DAWSON | Terrell | 4420002 | 4 | [5 empty] | Removed from Ground | Kerosene | 1 | Bare Steel | 1989-01-01 | 1989-01-01 | Bare Steel
J & G FARMS | COUNTY ROAD 111 | SASSER | Terrell | 1350004 | 1 | [5 empty] | Removed from Ground | Diesel | 4000 | Bare Steel | 1979-03-13 | 2000-11-21 | Galvanized Steel
KOUNTRY CORNER | 8125 ALBANY HWY | SASSER | Terrell | 10001178 | 1A | Overfill Alarm | 2000-02-01 | FALSE | 2000-02-01 | FALSE | Currently in Use | E-10 | 12000 | Composite | 2000-01-01 |  | Double-Walled Flex | Pressurized
S&A FOODS | 112 MAIN ST | BRONWOOD | Terrell | 1350008 | 7 | Overfill Alarm | 1998-12-07 | FALSE | 1998-12-07 | FALSE | Temporarily out of use | Premium | 8000 | Composite | 2012-01-09 |  | Double-Walled Flex | Pressurized
SASSER PREMIER OUTDOORS | 125 HWY 82 | SASSER | Terrell | 1350007 | 2 | [5 empty] | Removed from Ground | Gas (Historical Use) | 1060 | Bare Steel | 1966-03-01 | 1987-04-15 | Galvanized Steel
AT&T GRAVES RADIO RELAY STATION | GA HWY 45/ 4.5 MI SW OF DAWSON | DAWSON | Terrell | 1350034 | 1 | [5 empty] | Removed from Ground | Diesel | 800 | Bare Steel | 1956-05-13 | 1899-12-31 | Galvanized Steel
SASSER PREMIER OUTDOORS | 125 HWY 82 | SASSER | Terrell | 1350007 | SU2 | Flapper Valve | 1995-07-07 | FALSE | 1995-07-07 | FALSE | Currently in Use | E-10 | 5000 | Galvanic (STIP-3) | 1987-04-15 |  | Fiberglass Reinforced Plastic | Pressurized
US FOOD MART | 182 W. HWY 82 | SASSER | Terrell | 9135004 | 1 | [5 empty] | Removed from Ground | Gas (Historical Use) | 4000 | Bare Steel | 1984-01-01 | 1999-02-01 | Galvanized Steel | Pressurized
LOYD CECIL BOYD | 698 ACADEMY DR SE | DAWSON | Terrell | 1350041 | 3 | [5 empty] | Removed from Ground | Diesel | 3500 | Bare Steel | 1966-05-05 | 1988-09-26 | Galvanized Steel
FORMER THURMOND SERVICE STATION | 101 US HWY 82 WEST | SASSER | Terrell | 1350033 | 1 | [5 empty] | Removed from Ground | Gas (Historical Use) | 1000 | Bare Steel | 1976-05-04 | 1998-01-01 | Galvanized Steel
SASSER PREMIER OUTDOORS | 125 HWY 82 | SASSER | Terrell | 1350007 | 4 | [5 empty] | Removed from Ground | Kerosene | 250 | Bare Steel | 1976-02-27 | 1987-04-15 | Unknown
US FOOD MART | 182 W. HWY 82 | SASSER | Terrell | 9135004 | 5B | Ball Float | 2002-06-10 | FALSE | 2002-06-10 | FALSE | Temporarily out of use | Regular | 4000 | Composite | 2002-06-10 |  | Fiberglass Reinforced Plastic | Pressurized
McCLESKY COTTON CO | 4526 BRONWOOD HWY | BRONWOOD | Terrell | 10002337 | 1B | Overfill Alarm | 2014-04-02 | FALSE | 2014-10-02 | FALSE | Currently in Use | E-0 | 5000 | Tank Jacket | 2014-04-02 |  | Double-Walled Fiberglass | Pressurized
B&C SERVICE STATION | 534 NORTH MAIN ST/HWY 82 | DAWSON | Terrell | 1350024 | 6 | [5 empty] | Removed from Ground | Diesel | 8000 | Bare Steel | 1984-04-07 | 1995-05-01 | Galvanized Steel | Suction (American)
FORMER THURMOND SERVICE STATION | 101 US HWY 82 WEST | SASSER | Terrell | 1350033 | 3 | [5 empty] | Removed from Ground | Gas (Historical Use) | 500 | Bare Steel | 1971-05-06 | 1998-01-01 | Galvanized Steel
C & R SERVICE | 100 MAIN ST | BRONWOOD | Terrell | 9135024 | 1B | Flapper Valve | 1998-10-01 | FALSE | 1998-10-01 | FALSE | Currently in Use | Diesel | 10000 | Galvanic (STIP-3) | 2012-05-29 |  | Fiberglass Reinforced Plastic | Pressurized
S&A FOODS | 112 MAIN ST | BRONWOOD | Terrell | 1350008 | 4 |  | 1998-12-07 |  | 1998-12-07 |  | Removed from Ground | Kerosene | 10000 | Composite | 1987-04-10 | 1998-12-01 | Fiberglass Reinforced Plastic | Safe Suction (Euro)
DAWSON BP SERVICE INC | 348 S MAIN ST | DAWSON | Terrell | 1350015 | 2 | [5 empty] | Removed from Ground | Gas (Historical Use) | 10000 | Bare Steel | 1974-04-13 | 2000-09-01 | Unknown
DAWSON BP SERVICE INC | 348 S MAIN ST | DAWSON | Terrell | 1350015 | 8 | [5 empty] | Removed from Ground | Empty | 3000 | Bare Steel | 1966-01-01 | 2000-09-01 | Unknown
B&C SERVICE STATION | 534 NORTH MAIN ST/HWY 82 | DAWSON | Terrell | 1350024 | 1 | [5 empty] | Removed from Ground | Gas (Historical Use) | 4000 | Bare Steel | 1984-04-07 | 1995-05-01 | Galvanized Steel | Suction (American)
KOUNTRY CORNER | 8125 ALBANY HWY | SASSER | Terrell | 10001178 | 1B | Overfill Alarm | 2000-02-01 | FALSE | 2000-02-01 | FALSE | Currently in Use | Premium | 8000 | Composite | 2000-01-01 |  | Double-Walled Flex | Pressurized
S&A FOODS | 112 MAIN ST | BRONWOOD | Terrell | 1350008 | 9 | Overfill Alarm | 1998-12-07 | FALSE | 1998-12-07 | FALSE | Currently in Use | Diesel | 8000 | Composite | 1998-12-01 |  | Double-Walled Flex | Pressurized
S&A FOODS | 112 MAIN ST | BRONWOOD | Terrell | 1350008 | 8 | Overfill Alarm | 1998-12-07 | FALSE | 1998-12-07 | FALSE | Currently in Use | E-10 | 8000 | Composite | 1998-12-01 |  | Double-Walled Flex | Pressurized
S&A FOODS | 112 MAIN ST | BRONWOOD | Terrell | 1350008 | 1 |  | 1998-12-07 |  | 1998-12-07 |  | Removed from Ground | Diesel | 10000 | Composite | 1966-03-04 | 1998-12-01 | Double Walled | Pressurized
SASSER PREMIER OUTDOORS | 125 HWY 82 | SASSER | Terrell | 1350007 | 1 | [5 empty] | Removed from Ground | Empty | 1060 | Bare Steel | 1966-03-01 | 1987-01-01 | Galvanized Steel
J & G FARMS | COUNTY ROAD 111 | SASSER | Terrell | 1350004 | 3 | Flapper Valve | 1998-03-01 | FALSE | 1998-03-01 | FALSE | Currently in Use | Diesel | 10000 | Composite | 1998-03-01 |  | Steel/FG Secondary containment | Safe Suction (Euro)
C & R SERVICE | 100 MAIN ST | BRONWOOD | Terrell | 9135024 | 1A | Flapper Valve | 1998-10-01 | FALSE | 1998-10-01 | FALSE | Currently in Use | E-10 | 10000 | Galvanic (STIP-3) | 1998-10-01 |  | Fiberglass Reinforced Plastic | Pressurized
S&A FOODS | 112 MAIN ST | BRONWOOD | Terrell | 1350008 | 2 |  | 1998-12-07 |  | 1998-12-07 |  | Removed from Ground | Gas (Historical Use) | 8000 | Composite | 1961-03-05 | 1998-12-01 | Double Walled | Pressurized
W B JOHNSON | BOX 8 HWY 118 | BRONWOOD | Terrell | 1350026 | 1 | [5 empty] | Removed from Ground | Other | 550 | Bare Steel | 1976-04-02 | 1899-12-31 | Bare Steel
S&A FOODS | 112 MAIN ST | BRONWOOD | Terrell | 1350008 | 5 | [5 empty] | Removed from Ground | Kerosene | 8000 | Bare Steel | 1961-03-05 | 1998-12-01 | Galvanized Steel | Safe Suction (Euro)
S&A FOODS | 112 MAIN ST | BRONWOOD | Terrell | 1350008 | 10 | Overfill Alarm | 1998-12-07 | FALSE | 1998-12-07 | FALSE | Temporarily out of use | Kerosene | 2000 | Composite | 1998-12-01 |  | Double-Walled Flex | Safe Suction (Euro)
TERRA INTERNATIONAL | 296 GEORGIA ST NW | SASSER | Terrell | 9135015 | 1 | [5 empty] | Removed from Ground | Diesel | 8000 | Bare Steel | 1998-04-28 | 1998-04-28 | Not Marked | Suction (American)
TERRELL COUNTY EMERGENCY | 207 STONEWALL STREET | DAWSON | Terrell | 10000859 | 5 |  |  | FALSE |  | FALSE | Removed from Ground | Gas (Historical Use) | 10000 | Unknown | 2004-06-01 | 2004-06-01
TERRELL COUNTY EMERGENCY | 207 STONEWALL STREET | DAWSON | Terrell | 10000859 | 4 |  |  | FALSE |  | FALSE | Removed from Ground | Used Oil | 500 | Unknown | 2004-06-01 | 2004-06-01
TERRELL CO AIRPORT | 2678 ALBANY HWY | DAWSON | Terrell | 9135020 | 1 |  | 1998-09-01 |  | 1991-08-01 |  | Removed from Ground | Gas (Historical Use) | 2000 | Galvanic (STIP-3) | 1991-08-01 | 2014-03-24 | Galvanized Steel | Suction (American)
CITGO FOOD MART | 321 MAIN STREET | DAWSON | Terrell | 9135019 | 1 | Flapper Valve | 1998-07-01 | FALSE | 1998-07-01 | FALSE | Currently in Use | E-10 | 8000 | Galvanic (STIP-3) | 1986-03-01 |  | Fiberglass Reinforced Plastic | Pressurized
CIRCLE K 2723903 | 742 N MAIN ST | DAWSON | Terrell | 9135003 | 4 | Flapper Valve | 1989-01-01 | FALSE | 1992-01-01 | FALSE | Currently in Use | Diesel | 6000 | Galvanic (STIP-3) | 1989-01-01 |  | Fiberglass Reinforced Plastic | Pressurized
CIRCLE K 2723903 | 742 N MAIN ST | DAWSON | Terrell | 9135003 | 5 | Flapper Valve | 1995-08-01 | FALSE | 1995-08-01 | FALSE | Currently in Use | Diesel | 15000 | Galvanic (STIP-3) | 1995-08-01 |  | Fiberglass Reinforced Plastic | Pressurized
CIRCLE K 2723903 | 742 N MAIN ST | DAWSON | Terrell | 9135003 | 1 | Flapper Valve | 1989-01-01 | FALSE | 1992-01-01 | FALSE | Currently in Use | Regular | 8000 | Galvanic (STIP-3) | 1989-01-01 |  | Fiberglass Reinforced Plastic | Pressurized
GOLDEN PEANUT CO | 715 MLK JR DR | DAWSON | Terrell | 1350011 | 2 | [5 empty] | Removed from Ground | Gas (Historical Use) | 10000 | Bare Steel | 1968-04-22 | 1988-03-01 | Galvanized Steel
MARMELO FARMS INC | 1 .5 MI SOUTH HEROD ON ST HWY 55 | DAWSON | Terrell | 1350012 | 2 | [5 empty] | Removed from Ground | Gas (Historical Use) | 1000 | Bare Steel | 1981-04-12 | 1995-07-20 | Galvanized Steel
GA DOT #10439 | 536 WEST LEE ST | DAWSON | Terrell | 1350017 | 10439-1 | [5 empty] | Removed from Ground | Gas (Historical Use) | 1000 | Bare Steel | 1971-05-03 | 1990-10-01 | Galvanized Steel
GA DOT #10439 | 536 WEST LEE ST | DAWSON | Terrell | 1350017 | 10439-2 | [5 empty] | Removed from Ground | Diesel | 550 | Bare Steel | 1971-05-03 | 1990-10-01 | Galvanized Steel
A&H FOODMART #2 | 432 ROUNDTREE DR | DAWSON | Terrell | 9135027 | 1 | Overfill Alarm | 1999-04-20 | FALSE | 1999-04-20 | FALSE | Currently in Use | E-10 | 10000 | Fiberglass | 1999-04-20 |  | Double-Walled Flex | Pressurized
TERRELL COUNTY CORRECTIONAL INSTITUTE | 3110 ALBANY HWY | DAWSON | Terrell | 10000645 | 3 | Overfill Alarm | 1999-01-01 | FALSE | 1999-01-01 | FALSE | Currently in Use | E-0 | 5000 | Composite | 1999-01-01 |  | Fiberglass Reinforced Plastic | Pressurized
TERRELL DISCOUNT SERVICE STATION | 207 SOUTH STONEWALL ST | DAWSON | Terrell | 1350010 | 1 |  |  | FALSE |  | FALSE | Permanently Out of Use - historical purposes | Gas (Historical Use) | 6000 | Bare Steel | 1966-03-26 |  | Galvanized Steel
CITGO FOOD MART | 321 MAIN STREET | DAWSON | Terrell | 9135019 | 2 | Flapper Valve | 1998-07-01 | FALSE | 1998-07-01 | FALSE | Currently in Use | Premium | 6000 | Galvanic (STIP-3) | 1986-03-01 |  | Fiberglass Reinforced Plastic | Pressurized
DIXIE SERVICE STATION #463 | SOUTH MAIN ST | DAWSON | Terrell | 9000195 | 3 | [5 empty] | Removed from Ground | Diesel | 2000 | Bare Steel | 1974-04-14 | 1899-12-31 | Galvanized Steel | Safe Suction (Euro)
TERRELL DISCOUNT SERVICE STATION | 207 SOUTH STONEWALL ST | DAWSON | Terrell | 1350010 | 3 | [5 empty] | Permanently Out Of Use | Gas (Historical Use) | 4000 | Bare Steel | 1978-03-23 | 1978-08-01 | Galvanized Steel
BRUMBYS FOODS | 516 N MAIN HWY 20 | DAWSON | Terrell | 9135025 | 1 | [5 empty] | Removed from Ground | Gas (Historical Use) | 6000 | Bare Steel | 1998-12-20 | 1998-12-20 | Galvanized Steel | Pressurized
C E SCOTT | .abandoned | DAWSON | Terrell | 9135028 | 1 | [5 empty] | Installed | Gas (Historical Use) | 0 | Bare Steel |  |  | Bare Steel
TERRELL COUNTY CORRECTIONAL INSTITUTE | 3110 ALBANY HWY | DAWSON | Terrell | 10000645 | 2 |  |  | FALSE |  | FALSE | Removed from Ground | Not Marked | 0 | Unknown | 1999-01-01 | 1999-01-01
TERRELL COUNTY EMERGENCY | 207 STONEWALL STREET | DAWSON | Terrell | 10000859 | 1 |  |  | FALSE |  | FALSE | Removed from Ground | Gas (Historical Use) | 5000 | Unknown | 2004-06-01 | 2004-06-01
PETRO #168 MAJIC MART | 125 GRAVES RD SW | DAWSON | Terrell | 9135013 | 2 | Ball Float | 1996-05-28 | FALSE | 1996-05-28 | FALSE | Currently in Use | E-10 | 8000 | Steel-Impressed Current | 1987-01-01 |  |  | Pressurized
FILLINGAME FARMS | 2874 HOMER FILLINGAME RD | DAWSON | Terrell | 9135016 | 1 | [5 empty] | Removed from Ground | Diesel | 4000 | Bare Steel | 1998-12-01 | 1998-12-01 | Not Marked | Suction (American)
TERRELL MIDDLE/HIGH SCHOOL | 488 CRAWFORD STREET | DAWSON | Terrell | 9135002 | 2 | Overfill Alarm | 2000-08-23 | FALSE | 2000-08-23 | TRUE | Temporarily out of use | Diesel | 10000 | Composite | 2000-08-23 |  | Fiberglass Reinforced Plastic | Pressurized
DANIEL BROS FARM | 465 ANTHONY RD | DAWSON | Terrell | 1350014 | 1 |  | 1999-04-27 |  | 1999-04-27 |  | Removed from Ground | Diesel | 8000 | Composite | 1984-04-08 | 2000-02-01 | Double Walled | Safe Suction (Euro)
JIM BOYD ASPHALT PLANT | 53 PULP WOOD RD | DAWSON | Terrell | 10002313 | 1 | Flapper Valve | 2013-12-16 | FALSE | 2013-12-16 | FALSE | Currently in Use | Diesel | 31714 | Composite Double Walled | 2013-12-16 |  | Aboveground | Safe Suction (Euro)
TERRELL COUNTY EMERGENCY | 207 STONEWALL STREET | DAWSON | Terrell | 10000859 | 3 |  |  | FALSE |  | FALSE | Removed from Ground | Gas (Historical Use) | 500 | Unknown | 2004-06-01 | 2004-06-01
BOOMERANG FOOD & FUEL | 1920 ALBANY HWY | DAWSON | Terrell | 9135011 | 4 | Overfill Alarm | 1993-08-01 | FALSE | 1993-08-01 | FALSE | Temporarily out of use | Diesel Off Road | 12173 | Galvanic (STIP-3) | 1993-08-01 |  | Fiberglass Reinforced Plastic | Pressurized
BOOMERANG FOOD & FUEL | 1920 ALBANY HWY | DAWSON | Terrell | 9135011 | 5 | Overfill Alarm | 1993-08-01 | FALSE | 1993-08-01 | FALSE | Currently in Use | Diesel | 12126 | Galvanic (STIP-3) | 1993-08-01 |  | Fiberglass Reinforced Plastic | Pressurized
BELLS ABODE | 522 SOUTH MAIN ST | DAWSON | Terrell | 9135010 | 3 | [5 empty] | Removed from Ground | Other | 2000 | Not Marked/Unknown | 1995-04-19 | 1995-04-19 | Unknown
GTE/DAWSON CENTRAL OFFICE | 589 WEST LEE ST | DAWSON | Terrell | 9135006 | 1 | [5 empty] | Removed from Ground | Diesel | 0 | Marked Unknown | 1983-01-01 | 1983-01-01 | Unknown
GEORGIA FORESTRY COMMISSION | HEROD RD | DAWSON | Terrell | 9135005 | 2 |  | 1989-01-01 |  | 1989-01-01 |  | Removed from Ground | Gas (Historical Use) | 550 | Galvanic (STIP-3) | 1989-01-01 | 2008-04-10 | Cathodically Protected | Safe Suction (Euro)
DAWSON MAINTENANCE FACILITY | 409 CRAWFORD ST NE | DAWSON | Terrell | 1350006 | 1 | [5 empty] | Removed from Ground | Gas (Historical Use) | 8000 | Bare Steel | 1971-03-03 | 1997-11-10 | Galvanized Steel | Safe Suction (Euro)
C E SCOTT | .abandoned | DAWSON | Terrell | 9135028 | 3 | [5 empty] | Installed | Gas (Historical Use) | 0 | Bare Steel |  |  | Bare Steel
BOOMERANG FOOD & FUEL | 1920 ALBANY HWY | DAWSON | Terrell | 9135011 | 3 | Overfill Alarm | 1993-08-01 | FALSE | 1993-08-01 | FALSE | Currently in Use | E-10 | 12126 | Galvanic (STIP-3) | 1993-08-01 |  | Fiberglass Reinforced Plastic | Pressurized
C H REESE JR | 5252 SASSER HEROD RD | DAWSON | Terrell | 9135012 | 3FT | [5 empty] | Removed from Ground | Diesel | 3000 | Cathodically Protected Steel | 1985-06-01 | 2000-09-25 | Fiberglass Reinforced Plastic | Suction (American)
BELLS ABODE | 522 SOUTH MAIN ST | DAWSON | Terrell | 9135010 | 1 | [5 empty] | Removed from Ground | Other | 2000 | Not Marked/Unknown | 1995-04-19 | 1995-04-19 | Unknown
TRI COUNTY READY MIX CONCRETE CO | 303 GRAVES RD SW | DAWSON | Terrell | 1350020 | 1 | [5 empty] | Removed from Ground | Gas (Historical Use) | 500 | Bare Steel | 1986-03-31 | 1998-01-01 | Bare Steel
CIRCLE K 2723903 | 742 N MAIN ST | DAWSON | Terrell | 9135003 | 3 | Flapper Valve | 1989-01-01 | FALSE | 1992-01-01 | FALSE | Currently in Use | Plus | 6000 | Galvanic (STIP-3) | 1989-01-01 |  | Fiberglass Reinforced Plastic | Pressurized
RT BRIM FARM | 1256 SASSER-HEROD RD | DAWSON | Terrell | 1350009 | 1 | [5 empty] | Removed from Ground | Diesel | 4000 | Bare Steel | 1976-03-07 | 1999-12-01 | Galvanized Steel | Safe Suction (Euro)
GEORGIA FORESTRY COMMISSION | HEROD RD | DAWSON | Terrell | 9135005 | 3 |  | 1989-01-01 |  | 1989-01-01 |  | Removed from Ground | Diesel | 550 | Galvanic (STIP-3) | 1989-01-01 | 2008-04-10 | Cathodically Protected | Safe Suction (Euro)
LAING IMPLEMENT CO | RT 5 BOX 24 | DAWSON | Terrell | 1350003 | 3 | [5 empty] | Removed from Ground | Gas (Historical Use) | 280 | Bare Steel | 1981-03-12 | 1899-12-31 | Galvanized Steel
TERRELL COUNTY CORRECTIONAL INSTITUTE | 3110 ALBANY HWY | DAWSON | Terrell | 10000645 | 4 | Overfill Alarm | 1999-01-01 | FALSE | 1999-01-01 | FALSE | Currently in Use | Diesel | 1000 | Composite | 1999-01-01 |  | Fiberglass Reinforced Plastic | Pressurized
CIRCLE K 2723903 | 742 N MAIN ST | DAWSON | Terrell | 9135003 | 6 | Flapper Valve | 1995-08-01 | FALSE | 1995-08-01 | FALSE | Currently in Use | Diesel | 15000 | Galvanic (STIP-3) | 1995-08-01 |  | Fiberglass Reinforced Plastic | Pressurized
DIXIE SERVICE STATION #463 | SOUTH MAIN ST | DAWSON | Terrell | 9000195 | 6 | [5 empty] | Removed from Ground | Gas (Historical Use) | 4000 | Cathodically Protected Steel | 1987-06-02 | 1899-12-31 | Galvanized Steel | Safe Suction (Euro)
GEORGIA FORESTRY COMMISSION | HEROD RD | DAWSON | Terrell | 9135005 | 1 | [5 empty] | Removed from Ground | Gas (Historical Use) | 560 | Bare Steel | 1959-04-29 | 1989-08-01 | Bare Steel
DIXIE SERVICE STATION #463 | SOUTH MAIN ST | DAWSON | Terrell | 9000195 | 5 | [5 empty] | Removed from Ground | Gas (Historical Use) | 4000 | Bare Steel | 1974-04-14 | 1899-12-31 | Galvanized Steel | Safe Suction (Euro)
DIXIE SERVICE STATION #463 | SOUTH MAIN ST | DAWSON | Terrell | 9000195 | 4 | [5 empty] | Removed from Ground | Kerosene | 3000 | Bare Steel | 1974-04-14 | 1899-12-31 | Galvanized Steel | Safe Suction (Euro)
DIXIE SERVICE STATION #463 | SOUTH MAIN ST | DAWSON | Terrell | 9000195 | 7 | [5 empty] | Removed from Ground | Gas (Historical Use) | 4000 | Cathodically Protected Steel | 1987-06-02 | 1899-12-31 | Galvanized Steel | Safe Suction (Euro)
DAWSON MAINTENANCE FACILITY | 409 CRAWFORD ST NE | DAWSON | Terrell | 1350006 | 3 | [5 empty] | Removed from Ground | Gas (Historical Use) | 4000 | Bare Steel | 1978-03-01 | 1997-11-10 | Galvanized Steel | Safe Suction (Euro)
DAWSON MAINTENANCE FACILITY | 409 CRAWFORD ST NE | DAWSON | Terrell | 1350006 | 4A | Overfill Alarm | 1997-11-20 | FALSE | 1997-11-20 | FALSE | Currently in Use | E-0 | 6000 | Composite | 1997-11-20 |  | Fiberglass Reinforced Plastic
CARGILL INC SPECIALTY FOODS | 1781 IND PARK BLVD SE | DAWSON | Terrell | 1350005 | 1 | [5 empty] | Removed from Ground | Diesel | 550 | Bare Steel | 1981-01-07 | 1990-03-05 | Copper
GOLDEN PEANUT CO | 715 MLK JR DR | DAWSON | Terrell | 1350011 | 3 | [5 empty] | Removed from Ground | Hazardous Substance | 15000 | Bare Steel | 1975-04-21 | 1990-10-01 | Galvanized Steel
TERRELL COUNTY CORRECTIONAL INSTITUTE | 3110 ALBANY HWY | DAWSON | Terrell | 10000645 | 1 |  |  | FALSE |  | FALSE | Removed from Ground | Not Marked | 0 | Unknown | 1999-01-01 | 1999-01-01
PETRO #168 MAJIC MART | 125 GRAVES RD SW | DAWSON | Terrell | 9135013 | 1 | Ball Float | 1996-05-28 | FALSE | 1996-05-28 | FALSE | Currently in Use | E-10 | 8000 | Steel-Impressed Current | 1987-01-01 |  |  | Pressurized
STEVE COCKE FISH HATCHERY | 109 HATCHERY ACCESS RD | DAWSON | Terrell | 9135008 | 1 | [5 empty] | Removed from Ground | Gas (Historical Use) | 1000 | Bare Steel | 1998-07-27 | 1998-07-27 | Galvanized Steel
GAMBLE FARMS INC | BILL BUSBY RD | DAWSON | Terrell | 9135014 | 2 | [5 empty] | Removed from Ground | Gas (Historical Use) | 10500 | Not Marked/Unknown | 1976-01-01 | 2000-11-01 | Not Marked
C E SCOTT | .abandoned | DAWSON | Terrell | 9135028 | 2 | [5 empty] | Installed | Gas (Historical Use) | 0 | Bare Steel |  |  | Bare Steel
BOOMERANG FOOD & FUEL | 1920 ALBANY HWY | DAWSON | Terrell | 9135011 | 2 | Overfill Alarm | 1993-08-01 | FALSE | 1993-08-01 | FALSE | Temporarily out of use | Plus | 12102 | Galvanic (STIP-3) | 1993-08-01 |  | Fiberglass Reinforced Plastic | Pressurized
GAMBLE FARMS INC | BILL BUSBY RD | DAWSON | Terrell | 9135014 | 1 | [5 empty] | Removed from Ground | Gas (Historical Use) | 4000 | Not Marked/Unknown | 1991-01-01 | 2000-11-01 | Not Marked
LAING IMPLEMENT CO | RT 5 BOX 24 | DAWSON | Terrell | 1350003 | 2 | [5 empty] | Removed from Ground | Gas (Historical Use) | 550 | Bare Steel | 1979-03-13 | 1899-12-31 | Galvanized Steel
GOLDEN PEANUT CO | 715 MLK JR DR | DAWSON | Terrell | 1350011 | 4 |  | 1998-03-22 |  | 1998-03-22 |  | Removed from Ground | Diesel | 10000 | Galvanic (STIP-3) | 1988-03-22 | 2006-02-14 | Fiberglass Reinforced Plastic | Pressurized
GOLDEN PEANUT CO | 715 MLK JR DR | DAWSON | Terrell | 1350011 | 1 | [5 empty] | Removed from Ground | Gas (Historical Use) | 10000 | Bare Steel | 1973-04-21 | 1988-03-01 | Galvanized Steel
BELLS ABODE | 522 SOUTH MAIN ST | DAWSON | Terrell | 9135010 | 2 | [5 empty] | Removed from Ground | Other | 2000 | Not Marked/Unknown | 1995-04-19 | 1995-04-19 | Unknown
DAWSON MAINTENANCE FACILITY | 409 CRAWFORD ST NE | DAWSON | Terrell | 1350006 | 4B | Overfill Alarm | 1997-11-20 | FALSE | 1997-11-20 | FALSE | Currently in Use | Diesel | 6000 | Composite | 1997-11-20 |  | Fiberglass Reinforced Plastic
LAING IMPLEMENT CO | RT 5 BOX 24 | DAWSON | Terrell | 1350003 | 1 | [5 empty] | Removed from Ground | Gas (Historical Use) | 550 | Bare Steel | 1975-03-14 | 1899-12-31 | Galvanized Steel
DANIEL BROS FARM | 465 ANTHONY RD | DAWSON | Terrell | 1350014 | 2 | Flapper Valve | 1999-04-27 | FALSE | 1999-04-27 | FALSE | Currently in Use | Diesel | 10000 | Composite | 1999-04-27 |  | Copper/Secondry Containment | Safe Suction (Euro)
GA DOT #10439 | 536 WEST LEE ST | DAWSON | Terrell | 1350017 | 439D1 |  | 1989-11-02 |  | 1989-11-02 |  | Removed from Ground | Diesel | 1060 | Cathodically Protected Steel | 1989-11-02 | 2005-03-21 | Cathodically Protected | Suction (American)
GA DOT #10439 | 536 WEST LEE ST | DAWSON | Terrell | 1350017 | 439G1 |  | 1989-11-02 |  | 1989-11-02 |  | Removed from Ground | Gas (Historical Use) | 1050 | Cathodically Protected Steel | 1989-11-02 | 2005-03-21 | Cathodically Protected | Suction (American)
BOOMERANG FOOD & FUEL | 1920 ALBANY HWY | DAWSON | Terrell | 9135011 | 1 | Overfill Alarm | 1993-08-01 | FALSE | 1993-08-01 | FALSE | Currently in Use | Premium | 12055 | Galvanic (STIP-3) | 1993-08-01 |  | Fiberglass Reinforced Plastic | Pressurized
RT BRIM FARM | 1256 SASSER-HEROD RD | DAWSON | Terrell | 1350009 | 2 | Flapper Valve | 1999-05-01 | FALSE | 1999-05-01 | FALSE | Removed from Ground | Diesel | 10000 | Composite | 1999-05-01 | 2019-12-17 |  | Safe Suction (Euro)
TERRELL COUNTY EMERGENCY | 207 STONEWALL STREET | DAWSON | Terrell | 10000859 | 2 |  |  | FALSE |  | FALSE | Removed from Ground | Gas (Historical Use) | 5000 | Unknown | 2004-06-01 | 2004-06-01
TERRELL DISCOUNT SERVICE STATION | 207 SOUTH STONEWALL ST | DAWSON | Terrell | 1350010 | 2 |  |  | FALSE |  | FALSE | Permanently Out of Use - historical purposes | Gas (Historical Use) | 4000 | Bare Steel | 1966-03-26 |  | Galvanized Steel
CITGO FOOD MART | 321 MAIN STREET | DAWSON | Terrell | 9135019 | 3 | Flapper Valve | 1998-07-01 | FALSE | 1998-07-01 | FALSE | Currently in Use | Diesel | 6000 | Galvanic (STIP-3) | 1986-03-01 |  | Fiberglass Reinforced Plastic | Pressurized
BVM INC DAWSON PEDDLER | 388 S MAIN ST | DAWSON | Terrell | 9135001 | 1 | Ball Float | 1993-01-01 | FALSE | 1993-01-01 | FALSE | Currently in Use | E-10 | 6000 | Galvanic (STIP-3) | 1992-03-05 |  | Fiberglass Reinforced Plastic | Pressurized
DAWSON MAINTENANCE FACILITY | 409 CRAWFORD ST NE | DAWSON | Terrell | 1350006 | 2 | [5 empty] | Removed from Ground | Diesel | 3000 | Bare Steel | 1975-03-02 | 1997-11-10 | Galvanized Steel | Safe Suction (Euro)
A&H FOODMART #2 | 432 ROUNDTREE DR | DAWSON | Terrell | 9135027 | 2 | Overfill Alarm | 1999-04-20 | FALSE | 1999-04-20 | FALSE | Currently in Use | Premium | 10000 | Fiberglass | 1999-04-20 |  | Double-Walled Flex | Pressurized
BRUMBYS FOODS | 516 N MAIN HWY 20 | DAWSON | Terrell | 9135025 | 2 | [5 empty] | Removed from Ground | Gas (Historical Use) | 6000 | Bare Steel | 1998-12-20 | 1998-12-20 | Galvanized Steel | Pressurized
TERRELL MIDDLE/HIGH SCHOOL | 488 CRAWFORD STREET | DAWSON | Terrell | 9135002 | 1 | [5 empty] | Removed from Ground | Diesel | 10000 | Cathodically Protected Steel | 1964-01-01 | 2000-08-23 | Galvanized Steel
BVM INC DAWSON PEDDLER | 388 S MAIN ST | DAWSON | Terrell | 9135001 | 2B | Ball Float | 1993-01-01 | FALSE | 1993-01-01 | FALSE | Temporarily out of use | E-0 | 3000 | Galvanic (STIP-3) | 1992-03-05 |  | Fiberglass Reinforced Plastic | Pressurized
CARGILL INC SPECIALTY FOODS | 1781 IND PARK BLVD SE | DAWSON | Terrell | 1350005 | 2 | [5 empty] | Removed from Ground | Diesel | 550 | Bare Steel | 1981-01-07 | 1990-03-05 | Copper
MARMELO FARMS INC | 1 .5 MI SOUTH HEROD ON ST HWY 55 | DAWSON | Terrell | 1350012 | 1 | [5 empty] | Removed from Ground | Diesel | 8000 | Bare Steel | 1981-04-12 | 1995-07-20 | Galvanized Steel
GOLDEN PEANUT CO | 715 MLK JR DR | DAWSON | Terrell | 1350011 | 5 |  | 1986-12-01 |  | 1986-12-01 |  | Removed from Ground | Gas (Historical Use) | 10000 | Galvanic (STIP-3) | 1986-12-01 | 2006-02-14 | Fiberglass Reinforced Plastic | Pressurized
CIRCLE K 2723903 | 742 N MAIN ST | DAWSON | Terrell | 9135003 | 2 | Flapper Valve | 1989-01-01 | FALSE | 1992-01-01 | FALSE | Currently in Use | Premium | 8000 | Galvanic (STIP-3) | 1989-01-01 |  | Fiberglass Reinforced Plastic | Pressurized
DIXIE SERVICE STATION #463 | SOUTH MAIN ST | DAWSON | Terrell | 9000195 | 2 | [5 empty] | Permanently Out of Use - historical purposes | Gas (Historical Use) | 4000 | Bare Steel | 1966-01-01 | 1899-12-31 | Galvanized Steel
MARMELO FARMS INC | 1 .5 MI SOUTH HEROD ON ST HWY 55 | DAWSON | Terrell | 1350012 | 3 |  |  | TRUE |  | TRUE | Removed from Ground | Used Oil | 300 | Bare Steel | 1971-04-15 | 1995-07-20 | Galvanized Steel
LOC TRUCK STOP | 735 FORERESTER DR | DAWSON | Terrell | 10003391 | 2B | Overfill Alarm | 2023-06-20 | FALSE | 2023-06-20 | FALSE | Currently in Use | Premium | 5000 | Fiberglass Double Walled | 2023-06-14 |  | Double-Walled Fiberglass | Pressurized
LOC TRUCK STOP | 735 FORERESTER DR | DAWSON | Terrell | 10003391 | 3B | Overfill Alarm | 2023-06-20 | FALSE | 2023-06-20 | FALSE | Currently in Use | Diesel Off Road | 5000 | Fiberglass Double Walled | 2023-06-14 |  | Double-Walled Fiberglass | Pressurized
LOC TRUCK STOP | 735 FORERESTER DR | DAWSON | Terrell | 10003391 | 3A | Overfill Alarm | 2023-06-20 | FALSE | 2023-06-20 | FALSE | Currently in Use | Diesel | 15000 | Fiberglass Double Walled | 2023-06-14 |  | Double-Walled Fiberglass | Pressurized
LOC TRUCK STOP | 735 FORERESTER DR | DAWSON | Terrell | 10003391 | 2A | Overfill Alarm | 2023-06-20 | FALSE | 2023-06-20 | FALSE | Currently in Use | Regular | 15000 | Fiberglass Double Walled | 2023-06-14 |  | Double-Walled Fiberglass | Pressurized
LOC TRUCK STOP | 735 FORERESTER DR | DAWSON | Terrell | 10003391 | 1 | Overfill Alarm | 2023-06-20 | FALSE | 2023-06-20 | FALSE | Currently in Use | Diesel | 20000 | Fiberglass Double Walled | 2023-06-14 |  | Double-Walled Fiberglass | Pressurized
TERRELL DISCOUNT SERVICE STATION | 207 SOUTH STONEWALL ST | DAWSON | Terrell | 1350010 | 4 | [5 empty] | Permanently Out Of Use | Gas (Historical Use) | 1000 | Bare Steel | 1978-03-23 | 1978-08-01 | Galvanized Steel
TRI COUNTY READY MIX CONCRETE CO | 303 GRAVES RD SW | DAWSON | Terrell | 1350020 | 2 | [5 empty] | Removed from Ground | Gas (Historical Use) | 500 | Bare Steel | 1986-03-31 | 1998-01-01 | Bare Steel
WHATLEY OIL & AUTO PARTS CO | 412 MAIN STREET | DAWSON | Terrell | 9135023 | 1 | Flapper Valve | 1993-03-01 | FALSE | 1993-03-01 | FALSE | Currently in Use | Diesel | 8000 | Galvanic (STIP-3) | 1993-03-01 |  | Fiberglass Reinforced Plastic | Pressurized
PETRO #168 MAJIC MART | 125 GRAVES RD SW | DAWSON | Terrell | 9135013 | 3 | Ball Float | 1996-05-28 | FALSE | 1996-05-28 | FALSE | Currently in Use | Premium | 8000 | Steel-Impressed Current | 1987-01-01 |  |  | Pressurized
BVM INC DAWSON PEDDLER | 388 S MAIN ST | DAWSON | Terrell | 9135001 | 2A | Ball Float | 1993-01-01 | FALSE | 1993-01-01 | FALSE | Currently in Use | Premium | 3000 | Galvanic (STIP-3) | 1992-03-05 |  | Fiberglass Reinforced Plastic | Pressurized
DIXIE SERVICE STATION #463 | SOUTH MAIN ST | DAWSON | Terrell | 9000195 | 1 | [5 empty] | Permanently Out of Use - historical purposes | Gas (Historical Use) | 4000 | Bare Steel | 1966-01-01 | 1899-12-31 | Galvanized Steel
BRUNER PROPERTY-LEESBURG HWY | 3940 LEESBURG Highway | DAWSON | Terrell | 10002769 | 1 |  |  | FALSE |  | FALSE | Removed from Ground |  | 10000 |  |  | 2017-10-26
BRUNER PROPERTY-LEESBURG HWY | 3940 LEESBURG Highway | DAWSON | Terrell | 10002769 | 2 |  |  | FALSE |  | FALSE | Removed from Ground |  | 8000 |  |  | 2017-10-26
AG-PRO FUEL, LLC | 824 SMITH AVE | THOMASVILLE | Thomas | 1360105 | 1 |  | 1998-12-22 | FALSE | 1998-09-20 | FALSE | Removed from Ground | Gas (Historical Use) | 1000 | Bare Steel | 1982-05-09 | 1999-10-01 | Cathodically Protected | Suction (American)
AG-PRO FUEL, LLC | 824 SMITH AVE | THOMASVILLE | Thomas | 1360105 | 7 | Overfill Alarm | 1999-10-01 | FALSE | 1999-10-01 | FALSE | Removed from Ground | Diesel | 1000 | Steel-Impressed Current | 1987-09-10 |  | Steel (Impressed Current) | Suction (American)
LAINES BAKERY & FOOD STORE | 1650 REMINGTON AVE | THOMASVILLE | Thomas | 1390102 | T1 | [5 empty] | Removed from Ground | Gas (Historical Use) | 3000 | Marked Unknown | 1988-01-04 | 1988-01-04 | Unknown
SHOP N GO | 408 S BROAD ST | THOMASVILLE | Thomas | 9000709 | 1 | [5 empty] | Removed from Ground | Gas (Historical Use) | 8000 | Bare Steel | 1971-05-09 | 1992-11-05 | Galvanized Steel | Suction (American)
GA DOT #10442 | SUNSET DR/2 MI EAST OF GA 3 | THOMASVILLE | Thomas | 1360197 | 442D1 | [5 empty] | Removed from Ground | Diesel | 1150 | Bare Steel | 1982-05-16 | 2005-05-19 | Galvanized Steel | Suction (American)
THOMAS CO AMBULANCE SERVICE | THOMAS REMINGTON AVE | THOMASVILLE | Thomas | 1360192 | 1 | [5 empty] | Removed from Ground | Gas (Historical Use) | 1000 | Cathodically Protected Steel | 1986-01-01 | 1993-01-01 | Galvanized Steel
APC #600 | 1113 E JACKSON ST | THOMASVILLE | Thomas | 1360100 | T1 | [5 empty] | Removed from Ground | Gas (Historical Use) | 8000 | Bare Steel | 1968-05-11 | 1991-01-27 | Galvanized Steel
Circle K 2745149 | 15327 US HWY 19 S | THOMASVILLE | Thomas | 1360080 | 8 | [5 empty] | Removed from Ground | Gas (Historical Use) | 3000 | Bare Steel | 1966-05-12 | 1986-06-01 | Galvanized Steel
MCKENZIE TREE SERVICE | 813 N PINETREE BLVD | THOMASVILLE | Thomas | 1360191 | 1 | [5 empty] | Removed from Ground | Diesel | 1000 | Bare Steel | 1976-05-10 | 1899-12-31 | Galvanized Steel | Suction (American)
SUSIE QS #3 | GEORGIA HWY 202 & US HWY 19 N | THOMASVILLE | Thomas | 1362000 | 2 | Flapper Valve | 1991-11-01 | FALSE | 1991-11-01 | FALSE | Currently in Use | E-10 | 6000 | Galvanic (STIP-3) | 1987-11-04 |  | Fiberglass Reinforced Plastic | Pressurized
SHOP N GO | 408 S BROAD ST | THOMASVILLE | Thomas | 9000709 | 208481 | Ball Float | 1992-11-18 | FALSE | 1992-11-18 | FALSE | Currently in Use | E-10 | 8200 | Galvanic (STIP-3) | 1992-11-18 |  | Double-Walled Flex | Pressurized
ARATEX SERVICES INC | 202 CASSIDY RD | THOMASVILLE | Thomas | 9000558 | 1 | [5 empty] | Removed from Ground | Gas (Historical Use) | 8000 | Bare Steel | 1968-10-04 | 1899-12-31 | Unknown
THOMAS COUNTY EXTENTION SERVICE | 207 N. MADISON ST | THOMASVILLE | Thomas | 1360104 | T1 | [5 empty] | Removed from Ground | Gas (Historical Use) | 3000 | Marked Unknown | 1977-06-15 | 1977-06-15 | Unknown
L & G FOOD MART #3 | 107 OLD ALBANY RD | THOMASVILLE | Thomas | 1360096 | T1 | Ball Float | 1994-04-07 | FALSE | 1994-04-07 | FALSE | Currently in Use | E-10 | 6000 | Steel-Impressed Current | 1984-05-07 |  | Fiberglass Reinforced Plastic | Pressurized
AG-PRO FUEL, LLC | 824 SMITH AVE | THOMASVILLE | Thomas | 1360105 | 4 | [5 empty] | Removed from Ground | Kerosene | 290 | Bare Steel | 1981-05-09 | 1987-09-05 | Galvanized Steel
AG-PRO FUEL, LLC | 824 SMITH AVE | THOMASVILLE | Thomas | 1360105 | 5 | [5 empty] | Removed from Ground | Diesel | 3000 | Bare Steel | 1983-05-09 | 1999-10-01 | Galvanized Steel | Suction (American)
SUWANNEE SWIFTY #137 | 430 N BROAD ST | THOMASVILLE | Thomas | 1360098 | 2 |  | 1994-12-01 |  | 1994-12-01 |  | Removed from Ground | Gas (Historical Use) | 6000 | Bare Steel | 1980-05-08 | 1997-04-30 | Galvanized Steel | Safe Suction (Euro)
Circle K 2745149 | 15327 US HWY 19 S | THOMASVILLE | Thomas | 1360080 | 6 | [5 empty] | Removed from Ground | Gas (Historical Use) | 2000 | Bare Steel | 1966-05-12 | 1986-06-01 | Galvanized Steel
Circle K 2745149 | 15327 US HWY 19 S | THOMASVILLE | Thomas | 1360080 | 10 | Flapper Valve | 1998-03-09 | FALSE | 1998-03-09 | FALSE | Currently in Use | E-10 | 10152 | Composite | 1998-03-09 |  | Double-Walled Flex | Pressurized
Circle K 2745149 | 15327 US HWY 19 S | THOMASVILLE | Thomas | 1360080 | 9 | [5 empty] | Removed from Ground | Diesel | 4000 | Bare Steel | 1966-05-12 | 1986-06-01 | Galvanized Steel
COOLEDGE BAY | US HWY 319 | THOMASVILLE | Thomas | 1360138 | 2 | [5 empty] | Removed from Ground | Empty | 2000 | Bare Steel | 1969-05-12 | 1988-01-25 | Galvanized Steel
RYALS BEACHTON GEN STORE | RT 3 | THOMASVILLE | Thomas | 1360144 | 3 | [5 empty] | Removed from Ground | Empty | 560 | Bare Steel | 1976-05-10 | 1988-04-14 | Galvanized Steel
SNAPPY FOOD | 1400 WEST JACKSON | THOMASVILLE | Thomas | 1360147 | 3 | [5 empty] | Removed from Ground | Gas (Historical Use) | 4000 | Bare Steel | 1977-05-10 | 1988-12-17 | Galvanized Steel
EASY IN & OUT | 2103 SMITH AVE | THOMASVILLE | Thomas | 1360146 | 2 |  | 1977-01-01 |  | 1977-01-01 |  | Removed from Ground | Gas (Historical Use) | 4000 | Bare Steel | 1977-05-10 | 1996-12-01 | Galvanized Steel | Suction (American)
MURRY BISHOP SERVICE STATION | 329 N MADISON ST | THOMASVILLE | Thomas | 1360167 | 6 |  |  | TRUE |  | TRUE | Removed from Ground | Used Oil | 500 | Bare Steel | 1998-11-18 | 1998-11-18 | Galvanized Steel | Gravity Fed
DIXIE GAS OIL CO INC #274 | 609 SMITH AVE | THOMASVILLE | Thomas | 1360183 | 1 | [5 empty] | Removed from Ground | Gas (Historical Use) | 3000 | Bare Steel | 1971-05-17 | 1994-11-01 | Galvanized Steel
APC #600 | 1113 E JACKSON ST | THOMASVILLE | Thomas | 1360100 | ACT276 |  | 1991-02-01 |  | 1990-02-01 |  | Removed from Ground | Gas (Historical Use) | 6000 | Composite | 1991-02-01 | 2003-06-24 | Fiberglass Reinforced Plastic | Pressurized
KRISUAS CORNER | 1060 WEST JACKSON ST | THOMASVILLE | Thomas | 1360097 | 2 |  | 1994-12-06 |  | 1994-12-06 |  | Removed from Ground | Gas (Historical Use) | 8000 | Bare Steel | 1979-05-09 | 1995-11-21 | Galvanized Steel | Safe Suction (Euro)
SOUTHSIDE MINIT MARKET | 1201 MAGNOLIA ST | THOMASVILLE | Thomas | 1360082 | 3 | [5 empty] | Removed from Ground | Gas (Historical Use) | 4000 | Bare Steel | 1983-05-08 | 1993-07-03 | Galvanized Steel
SOUTHSIDE MINIT MARKET | 1201 MAGNOLIA ST | THOMASVILLE | Thomas | 1360082 | 5B |  | 1993-07-05 | FALSE | 1993-07-05 | FALSE | Temporarily out of use | Premium | 3000 | Galvanic (STIP-3) | 1993-07-05 |  |  | Pressurized
JACKS BP | 2980 E PINETREE BLVD | THOMASVILLE | Thomas | 1360042 | 3 | [5 empty] | Closed in Ground | Gas (Historical Use) | 4000 | Bare Steel | 1976-04-17 | 1994-05-30 | Galvanized Steel | Pressurized
AG-PRO FUEL, LLC | 824 SMITH AVE | THOMASVILLE | Thomas | 1360105 | 2 | [5 empty] | Removed from Ground | Gas (Historical Use) | 560 | Bare Steel | 1974-05-11 | 1987-04-07 | Galvanized Steel
SUSIE QS #3 | GEORGIA HWY 202 & US HWY 19 N | THOMASVILLE | Thomas | 1362000 | 1 | Flapper Valve | 1991-11-01 | FALSE | 1991-11-01 | FALSE | Currently in Use | E-10 | 6000 | Galvanic (STIP-3) | 1987-11-04 |  | Fiberglass Reinforced Plastic | Pressurized
SHOP N GO | 408 S BROAD ST | THOMASVILLE | Thomas | 9000709 | 205418 | Flapper Valve | 1992-11-18 | FALSE | 1992-11-18 | FALSE | Currently in Use | Premium | 8200 | Galvanic (STIP-3) | 1982-11-18 |  | Double-Walled Flex | Pressurized
AG-PRO FUEL, LLC | 824 SMITH AVE | THOMASVILLE | Thomas | 1360105 | 6 | Overfill Alarm | 1999-10-01 | FALSE | 1999-10-01 | FALSE | Removed from Ground | Kerosene | 1000 | Steel-Impressed Current | 1987-04-10 |  | Steel (Impressed Current) | Suction (American)
SHOP N GO | 408 S BROAD ST | THOMASVILLE | Thomas | 9000709 | 2 | [5 empty] | Removed from Ground | Gas (Historical Use) | 8000 | Bare Steel | 1971-05-09 | 1992-11-05 | Galvanized Steel | Suction (American)
ARATEX SERVICES INC | 202 CASSIDY RD | THOMASVILLE | Thomas | 9000558 | 2 | [5 empty] | Removed from Ground | Diesel | 10000 | Bare Steel | 1968-10-04 | 1899-12-31 | Unknown
APC #600 | 1113 E JACKSON ST | THOMASVILLE | Thomas | 1360100 | ACT271 |  | 1991-02-01 |  | 1991-02-01 |  | Removed from Ground | Gas (Historical Use) | 6000 | Composite | 1991-02-01 | 2003-06-24 | Fiberglass Reinforced Plastic | Pressurized
HOLIDAY INN | 211 US HWY 19 SOUTH | THOMASVILLE | Thomas | 1360101 | T1 | [5 empty] | Permanently Out of Use - historical purposes | Gas (Historical Use) | 1000 | Bare Steel |  | 1899-12-31 | Galvanized Steel
L & G FOOD MART #3 | 107 OLD ALBANY RD | THOMASVILLE | Thomas | 1360096 | T3 | Ball Float |  | FALSE |  | FALSE | [6 empty] | Fiberglass Reinforced Plastic | Pressurized
L & G FOOD MART #5 | 419 N MADISON ST | THOMASVILLE | Thomas | 1360081 | 3 | Flapper Valve | 1998-06-15 | FALSE | 1998-06-15 | FALSE | Removed from Ground | Diesel | 8000 | Steel-Impressed Current | 1983-05-08 |  | Fiberglass Reinforced Plastic | Pressurized
SOUTHSIDE MINIT MARKET | 1201 MAGNOLIA ST | THOMASVILLE | Thomas | 1360082 | 5A |  | 1993-07-05 | FALSE | 1993-07-05 | FALSE | Temporarily out of use | Plus | 3000 | Galvanic (STIP-3) | 1993-07-05 |  | Fiberglass Reinforced Plastic | Pressurized
BLACKBURNS SERVICE STATION | 1136 W JACKSON ST | THOMASVILLE | Thomas | 1360090 | 3 | [5 empty] | Removed from Ground | Gas (Historical Use) | 4000 | Bare Steel | 1974-05-08 | 1999-01-01 | Galvanized Steel
LAINES BAKERY & FOOD STORE | 1650 REMINGTON AVE | THOMASVILLE | Thomas | 1390102 | T3 | [5 empty] | Removed from Ground | Gas (Historical Use) | 6000 | Marked Unknown | 1988-01-04 | 1988-01-04 | Unknown
Circle K 2745151 | 2667 E PINETREE BLVD | THOMASVILLE | Thomas | 9000708 | 1 | Flapper Valve | 1994-12-07 | FALSE | 1994-12-07 | FALSE | Currently in Use | E-10 | 8000 | Galvanic (STIP-3) | 1983-05-06 |  | Double-Walled Flex | Pressurized
THOMASVILLE COCA COLA BOTTLING C | 1017 E JACKSON | THOMASVILLE | Thomas | 1360194 | A | [5 empty] | Removed from Ground | Gas (Historical Use) | 1000 | Cathodically Protected Steel | 1986-01-01 | 1997-01-14 | Galvanized Steel
JEN-REE ENTERPRISE | GA HWY 319 NORTH | THOMASVILLE | Thomas | 1360107 | 1 | [5 empty] | Removed from Ground | Diesel | 4000 | Bare Steel | 1976-05-10 | 1987-07-01 | Galvanized Steel
KRISUAS CORNER | 1060 WEST JACKSON ST | THOMASVILLE | Thomas | 1360097 | 3 |  | 1994-12-06 |  | 1994-12-06 |  | Removed from Ground | Gas (Historical Use) | 6000 | Bare Steel | 1979-05-09 | 1995-11-21 | Galvanized Steel | Safe Suction (Euro)
SHOP N GO | 408 S BROAD ST | THOMASVILLE | Thomas | 9000709 | 205419 | Flapper Valve | 1992-11-18 | FALSE | 1992-11-18 | FALSE | Currently in Use | Diesel | 8200 | Galvanic (STIP-3) | 1982-11-18 |  | Double-Walled Flex | Pressurized
Circle K 2745151 | 2667 E PINETREE BLVD | THOMASVILLE | Thomas | 9000708 | 4 | Flapper Valve | 1994-12-07 | FALSE | 1994-12-07 | FALSE | Currently in Use | Diesel | 6000 | Galvanic (STIP-3) | 1983-05-06 |  | Double-Walled Flex | Pressurized
GA DOT #10442 | SUNSET DR/2 MI EAST OF GA 3 | THOMASVILLE | Thomas | 1360197 | 442G1 | [5 empty] | Removed from Ground | Gas (Historical Use) | 1080 | Bare Steel | 1982-05-16 | 2005-05-19 | Galvanized Steel | Suction (American)
MASONS RENT ALL | 611 HANSELL ST | THOMASVILLE | Thomas | 1360201 | 1 | [5 empty] | Removed from Ground | Gas (Historical Use) | 560 | Cathodically Protected Steel | 1985-05-20 | 1997-08-01 | Fiberglass Reinforced Plastic
AG-PRO FUEL, LLC | 824 SMITH AVE | THOMASVILLE | Thomas | 1360105 | 3 | [5 empty] | Removed from Ground | Gas (Historical Use) | 1000 | Bare Steel | 1976-05-10 | 1987-09-05 | Galvanized Steel
Circle K 2745151 | 2667 E PINETREE BLVD | THOMASVILLE | Thomas | 9000708 | 3 | Flapper Valve | 1994-12-07 | FALSE | 1994-12-07 | FALSE | Currently in Use | Premium | 6000 | Galvanic (STIP-3) | 1983-05-06 |  | Double-Walled Flex | Pressurized
ARATEX SERVICES INC | 202 CASSIDY RD | THOMASVILLE | Thomas | 9000558 | 3 | [5 empty] | Removed from Ground | Other | 1000 | Bare Steel | 1986-09-30 | 1899-12-31 | Unknown
APC #600 | 1113 E JACKSON ST | THOMASVILLE | Thomas | 1360100 | T2 | [5 empty] | Removed from Ground | Gas (Historical Use) | 8000 | Bare Steel | 1968-05-11 | 1991-01-27 | Galvanized Steel
APC #600 | 1113 E JACKSON ST | THOMASVILLE | Thomas | 1360100 | T5 |  |  | TRUE |  | TRUE | Removed from Ground | Used Oil | 550 | Bare Steel | 1968-05-11 | 1991-01-27 | Galvanized Steel
KRISUAS CORNER | 1060 WEST JACKSON ST | THOMASVILLE | Thomas | 1360097 | 1 |  | 1994-12-06 |  | 1994-12-06 |  | Removed from Ground | Gas (Historical Use) | 6000 | Bare Steel | 1979-05-09 | 1995-11-21 | Galvanized Steel | Safe Suction (Euro)
Circle K 2745149 | 15327 US HWY 19 S | THOMASVILLE | Thomas | 1360080 | 12 | Flapper Valve | 1998-03-09 | FALSE | 1998-03-09 | FALSE | Currently in Use | Premium | 10152 | Composite | 1998-03-09 |  | Double-Walled Flex | Pressurized
RPM 2 | 131 S BOARD ST | THOMASVILLE | Thomas | 1360085 | 1 | [5 empty] | Removed from Ground | Gas (Historical Use) | 6000 | Bare Steel | 1985-05-07 | 1899-12-31 | Galvanized Steel | Pressurized
RYDER TS #0253A | 106 COMMERCE PARK DR | THOMASVILLE | Thomas | 1360120 | 3 | [5 empty] | Removed from Ground | Diesel | 15000 | Composite | 1981-05-09 | 1995-06-01 | Not Marked
THOMAS COUNTY EXTENTION SERVICE | 207 N. MADISON ST | THOMASVILLE | Thomas | 1360104 | T2 | [5 empty] | Removed from Ground | Gas (Historical Use) | 3000 | Marked Unknown | 1977-06-15 | 1977-06-15 | Unknown
SNAPPY FOOD | 1400 WEST JACKSON | THOMASVILLE | Thomas | 1360147 | 1 | [5 empty] | Removed from Ground | Gas (Historical Use) | 8000 | Bare Steel | 1977-05-10 | 1988-12-17 | Galvanized Steel
PLANTATION PETROLEUM CARD LOCK | 501 SMITH AVE | THOMASVILLE | Thomas | 1360148 | 1 |  | 1998-04-01 |  | 1998-04-01 |  | Removed from Ground | Gas (Historical Use) | 17672 | Steel-Impressed Current | 1979-05-10 | 2014-07-31 | Cathodically Protected | Pressurized
SUWANEE #161 | 1725 PAVO ROAD | THOMASVILLE | Thomas | 1360149 | 3 | [5 empty] | Removed from Ground | Gas (Historical Use) | 4000 | Bare Steel | 1978-05-10 | 1995-12-15 | Galvanized Steel | Suction (American)
MURRY BISHOP SERVICE STATION | 329 N MADISON ST | THOMASVILLE | Thomas | 1360167 | 5 | [5 empty] | Removed from Ground | Gas (Historical Use) | 1000 | Bare Steel | 1950-01-01 | 1998-11-18 | Galvanized Steel | Safe Suction (Euro)
MURRY BISHOP SERVICE STATION | 329 N MADISON ST | THOMASVILLE | Thomas | 1360167 | 4 | [5 empty] | Removed from Ground | Gas (Historical Use) | 3000 | Bare Steel | 1950-01-01 | 1998-11-18 | Galvanized Steel | Safe Suction (Euro)
GA/FLA BURGLAR ALARM | 412 W WALCOTT AVE | THOMASVILLE | Thomas | 1360169 | 2 | [5 empty] | Closed in Ground | Gas (Historical Use) | 550 | Not Marked/Unknown | 1989-03-01 | 1989-03-01 | Not Marked
SUSIE QS #3 | GEORGIA HWY 202 & US HWY 19 N | THOMASVILLE | Thomas | 1362000 | 4 | Flapper Valve | 1991-11-01 | FALSE | 1991-11-01 | FALSE | Currently in Use | Diesel | 6000 | Galvanic (STIP-3) | 1987-11-04 |  | Fiberglass Reinforced Plastic | Pressurized
THOMAS COUNTY EXTENTION SERVICE | 207 N. MADISON ST | THOMASVILLE | Thomas | 1360104 | T3 | [5 empty] | Removed from Ground | Gas (Historical Use) | 3000 | Marked Unknown | 1977-06-15 | 1977-06-15 | Unknown
KRISUAS CORNER | 1060 WEST JACKSON ST | THOMASVILLE | Thomas | 1360097 | 5 | Flapper Valve | 1996-02-07 | FALSE | 1996-02-07 | FALSE | Currently in Use | E-10 | 8000 | Epoxy | 1996-01-01 |  | Double-Walled Flex | Pressurized
KRISUAS CORNER | 1060 WEST JACKSON ST | THOMASVILLE | Thomas | 1360097 | 4 | Flapper Valve | 1996-02-07 | FALSE | 1996-02-07 | FALSE | Currently in Use | Premium | 12000 | Epoxy | 1996-01-01 |  | Double-Walled Flex | Pressurized
L & G FOOD MART #5 | 419 N MADISON ST | THOMASVILLE | Thomas | 1360081 | 2 | Flapper Valve | 1998-06-15 | FALSE | 1998-06-15 | FALSE | Removed from Ground | Plus | 8000 | Steel-Impressed Current | 1983-05-08 |  | Fiberglass Reinforced Plastic | Pressurized
RPM 2 | 131 S BOARD ST | THOMASVILLE | Thomas | 1360085 | 4 | [5 empty] | Removed from Ground | Diesel | 6000 | Bare Steel | 1985-05-07 | 1899-12-31 | Galvanized Steel | Pressurized
VICKS GROCERY | STATE RD 122 | THOMASVILLE | Thomas | 1360116 | T2 | [5 empty] | Removed from Ground | Gas (Historical Use) | 560 | Marked Unknown | 1986-02-01 | 1986-02-01 | Unknown
CARROLL HILL FOOD MART | 617 NORTH BLVD | THOMASVILLE | Thomas | 1360154 | 3 | Overfill Alarm | 1998-07-15 | FALSE | 1998-07-15 | FALSE | Currently in Use | Premium | 4000 | Steel-Impressed Current | 1982-05-09 |  | Steel (Impressed Current) | Pressurized
PACK & SACK III | 628 E CLAY ST | THOMASVILLE | Thomas | 1360152 | 2 | [5 empty] | Removed from Ground | Gas (Historical Use) | 4000 | Bare Steel | 1982-05-09 | 1997-05-20 | Galvanized Steel | Pressurized
MURRY BISHOP SERVICE STATION | 329 N MADISON ST | THOMASVILLE | Thomas | 1360167 | 1 | [5 empty] | Removed from Ground | Gas (Historical Use) | 4000 | Bare Steel | 1950-01-01 | 1998-11-18 | Galvanized Steel | Safe Suction (Euro)
SHIVAJI MAHARAJ INC | 636 W JACKSON ST | THOMASVILLE | Thomas | 1360180 | 7 | Ball Float | 2007-02-14 | FALSE | 2007-02-14 | FALSE | Currently in Use | Premium | 4000 | Composite Double Walled | 2007-02-14 |  | Double-Walled Fiberglass | Pressurized
SHIVAJI MAHARAJ INC | 636 W JACKSON ST | THOMASVILLE | Thomas | 1360180 | 4 | Flapper Valve | 1996-03-15 |  | 1996-03-15 |  | Removed from Ground | Gas (Historical Use) | 4000 | Steel-Impressed Current | 1976-05-15 | 2007-05-07 | Steel (Impressed Current) | Safe Suction (Euro)
SHIVAJI MAHARAJ INC | 636 W JACKSON ST | THOMASVILLE | Thomas | 1360180 | 5 | Flapper Valve | 1996-03-15 |  | 1996-03-15 |  | Removed from Ground | Gas (Historical Use) | 4000 | Steel-Impressed Current | 1976-05-15 | 2007-05-07 | Steel (Impressed Current) | Safe Suction (Euro)
L & G FOOD MART #5 | 419 N MADISON ST | THOMASVILLE | Thomas | 1360081 | 4 | [5 empty] | Removed from Ground | Gas (Historical Use) | 4000 | Bare Steel | 1983-05-08 | 1993-03-01 | Galvanized Steel
PACE MART | 504 W JACKSON ST | THOMASVILLE | Thomas | 1360086 | 1 | Flapper Valve | 1997-06-01 | FALSE | 1997-06-01 | FALSE | Currently in Use | E-10 | 6000 | Galvanic (STIP-3) | 1986-04-01 |  | Double-Walled Fiberglass | Safe Suction (Euro)
ESTECH INC | 900 WEST CLAY ST | THOMASVILLE | Thomas | 1360110 | 2 | [5 empty] | Removed from Ground | Diesel | 290 | Bare Steel | 1974-05-11 | 1987-07-01 | Galvanized Steel
PLANTATION PETROLEUM CARD LOCK | 501 SMITH AVE | THOMASVILLE | Thomas | 1360148 | 3 |  | 1998-04-01 |  | 1998-04-01 |  | Removed from Ground | Diesel | 14138 | Steel-Impressed Current | 1979-05-10 | 2014-07-31 | Cathodically Protected | Pressurized
SUWANEE #161 | 1725 PAVO ROAD | THOMASVILLE | Thomas | 1360149 | 1 | [5 empty] | Removed from Ground | Gas (Historical Use) | 8000 | Bare Steel | 1978-05-10 | 1995-12-15 | Galvanized Steel | Suction (American)
MURRY BISHOP SERVICE STATION | 329 N MADISON ST | THOMASVILLE | Thomas | 1360167 | 2 | [5 empty] | Removed from Ground | Gas (Historical Use) | 4000 | Bare Steel | 1950-01-01 | 1998-11-18 | Galvanized Steel | Safe Suction (Euro)
CONE MOTOR INC | MOULTRIE RD | THOMASVILLE | Thomas | 1360174 | 2 |  |  | TRUE |  | TRUE | Removed from Ground | Used Oil | 1500 | Bare Steel | 1971-05-09 | 1993-08-01 | Galvanized Steel
SUSIE QS #10 | 2112 SMITH AVE | THOMASVILLE | Thomas | 1360044 | 1 | Ball Float | 1997-03-14 | FALSE | 1993-06-10 | FALSE | Currently in Use | E-10 | 6000 | Steel-Impressed Current | 1985-04-15 |  | Double-Walled Flex | Pressurized
L & G FOOD MART #5 | 419 N MADISON ST | THOMASVILLE | Thomas | 1360081 | 1 | Flapper Valve | 1998-06-15 | FALSE | 1998-06-15 | FALSE | Removed from Ground | E-10 | 8000 | Steel-Impressed Current | 1983-05-08 |  | Fiberglass Reinforced Plastic | Pressurized
BLACKBURNS SERVICE STATION | 1136 W JACKSON ST | THOMASVILLE | Thomas | 1360090 | 1 | [5 empty] | Removed from Ground | Gas (Historical Use) | 8000 | Bare Steel | 1965-05-10 | 1999-01-01 | Galvanized Steel
RYDER TS #0253A | 106 COMMERCE PARK DR | THOMASVILLE | Thomas | 1360120 | 4 | [5 empty] | Removed from Ground | Gas (Historical Use) | 10000 | Composite | 1981-05-09 | 1995-06-01 | Bare Steel | Pressurized
PLANTATION PETROLEUM INC | 403 SMITH AVE | THOMASVILLE | Thomas | 1360158 | 9 | [5 empty] | Removed from Ground | Kerosene | 560 | Bare Steel | 1985-05-08 | 1988-12-01 | Galvanized Steel
PLANTATION PETROLEUM INC | 403 SMITH AVE | THOMASVILLE | Thomas | 1360158 | 6 | Flapper Valve | 1998-06-01 | FALSE | 1985-05-08 | FALSE | Currently in Use | Diesel Off Road | 20000 | Steel-Impressed Current | 1985-05-08 |  | Fiberglass Reinforced Plastic | Pressurized
GA/FLA BURGLAR ALARM | 412 W WALCOTT AVE | THOMASVILLE | Thomas | 1360169 | 1 | [5 empty] | Closed in Ground | Gas (Historical Use) | 550 | Not Marked/Unknown | 1989-03-01 | 1989-03-01 | Not Marked
RUSTY ROSS | 301 E JACKSON ST | THOMASVILLE | Thomas | 1360165 | 5 | [5 empty] | Removed from Ground | Gas (Historical Use) | 3000 | Bare Steel | 1967-05-13 | 1997-04-16 | Galvanized Steel | Pressurized
RUSTY ROSS | 301 E JACKSON ST | THOMASVILLE | Thomas | 1360165 | 4 | [5 empty] | Removed from Ground | Gas (Historical Use) | 4000 | Bare Steel | 1967-05-13 | 1997-04-01 | Galvanized Steel | Pressurized
SHIVAJI MAHARAJ INC | 636 W JACKSON ST | THOMASVILLE | Thomas | 1360180 | 2 | Flapper Valve | 1996-03-15 |  | 1996-03-15 |  | Removed from Ground | Gas (Historical Use) | 4000 | Steel-Impressed Current | 1976-05-15 | 2007-05-07 | Steel (Impressed Current) | Safe Suction (Euro)
SUSIE QS #10 | 2112 SMITH AVE | THOMASVILLE | Thomas | 1360044 | 4 | Ball Float | 1993-06-10 | FALSE | 1993-06-10 | FALSE | Currently in Use | Diesel | 6000 | Steel-Impressed Current | 1985-04-15 |  | Double-Walled Flex | Pressurized
BLACKBURNS SERVICE STATION | 1136 W JACKSON ST | THOMASVILLE | Thomas | 1360090 | 4 | [5 empty] | Removed from Ground | Diesel | 4000 | Bare Steel | 1966-05-10 | 1999-01-01 | Galvanized Steel
BLACKBURNS SERVICE STATION | 1136 W JACKSON ST | THOMASVILLE | Thomas | 1360090 | 5 | [5 empty] | Removed from Ground | Diesel | 4000 | Cathodically Protected Steel | 1985-05-05 | 1999-01-01 | Galvanized Steel
ESTECH INC | 900 WEST CLAY ST | THOMASVILLE | Thomas | 1360110 | 1 | [5 empty] | Removed from Ground | Gas (Historical Use) | 560 | Bare Steel | 1974-05-11 | 1987-07-01 | Galvanized Steel
RYDER TS #0253A | 106 COMMERCE PARK DR | THOMASVILLE | Thomas | 1360120 | 5 | [5 empty] | Removed from Ground | Other | 6000 | Composite | 1981-05-09 | 1995-06-01 | Galvanized Steel | Suction (American)
SUWANEE #161 | 1725 PAVO ROAD | THOMASVILLE | Thomas | 1360149 | 2 | [5 empty] | Removed from Ground | Gas (Historical Use) | 4000 | Bare Steel | 1978-05-10 | 1995-12-15 | Galvanized Steel | Suction (American)
PACK & SACK III | 628 E CLAY ST | THOMASVILLE | Thomas | 1360152 | 3 | [5 empty] | Removed from Ground | Gas (Historical Use) | 4000 | Bare Steel | 1982-05-09 | 1997-05-20 | Galvanized Steel | Pressurized
DIXIE GAS OIL CO INC #274 | 609 SMITH AVE | THOMASVILLE | Thomas | 1360183 | 2 | [5 empty] | Removed from Ground | Gas (Historical Use) | 3000 | Bare Steel | 1971-05-17 | 1994-11-01 | Galvanized Steel
SHIVAJI MAHARAJ INC | 636 W JACKSON ST | THOMASVILLE | Thomas | 1360180 | 6 | Ball Float | 2007-02-14 | FALSE | 2007-02-14 | FALSE | Currently in Use | E-10 | 11000 | Composite Double Walled | 2007-02-14 |  | Double-Walled Fiberglass | Pressurized
THOMASVILLE HILLTOP SERVICES | 510 N BLVD | THOMASVILLE | Thomas | 1360041 | 2 | [5 empty] | Removed from Ground | Gas (Historical Use) | 3000 | Bare Steel | 1971-04-19 | 1992-06-03 | Unknown
BLAIRS BP | 302 N BROAD ST | THOMASVILLE | Thomas | 1360045 | 3 | [5 empty] | Removed from Ground | Gas (Historical Use) | 3000 | Bare Steel | 1972-04-18 | 1993-08-23 | Galvanized Steel
THOMASVILLE HILLTOP SERVICES | 510 N BLVD | THOMASVILLE | Thomas | 1360041 | 9 |  | 1992-06-01 | FALSE | 1992-06-01 | FALSE | Removed from Ground | Diesel | 2000 | Galvanic (STIP-3) | 1992-06-05 | 2018-02-05 | Fiberglass Reinforced Plastic | Safe Suction (Euro)
THOMASVILLE HILLTOP SERVICES | 510 N BLVD | THOMASVILLE | Thomas | 1360041 | 6 |  | 1992-06-05 | FALSE | 1992-06-05 | FALSE | Removed from Ground | Gas (Historical Use) | 6000 | Galvanic (STIP-3) | 1992-06-05 | 2018-02-05 | Galvanized Steel | Pressurized
THOMASVILLE UTILITY DEPARTMEMT | 411 W JACKSON ST | THOMASVILLE | Thomas | 1360048 | U2 | [5 empty] | Removed from Ground | Gas (Historical Use) | 10000 | Bare Steel | 1968-04-19 | 1994-06-04 | Bare Steel | Suction (American)
THOMASVILLE PEAK SHAVING PLANT | 4500 W PINETREE BLVD | THOMASVILLE | Thomas | 1360047 | 13 | [5 empty] | Currently in Use | Propane | 30000 | Bare Steel | 1972-04-19 |  | Cathodically Protected
COOLIDGE FOODCHAMP | 3023 N PINE ST | COOLIDGE | Thomas | 9136042 | 4A | Ball Float | 1994-04-02 | FALSE | 1994-04-02 | FALSE | Currently in Use | E-10 | 8000 | Fiberglass | 1994-04-02 |  | Fiberglass Reinforced Plastic | Pressurized
COOLIDGE FERTILIZER & FARM SUPPL | US HWY 319 | COOLIDGE | Thomas | 1360127 | 2 | [5 empty] | Removed from Ground | Gas (Historical Use) | 560 | Bare Steel | 1981-05-09 | 1990-01-20 | Galvanized Steel
SUSIE QS #3 | GEORGIA HWY 202 & US HWY 19 N | THOMASVILLE | Thomas | 1362000 | 3 | Flapper Valve | 1991-11-01 | FALSE | 1991-11-01 | FALSE | Currently in Use | Premium | 6000 | Galvanic (STIP-3) | 1987-11-04 |  | Fiberglass Reinforced Plastic | Pressurized
LAINES BAKERY & FOOD STORE | 1650 REMINGTON AVE | THOMASVILLE | Thomas | 1390102 | T2 | [5 empty] | Removed from Ground | Gas (Historical Use) | 10000 | Marked Unknown | 1988-01-04 | 1988-01-04 | Unknown
THOMAS COUNTY EXTENTION SERVICE | 207 N. MADISON ST | THOMASVILLE | Thomas | 1360104 | T6 | [5 empty] | Removed from Ground | Kerosene | 560 | Marked Unknown | 1986-05-07 | 1987-02-01 | Unknown
APC #600 | 1113 E JACKSON ST | THOMASVILLE | Thomas | 1360100 | T3 | [5 empty] | Removed from Ground | Gas (Historical Use) | 4000 | Bare Steel | 1973-05-10 | 1991-01-27 | Galvanized Steel
APC #600 | 1113 E JACKSON ST | THOMASVILLE | Thomas | 1360100 | ACT275 |  | 1991-02-01 |  | 1991-02-01 |  | Removed from Ground | Gas (Historical Use) | 6000 | Composite | 1991-02-01 | 2003-06-24 | Fiberglass Reinforced Plastic | Pressurized
RAIL ROAD DEPOT STATION | WEST JACKSON | THOMASVILLE | Thomas | 1360141 | 3 | [5 empty] | Removed from Ground | Gas (Historical Use) | 2000 | Bare Steel | 1968-05-12 | 1988-01-01 | Galvanized Steel
RYDER TS #0253A | 106 COMMERCE PARK DR | THOMASVILLE | Thomas | 1360120 | 2 | [5 empty] | Removed from Ground | Diesel | 15000 | Composite | 1981-05-09 | 1995-06-01 | Not Marked
RYALS BEACHTON GEN STORE | RT 3 | THOMASVILLE | Thomas | 1360144 | 2 | [5 empty] | Removed from Ground | Empty | 1065 | Bare Steel | 1976-05-10 | 1988-04-14 | Galvanized Steel
BRACEY LUMBER CO INC | 300 WEST JEFFERSON ST | THOMASVILLE | Thomas | 1360172 | 1 | [5 empty] | Removed from Ground | Gas (Historical Use) | 250 | Marked Unknown | 1970-05-12 | 1974-11-15 | Unknown
BLAIRS BP | 302 N BROAD ST | THOMASVILLE | Thomas | 1360045 | 6 |  | 1993-08-25 |  | 1993-08-25 |  | Removed from Ground | Gas (Historical Use) | 8000 | Fiberglass | 1976-04-17 | 1997-06-19 | Fiberglass Reinforced Plastic | Pressurized
THOMASVILLE HILLTOP SERVICES | 510 N BLVD | THOMASVILLE | Thomas | 1360041 | 5 | [5 empty] | Removed from Ground | Diesel | 550 | Bare Steel | 1974-04-18 | 1992-06-01 | Unknown
Circle K 2745149 | 15327 US HWY 19 S | THOMASVILLE | Thomas | 1360080 | 2 |  |  |  | 1986-06-01 |  | Removed from Ground | Gas (Historical Use) | 8000 | Cathodically Protected Steel | 1986-04-17 | 1997-02-11 | Cathodically Protected | Pressurized
SOUTHSIDE MINIT MARKET | 1201 MAGNOLIA ST | THOMASVILLE | Thomas | 1360082 | 4 | Flapper Valve | 1993-07-05 | FALSE | 1993-07-05 | FALSE | Currently in Use | E-10 | 6000 | Galvanic (STIP-3) | 1993-07-05 |  | Fiberglass Reinforced Plastic | Pressurized
PACE MART | 504 W JACKSON ST | THOMASVILLE | Thomas | 1360086 | 3 | Flapper Valve | 1997-06-01 | FALSE | 1997-06-01 | FALSE | Currently in Use | E-10 | 6000 | Galvanic (STIP-3) | 1986-04-01 |  | Double-Walled Fiberglass | Safe Suction (Euro)
RAIL ROAD DEPOT STATION | WEST JACKSON | THOMASVILLE | Thomas | 1360141 | 2 | [5 empty] | Removed from Ground | Gas (Historical Use) | 4000 | Bare Steel | 1968-05-12 | 1988-01-01 | Galvanized Steel
JONES TRACTOR CO | US 19 S | THOMASVILLE | Thomas | 1360123 | 1 | [5 empty] | Removed from Ground | Diesel | 1000 | Bare Steel | 1976-05-10 | 1992-01-01 | Galvanized Steel
PLANTATION PETROLEUM INC | 403 SMITH AVE | THOMASVILLE | Thomas | 1360158 | 3 | [5 empty] | Removed from Ground | Gas (Historical Use) | 6100 | Bare Steel | 1958-05-15 | 1988-12-01 | Galvanized Steel
GA DOT #10442 | SUNSET DR/2 MI EAST OF GA 3 | THOMASVILLE | Thomas | 1360197 | 442G2 | [5 empty] | Removed from Ground | Gas (Historical Use) | 1080 | Bare Steel | 1982-05-16 | 2005-05-19 | Galvanized Steel | Suction (American)
RPM 2 | 131 S BOARD ST | THOMASVILLE | Thomas | 1360085 | 2 | [5 empty] | Removed from Ground | Gas (Historical Use) | 6000 | Bare Steel | 1985-05-07 | 1899-12-31 | Galvanized Steel | Pressurized
BLACKBURNS SERVICE STATION | 1136 W JACKSON ST | THOMASVILLE | Thomas | 1360090 | 2 | [5 empty] | Removed from Ground | Gas (Historical Use) | 8000 | Bare Steel | 1965-05-10 | 1999-01-01 | Galvanized Steel
Susie Q's # 27 | 1527 E JACKSON | THOMASVILLE | Thomas | 1360145 | 7 | Flapper Valve | 1997-03-15 | FALSE | 1997-03-15 | FALSE | Currently in Use | Plus | 4000 | Composite | 1997-03-10 |  | Fiberglass Reinforced Plastic | Pressurized
Circle K 2745149 | 15327 US HWY 19 S | THOMASVILLE | Thomas | 1360080 | 5 | [5 empty] | Removed from Ground | Gas (Historical Use) | 10000 | Bare Steel | 1966-05-12 | 1986-06-01 | Galvanized Steel
SOUTHSIDE MINIT MARKET | 1201 MAGNOLIA ST | THOMASVILLE | Thomas | 1360082 | 2 | [5 empty] | Removed from Ground | Gas (Historical Use) | 4000 | Bare Steel | 1983-05-08 | 1993-07-05 | Galvanized Steel
RPM 2 | 131 S BOARD ST | THOMASVILLE | Thomas | 1360085 | 3 | [5 empty] | Removed from Ground | Gas (Historical Use) | 6000 | Bare Steel | 1985-05-07 | 1899-12-31 | Galvanized Steel | Pressurized
JOHN C CARR WELL DRILLING | GATLIN CREEK RD | THOMASVILLE | Thomas | 1360128 | 2 | [5 empty] | Removed from Ground | Gas (Historical Use) | 560 | Bare Steel | 1971-05-12 | 1988-12-01 | Galvanized Steel
Susie Q's # 27 | 1527 E JACKSON | THOMASVILLE | Thomas | 1360145 | 6 | Flapper Valve | 1997-03-15 | FALSE | 1997-03-15 | FALSE | Currently in Use | Premium | 12000 | Composite | 1997-03-10 |  | Fiberglass Reinforced Plastic | Pressurized
EASY IN & OUT | 2103 SMITH AVE | THOMASVILLE | Thomas | 1360146 | 4 | Flapper Valve | 1997-01-01 | FALSE | 1997-01-01 | FALSE | Currently in Use | E-10 | 12000 | Epoxy | 1997-01-01 |  | Double-Walled Flex | Pressurized
EASY IN & OUT | 2103 SMITH AVE | THOMASVILLE | Thomas | 1360146 | 1 |  | 1977-01-01 |  | 1977-01-01 |  | Removed from Ground | Gas (Historical Use) | 8000 | Bare Steel | 1977-05-10 | 1996-12-01 | Galvanized Steel | Suction (American)
AG-PRO FUEL, LLC | 824 SMITH AVE | THOMASVILLE | Thomas | 1360105 | 9 | Overfill Alarm | 1999-10-01 | FALSE | 1999-10-01 | FALSE | Removed from Ground | Premium | 2000 | Steel-Impressed Current | 1999-10-04 |  | Steel (Impressed Current) | Suction (American)
AG-PRO FUEL, LLC | 824 SMITH AVE | THOMASVILLE | Thomas | 1360105 | 8 | Overfill Alarm | 1999-10-01 | FALSE | 1999-10-01 | FALSE | Removed from Ground | E-0 | 1000 | Steel-Impressed Current | 1987-09-10 |  | Steel (Impressed Current) | Suction (American)
L & G FOOD MART #3 | 107 OLD ALBANY RD | THOMASVILLE | Thomas | 1360096 | T2 | Ball Float | 1994-04-07 | FALSE | 1994-04-07 | FALSE | Currently in Use | E-10 | 8000 | Steel-Impressed Current | 1984-05-07 |  | Fiberglass Reinforced Plastic | Pressurized
Circle K 2745149 | 15327 US HWY 19 S | THOMASVILLE | Thomas | 1360080 | 3 |  |  |  | 1986-06-01 |  | Removed from Ground | Gas (Historical Use) | 8000 | Cathodically Protected Steel | 1986-04-17 | 1997-02-11 | Cathodically Protected | Pressurized
COOLEDGE BAY | US HWY 319 | THOMASVILLE | Thomas | 1360138 | 1 | [5 empty] | Removed from Ground | Empty | 4000 | Bare Steel | 1969-05-12 | 1988-01-25 | Galvanized Steel
THOMASVILLE PEAK SHAVING PLANT | 4500 W PINETREE BLVD | THOMASVILLE | Thomas | 1360047 | 14 | [5 empty] | Currently in Use | Propane | 30000 | Bare Steel | 1972-04-19 |  | Cathodically Protected
THOMASVILLE PEAK SHAVING PLANT | 4500 W PINETREE BLVD | THOMASVILLE | Thomas | 1360047 | 1 | [5 empty] | Removed from Ground | Propane | 30000 | Bare Steel | 1960-04-22 | 1899-12-31 | Cathodically Protected
R C AUSLEY | 805 SMITH AVE | THOMASVILLE | Thomas | 1360173 | 2 | [5 empty] | Removed from Ground | Empty | 1000 | Bare Steel | 1986-05-08 | 1995-05-25 | Unknown
SUSIE QS #10 | 2112 SMITH AVE | THOMASVILLE | Thomas | 1360044 | 3 | Ball Float | 1993-06-10 | FALSE | 1993-06-10 | FALSE | Currently in Use | Premium | 6000 | Steel-Impressed Current | 1985-04-15 |  | Double-Walled Flex | Pressurized
BLAIRS BP | 302 N BROAD ST | THOMASVILLE | Thomas | 1360045 | 1 | [5 empty] | Removed from Ground | Diesel | 1000 | Bare Steel | 1983-04-16 | 1993-02-03 | Galvanized Steel
BLAIRS BP | 302 N BROAD ST | THOMASVILLE | Thomas | 1360045 | 7 |  | 1993-08-25 |  | 1993-08-25 |  | Removed from Ground | Gas (Historical Use) | 8000 | Composite | 1993-08-25 | 1997-06-19 | Fiberglass Reinforced Plastic | Pressurized
JACKS BP | 2980 E PINETREE BLVD | THOMASVILLE | Thomas | 1360042 | 7 | Flapper Valve | 1988-02-10 | FALSE | 1988-02-10 | FALSE | Currently in Use | Diesel Off Road | 6000 | Galvanic (STIP-3) | 1988-02-10 |  | Fiberglass Reinforced Plastic | Pressurized
JACKS BP | 2980 E PINETREE BLVD | THOMASVILLE | Thomas | 1360042 | 1 | [5 empty] | Closed in Ground | Gas (Historical Use) | 1000 | Bare Steel | 1976-04-17 | 1994-05-30 | Galvanized Steel | Pressurized
JACKS BP | 2980 E PINETREE BLVD | THOMASVILLE | Thomas | 1360042 | 4 |  |  | FALSE |  | FALSE | Closed in Ground | Diesel | 4000 | Bare Steel | 1976-04-17 | 1994-05-30 | Galvanized Steel | Pressurized
MAGNOLIA MIDDLE SCHOOL | 1550 /1300 MAGNOLIA ST | THOMASVILLE | Thomas | 1360025 | 2 | [5 empty] | Permanently Out of Use - historical purposes | Gas (Historical Use) | 6000 | Bare Steel | 1959-02-04 | 1899-12-31 | Galvanized Steel
SUWANNEE SWIFTY #137 | 430 N BROAD ST | THOMASVILLE | Thomas | 1360098 | 3 |  | 1994-12-01 |  | 1994-12-01 |  | Removed from Ground | Gas (Historical Use) | 6000 | Bare Steel | 1980-05-08 | 1997-04-30 | Galvanized Steel | Safe Suction (Euro)
Circle K 2745149 | 15327 US HWY 19 S | THOMASVILLE | Thomas | 1360080 | 1 |  |  |  | 1986-06-01 |  | Removed from Ground | Gas (Historical Use) | 8000 | Cathodically Protected Steel | 1986-04-17 | 1997-02-11 | Cathodically Protected | Pressurized
Circle K 2745149 | 15327 US HWY 19 S | THOMASVILLE | Thomas | 1360080 | 7 | [5 empty] | Removed from Ground | Gas (Historical Use) | 3000 | Bare Steel | 1966-05-12 | 1986-06-01 | Galvanized Steel
Circle K 2745149 | 15327 US HWY 19 S | THOMASVILLE | Thomas | 1360080 | 4 |  |  |  | 1986-06-01 |  | Removed from Ground | Diesel | 8000 | Cathodically Protected Steel | 1986-04-17 | 1997-02-11 | Cathodically Protected | Pressurized
COOLEDGE BAY | US HWY 319 | THOMASVILLE | Thomas | 1360138 | 3 | [5 empty] | Removed from Ground | Empty | 2000 | Bare Steel | 1969-05-12 | 1988-01-25 | Galvanized Steel
VICKS GROCERY | STATE RD 122 | THOMASVILLE | Thomas | 1360116 | 1 | [5 empty] | Removed from Ground | Gas (Historical Use) | 560 | Marked Unknown | 1986-02-15 | 1986-02-15 | Unknown
RYDER TS #0253A | 106 COMMERCE PARK DR | THOMASVILLE | Thomas | 1360120 | 6 |  |  | TRUE |  | TRUE | Removed from Ground | Used Oil | 2000 | Composite | 1981-05-09 | 1995-06-01 | Bare Steel | Gravity Fed
SNAPPY FOOD | 1400 WEST JACKSON | THOMASVILLE | Thomas | 1360147 | 2 | [5 empty] | Removed from Ground | Gas (Historical Use) | 4000 | Bare Steel | 1977-05-10 | 1988-12-17 | Galvanized Steel
MURRY BISHOP SERVICE STATION | 329 N MADISON ST | THOMASVILLE | Thomas | 1360167 | 3 | [5 empty] | Removed from Ground | Gas (Historical Use) | 4000 | Bare Steel | 1950-01-01 | 1998-11-18 | Galvanized Steel | Safe Suction (Euro)
PACE MART | 504 W JACKSON ST | THOMASVILLE | Thomas | 1360086 | 2 | Flapper Valve | 1997-06-01 | FALSE | 1997-06-01 | FALSE | Temporarily out of use | Diesel | 6000 | Galvanic (STIP-3) | 1986-04-01 |  | Double-Walled Fiberglass | Safe Suction (Euro)
COOLEDGE BAY | US HWY 319 | THOMASVILLE | Thomas | 1360138 | 4 | [5 empty] | Removed from Ground | Empty | 1065 | Bare Steel | 1969-05-12 | 1988-01-25 | Galvanized Steel
EASY IN & OUT | 2103 SMITH AVE | THOMASVILLE | Thomas | 1360146 | 5 | Flapper Valve | 1997-01-01 | FALSE | 1997-01-01 | FALSE | Currently in Use | Premium | 8000 | Epoxy | 1997-01-01 |  | Double-Walled Flex | Pressurized
PLANTATION PETROLEUM CARD LOCK | 501 SMITH AVE | THOMASVILLE | Thomas | 1360148 | 4 |  | 1998-04-01 |  | 1998-04-01 |  | Closed in Ground | Gas (Historical Use) | 9424 | Steel-Impressed Current | 1979-05-10 | 2014-07-13 | Cathodically Protected | Pressurized
RUSTY ROSS | 301 E JACKSON ST | THOMASVILLE | Thomas | 1360165 | 3 | [5 empty] | Removed from Ground | Gas (Historical Use) | 4000 | Bare Steel | 1967-05-13 | 1997-04-01 | Galvanized Steel | Pressurized
DIXIE GAS OIL CO INC #274 | 609 SMITH AVE | THOMASVILLE | Thomas | 1360183 | 3 | [5 empty] | Removed from Ground | Gas (Historical Use) | 3000 | Bare Steel | 1971-05-17 | 1994-11-01 | Galvanized Steel
319 EXPRESS 391 | 1013 EAST JACKSON ST | THOMASVILLE | Thomas | 1360181 | 5 | Flapper Valve | 1996-02-25 | FALSE | 1996-02-25 | FALSE | Currently in Use | Diesel | 4000 | Steel-Impressed Current | 1974-05-16 |  | Steel (Impressed Current) | Safe Suction (Euro)
319 EXPRESS 391 | 1013 EAST JACKSON ST | THOMASVILLE | Thomas | 1360181 | 4 | Flapper Valve | 1996-02-25 | FALSE | 1996-02-25 | FALSE | Currently in Use | E-10 | 4000 | Steel-Impressed Current | 1974-05-16 |  | Steel (Impressed Current) | Safe Suction (Euro)
RAIL ROAD DEPOT STATION | WEST JACKSON | THOMASVILLE | Thomas | 1360141 | 1 | [5 empty] | Removed from Ground | Gas (Historical Use) | 4144 | Bare Steel | 1968-05-12 | 1988-01-01 | Galvanized Steel
WARNER BROS | 1341 NORTH OAK ST | THOMASVILLE | Thomas | 1360117 | T2 | [5 empty] | Removed from Ground | Gas (Historical Use) | 560 | Bare Steel | 1986-05-08 | 1989-04-15 | Galvanized Steel
CSX TRANSPORTATION/THOMASVILLE Y | SEABOARD DR | THOMASVILLE | Thomas | 1360121 | 2 | [5 empty] | Removed from Ground | Gas (Historical Use) | 1000 | Bare Steel | 1993-01-28 | 1993-01-28 | Bare Steel
PLANTATION PETROLEUM INC | 403 SMITH AVE | THOMASVILLE | Thomas | 1360158 | 2 | Flapper Valve | 1998-06-01 | FALSE | 1998-06-01 | FALSE | Currently in Use | Gas (Historical Use) | 17800 | Steel-Impressed Current | 1972-05-11 |  | Fiberglass Reinforced Plastic | Pressurized
PLANTATION PETROLEUM INC | 403 SMITH AVE | THOMASVILLE | Thomas | 1360158 | 8 | Flapper Valve | 1998-06-01 | FALSE | 1985-05-08 | FALSE | Currently in Use | Diesel On Road | 12000 | Steel-Impressed Current | 1985-05-08 |  | Fiberglass Reinforced Plastic | Pressurized
R C AUSLEY | 805 SMITH AVE | THOMASVILLE | Thomas | 1360173 | 3 | [5 empty] | Removed from Ground | Empty | 1000 | Bare Steel | 1986-05-08 | 1995-05-25 | Unknown
CONE MOTOR INC | MOULTRIE RD | THOMASVILLE | Thomas | 1360174 | 1 | [5 empty] | Removed from Ground | Gas (Historical Use) | 2000 | Bare Steel | 1971-05-09 | 1978-01-01 | Galvanized Steel
JACKS BP | 2980 E PINETREE BLVD | THOMASVILLE | Thomas | 1360042 | 6 | Flapper Valve | 1988-02-10 | FALSE | 1988-02-10 | FALSE | Currently in Use | Plus | 6000 | Galvanic (STIP-3) | 1988-02-10 |  | Fiberglass Reinforced Plastic | Pressurized
GATEWAY THRIFTY QUICK | 15182 US HWY 19 S | THOMASVILLE | Thomas | 1360074 | 3 | [5 empty] | Removed from Ground | Gas (Historical Use) | 4000 | Bare Steel | 1971-05-04 | 1998-11-25 | Unknown
CARROLL HILL FOOD MART | 617 NORTH BLVD | THOMASVILLE | Thomas | 1360154 | 1 | Overfill Alarm | 1998-07-15 | FALSE | 1998-07-15 | FALSE | Currently in Use | E-10 | 8000 | Steel-Impressed Current | 1982-05-09 |  | Steel (Impressed Current) | Pressurized
319 EXPRESS 391 | 1013 EAST JACKSON ST | THOMASVILLE | Thomas | 1360181 | 3 | Flapper Valve | 1996-02-25 | FALSE | 1996-02-25 | FALSE | Currently in Use | E-10 | 4000 | Steel-Impressed Current | 1974-05-16 |  | Double-Walled Flex | Suction (American)
SHIVAJI MAHARAJ INC | 636 W JACKSON ST | THOMASVILLE | Thomas | 1360180 | 3 | Flapper Valve | 1996-03-15 |  | 1996-03-15 |  | Removed from Ground | Gas (Historical Use) | 4000 | Steel-Impressed Current | 1976-05-15 | 2007-05-07 | Steel (Impressed Current) | Safe Suction (Euro)
BST/TMSVLGA/R2331 | 124 REMINGTON AVE | THOMASVILLE | Thomas | 1360177 | 1 |  | 1969-01-05 |  | 1969-01-05 |  | Removed from Ground | Other | 10000 | Bare Steel | 1969-01-05 | 1996-03-22 | Galvanized Steel | Suction (American)
BST/TMSVLGA/R2331 | 124 REMINGTON AVE | THOMASVILLE | Thomas | 1360177 | 4 | Overfill Alarm | 1998-12-29 | FALSE | 1998-12-29 | FALSE | Currently in Use | Diesel | 6000 | Fiberglass Double Walled | 1998-12-29 |  | Double-Walled Fiberglass | Safe Suction (Euro)
PIEDMONT HOMES | IND BLVD | THOMASVILLE | Thomas | 1360170 | 1AST | [5 empty] | Permanently Out of Use - historical purposes | Gas (Historical Use) | 1000 | Marked Unknown | 1986-05-08 | 1899-12-31 | Unknown
SCOGGINS DOZER INC | 305 BAYBROOK ST | THOMASVILLE | Thomas | 1360076 | 2 | [5 empty] | Removed from Ground | Diesel | 1000 | Bare Steel | 1983-05-01 | 1994-09-01 | Galvanized Steel | Suction (American)
JACKS BP | 2980 E PINETREE BLVD | THOMASVILLE | Thomas | 1360042 | 2 | [5 empty] | Closed in Ground | Gas (Historical Use) | 4000 | Bare Steel | 1976-04-17 | 1994-05-30 | Galvanized Steel | Pressurized
JACKS BP | 2980 E PINETREE BLVD | THOMASVILLE | Thomas | 1360042 | 8 | Flapper Valve | 1988-02-10 | FALSE | 1988-02-10 | FALSE | Currently in Use | Diesel | 6000 | Galvanic (STIP-3) | 1988-02-10 |  | Fiberglass Reinforced Plastic | Pressurized
MAGNOLIA MIDDLE SCHOOL | 1550 /1300 MAGNOLIA ST | THOMASVILLE | Thomas | 1360025 | 1 | [5 empty] | Removed from Ground | Gas (Historical Use) | 10000 | Bare Steel | 1971-02-01 | 1996-06-06 | Bare Steel | Safe Suction (Euro)
GA DOT #10473 | NORTH OAK ST | THOMASVILLE | Thomas | 1360060 | 10473-2 | [5 empty] | Removed from Ground | Diesel | 550 | Bare Steel | 1983-04-30 | 1993-04-07 | Galvanized Steel
GA DOT #10473 | NORTH OAK ST | THOMASVILLE | Thomas | 1360060 | 10473-1 | [5 empty] | Removed from Ground | Gas (Historical Use) | 1000 | Bare Steel | 1971-05-03 | 1993-04-07 | Galvanized Steel
SCOGGINS DOZER INC | 305 BAYBROOK ST | THOMASVILLE | Thomas | 1360076 | 3 | Flapper Valve | 1994-10-10 | FALSE | 1994-10-10 | FALSE | Currently in Use | Diesel | 2000 | Composite | 1994-10-10 |  | Steel/FG Secondary containment | Safe Suction (Euro)
SPEEDWAY FOODS | 10710 GA HWY 122 | THOMASVILLE | Thomas | 10000185 | 1A | Overfill Alarm | 2000-06-21 | FALSE | 2000-06-21 | FALSE | Currently in Use | E-10 | 12000 | Composite | 2000-06-21 |  | Double-Walled Fiberglass | Pressurized
B. ALLEN SHERROD | 250 AUNT BESSIE LANE | COOLIDGE | Thomas | 1360077 | 2 | [5 empty] | Removed from Ground | Gas (Historical Use) | 2000 | Bare Steel | 1980-05-01 | 1998-08-04 | Galvanized Steel
FRANKLIN I SMITH FARMS INC | 6788 PATTON RD | COOLIDGE | Thomas | 1360015 | 2 | [5 empty] | Removed from Ground | Diesel | 2000 | Bare Steel | 1979-01-26 | 1998-11-04 | Galvanized Steel | Suction (American)
K R SMITH FARMS | RTE 2 | COOLIDGE | Thomas | 1360091 | 2 | [5 empty] | Removed from Ground | Gas (Historical Use) | 4000 | Bare Steel | 1983-05-06 | 1998-03-01 | Galvanized Steel
Mira Foodmart | 1016 W JAPONICA AVE | COOLIDGE | Thomas | 1360155 | 3 | Flapper Valve | 1998-06-01 | FALSE | 1998-06-01 | FALSE | Currently in Use | Premium | 6000 | Steel-Impressed Current | 1982-05-09 |  | Steel (Impressed Current) | Safe Suction (Euro)
319 EXPRESS 391 | 1013 EAST JACKSON ST | THOMASVILLE | Thomas | 1360181 | 1 | Flapper Valve | 1996-02-25 | FALSE | 1996-02-25 | FALSE | Temporarily out of use | Gas (Historical Use) | 3000 | Steel-Impressed Current | 1974-05-16 |  | Steel (Impressed Current) | Pressurized
SHIVAJI MAHARAJ INC | 636 W JACKSON ST | THOMASVILLE | Thomas | 1360180 | 1 | Flapper Valve | 1996-03-15 |  | 1996-03-15 |  | Removed from Ground | Gas (Historical Use) | 4000 | Steel-Impressed Current | 1976-05-15 | 2007-05-07 | Steel (Impressed Current) | Safe Suction (Euro)
THOMASVILLE HILLTOP SERVICES | 510 N BLVD | THOMASVILLE | Thomas | 1360041 | 3 | [5 empty] | Removed from Ground | Gas (Historical Use) | 3000 | Bare Steel | 1971-04-19 | 1992-06-03 | Unknown
SHUMAN'S SERVICE CENTER | EAST JACKSON ST | THOMASVILLE | Thomas | 1360037 | 2 | [5 empty] | Removed from Ground | Gas (Historical Use) | 1000 | Bare Steel | 1979-04-17 | 1991-09-24 | Galvanized Steel
RYDER TS #0253A | 106 COMMERCE PARK DR | THOMASVILLE | Thomas | 1360120 | 1 | [5 empty] | Removed from Ground | Diesel | 15000 | Composite | 1981-05-09 | 1995-06-01 | Bare Steel | Pressurized
RYDER TS #0253A | 106 COMMERCE PARK DR | THOMASVILLE | Thomas | 1360120 | 7 | Flapper Valve | 1997-02-01 | FALSE | 1997-02-01 | FALSE | Currently in Use | Diesel | 20000 | Fiberglass Double Walled | 1995-08-01 |  | Double-Walled Fiberglass | Pressurized
RYALS BEACHTON GEN STORE | RT 3 | THOMASVILLE | Thomas | 1360144 | 1 | [5 empty] | Removed from Ground | Empty | 1065 | Bare Steel | 1976-05-10 | 1988-04-14 | Galvanized Steel
CARROLL HILL FOOD MART | 617 NORTH BLVD | THOMASVILLE | Thomas | 1360154 | 2 | Overfill Alarm | 1998-07-15 | FALSE | 1998-07-15 | FALSE | Currently in Use | Plus | 4000 | Steel-Impressed Current | 1982-05-09 |  | Steel (Impressed Current) | Pressurized
BST/TMSVLGA/R2331 | 124 REMINGTON AVE | THOMASVILLE | Thomas | 1360177 | 3 |  | 1996-03-28 |  | 1996-03-28 |  | Removed from Ground | Diesel | 2500 | Double Walled | 1996-03-28 | 1998-12-17 | Copper | Suction (American)
THOMASVILLE PEAK SHAVING PLANT | 4500 W PINETREE BLVD | THOMASVILLE | Thomas | 1360047 | 8 | [5 empty] | Currently in Use | Propane | 30000 | Bare Steel | 1972-04-19 |  | Cathodically Protected
SPEEDWAY FOODS | 10710 GA HWY 122 | THOMASVILLE | Thomas | 10000185 | 2B | Overfill Alarm | 2000-06-21 | FALSE | 2000-06-21 | FALSE | Currently in Use | Diesel | 6000 | Composite | 2000-06-21 |  | Double-Walled Fiberglass | Pressurized
GRIFFIN COUNTRY CORNER GROCERY S | US HWY 319 & MURPHY RD | COOLIDGE | Thomas | 9136012 | 2 | [5 empty] | Removed from Ground | Gas (Historical Use) | 3000 | Cathodically Protected Steel | 1991-12-09 | 1994-09-14 | Fiberglass Reinforced Plastic | Safe Suction (Euro)
Quick Mart | 4021 S PINE ST | COOLIDGE | Thomas | 1360182 | 3 | Flapper Valve | 1994-09-01 | FALSE | 1994-09-01 | FALSE | Currently in Use | Premium | 6000 | Composite | 1985-05-13 |  | Double-Walled Flex | Pressurized
HUMPHREY'S GROCERY | Unknown | BARWICK | Thomas | 1360108 | 1 | [5 empty] | Removed from Ground | Empty | 560 | Bare Steel | 1980-05-09 | 1987-07-01 | Galvanized Steel
MEIGS STATION | DEPOT ST | MEIGS | Thomas | 1360095 | 3 | [5 empty] | Removed from Ground | Gas (Historical Use) | 560 | Bare Steel | 1970-01-01 | 1999-01-20 | Bare Steel | Safe Suction (Euro)
HURST FARMS | 2777 GA HWY 3 | OCHLOCKNEE | Thomas | 1362001 | 1 | [5 empty] | Removed from Ground | Diesel | 2000 | Cathodically Protected Steel | 1986-03-01 | 1899-12-31 | Galvanized Steel | Pressurized
SUSIE QS #2 | 12609 HWY 319 | THOMASVILLE | Thomas | 9136027 | 1 | [5 empty] | Removed from Ground | Gas (Historical Use) | 4000 | Bare Steel | 1983-01-01 | 1998-07-14 | Galvanized Steel | Suction (American)
COOLIDGE FOODCHAMP | 3023 N PINE ST | COOLIDGE | Thomas | 9136042 | 5A | Ball Float | 1994-04-02 | FALSE | 1994-04-02 | FALSE | Currently in Use | Diesel | 2500 | Fiberglass | 1994-04-02 |  | Fiberglass Reinforced Plastic | Pressurized
J G WHALEY SVC STATION | APPC 100 FT NORTH OF NW INTER | COOLIDGE | Thomas | 9136043 | 1 | [5 empty] | Removed from Ground | Gas (Historical Use) | 550 | Not Marked/Unknown | 1994-08-01 | 1994-08-01 | Not Marked
B. ALLEN SHERROD | 250 AUNT BESSIE LANE | COOLIDGE | Thomas | 1360077 | 3 | [5 empty] | Removed from Ground | Diesel | 560 | Bare Steel | 1998-08-04 | 1998-08-04 | Galvanized Steel | Suction (American)
K R SMITH FARMS | RTE 2 | COOLIDGE | Thomas | 1360091 | 1 | [5 empty] | Removed from Ground | Diesel | 4000 | Bare Steel | 1979-05-07 | 1998-03-01 | Galvanized Steel
PLANTATION PETROLEUM CARD LOCK | 501 SMITH AVE | THOMASVILLE | Thomas | 1360148 | 2 |  | 1998-04-01 |  | 1998-04-01 |  | Removed from Ground | Gas (Historical Use) | 14138 | Steel-Impressed Current | 1979-05-10 | 2014-07-31 | Cathodically Protected | Pressurized
PLANTATION PETROLEUM INC | 403 SMITH AVE | THOMASVILLE | Thomas | 1360158 | 4 | [5 empty] | Removed from Ground | Gas (Historical Use) | 4000 | Bare Steel | 1958-05-15 | 1988-12-01 | Galvanized Steel
PLANTATION PETROLEUM INC | 403 SMITH AVE | THOMASVILLE | Thomas | 1360158 | 7 | Flapper Valve | 1998-06-01 | FALSE | 1985-05-08 | FALSE | Currently in Use | Diesel Off Road | 14000 | Steel-Impressed Current | 1985-05-08 |  | Fiberglass Reinforced Plastic | Pressurized
R C AUSLEY | 805 SMITH AVE | THOMASVILLE | Thomas | 1360173 | 1 | [5 empty] | Removed from Ground | Empty | 1000 | Bare Steel | 1986-05-08 | 1995-05-25 | Unknown
BLAIRS BP | 302 N BROAD ST | THOMASVILLE | Thomas | 1360045 | 2 | [5 empty] | Removed from Ground | Gas (Historical Use) | 3000 | Bare Steel | 1972-04-18 | 1993-08-23 | Galvanized Steel
THOMASVILLE HILLTOP SERVICES | 510 N BLVD | THOMASVILLE | Thomas | 1360041 | 1 | [5 empty] | Removed from Ground | Gas (Historical Use) | 3000 | Bare Steel | 1971-04-19 | 1992-06-03 | Unknown
THOMASVILLE HILLTOP SERVICES | 510 N BLVD | THOMASVILLE | Thomas | 1360041 | 4 | [5 empty] | Removed from Ground | Gas (Historical Use) | 3000 | Bare Steel | 1971-04-19 | 1992-06-03 | Unknown
THOMASVILLE HILLTOP SERVICES | 510 N BLVD | THOMASVILLE | Thomas | 1360041 | 7 |  | 1992-06-01 | FALSE | 1992-06-01 | FALSE | Removed from Ground | Gas (Historical Use) | 6000 | Galvanic (STIP-3) | 1992-06-05 | 2018-02-05 | Galvanized Steel | Pressurized
GATEWAY THRIFTY QUICK | 15182 US HWY 19 S | THOMASVILLE | Thomas | 1360074 | 4 | [5 empty] | Removed from Ground | Gas (Historical Use) | 4000 | Bare Steel | 1971-05-04 | 1998-11-25 | Unknown
GATEWAY THRIFTY QUICK | 15182 US HWY 19 S | THOMASVILLE | Thomas | 1360074 | 7 | [5 empty] | Removed from Ground | Gas (Historical Use) | 500 | Bare Steel | 1971-05-04 | 1998-11-25 | Galvanized Steel | Pressurized
GATEWAY THRIFTY QUICK | 15182 US HWY 19 S | THOMASVILLE | Thomas | 1360074 | 1 | [5 empty] | Removed from Ground | Gas (Historical Use) | 4000 | Bare Steel | 1971-05-04 | 1998-11-25 | Unknown
COOLIDGE FOODCHAMP | 3023 N PINE ST | COOLIDGE | Thomas | 9136042 | 3 |  | 1994-05-12 |  | 1994-05-12 |  | Removed from Ground | Gas (Historical Use) | 8000 | Cathodically Protected Steel | 1994-08-08 | 1994-08-08 | Fiberglass Reinforced Plastic | Pressurized
COOLIDGE FERTILIZER & FARM SUPPL | US HWY 319 | COOLIDGE | Thomas | 1360127 | 1 | [5 empty] | Removed from Ground | Diesel | 1000 | Bare Steel | 1981-05-09 | 1990-01-20 | Galvanized Steel
Mira Foodmart | 1016 W JAPONICA AVE | COOLIDGE | Thomas | 1360155 | 1 | Flapper Valve | 1998-06-01 | FALSE | 1998-06-01 | FALSE | Currently in Use | E-10 | 8000 | Steel-Impressed Current | 1982-05-09 |  | Steel (Impressed Current) | Safe Suction (Euro)
Susie Q's # 27 | 1527 E JACKSON | THOMASVILLE | Thomas | 1360145 | 5 | Flapper Valve | 1997-03-15 | FALSE | 1997-03-15 | FALSE | Currently in Use | E-10 | 16000 | Composite | 1997-03-10 |  | Fiberglass Reinforced Plastic | Pressurized
PACK & SACK III | 628 E CLAY ST | THOMASVILLE | Thomas | 1360152 | 1 | [5 empty] | Removed from Ground | Gas (Historical Use) | 8000 | Bare Steel | 1982-05-09 | 1997-05-20 | Galvanized Steel | Pressurized
PLANTATION PETROLEUM INC | 403 SMITH AVE | THOMASVILLE | Thomas | 1360158 | 10 | Flapper Valve | 1998-06-01 | FALSE | 1995-05-08 | FALSE | Currently in Use | Premium | 10000 | Composite | 1988-01-01 |  | Fiberglass Reinforced Plastic | Pressurized
RUSTY ROSS | 301 E JACKSON ST | THOMASVILLE | Thomas | 1360165 | 1 | [5 empty] | Removed from Ground | Gas (Historical Use) | 4000 | Bare Steel | 1967-05-13 | 1997-04-01 | Galvanized Steel | Safe Suction (Euro)
319 EXPRESS 391 | 1013 EAST JACKSON ST | THOMASVILLE | Thomas | 1360181 | 2 | Flapper Valve | 1996-02-25 | FALSE | 1996-02-25 | FALSE | Currently in Use | E-10 | 3000 | Steel-Impressed Current | 1974-05-16 |  | Steel (Impressed Current) | Safe Suction (Euro)
FLA ROCK INDS INC | 510 WEST WASHINGTON ST | THOMASVILLE | Thomas | 1360064 | 1 | [5 empty] | Closed in Ground | Empty | 6000 | Bare Steel | 1974-03-31 | 1985-01-01 | Galvanized Steel
SUSIE QS #2 | 12609 HWY 319 | THOMASVILLE | Thomas | 9136027 | 2 | [5 empty] | Removed from Ground | Gas (Historical Use) | 4000 | Bare Steel | 1983-01-01 | 1998-07-14 | Galvanized Steel | Suction (American)
Quick Mart | 4021 S PINE ST | COOLIDGE | Thomas | 1360182 | 1 | Flapper Valve | 1994-09-01 | FALSE | 1994-09-01 | FALSE | Currently in Use | E-10 | 6000 | Composite | 1985-05-13 |  | Double-Walled Flex | Pressurized
MEIGS STATION | DEPOT ST | MEIGS | Thomas | 1360095 | 4 | [5 empty] | Removed from Ground | Diesel | 560 | Bare Steel | 1970-01-01 | 1999-01-20 | Bare Steel | Safe Suction (Euro)
MEIGS STATION | DEPOT ST | MEIGS | Thomas | 1360095 | 1 | [5 empty] | Removed from Ground | Gas (Historical Use) | 2000 | Bare Steel | 1970-01-01 | 1999-01-20 | Bare Steel | Safe Suction (Euro)
HURST FARMS | 2777 GA HWY 3 | OCHLOCKNEE | Thomas | 1362001 | 2 | [5 empty] | Removed from Ground | Gas (Historical Use) | 1000 | Cathodically Protected Steel | 1986-03-01 | 1899-12-31 | Galvanized Steel | Safe Suction (Euro)
BLAIRS BP | 302 N BROAD ST | THOMASVILLE | Thomas | 1360045 | 4 | [5 empty] | Removed from Ground | Gas (Historical Use) | 3000 | Bare Steel | 1972-04-18 | 1993-08-23 | Galvanized Steel
BLAIRS BP | 302 N BROAD ST | THOMASVILLE | Thomas | 1360045 | 5 | [5 empty] | Removed from Ground | Gas (Historical Use) | 3000 | Bare Steel | 1972-04-18 | 1993-08-23 | Galvanized Steel
SUSIE QS #2 | 12609 HWY 319 | THOMASVILLE | Thomas | 9136027 | 4B | Flapper Valve | 1998-07-28 | FALSE | 1998-07-28 | FALSE | Currently in Use | Premium | 4000 | Fiberglass | 1998-07-16 |  | Fiberglass Reinforced Plastic | Pressurized
SPEEDWAY FOODS | 10710 GA HWY 122 | THOMASVILLE | Thomas | 10000185 | 2A | Overfill Alarm | 2000-06-21 | FALSE | 2000-06-21 | FALSE | Currently in Use | Premium | 6000 | Composite | 2000-06-21 |  | Double-Walled Fiberglass | Pressurized
UNKNOWN | HWY 319 | COOLIDGE | Thomas | 9136052 | 1 | [5 empty] | Removed from Ground | Other | 500 | Marked Unknown |  | 1899-12-31 | Unknown
HURST FARMS | 2777 GA HWY 3 | OCHLOCKNEE | Thomas | 1362001 | 3 | [5 empty] | Removed from Ground | Gas (Historical Use) | 1000 | Cathodically Protected Steel | 1986-03-01 | 1899-12-31 | Galvanized Steel | Safe Suction (Euro)
GATEWAY THRIFTY QUICK | 15182 US HWY 19 S | THOMASVILLE | Thomas | 1360074 | 5 | [5 empty] | Removed from Ground | Gas (Historical Use) | 4000 | Bare Steel | 1971-05-04 | 1998-11-25 | Unknown
FLA ROCK INDS INC | 510 WEST WASHINGTON ST | THOMASVILLE | Thomas | 1360064 | 2 | [5 empty] | Closed in Ground | Diesel | 8000 | Bare Steel | 1974-03-31 | 1988-05-01 | Galvanized Steel
SCOGGINS DOZER INC | 305 BAYBROOK ST | THOMASVILLE | Thomas | 1360076 | 4 | Flapper Valve | 1994-10-10 | FALSE | 1994-10-10 | FALSE | Currently in Use | E-0 | 1000 | Composite | 1994-10-10 |  | Steel/FG Secondary containment | Safe Suction (Euro)
GATEWAY THRIFTY QUICK | 15182 US HWY 19 S | THOMASVILLE | Thomas | 1360074 | 2 | [5 empty] | Removed from Ground | Gas (Historical Use) | 4000 | Bare Steel | 1971-05-04 | 1998-11-25 | Unknown
TURBINE ENGINE COMPONENTS TEXTRO | 1211 OLD ALBANY RD. | THOMASVILLE | Thomas | 1360054 | 2 | [5 empty] | Removed from Ground | Other | 550 | Fiberglass | 1982-04-22 | 1989-06-01 | Unknown
THOMASVILLE UTILITY DEPARTMEMT | 411 W JACKSON ST | THOMASVILLE | Thomas | 1360048 | U1 | [5 empty] | Removed from Ground | Gas (Historical Use) | 10000 | Bare Steel | 1955-04-21 | 1994-06-04 | Bare Steel | Suction (American)
SUSIE QS #2 | 12609 HWY 319 | THOMASVILLE | Thomas | 9136027 | 3 | [5 empty] | Removed from Ground | Gas (Historical Use) | 4000 | Bare Steel | 1983-01-01 | 1998-07-14 | Galvanized Steel | Suction (American)
COOLIDGE FOODCHAMP | 3023 N PINE ST | COOLIDGE | Thomas | 9136042 | 4B | Ball Float | 1994-04-02 | FALSE | 1994-04-02 | FALSE | Temporarily out of use | Plus | 3000 | Fiberglass | 1994-04-02 |  | Fiberglass Reinforced Plastic | Pressurized
THOMASVILLE HILLTOP SERVICES | 510 N BLVD | THOMASVILLE | Thomas | 1360041 | 8 |  | 1992-06-01 | FALSE | 1992-06-01 | FALSE | Removed from Ground | Gas (Historical Use) | 6000 | Galvanic (STIP-3) | 1992-06-05 | 2018-02-05 | Galvanized Steel | Pressurized
SHUMAN'S SERVICE CENTER | EAST JACKSON ST | THOMASVILLE | Thomas | 1360037 | 3 | [5 empty] | Removed from Ground | Gas (Historical Use) | 3000 | Bare Steel | 1973-04-18 | 1991-09-24 | Galvanized Steel
UNKNOWN | HWY 319 | COOLIDGE | Thomas | 9136052 | 5 | [5 empty] | Removed from Ground | Other | 500 | Marked Unknown |  | 1899-12-31 | Unknown
MANLEY (OLD COLLINS GROC) | Unknown | BARWICK | Thomas | 1360137 | 1 | [5 empty] | Removed from Ground | Empty | 1065 | Bare Steel | 1966-05-13 | 1982-02-15 | Galvanized Steel
SPEEDWAY FOODS | 10710 GA HWY 122 | THOMASVILLE | Thomas | 10000185 | 1B | Overfill Alarm | 2000-06-21 | FALSE | 2000-06-21 | FALSE | Currently in Use | Plus | 8000 | Composite | 2000-06-21 |  | Double-Walled Fiberglass | Pressurized
UNKNOWN | HWY 319 | COOLIDGE | Thomas | 9136052 | 2 | [5 empty] | Removed from Ground | Other | 500 | Marked Unknown |  | 1899-12-31 | Unknown
SHUMAN'S SERVICE CENTER | EAST JACKSON ST | THOMASVILLE | Thomas | 1360037 | 4 | [5 empty] | Removed from Ground | Gas (Historical Use) | 4000 | Bare Steel | 1973-04-18 | 1991-09-24 | Galvanized Steel
THOMASVILLE SALES CO | 1515 EAST JACKSON ST | THOMASVILLE | Thomas | 1360033 | 1 | [5 empty] | Removed from Ground | Empty | 2010 | Bare Steel | 1980-01-11 | 1992-01-13 | Galvanized Steel
SUSIE QS #2 | 12609 HWY 319 | THOMASVILLE | Thomas | 9136027 | 4A | Flapper Valve | 1998-07-28 | FALSE | 1998-07-28 | FALSE | Currently in Use | E-10 | 8000 | Fiberglass | 1998-07-16 |  | Fiberglass Reinforced Plastic | Pressurized
BST/TMSVLGA/R2331 | 124 REMINGTON AVE | THOMASVILLE | Thomas | 1360177 | 2 | [5 empty] | Removed from Ground | Diesel | 550 | Bare Steel | 1955-01-01 | 1989-01-01 | Unknown | Suction (American)
SUSIE QS #10 | 2112 SMITH AVE | THOMASVILLE | Thomas | 1360044 | 2 | Ball Float | 1993-06-10 | FALSE | 1993-06-10 | FALSE | Currently in Use | E-10 | 6000 | Steel-Impressed Current | 1985-04-15 |  | Double-Walled Flex | Pressurized
THOMASVILLE CULTURAL CENTER INC | 600 EAST WASHINGTON ST | THOMASVILLE | Thomas | 1360032 | 1 | [5 empty] | Removed from Ground | Diesel | 6000 | Fiberglass | 1985-02-10 | 1986-01-15 | Galvanized Steel
COOLIDGE FOODCHAMP | 3023 N PINE ST | COOLIDGE | Thomas | 9136042 | 2 |  | 1994-05-12 |  | 1994-05-12 |  | Removed from Ground | Gas (Historical Use) | 3000 | Cathodically Protected Steel | 1994-05-12 | 1994-08-08 | Fiberglass Reinforced Plastic | Pressurized
BROOK GRO | 249 GIN ST | BARWICK | Thomas | 1360150 | 1 | [5 empty] | Removed from Ground | Gas (Historical Use) | 2000 | Bare Steel | 1979-05-10 | 1999-10-11 | Galvanized Steel | Suction (American)
HURST FARMS | 2777 GA HWY 3 | OCHLOCKNEE | Thomas | 1362001 | 4 | [5 empty] | Removed from Ground | Gas (Historical Use) | 1000 | Cathodically Protected Steel | 1986-03-01 | 1899-12-31 | Galvanized Steel | Safe Suction (Euro)
HURST FARMS | 2777 GA HWY 3 | OCHLOCKNEE | Thomas | 1362001 | 5 | [5 empty] | Removed from Ground | Diesel | 10000 | Cathodically Protected Steel | 1987-07-29 | 1998-07-06 | Fiberglass Reinforced Plastic | Pressurized
J G WHALEY SVC STATION | APPC 100 FT NORTH OF NW INTER | COOLIDGE | Thomas | 9136043 | 2 | [5 empty] | Removed from Ground | Gas (Historical Use) | 550 | Not Marked/Unknown | 1994-08-01 | 1994-08-01 | Not Marked
ER SMITH SER STATION | MAIN ST @ MASSEY ST | BARWICK | Thomas | 1360084 | 1 | [5 empty] | Removed from Ground | Gas (Historical Use) | 2000 | Bare Steel | 1971-05-11 | 1899-12-31 | Galvanized Steel
UNKNOWN | HWY 319 | COOLIDGE | Thomas | 9136052 | 4 | [5 empty] | Removed from Ground | Other | 500 | Marked Unknown |  | 1899-12-31 | Unknown
GRIFFIN COUNTRY CORNER GROCERY S | US HWY 319 & MURPHY RD | COOLIDGE | Thomas | 9136012 | 1 | [5 empty] | Removed from Ground | Gas (Historical Use) | 3000 | Cathodically Protected Steel | 1991-12-09 | 1994-09-14 | Fiberglass Reinforced Plastic | Safe Suction (Euro)
Quick Mart | 4021 S PINE ST | COOLIDGE | Thomas | 1360182 | 2 | Flapper Valve | 1994-09-01 | FALSE | 1994-09-01 | FALSE | Currently in Use | Plus | 8000 | Composite | 1985-05-13 |  | Double-Walled Flex | Pressurized
BROOK GRO | 249 GIN ST | BARWICK | Thomas | 1360150 | 3 | [5 empty] | Removed from Ground | Gas (Historical Use) | 2000 | Bare Steel | 1979-05-10 | 1996-08-01 | Galvanized Steel | Suction (American)
MEIGS STATION | DEPOT ST | MEIGS | Thomas | 1360095 | 2 | [5 empty] | Removed from Ground | Gas (Historical Use) | 560 | Bare Steel | 1970-01-01 | 1999-01-20 | Bare Steel | Safe Suction (Euro)
COOLIDGE FOODCHAMP | 3023 N PINE ST | COOLIDGE | Thomas | 9136042 | 7 | Ball Float | 1994-04-02 | FALSE | 1994-04-02 | FALSE | Temporarily out of use | Premium | 7000 | Fiberglass | 1994-04-02 |  | Fiberglass Reinforced Plastic | Pressurized
COOLIDGE FOODCHAMP | 3023 N PINE ST | COOLIDGE | Thomas | 9136042 | 1 |  | 1994-05-12 |  | 1994-05-12 |  | Removed from Ground | Gas (Historical Use) | 4000 | Cathodically Protected Steel | 1994-05-12 | 1994-08-08 | Fiberglass Reinforced Plastic | Pressurized
BROOK GRO | 249 GIN ST | BARWICK | Thomas | 1360150 | 2 | [5 empty] | Removed from Ground | Gas (Historical Use) | 2000 | Bare Steel | 1979-05-10 | 1999-10-11 | Galvanized Steel | Suction (American)
SHUMAN'S SERVICE CENTER | EAST JACKSON ST | THOMASVILLE | Thomas | 1360037 | 1 | [5 empty] | Removed from Ground | Diesel | 1000 | Bare Steel | 1982-04-16 | 1991-09-24 | Galvanized Steel
SCOGGINS DOZER INC | 305 BAYBROOK ST | THOMASVILLE | Thomas | 1360076 | 1 | [5 empty] | Removed from Ground | Gas (Historical Use) | 550 | Bare Steel | 1983-05-01 | 1994-09-01 | Galvanized Steel | Suction (American)
UNKNOWN | HWY 319 | COOLIDGE | Thomas | 9136052 | 3 | [5 empty] | Removed from Ground | Other | 500 | Marked Unknown |  | 1899-12-31 | Unknown
TIMBERLAKE GROCERY CO | 1030 CAMPBELL ST | THOMASVILLE | Thomas | 1360073 | 1 | [5 empty] | Removed from Ground | Gas (Historical Use) | 8000 | Bare Steel | 1973-05-03 | 1987-12-31 | Galvanized Steel
THOMASVILLE UTILITY DEPARTMEMT | 411 W JACKSON ST | THOMASVILLE | Thomas | 1360048 | U3 | [5 empty] | Removed from Ground | Diesel | 560 | Bare Steel | 1949-04-18 | 1998-04-03 | Bare Steel | Suction (American)
COOLIDGE FOODCHAMP | 3023 N PINE ST | COOLIDGE | Thomas | 9136042 | 6 | [5 empty] | Removed from Ground | Empty | 1000 | Bare Steel | 1999-06-28 | 1999-06-28 | Galvanized Steel | Safe Suction (Euro)
MANLEY (OLD COLLINS GROC) | Unknown | BARWICK | Thomas | 1360137 | 2 | [5 empty] | Removed from Ground | Empty | 560 | Bare Steel | 1966-05-13 | 1982-02-01 | Galvanized Steel
ER SMITH SER STATION | MAIN ST @ MASSEY ST | BARWICK | Thomas | 1360084 | 2 | [5 empty] | Removed from Ground | Gas (Historical Use) | 1000 | Bare Steel | 1971-05-11 | 1899-12-31 | Galvanized Steel
ER SMITH SER STATION | MAIN ST @ MASSEY ST | BARWICK | Thomas | 1360084 | 3 | [5 empty] | Removed from Ground | Gas (Historical Use) | 560 | Bare Steel | 1971-05-11 | 1899-12-31 | Galvanized Steel
FRANKLIN I SMITH FARMS INC | 6788 PATTON RD | COOLIDGE | Thomas | 1360015 | 1 | [5 empty] | Removed from Ground | Gas (Historical Use) | 1500 | Bare Steel | 1979-01-26 | 1998-11-04 | Galvanized Steel | Suction (American)
HURST FARMS | 2777 GA HWY 3 | OCHLOCKNEE | Thomas | 1362001 | 6 | Ball Float | 2001-02-21 | FALSE | 2001-02-21 | FALSE | Currently in Use | Diesel | 12000 | Composite | 2001-02-19 |  | Fiberglass Reinforced Plastic | Pressurized
METCALF TOWER SITE | 4 MI SOUTHEAST ON RODDENBERY R | METCALF | Thomas | 1360203 | 1 | [5 empty] | Removed from Ground | Diesel | 2000 | Composite | 1986-01-01 | 2009-12-17 | Bare Steel
SHOP N GO | 408 S BROAD ST | THOMASVILLE | Thomas | 9000709 | 3 | [5 empty] | Removed from Ground | Gas (Historical Use) | 8000 | Bare Steel | 1971-05-09 | 1992-11-05 | Galvanized Steel | Suction (American)
Circle K 2745151 | 2667 E PINETREE BLVD | THOMASVILLE | Thomas | 9000708 | 2 | Flapper Valve | 1994-12-07 | FALSE | 1994-12-07 | FALSE | Currently in Use | E-10 | 8000 | Galvanic (STIP-3) | 1983-05-06 |  | Double-Walled Flex | Pressurized
SUWANNEE SWIFTY #137 | 430 N BROAD ST | THOMASVILLE | Thomas | 1360098 | 1 |  | 1994-12-01 |  | 1994-12-01 |  | Removed from Ground | Gas (Historical Use) | 6000 | Bare Steel | 1980-05-08 | 1997-04-30 | Galvanized Steel | Safe Suction (Euro)
Circle K 2745149 | 15327 US HWY 19 S | THOMASVILLE | Thomas | 1360080 | 11 | Flapper Valve | 1998-03-09 | FALSE | 1998-03-09 | FALSE | Currently in Use | Plus | 10152 | Composite | 1998-03-09 |  | Double-Walled Flex | Pressurized
SOUTHSIDE MINIT MARKET | 1201 MAGNOLIA ST | THOMASVILLE | Thomas | 1360082 | 1 | [5 empty] | Removed from Ground | Gas (Historical Use) | 4000 | Bare Steel | 1983-05-08 | 1993-07-05 | Cathodically Protected
JOHN C CARR WELL DRILLING | GATLIN CREEK RD | THOMASVILLE | Thomas | 1360128 | 1 | [5 empty] | Removed from Ground | Diesel | 560 | Bare Steel | 1971-05-12 | 1988-12-01 | Galvanized Steel
CSX TRANSPORTATION/THOMASVILLE Y | SEABOARD DR | THOMASVILLE | Thomas | 1360121 | 1 | [5 empty] | Removed from Ground | Gas (Historical Use) | 500 | Bare Steel | 1969-05-12 | 1993-01-28 | Bare Steel
EASY IN & OUT | 2103 SMITH AVE | THOMASVILLE | Thomas | 1360146 | 3 |  | 1977-01-01 |  | 1977-01-01 |  | Removed from Ground | Gas (Historical Use) | 4000 | Bare Steel | 1977-05-10 | 1996-12-01 | Galvanized Steel | Suction (American)
RUSTY ROSS | 301 E JACKSON ST | THOMASVILLE | Thomas | 1360165 | 2 | [5 empty] | Removed from Ground | Gas (Historical Use) | 4000 | Bare Steel | 1967-05-13 | 1997-04-01 | Galvanized Steel | Pressurized
METAL BUILDING INC | 828 SMITH AVE | THOMASVILLE | Thomas | 1360178 | 1 | [5 empty] | Removed from Ground | Diesel | 250 | Bare Steel | 1982-05-09 | 1988-09-21 | Galvanized Steel
RACEWAY #6999 | 2500 HIGHWAY 84 BYPASS | THOMASVILLE | Thomas | 10003365 | 2A | Overfill Alarm | 2023-09-01 | FALSE | 2023-09-01 | FALSE | Currently in Use | Premium | 12000 | Fiberglass Double Walled | 2023-06-01 |  | Double-Walled Fiberglass | Pressurized
RACEWAY #6999 | 2500 HIGHWAY 84 BYPASS | THOMASVILLE | Thomas | 10003365 | 3B | Overfill Alarm |  | FALSE |  | FALSE | Currently in Use | Diesel | 12000 | Fiberglass Double Walled | 2023-06-01 |  | Double-Walled Fiberglass | Pressurized
RACEWAY #6999 | 2500 HIGHWAY 84 BYPASS | THOMASVILLE | Thomas | 10003365 | 4 | Overfill Alarm | 2023-09-01 | FALSE | 2023-09-01 | FALSE | Currently in Use | Diesel | 24000 | Fiberglass Double Walled | 2023-06-01 |  | Double-Walled Fiberglass | Pressurized
THOMASVILLE PEAK SHAVING PLANT | 4500 W PINETREE BLVD | THOMASVILLE | Thomas | 1360047 | 2 | [5 empty] | Removed from Ground | Propane | 30000 | Bare Steel | 1960-04-22 | 1899-12-31 | Cathodically Protected
THOMASVILLE PEAK SHAVING PLANT | 4500 W PINETREE BLVD | THOMASVILLE | Thomas | 1360047 | 9 | [5 empty] | Currently in Use | Propane | 30000 | Bare Steel | 1972-04-19 |  | Cathodically Protected
SOUTH GA NATURAL GAS CO | 1217 OLD ALBANY RD | THOMASVILLE | Thomas | 1360050 | 2 | [5 empty] | Removed from Ground | Gas (Historical Use) | 8000 | Cathodically Protected Steel | 1983-04-18 | 1993-06-09 | Galvanized Steel
BALFOUR LUMBER CO INC | 800 WEST CLAY ST | THOMASVILLE | Thomas | 1360002 | 3 | [5 empty] | Removed from Ground | Diesel | 30000 | Bare Steel | 1973-03-24 | 1989-01-01 | Galvanized Steel
THOMASVILLE PEAK SHAVING PLANT | 4500 W PINETREE BLVD | THOMASVILLE | Thomas | 1360047 | 11 | [5 empty] | Currently in Use | Propane | 30000 | Bare Steel | 1972-04-19 |  | Cathodically Protected
RUSSELL TIRE COMPANY | 1030 E JACKSON ST | THOMASVILLE | Thomas | 1360053 | 1 | Flapper Valve | 1998-08-01 |  | 1998-08-01 |  | Removed from Ground | Gas (Historical Use) | 6000 | Steel-Impressed Current | 1986-04-18 | 2006-12-04 | Fiberglass Reinforced Plastic | Pressurized
SCOTT INDUSTRIES INC | PAVO RD | THOMASVILLE | Thomas | 1360022 | 2 | [5 empty] | Permanently Out of Use - historical purposes | Empty | 500 | Bare Steel | 1978-03-01 | 1899-12-31 | Galvanized Steel
FIRST GROUP AMERICA | 925 DAVENPORT DR | THOMASVILLE | Thomas | 1360008 | 1 | [5 empty] | Closed in Ground | Empty | 10000 | Bare Steel | 1976-02-03 | 1998-10-01 | Galvanized Steel
THOMASVILLE PEAK SHAVING PLANT | 4500 W PINETREE BLVD | THOMASVILLE | Thomas | 1360047 | 16 | [5 empty] | Currently in Use | Propane | 30000 | Bare Steel | 1978-04-18 |  | Cathodically Protected
MURPHY STORE #8746 | 11471 HWY 319 N | THOMASVILLE | Thomas | 10002422 | 2A | Ball Float | 2015-01-23 | FALSE | 2015-01-23 | FALSE | Currently in Use | Premium | 12000 | Fiberglass Double Walled | 2015-01-09 |  | Double-Walled Flex | Pressurized
THOMASVILLE PEAK SHAVING PLANT | 4500 W PINETREE BLVD | THOMASVILLE | Thomas | 1360047 | 3 | [5 empty] | Currently in Use | Propane | 30000 | Bare Steel | 1966-04-21 |  | Cathodically Protected
JACKS BP | 2980 E PINETREE BLVD | THOMASVILLE | Thomas | 1360042 | 5 | Flapper Valve | 1988-02-10 | FALSE | 1988-02-10 | FALSE | Currently in Use | E-10 | 6000 | Galvanic (STIP-3) | 1988-02-10 |  | Fiberglass Reinforced Plastic | Pressurized
GRIFFIN INDUSTRIES-THOMASVILLE | RT 2 BOX 301 | THOMASVILLE | Thomas | 1360036 | 1 | [5 empty] | Removed from Ground | Diesel | 500 | Bare Steel | 1981-03-25 | 1993-09-21 | Galvanized Steel
THOMASVILLE SALES CO | 1515 EAST JACKSON ST | THOMASVILLE | Thomas | 1360033 | 2 |  |  | TRUE |  | TRUE | Removed from Ground | Used Oil | 0 | Bare Steel | 1967-01-14 | 1991-01-01 | Galvanized Steel
GATEWAY THRIFTY QUICK | 15182 US HWY 19 S | THOMASVILLE | Thomas | 1360074 | 6 | [5 empty] | Removed from Ground | Diesel | 4000 | Bare Steel | 1980-04-16 | 1998-11-25 | Galvanized Steel
B. ALLEN SHERROD | 250 AUNT BESSIE LANE | COOLIDGE | Thomas | 1360077 | 1 | [5 empty] | Removed from Ground | Gas (Historical Use) | 4000 | Bare Steel | 1981-05-01 | 1998-08-04 | Galvanized Steel
K R SMITH FARMS | RTE 2 | COOLIDGE | Thomas | 1360091 | 3 | [5 empty] | Removed from Ground | Diesel | 2000 | Bare Steel | 1976-05-07 | 1899-12-31 | Galvanized Steel
Mira Foodmart | 1016 W JAPONICA AVE | COOLIDGE | Thomas | 1360155 | 2 | Flapper Valve | 1998-06-01 | FALSE | 1998-06-01 | FALSE | Currently in Use | Diesel | 8000 | Steel-Impressed Current | 1982-05-09 |  | Steel (Impressed Current) | Safe Suction (Euro)
THOMASVILLE PEAK SHAVING PLANT | 4500 W PINETREE BLVD | THOMASVILLE | Thomas | 1360047 | 10 | [5 empty] | Currently in Use | Propane | 30000 | Bare Steel | 1972-04-19 |  | Cathodically Protected
THOMASVILLE PEAK SHAVING PLANT | 4500 W PINETREE BLVD | THOMASVILLE | Thomas | 1360047 | 6 | [5 empty] | Currently in Use | Propane | 30000 | Bare Steel | 1966-04-21 |  | Cathodically Protected
SOUTH GA NATURAL GAS CO | 1217 OLD ALBANY RD | THOMASVILLE | Thomas | 1360050 | 4 | [5 empty] | Removed from Ground | Diesel | 1000 | Bare Steel | 1976-04-19 | 1993-06-09 | Not Marked
Ag-Pro Fuel, LLC | 201 REMINGTON AVE | THOMASVILLE | Thomas | 1360001 | 2 | Flapper Valve | 1996-09-17 | FALSE | 1996-09-17 | FALSE | Currently in Use | Plus | 6000 | Steel-Impressed Current | 1987-04-21 |  | Double-Walled Fiberglass | Pressurized
GA DEPT PUBLIC SAFETY/GA STATE P | 1320 WEST JACKSON ST | THOMASVILLE | Thomas | 1360016 | 3 | [5 empty] | Closed in Ground | Gas (Historical Use) | 300 | Bare Steel | 1966-03-11 | 1899-12-31 | Galvanized Steel
GONE WITH THE WIND PLANTATION LLC | 301 SHOWBOAT LN | THOMASVILLE | Thomas | 10001791 | 1 |  |  | FALSE |  | FALSE | Closed in Ground |  | 0 | Unknown |  | 1899-12-31
M&M GROCERY | EAST JACKSON ST | THOMASVILLE | Thomas | 9136026 | 1 | [5 empty] | Removed from Ground | Gas (Historical Use) | 8000 | Bare Steel | 1988-01-01 | 1988-01-01 | Galvanized Steel
Circle K 2745150 | 6358 HWY 319 SOUTH | THOMASVILLE | Thomas | 9136049 | 3 | Flapper Valve | 1995-03-31 | FALSE | 1995-03-31 | FALSE | Currently in Use | Diesel | 10000 | Galvanic (STIP-3) | 1995-03-31 |  | Double-Walled Flex | Pressurized
PLANTATION PETROLEUM INC | 402 S BROAD ST | THOMASVILLE | Thomas | 9136037 | 1 | [5 empty] | Removed from Ground | Gas (Historical Use) | 1000 | Cathodically Protected Steel | 1979-01-01 | 1994-04-14 | Galvanized Steel
THOMASVILLE PEAK SHAVING PLANT | 4500 W PINETREE BLVD | THOMASVILLE | Thomas | 1360047 | 5 | [5 empty] | Currently in Use | Propane | 30000 | Bare Steel | 1966-04-21 |  | Cathodically Protected
THOMASVILLE PEAK SHAVING PLANT | 4500 W PINETREE BLVD | THOMASVILLE | Thomas | 1360047 | 7 | [5 empty] | Currently in Use | Propane | 30000 | Bare Steel | 1972-04-19 |  | Cathodically Protected
THOMASVILLE PEAK SHAVING PLANT | 4500 W PINETREE BLVD | THOMASVILLE | Thomas | 1360047 | 4 | [5 empty] | Currently in Use | Propane | 30000 | Bare Steel | 1966-04-21 |  | Cathodically Protected
FIRST GROUP AMERICA | 925 DAVENPORT DR | THOMASVILLE | Thomas | 1360008 | 3 | [5 empty] | Removed from Ground | Empty | 10000 | Cathodically Protected Steel | 1986-01-31 | 1998-10-01 | Galvanized Steel
FEMA REGIONAL CENTER | 402 SOUTH PINETREE BOULEVARD | THOMASVILLE | Thomas | 10001866 | 2 |  |  | FALSE |  | FALSE | Removed from Ground | Diesel | 10000 | Unknown | 2010-05-13 | 2010-05-13 | Unknown
SOUTH GA NATURAL GAS CO | 1217 OLD ALBANY RD | THOMASVILLE | Thomas | 1360050 | 1 | [5 empty] | Removed from Ground | Gas (Historical Use) | 4000 | Bare Steel | 1983-04-18 | 1993-06-09 | Cathodically Protected
BALFOUR LUMBER CO INC | 800 WEST CLAY ST | THOMASVILLE | Thomas | 1360002 | 1 | [5 empty] | Removed from Ground | Diesel | 10000 | Bare Steel | 1973-03-24 | 1989-01-01 | Galvanized Steel
METCALF LUMBER CO INC | RT 4 BOX 241 | THOMASVILLE | Thomas | 1360018 | 2 | [5 empty] | Removed from Ground | Diesel | 4000 | Bare Steel | 1981-01-02 | 1995-03-23 | Galvanized Steel
FEMA MOBILE EMERGENCY RESPONSE SUPPORT | 434 SOUTH PINETREE BLVD | THOMASVILLE | Thomas | 10001923 | 1 |  | 1985-01-01 | FALSE | 1985-01-01 | FALSE | Removed from Ground | Diesel | 4000 | Fiberglass | 1985-01-01 | 2011-02-10 | Fiberglass Reinforced Plastic | Safe Suction (Euro)
FEMA REGIONAL CENTER | 402 SOUTH PINETREE BOULEVARD | THOMASVILLE | Thomas | 10001866 | 1 |  |  | FALSE |  | FALSE | Removed from Ground | Diesel | 10000 | Unknown | 2010-05-13 | 2010-05-13 | Unknown
THE PLAZA RESTAURANT INC | 217 SOUTH BROAD STREET | THOMASVILLE | Thomas | 10001219 | 1 |  |  | FALSE |  | FALSE | Removed from Ground | Not Marked/Tank Removed | 0 | Unknown | 1975-01-01 | 1975-01-01 | Unknown
RUSSELL TIRE COMPANY | 1030 E JACKSON ST | THOMASVILLE | Thomas | 1360053 | 2 | Flapper Valve | 1998-08-01 |  | 1998-08-01 |  | Removed from Ground | Gas (Historical Use) | 6000 | Steel-Impressed Current | 1986-04-18 | 2006-12-04 | Fiberglass Reinforced Plastic | Pressurized
JR FOOD STORE | EAST JACKSON ST | THOMASVILLE | Thomas | 9136025 | 2 | [5 empty] | Removed from Ground | Gas (Historical Use) | 4000 | Bare Steel | 1988-01-01 | 1988-01-01 | Galvanized Steel
M&M GROCERY | EAST JACKSON ST | THOMASVILLE | Thomas | 9136026 | 3 | [5 empty] | Removed from Ground | Gas (Historical Use) | 4000 | Bare Steel | 1988-01-01 | 1988-01-01 | Galvanized Steel
THOMASVILLE PEAK SHAVING PLANT | 4500 W PINETREE BLVD | THOMASVILLE | Thomas | 1360047 | 15 | [5 empty] | Currently in Use | Propane | 30000 | Bare Steel | 1972-04-19 |  | Cathodically Protected
Ag-Pro Fuel, LLC | 201 REMINGTON AVE | THOMASVILLE | Thomas | 1360001 | 4 | Flapper Valve | 1996-09-17 | FALSE | 1996-09-17 | FALSE | Currently in Use | Diesel | 6000 | Steel-Impressed Current | 1987-04-21 |  | Double-Walled Fiberglass | Pressurized
RaceWay #6868 - Thomasville | 13883 HWY 19 S | THOMASVILLE | Thomas | 10001921 | 1 | Overfill Alarm | 2010-09-16 | FALSE | 2010-09-16 | FALSE | Currently in Use | E-10 | 20000 | Composite Double Walled | 2010-09-16 |  | Double-Walled Fiberglass | Pressurized
THOMAS COUNTY FORESTRY UNIT | RT 7/BOX 1080/US HWY 319 | THOMASVILLE | Thomas | 9136016 | 2 | [5 empty] | Removed from Ground | Gas (Historical Use) | 2000 | Bare Steel | 1980-04-23 | 1991-04-01 | Bare Steel
Circle K 2745150 | 6358 HWY 319 SOUTH | THOMASVILLE | Thomas | 9136049 | 1 | Flapper Valve | 1995-03-31 | FALSE | 1995-03-31 | FALSE | Currently in Use | E-10 | 10000 | Galvanic (STIP-3) | 1995-03-31 |  | Double-Walled Flex | Pressurized
PLANTATION PETROLEUM INC | 402 S BROAD ST | THOMASVILLE | Thomas | 9136037 | 3 | [5 empty] | Removed from Ground | Gas (Historical Use) | 8000 | Cathodically Protected Steel | 1979-01-01 | 1994-04-14 | Galvanized Steel
LOFTISS RYDC | PINETREE BLVD/BLDG 600 | THOMASVILLE | Thomas | 9136082 | 2 | Flapper Valve | 1997-03-04 |  | 1997-03-04 |  | Removed from Ground | Diesel | 600 | Fiberglass Double Walled | 1997-03-04 | 2009-09-13 | Double-Walled Fiberglass | Suction (American)
Quick Express | 21967 HWY 19 N | THOMASVILLE | Thomas | 9136057 | 2 | Flapper Valve | 1999-02-05 | FALSE | 1999-02-05 | FALSE | Currently in Use | E-10 | 6000 | Steel-Impressed Current | 1999-02-01 |  | Steel (Impressed Current) | Suction (American)
NS Foodmart | 501 N MADISON ST | THOMASVILLE | Thomas | 9136015 | 1 | Ball Float |  | FALSE |  | FALSE | Currently in Use | E-10 | 8000 | Steel-Impressed Current |  |  | Steel (Impressed Current) | Pressurized
QUICK STOP | 1335 WEST JACKSON ST | THOMASVILLE | Thomas | 9136017 | 2 | Ball Float | 1996-10-01 | FALSE | 1996-10-01 | FALSE | Currently in Use | Premium | 8068 | Steel-Impressed Current | 1979-07-03 |  | Double-Walled Flex | Pressurized
JR FOOD STORE | EAST JACKSON ST | THOMASVILLE | Thomas | 9136025 | 1 | [5 empty] | Removed from Ground | Gas (Historical Use) | 4000 | Bare Steel | 1988-01-01 | 1988-01-01 | Galvanized Steel
PLANTATION PETROLEUM INC | 402 S BROAD ST | THOMASVILLE | Thomas | 9136037 | 4 | [5 empty] | Removed from Ground | Diesel | 3000 | Cathodically Protected Steel | 1984-01-01 | 1994-04-12 | Galvanized Steel
VACANT LOT/PAC-A SAC #1/CITY OF | 500 BLOCK OF REMINGTON AVE | THOMASVILLE | Thomas | 9136035 | 3 | [5 empty] | Removed from Ground | Gas (Historical Use) | 4000 | Bare Steel | 1993-08-13 | 1993-08-13 | Bare Steel
FLOWERS BAKERY | 236 SOUTH MADISON | THOMASVILLE | Thomas | 9136036 | 2 | [5 empty] | Removed from Ground | Gas (Historical Use) | 10000 | Cathodically Protected Steel | 1991-01-01 | 1993-08-19 | Bare Steel
COLONIAL STORES/GRAND UNION CO | 1805 COLONIAL DR | THOMASVILLE | Thomas | 9136014 | 4 | [5 empty] | Removed from Ground | Diesel | 8000 | Bare Steel | 1973-01-01 | 1992-08-03 | Bare Steel | Pressurized
COLONIAL STORES/GRAND UNION CO | 1805 COLONIAL DR | THOMASVILLE | Thomas | 9136014 | 5 | [5 empty] | Removed from Ground | Gas (Historical Use) | 1000 | Bare Steel | 1973-01-01 | 1992-08-04 | Bare Steel | Suction (American)
COLONIAL STORES/GRAND UNION CO | 1805 COLONIAL DR | THOMASVILLE | Thomas | 9136014 | 7 |  |  | TRUE |  | TRUE | Removed from Ground | Used Oil | 1000 | Bare Steel | 1973-01-01 | 1992-08-04 | Bare Steel | Safe Suction (Euro)
ROSE CLEANERS/TEXACO STATION (FO | 301 SOUTH BROAD ST | THOMASVILLE | Thomas | 9136030 | 3 | [5 empty] | Removed from Ground | Gas (Historical Use) | 4000 | Bare Steel | 1992-11-23 | 1992-11-23 | Galvanized Steel | Suction (American)
COATS AMERICAN | 1100 SMITH AVE | THOMASVILLE | Thomas | 1360069 | 1 | [5 empty] | Removed from Ground | Diesel | 12000 | Bare Steel | 1948-05-08 | 1989-04-01 | Galvanized Steel
MODERN CLEANER & LAUNDRY | 522 N. BROAD | THOMASVILLE | Thomas | 1360034 | 2 | [5 empty] | Permanently Out of Use - historical purposes | Other | 500 | Bare Steel | 1976-03-01 | 1899-12-31 | Not Marked
THOMASVILLE PEAK SHAVING PLANT | 4500 W PINETREE BLVD | THOMASVILLE | Thomas | 1360047 | 12 | [5 empty] | Currently in Use | Propane | 30000 | Bare Steel | 1972-04-19 |  | Cathodically Protected
THOMASVILLE PEAK SHAVING PLANT | 4500 W PINETREE BLVD | THOMASVILLE | Thomas | 1360047 | 17 | [5 empty] | Currently in Use | Propane | 30000 | Bare Steel | 1978-04-18 |  | Cathodically Protected
METCALF LUMBER CO INC | RT 4 BOX 241 | THOMASVILLE | Thomas | 1360018 | 3 | [5 empty] | Removed from Ground | Gas (Historical Use) | 4000 | Bare Steel | 1981-01-02 | 1995-03-23 | Galvanized Steel
ARCHBOLD MEMORIAL HOSPITAL | 915 GORDON AVENUE | THOMASVILLE | Thomas | 9136034 | 1 | [5 empty] | Closed in Ground | Diesel | 1500 | Marked Unknown | 1958-01-01 | 1997-05-20 | Bare Steel | Safe Suction (Euro)
JOAN ART MILLS MFG FACILITY | US HWY 19 SOUTH | THOMASVILLE | Thomas | 9136073 | 2 | [5 empty] | Removed from Ground | Gas (Historical Use) | 0 | Not Marked/Unknown | 1997-02-13 | 1997-02-13 | Not Marked
MURPHY STORE #8746 | 11471 HWY 319 N | THOMASVILLE | Thomas | 10002422 | 2B | Flapper Valve | 2015-01-23 | FALSE | 2015-01-23 | FALSE | Currently in Use | Diesel | 8000 | Fiberglass Double Walled | 2015-01-09 |  | Double-Walled Fiberglass | Pressurized
JERRY TRUCK STOP | HWY 84 WEST | THOMASVILLE | Thomas | 9136022 | 1 | [5 empty] | Removed from Ground | Gas (Historical Use) | 2000 | Bare Steel | 1966-01-01 | 1988-04-01 | Galvanized Steel
JERRY TRUCK STOP | HWY 84 WEST | THOMASVILLE | Thomas | 9136022 | 4 | [5 empty] | Removed from Ground | Gas (Historical Use) | 1065 | Bare Steel | 1966-01-01 | 1988-04-01 | Galvanized Steel
METAL BUILDINGS INC | 115 FAIRBANKS AVE | THOMASVILLE | Thomas | 9136028 | 2 | Flapper Valve | 1994-04-28 |  | 1994-04-28 |  | Removed from Ground | Diesel | 2000 | Galvanic (STIP-3) | 1988-01-01 | 2012-04-10 | Fiberglass Reinforced Plastic | Safe Suction (Euro)
M&M GROCERY | EAST JACKSON ST | THOMASVILLE | Thomas | 9136026 | 2 | [5 empty] | Removed from Ground | Gas (Historical Use) | 3000 | Bare Steel | 1988-01-01 | 1988-01-01 | Galvanized Steel
PLANTATION PETROLEUM INC | 402 S BROAD ST | THOMASVILLE | Thomas | 9136037 | 2 | [5 empty] | Removed from Ground | Gas (Historical Use) | 6000 | Cathodically Protected Steel | 1979-01-01 | 1994-04-14 | Galvanized Steel
OAK SOUTH LLC | 121 PLANTATION OAK DR | THOMASVILLE | Thomas | 9136038 | 1 |  | 1992-06-09 |  | 1992-06-09 |  | Removed from Ground | Diesel | 10000 | Fiberglass | 1992-06-09 | 2002-08-29 | Fiberglass Reinforced Plastic | Safe Suction (Euro)
GLEN ARVEN COUNTRY CLUB | 1701 OLD MONTICELLO RD | THOMASVILLE | Thomas | 9136088 | 1 | [5 empty] | Removed from Ground | Kerosene | 1000 | Bare Steel |  | 1899-12-31 | Bare Steel
THOMASVILLE TRAVEL CENTER | 2685 US HWY 84 BYPASS | THOMASVILLE | Thomas | 9136089 | 3 | Flapper Valve | 2000-01-03 | FALSE | 2000-01-03 | FALSE | Currently in Use | Diesel | 15000 | Composite | 2000-01-03 |  | Double-Walled Flex | Pressurized
THOMASVILLE PRINTING | CORNER OF SR 35 & CR 338 | THOMASVILLE | Thomas | 9136053 | 2 | [5 empty] | Removed from Ground | Other | 0 | Marked Unknown |  | 1899-12-31 | Unknown
THOMAS COUNTY FORESTRY UNIT | RT 7/BOX 1080/US HWY 319 | THOMASVILLE | Thomas | 9136016 | 1 | [5 empty] | Removed from Ground | Diesel | 1000 | Bare Steel | 1977-01-01 | 1991-04-01 | Galvanized Steel
VACANT LOT/PAC-A SAC #1/CITY OF | 500 BLOCK OF REMINGTON AVE | THOMASVILLE | Thomas | 9136035 | 1 | [5 empty] | Removed from Ground | Gas (Historical Use) | 8000 | Bare Steel | 1993-08-13 | 1993-08-13 | Bare Steel
THOMASVILLE PEAK SHAVING PLANT | 4500 W PINETREE BLVD | THOMASVILLE | Thomas | 1360047 | 18 | [5 empty] | Currently in Use | Propane | 30000 | Bare Steel | 1978-04-18 |  | Cathodically Protected
BALFOUR LUMBER CO INC | 800 WEST CLAY ST | THOMASVILLE | Thomas | 1360002 | 4 | [5 empty] | Removed from Ground | Diesel | 5000 | Bare Steel | 1961-03-27 | 1989-01-01 | Galvanized Steel
FAIRCLOTH BROTHERS INC | 219 INDUSTRIAL BLVD | THOMASVILLE | Thomas | 1360014 | 2 | [5 empty] | Removed from Ground | Diesel | 4000 | Bare Steel | 1976-02-09 | 1995-04-25 | Unknown
MURPHY STORE #8746 | 11471 HWY 319 N | THOMASVILLE | Thomas | 10002422 | 1 | Ball Float | 2015-01-23 | FALSE | 2015-01-23 | FALSE | Currently in Use | E-10 | 20000 | Fiberglass Double Walled | 2015-01-09 |  | Double-Walled Fiberglass | Pressurized
SOUTHERN SAND CO | 1115 WEST CLAY ST | THOMASVILLE | Thomas | 9136032 | 2 | [5 empty] | Removed from Ground | Diesel | 6000 | Bare Steel | 1985-01-01 | 1992-05-28 | Galvanized Steel
VACANT LOT/PAC-A SAC #1/CITY OF | 500 BLOCK OF REMINGTON AVE | THOMASVILLE | Thomas | 9136035 | 2 | [5 empty] | Removed from Ground | Gas (Historical Use) | 4000 | Bare Steel | 1993-08-13 | 1993-08-13 | Bare Steel
CIRCLE K | US HWY 84 | THOMASVILLE | Thomas | 9136010 | T-2 | [5 empty] | Removed from Ground | Gas (Historical Use) | 8000 | Bare Steel | 1991-08-07 | 1991-08-07 | Galvanized Steel | Suction (American)
Z & K CONVENIENCE STORE | 1555 SUMMERHILL RD | THOMASVILLE | Thomas | 9136031 | 1B | Ball Float | 1992-09-21 | FALSE | 1992-09-21 | FALSE | Temporarily out of use | Premium | 5000 | Galvanic (STIP-3) | 1992-09-21 |  | Fiberglass Reinforced Plastic | Pressurized
SUSIE QS #20 | 1334 W JACKSON | THOMASVILLE | Thomas | 9136019 | 3 | Flapper Valve |  | FALSE |  | FALSE | Currently in Use | E-10 | 8000 | Galvanic (STIP-3) |  |  | Fiberglass Reinforced Plastic | Pressurized
SCOTT INDUSTRIES INC | PAVO RD | THOMASVILLE | Thomas | 1360022 | 1 | [5 empty] | Permanently Out of Use - historical purposes | Empty | 500 | Bare Steel | 1978-03-01 | 1899-12-31 | Galvanized Steel
METCALFE COUNTRY STORE | 6247 METCALFE/BEACHTON RD | THOMASVILLE | Thomas | 1360005 | 2 | Flapper Valve | 1985-02-27 | FALSE | 1985-02-27 | FALSE | Temporarily out of use | Gas (Historical Use) | 2000 | Composite | 1985-02-27 |  | Fiberglass Reinforced Plastic | Safe Suction (Euro)
FIRST GROUP AMERICA | 925 DAVENPORT DR | THOMASVILLE | Thomas | 1360008 | 2 | [5 empty] | Removed from Ground | Empty | 10000 | Bare Steel | 1976-02-03 | 1998-10-01 | Galvanized Steel
RaceWay #6868 - Thomasville | 13883 HWY 19 S | THOMASVILLE | Thomas | 10001921 | 2 | Overfill Alarm | 2010-09-16 | FALSE | 2010-09-16 | FALSE | Currently in Use | Premium | 12000 | Composite Double Walled | 2010-09-16 |  | Double-Walled Fiberglass | Pressurized
AUTRY PETROLEUM CO | 104 COMMERCIAL DR | THOMASVILLE | Thomas | 9136029 | T1A | [5 empty] | Removed from Ground | Empty | 1000 | Bare Steel | 1968-01-01 | 1987-08-01 | Galvanized Steel
UNITED CITIES GAS CO | 701 NORTH MADISON ST | THOMASVILLE | Thomas | 9136009 | 2 | [5 empty] | Removed from Ground | Other | 4000 | Bare Steel | 1991-04-30 | 1991-04-30 | Galvanized Steel
COLONIAL STORES/GRAND UNION CO | 1805 COLONIAL DR | THOMASVILLE | Thomas | 9136014 | 6 | [5 empty] | Removed from Ground | Diesel | 1000 | Bare Steel | 1973-01-01 | 1992-08-04 | Bare Steel | Gravity Fed
RaceWay #6868 - Thomasville | 13883 HWY 19 S | THOMASVILLE | Thomas | 10001921 | 3 | Overfill Alarm | 2010-09-16 | FALSE | 2010-09-16 | FALSE | Currently in Use | Diesel | 12000 | Composite Double Walled | 2010-09-16 |  | Double-Walled Fiberglass | Pressurized
JERRY TRUCK STOP | HWY 84 WEST | THOMASVILLE | Thomas | 9136022 | 3 | [5 empty] | Removed from Ground | Diesel | 2000 | Bare Steel | 1966-01-01 | 1988-04-01 | Galvanized Steel
METAL BUILDINGS INC | 115 FAIRBANKS AVE | THOMASVILLE | Thomas | 9136028 | 1 | Flapper Valve | 1994-04-28 |  | 1994-04-28 |  | Removed from Ground | Gas (Historical Use) | 4000 | Galvanic (STIP-3) | 1988-01-01 | 2012-04-10 | Fiberglass Reinforced Plastic | Safe Suction (Euro)
OAK SOUTH LLC | 121 PLANTATION OAK DR | THOMASVILLE | Thomas | 9136038 | 2 |  | 1992-06-09 |  | 1992-06-09 |  | Removed from Ground | Diesel | 10000 | Fiberglass | 1992-06-09 | 2002-08-29 | Fiberglass Reinforced Plastic | Safe Suction (Euro)
USFILTER | 1828 METCALF AVE | THOMASVILLE | Thomas | 9136087 | 1 | [5 empty] | Removed from Ground | Gas (Historical Use) | 0 | Marked Unknown | 1980-01-01 | 1980-01-01 | Unknown | Safe Suction (Euro)
MURPHY SVC CTR | 529 W JACKSON ST | THOMASVILLE | Thomas | 9136060 | 5 |  |  | TRUE |  | TRUE | Removed from Ground | Used Oil | 550 | Bare Steel | 1996-05-01 | 1996-05-01 | Galvanized Steel | Safe Suction (Euro)
UNITED CITIES GAS CO | 701 NORTH MADISON ST | THOMASVILLE | Thomas | 9136009 | 3 | [5 empty] | Removed from Ground | Other | 4000 | Bare Steel | 1991-04-30 | 1991-04-30 | Galvanized Steel
QUICK BUYS 103 | 1818 County Line Rd | THOMASVILLE | Thomas | 1360135 | 6 | Flapper Valve | 1998-08-01 | FALSE | 1998-08-01 | FALSE | Currently in Use | Premium | 6000 | Composite | 1987-01-01 |  | Fiberglass Reinforced Plastic | Pressurized
JAMES R. WOODRUFF | P O BOX 983 | THOMASVILLE | Thomas | 1360088 | 1 | [5 empty] | Removed from Ground | Diesel | 2000 | Bare Steel | 1978-05-09 | 1899-12-31 | Galvanized Steel
Quick Express | 21967 HWY 19 N | THOMASVILLE | Thomas | 9136057 | 3 | Flapper Valve | 1999-02-05 | FALSE | 1999-02-05 | FALSE | Currently in Use | Diesel | 6000 | Steel-Impressed Current | 1999-02-01 |  | Steel (Impressed Current) | Suction (American)
CIRCLE K | US HWY 84 | THOMASVILLE | Thomas | 9136010 | T-1 | [5 empty] | Removed from Ground | Gas (Historical Use) | 8000 | Bare Steel | 1991-08-07 | 1991-08-07 | Galvanized Steel | Suction (American)
FLETCHER ST STATION | FLETCHER ST | THOMASVILLE | Thomas | 1360143 | 2 | [5 empty] | Removed from Ground | Gas (Historical Use) | 1065 | Bare Steel | 1966-05-13 | 1988-01-01 | Galvanized Steel
PLANTATION PETROLEUM INC | 402 S BROAD ST | THOMASVILLE | Thomas | 9136037 | 5A | Ball Float | 1994-04-12 | FALSE | 1994-04-12 | FALSE | Currently in Use | E-10 | 5000 | Composite | 1994-04-12 |  | Fiberglass Reinforced Plastic | Pressurized
ARCHBOLD MEMORIAL HOSPITAL | 915 GORDON AVENUE | THOMASVILLE | Thomas | 9136034 | 2 | [5 empty] | Closed in Ground | Diesel | 10000 | Not Marked/Unknown | 1997-05-20 | 1997-05-20 | Not Marked
GRANNYS | 316 SMITH ST | THOMASVILLE | Thomas | 9136084 | 145162 | Ball Float | 1997-03-19 | FALSE | 1997-03-19 | FALSE | Currently in Use | Premium | 10000 | Composite | 1997-03-17 |  | Double-Walled Flex | Pressurized
THOMASVILLE TRAVEL CENTER | 2685 US HWY 84 BYPASS | THOMASVILLE | Thomas | 9136089 | 2 | Flapper Valve | 2000-01-03 | FALSE | 2000-01-03 | FALSE | Currently in Use | Premium | 10000 | Composite | 2000-01-03 |  | Double-Walled Flex | Pressurized
S R SINGLETARY LLC | 401 NORTH MADISON ST | THOMASVILLE | Thomas | 9136050 | 1 | Flapper Valve | 1998-04-05 | FALSE | 1998-04-05 | FALSE | Temporarily out of use | E-10 | 6000 | Steel-Impressed Current | 1988-02-01 |  | Steel (Impressed Current) | Pressurized
ALDREDGE MOTOR CO INC | 326 NORTH MADISON ST | THOMASVILLE | Thomas | 9136007 | 1 | [5 empty] | Removed from Ground | Other | 0 | Marked Unknown | 1988-09-01 | 1988-09-01 | Unknown
OLD BULK PLANT PROPERTY | JACKSON ST | THOMASVILLE | Thomas | 9136002 | 1 | [5 empty] | Removed from Ground | Diesel | 0 | Not Marked/Unknown |  | 1899-12-31 | Not Marked
F&W FARM SERVICE | US 19 SOUTH | THOMASVILLE | Thomas | 1360013 | 2 | [5 empty] | Removed from Ground | Gas (Historical Use) | 1000 | Bare Steel | 1974-01-25 | 1993-08-02 | Bare Steel
COATS AMERICAN | 1100 SMITH AVE | THOMASVILLE | Thomas | 1360069 | 2 | [5 empty] | Removed from Ground | Diesel | 10000 | Bare Steel | 1948-05-08 | 1991-12-01 | Galvanized Steel
CO D (-) 560TH ENGR BN (C) | 102 VARNEDOE ST | THOMASVILLE | Thomas | 1360078 | 1 | [5 empty] | Removed from Ground | Gas (Historical Use) | 800 | Bare Steel | 1976-05-03 | 1899-12-31 | Galvanized Steel
PEBBLE HILL PLANTATION | US HWY 319 SOUTH | THOMASVILLE | Thomas | 7136002 | 102 | [5 empty] | Removed from Ground | Diesel | 500 | Bare Steel | 1958-01-01 | 1993-03-30 | Bare Steel
PEBBLE HILL PLANTATION | US HWY 319 SOUTH | THOMASVILLE | Thomas | 7136002 | 104 | [5 empty] | Removed from Ground | Diesel | 500 | Bare Steel | 1958-01-01 | 1993-03-30 | Bare Steel
PEBBLE HILL PLANTATION | US HWY 319 SOUTH | THOMASVILLE | Thomas | 7136002 | 105 | [5 empty] | Removed from Ground | Diesel | 500 | Bare Steel | 1958-01-01 | 1993-03-30 | Bare Steel
MEIGS FOOD MART LLC | 3709 E DEPOT ST | MEIGS | Thomas | 9136039 | 1 | Flapper Valve | 1996-04-17 | FALSE | 1996-04-17 | FALSE | Currently in Use | E-10 | 10000 | Steel-Impressed Current | 1975-08-01 |  | Fiberglass Reinforced Plastic | Pressurized
OE BRADLEY GRO | FIVE FORKS | BOSTON | Thomas | 1360136 | 2 | [5 empty] | Removed from Ground | Gas (Historical Use) | 560 | Bare Steel | 1966-05-13 | 1988-04-01 | Galvanized Steel
MODERN CLEANER & LAUNDRY | 522 N. BROAD | THOMASVILLE | Thomas | 1360034 | 1 | [5 empty] | Permanently Out of Use - historical purposes | Other | 500 | Bare Steel | 1976-03-01 | 1899-12-31 | Not Marked
FLASH N PACK | MAGNOLA ST & FENN ST | THOMASVILLE | Thomas | 1360157 | 3 | [5 empty] | Removed from Ground | Gas (Historical Use) | 6000 | Bare Steel | 1983-05-09 | 2009-02-10 | Bare Steel | Gravity Fed
HARDY OIL CO | 500 METCALF AVE | THOMASVILLE | Thomas | 1360083 | 1 | [5 empty] | Removed from Ground | Other | 3000 | Bare Steel | 1976-05-09 | 1992-09-09 | Galvanized Steel | Safe Suction (Euro)
PEBBLE HILL PLANTATION | US HWY 319 SOUTH | THOMASVILLE | Thomas | 7136002 | 106 | [5 empty] | Removed from Ground | Diesel | 560 | Bare Steel | 1958-01-01 | 1993-03-30 | Bare Steel
Vishal 1999 LLC | 3016 E MARSHALL & CHURCH ST | MEIGS | Thomas | 1360156 | 2 | Flapper Valve | 1998-12-03 | FALSE | 1998-12-03 | FALSE | Temporarily out of use | Gas (Historical Use) | 6000 | Steel-Impressed Current | 1984-05-08 |  | Fiberglass Reinforced Plastic | Pressurized
BOSTON SERVICE STATION | MAIN ST | BOSTON | Thomas | 1360134 | 4 | [5 empty] | Removed from Ground | Gas (Historical Use) | 1065 | Bare Steel | 1966-05-13 | 1988-04-01 | Galvanized Steel
QUICK BUYS 103 | 1818 County Line Rd | THOMASVILLE | Thomas | 1360135 | 2 | [5 empty] | Removed from Ground | Gas (Historical Use) | 1000 | Bare Steel | 1966-05-13 | 1899-12-31 | Galvanized Steel
INDUSTRIAL BOILER CO INC | 221 LAW ST | THOMASVILLE | Thomas | 1360106 | 1 | [5 empty] | Removed from Ground | Gas (Historical Use) | 1000 | Bare Steel | 1974-05-11 | 1989-12-10 | Galvanized Steel
BOSTON TRUCK STOP | US HWY 84 | BOSTON | Thomas | 9136020 | 4 | [5 empty] | Removed from Ground | Diesel | 6000 | Bare Steel | 1967-01-01 | 1988-04-01 | Galvanized Steel
MERRILY FARM HEADQUARTERS | LOWER BOSTON RD | BOSTON | Thomas | 9136005 | 1 | [5 empty] | Removed from Ground | Diesel | 2000 | Bare Steel | 1980-01-01 | 1990-02-15 | Galvanized Steel
Ag-Pro Fuel, LLC | 201 REMINGTON AVE | THOMASVILLE | Thomas | 1360001 | 3 | Flapper Valve | 1996-09-17 | FALSE | 1996-09-17 | FALSE | Currently in Use | E-0 | 6000 | Steel-Impressed Current | 1987-04-21 |  | Double-Walled Fiberglass | Pressurized
PRICE POINT MOTORS | 14638 US HIGHWAY 19 SOUTH | THOMASVILLE | Thomas | 10002002 | 1 |  |  | FALSE |  | FALSE | Removed from Ground | Used Oil | 500 | Unknown | 2002-03-13 | 2002-03-13 | Unknown
WILSONS RADIATOR | 347 W JACKSON STREET | THOMASVILLE | Thomas | 10002612 | 4 |  |  | FALSE |  | FALSE | Removed from Ground | Gas (Historical Use) | 100 | Bare Steel | 2016-10-06 | 2016-10-06 | Bare Steel
Circle K 2723897 | 10317 HWY 84E | THOMASVILLE | Thomas | 10001097 | 2 | Ball Float | 2006-01-26 | FALSE | 2006-01-26 | FALSE | Currently in Use | Premium | 5000 | Composite | 2006-01-26 |  | Double-Walled Fiberglass | Pressurized
THOMAS COUNTY FORESTRY UNIT | RT 7/BOX 1080/US HWY 319 | THOMASVILLE | Thomas | 9136016 | 4 |  | 1991-04-29 |  | 1991-04-29 |  | Removed from Ground | Diesel | 1000 | Galvanic (STIP-3) | 1991-04-29 | 2002-06-18 | Cathodically Protected | Safe Suction (Euro)
SOUTHERN SAND CO | 1115 WEST CLAY ST | THOMASVILLE | Thomas | 9136032 | 1 | [5 empty] | Removed from Ground | Gas (Historical Use) | 1000 | Bare Steel | 1985-01-01 | 1992-05-28 | Galvanized Steel
AUTRY PETROLEUM CO | 104 COMMERCIAL DR | THOMASVILLE | Thomas | 9136029 | T4B | [5 empty] | Removed from Ground | Empty | 12000 | Bare Steel | 1968-01-01 | 1987-08-01 | Not Marked
PLANTATION PETROLEUM INC | 402 S BROAD ST | THOMASVILLE | Thomas | 9136037 | 6A | Ball Float | 1994-04-12 | FALSE | 1994-04-12 | FALSE | Currently in Use | Diesel On Road | 5000 | Composite | 1994-04-12 |  | Fiberglass Reinforced Plastic | Pressurized
GRANNYS | 316 SMITH ST | THOMASVILLE | Thomas | 9136084 | 145173 | Ball Float | 1997-03-19 | FALSE | 1997-03-19 | FALSE | Currently in Use | E-10 | 10000 | Composite | 1997-03-17 |  | Double-Walled Flex | Pressurized
MURPHY SVC CTR | 529 W JACKSON ST | THOMASVILLE | Thomas | 9136060 | 4 | [5 empty] | Removed from Ground | Gas (Historical Use) | 3000 | Bare Steel | 1996-05-01 | 1996-05-01 | Galvanized Steel | Pressurized
MURPHY SVC CTR | 529 W JACKSON ST | THOMASVILLE | Thomas | 9136060 | 1 | [5 empty] | Removed from Ground | Gas (Historical Use) | 6000 | Bare Steel | 1996-05-01 | 1996-05-01 | Galvanized Steel | Pressurized
WILSONS RADIATOR | 347 W JACKSON STREET | THOMASVILLE | Thomas | 10002612 | 3 |  |  | FALSE |  | FALSE | Removed from Ground | Gas (Historical Use) | 100 | Bare Steel | 2016-10-06 | 2016-10-06 | Bare Steel
Circle K 2723897 | 10317 HWY 84E | THOMASVILLE | Thomas | 10001097 | 1 | Ball Float | 2006-01-26 | FALSE | 2006-01-26 | FALSE | Currently in Use | E-10 | 10000 | Composite | 2006-01-26 |  | Double-Walled Fiberglass | Pressurized
JERRY TRUCK STOP | HWY 84 WEST | THOMASVILLE | Thomas | 9136022 | 2 | [5 empty] | Removed from Ground | Gas (Historical Use) | 2000 | Bare Steel | 1966-01-01 | 1988-04-01 | Galvanized Steel
AUTRY PETROLEUM CO | 104 COMMERCIAL DR | THOMASVILLE | Thomas | 9136029 | T6 | [5 empty] | Removed from Ground | Empty | 5000 | Bare Steel | 1987-08-01 | 1987-08-01 | Not Marked
AUTRY PETROLEUM CO | 104 COMMERCIAL DR | THOMASVILLE | Thomas | 9136029 | T3 | [5 empty] | Removed from Ground | Empty | 12000 | Bare Steel | 1968-01-01 | 1987-08-01 | Galvanized Steel
THOMAS COUNTY SCHOOL BUS GARAGE | 100 CHARLIE WARD DR | THOMASVILLE | Thomas | 9136067 | 1 | Ball Float | 1995-01-01 | FALSE | 1995-01-01 | FALSE | Currently in Use | E-10 | 10000 | Composite Double Walled | 1995-01-01 |  | Double-Walled Fiberglass | Pressurized
THOMASVILLE PRINTING | CORNER OF SR 35 & CR 338 | THOMASVILLE | Thomas | 9136053 | 3 | [5 empty] | Removed from Ground | Other | 0 | Marked Unknown |  | 1899-12-31 | Unknown
CHARLES GAY PROPERTY | 309 BROAD ST | THOMASVILLE | Thomas | 9136051 | 1 | [5 empty] | Removed from Ground | Diesel | 0 | Not Marked/Unknown | 1995-05-24 | 1995-05-24 | Not Marked
MEIGS FOOD MART LLC | 3709 E DEPOT ST | MEIGS | Thomas | 9136039 | 2 | Flapper Valve | 1996-04-17 | FALSE | 1996-07-17 | FALSE | Currently in Use | Premium | 10000 | Steel-Impressed Current | 1975-08-01 |  | Fiberglass Reinforced Plastic | Pressurized
RACEWAY #6999 | 2500 HIGHWAY 84 BYPASS | THOMASVILLE | Thomas | 10003365 | 2B | Overfill Alarm | 2023-09-01 | FALSE | 2023-09-01 | FALSE | Currently in Use | E-85 | 12000 | Fiberglass Double Walled | 2023-06-01 |  | Double-Walled Fiberglass | Pressurized
RACEWAY #6999 | 2500 HIGHWAY 84 BYPASS | THOMASVILLE | Thomas | 10003365 | 1 | Overfill Alarm | 2023-09-01 | FALSE | 2023-09-01 | FALSE | Currently in Use | E-10 | 20000 | Fiberglass Double Walled | 2023-06-01 |  | Double-Walled Fiberglass | Pressurized
WILSONS RADIATOR | 347 W JACKSON STREET | THOMASVILLE | Thomas | 10002612 | 1 |  |  | FALSE |  | FALSE | Removed from Ground | Gas (Historical Use) | 1000 | Bare Steel | 2016-10-06 | 2016-10-06 | Bare Steel
FIRST GROUP AMERICA | 925 DAVENPORT DR | THOMASVILLE | Thomas | 1360008 | 4 | [5 empty] | Removed from Ground | Empty | 4000 | Bare Steel | 1971-02-04 | 1998-10-01 | Galvanized Steel
WINNSTEAD PLATATION | WINNSTEAD PLANTATION RT 3 LOWER CAIRO RD | THOMASVILLE | Thomas | 9136048 | 1 | Flapper Valve | 1988-05-11 | FALSE | 1988-05-11 | FALSE | Currently in Use | E-0 | 2000 | Composite | 1988-05-11 |  | Steel/FG Secondary containment | Safe Suction (Euro)
RUSSELL TIRE COMPANY | 1030 E JACKSON ST | THOMASVILLE | Thomas | 1360053 | 3 | Flapper Valve | 1998-08-01 |  | 1998-08-01 |  | Removed from Ground | Gas (Historical Use) | 4000 | Steel-Impressed Current | 1986-04-18 | 2006-12-04 | Fiberglass Reinforced Plastic | Pressurized
Ag-Pro Fuel, LLC | 201 REMINGTON AVE | THOMASVILLE | Thomas | 1360001 | 1 | Flapper Valve | 1996-09-17 | FALSE | 1996-09-17 | FALSE | Currently in Use | E-10 | 8000 | Steel-Impressed Current | 1987-04-21 |  | Double-Walled Fiberglass | Pressurized
FAIRCLOTH BROTHERS INC | 219 INDUSTRIAL BLVD | THOMASVILLE | Thomas | 1360014 | 1 | [5 empty] | Removed from Ground | Gas (Historical Use) | 4000 | Bare Steel | 1976-02-09 | 1995-04-25 | Unknown
ALLEN INDUSTRIES INC | 210 SMITH AVE. | THOMASVILLE | Thomas | 1360003 | 1 | [5 empty] | Removed from Ground | Gas (Historical Use) | 2000 | Bare Steel | 1966-03-04 | 1996-09-19 | Galvanized Steel
GONE WITH THE WIND PLANTATION LLC | 301 SHOWBOAT LN | THOMASVILLE | Thomas | 10001791 | 2 |  |  | FALSE |  | FALSE | Closed in Ground |  | 0 | Unknown |  | 1899-12-31
ROY CAMPBELL CHEVROLET | 1630 E JACKSON ST | THOMASVILLE | Thomas | 1360019 | 1 | [5 empty] | Removed from Ground | Empty | 3000 | Bare Steel | 1971-02-28 | 1899-12-31 | Galvanized Steel
THOMAS COUNTY FORESTRY UNIT | RT 7/BOX 1080/US HWY 319 | THOMASVILLE | Thomas | 9136016 | 3 |  | 1991-04-29 |  | 1991-04-29 |  | Removed from Ground | Gas (Historical Use) | 2000 | Galvanic (STIP-3) | 1991-04-29 | 2002-06-18 | Cathodically Protected | Safe Suction (Euro)
Circle K 2745150 | 6358 HWY 319 SOUTH | THOMASVILLE | Thomas | 9136049 | 2 | Flapper Valve | 1995-03-31 | FALSE | 1995-03-31 | FALSE | Currently in Use | Plus | 10000 | Galvanic (STIP-3) | 1995-03-31 |  | Double-Walled Flex | Pressurized
PLANTATION PETROLEUM INC | 402 S BROAD ST | THOMASVILLE | Thomas | 9136037 | 5B | Ball Float | 1994-04-12 | FALSE | 1994-04-12 | FALSE | Currently in Use | E-0 | 3000 | Composite | 1994-04-12 |  | Fiberglass Reinforced Plastic | Pressurized
ROSE CLEANERS/TEXACO STATION (FO | 301 SOUTH BROAD ST | THOMASVILLE | Thomas | 9136030 | 5 |  |  | TRUE |  | TRUE | Removed from Ground | Used Oil | 550 | Bare Steel | 1992-11-23 | 1992-11-23 | Galvanized Steel | Gravity Fed
ROSE CLEANERS/TEXACO STATION (FO | 301 SOUTH BROAD ST | THOMASVILLE | Thomas | 9136030 | 4 | [5 empty] | Removed from Ground | Gas (Historical Use) | 4000 | Bare Steel | 1992-11-23 | 1992-11-23 | Galvanized Steel | Suction (American)
FLASH N PACK | MAGNOLA ST & FENN ST | THOMASVILLE | Thomas | 1360157 | 1 | [5 empty] | Removed from Ground | Gas (Historical Use) | 8000 | Bare Steel | 1983-05-09 | 2009-02-10 | Galvanized Steel | Gravity Fed
INDUSTRIAL BOILER CO INC | 221 LAW ST | THOMASVILLE | Thomas | 1360106 | 2 | [5 empty] | Removed from Ground | Gas (Historical Use) | 1000 | Bare Steel | 1974-05-11 | 1989-12-10 | Galvanized Steel
Vishal 1999 LLC | 3016 E MARSHALL & CHURCH ST | MEIGS | Thomas | 1360156 | 1 | Flapper Valve | 1998-12-03 | FALSE | 1998-12-03 | FALSE | Currently in Use | E-10 | 8000 | Steel-Impressed Current | 1984-05-08 |  | Fiberglass Reinforced Plastic | Pressurized
JAMES A CARTER ESTATE | HWY 19 & 111 | MEIGS | Thomas | 1360017 | 3 | [5 empty] | Removed from Ground | Diesel | 4000 | Bare Steel | 1966-02-12 | 1998-08-11 | Galvanized Steel
MURPHY'S IGA | 118 EAST JEFFERSON ST | BOSTON | Thomas | 1360043 | 3 | Flapper Valve | 1998-12-21 | FALSE | 1998-12-21 | FALSE | Currently in Use | E-0 | 6000 | Steel-Impressed Current | 1983-04-16 |  | Steel (Impressed Current) | Suction (American)
CORNER STORE | 19926 HWY 84 E | BOSTON | Thomas | 1362003 | 2 | Flapper Valve | 1998-12-19 | FALSE | 1998-12-19 | FALSE | Currently in Use | E-10 | 4000 | Steel-Impressed Current | 1987-09-29 |  | Steel (Impressed Current) | Pressurized
THOMAS TECH INST | 15689 US HWY 19 N | THOMASVILLE | Thomas | 9136045 | 1 | [5 empty] | Removed from Ground | Other | 200 | Marked Unknown | 2000-04-19 | 2000-04-19 | Unknown | Pressurized
LOFTISS RYDC | PINETREE BLVD/BLDG 600 | THOMASVILLE | Thomas | 9136082 | 1 | [5 empty] | Removed from Ground | Diesel | 500 | Marked Unknown | 1997-03-20 | 1997-03-20 | Unknown
CONNER HOMES-MFG OF MOBILE HOME | 200 + BLOCK OF DAVENPORT DR | THOMASVILLE | Thomas | 9136004 | 1 | [5 empty] | Removed from Ground | Gas (Historical Use) | 4000 | Marked Unknown | 1992-02-14 | 1992-02-14 | Unknown
ROSE CLEANERS/TEXACO STATION (FO | 301 SOUTH BROAD ST | THOMASVILLE | Thomas | 9136030 | 1 | [5 empty] | Removed from Ground | Gas (Historical Use) | 4000 | Bare Steel | 1992-11-23 | 1992-11-23 | Galvanized Steel | Suction (American)
ROSE CLEANERS/TEXACO STATION (FO | 301 SOUTH BROAD ST | THOMASVILLE | Thomas | 9136030 | 7 | [5 empty] | Permanently Out of Use - historical purposes | Gas (Historical Use) | 4000 | Marked Unknown |  | 1899-12-31 | Unknown
SPENCE OIL CO | MONTICELLO ROAD | THOMASVILLE | Thomas | 1360115 | 1AST | [5 empty] | Currently in Use | Gas (Historical Use) | 550 | Bare Steel | 1986-05-08 |  | Galvanized Steel
PEBBLE HILL PLANTATION | US HWY 319 SOUTH | THOMASVILLE | Thomas | 7136002 | 109 | [5 empty] | Removed from Ground | Diesel | 4000 | Bare Steel | 1958-01-01 | 1993-03-30 | Bare Steel
PEBBLE HILL PLANTATION | US HWY 319 SOUTH | THOMASVILLE | Thomas | 7136002 | 108 | [5 empty] | Removed from Ground | Diesel | 1000 | Bare Steel | 1958-01-01 | 1993-03-30 | Bare Steel
THE JUNCTION COUNTRY STORE | CORNER GEORGIA #133 & OZELLE RD | BOSTON | Thomas | 9136054 | 3 |  | 1991-08-07 | FALSE | 1991-08-07 | FALSE | Removed from Ground | Empty | 4000 | Composite | 1991-08-07 | 2017-12-04 | Fiberglass Reinforced Plastic | Safe Suction (Euro)
BOSTON TRUCK STOP | US HWY 84 | BOSTON | Thomas | 9136020 | 2 | [5 empty] | Removed from Ground | Gas (Historical Use) | 4000 | Bare Steel | 1967-01-01 | 1988-04-01 | Galvanized Steel
BOSTON SERVICE STATION | MAIN ST | BOSTON | Thomas | 1360134 | 2 | [5 empty] | Removed from Ground | Gas (Historical Use) | 2000 | Bare Steel | 1966-05-13 | 1988-04-01 | Galvanized Steel
LEON HURST | CHURCH ST PO BOX 174 | OCHLOCKNEE | Thomas | 1360124 | 1 | [5 empty] | Removed from Ground | Diesel | 2000 | Bare Steel | 1986-05-08 | 1999-12-07 | Galvanized Steel | Suction (American)
THOMASVILLE TRAVEL CENTER | 2685 US HWY 84 BYPASS | THOMASVILLE | Thomas | 9136089 | 1 | Flapper Valve | 2000-01-03 | FALSE | 2000-01-03 | FALSE | Currently in Use | E-10 | 12000 | Composite | 2000-01-03 |  | Double-Walled Flex | Pressurized
ALBANY INTERNATIONAL | 323 INDUSTRIAL BOULEVARD | THOMASVILLE | Thomas | 9136070 | 1 | [5 empty] | Removed from Ground | Other | 10000 | Not Marked/Unknown | 1996-05-09 | 1996-05-09 | Not Marked
S R SINGLETARY LLC | 401 NORTH MADISON ST | THOMASVILLE | Thomas | 9136050 | 2 | Flapper Valve | 1998-04-05 | FALSE | 1998-04-05 | FALSE | Temporarily out of use | Premium | 6000 | Steel-Impressed Current | 1988-02-01 |  | Steel (Impressed Current) | Pressurized
COLONIAL STORES/GRAND UNION CO | 1805 COLONIAL DR | THOMASVILLE | Thomas | 9136014 | 2 | [5 empty] | Removed from Ground | Diesel | 8000 | Bare Steel | 1973-01-01 | 1992-08-03 | Bare Steel | Pressurized
ALDREDGE MOTOR CO INC | 326 NORTH MADISON ST | THOMASVILLE | Thomas | 9136007 | 3 | [5 empty] | Removed from Ground | Gas (Historical Use) | 0 | Not Marked/Unknown | 1988-09-01 | 1988-09-01 | Not Marked
MURPHY'S IGA | 118 EAST JEFFERSON ST | BOSTON | Thomas | 1360043 | 4 | Flapper Valve | 1998-12-21 | FALSE | 1998-12-21 | FALSE | Currently in Use | Diesel | 6000 | Steel-Impressed Current | 1983-04-16 |  | Steel (Impressed Current) | Suction (American)
JOHN D ARCHBOLD MEMORIAL HOSPITAL | GORDAN AVE AT MIMOSA DR | THOMASVILLE | Thomas | 10002163 | 1 | Flapper Valve | 2010-07-01 | FALSE |  | FALSE | Currently in Use | Diesel | 12000 | Fiberglass Double Walled | 2010-07-01 |  | Double-Walled Fiberglass | Pressurized
F&W FARM SERVICE | US 19 SOUTH | THOMASVILLE | Thomas | 1360013 | 1 | [5 empty] | Removed from Ground | Diesel | 8000 | Bare Steel | 1974-01-25 | 1993-08-02 | Bare Steel
COATS AMERICAN | 1100 SMITH AVE | THOMASVILLE | Thomas | 1360069 | 3 | [5 empty] | Removed from Ground | Diesel | 1000 | Bare Steel | 1948-05-08 | 1991-12-01 | Galvanized Steel
BOSTON CITY BARN | 208 RAILROAD AVE EAST | BOSTON | Thomas | 9136066 | 1 | [5 empty] | Removed from Ground | Gas (Historical Use) | 500 | Bare Steel | 1999-12-21 | 1999-12-21 | Bare Steel | Safe Suction (Euro)
Boston Foodmart | 232 E JEFFERSON ST | BOSTON | Thomas | 9136021 | 1 | Flapper Valve | 1997-02-09 | FALSE | 1997-02-09 | FALSE | Currently in Use | E-10 | 8000 | Steel-Impressed Current | 1973-01-01 |  | Steel (Impressed Current) | Safe Suction (Euro)
MURPHY'S IGA | 118 EAST JEFFERSON ST | BOSTON | Thomas | 1360043 | 2 | Flapper Valve | 1998-12-21 | FALSE | 1998-12-21 | FALSE | Currently in Use | E-10 | 2000 | Steel-Impressed Current | 1983-04-16 |  | Steel (Impressed Current) | Suction (American)
THOMASVILLE REGIONAL AIRPORT | 882 AIRPORT RD | THOMASVILLE | Thomas | 1360089 | 2 | [5 empty] | Removed from Ground | Jet Fuel | 10000 | Bare Steel | 1999-09-23 | 1999-09-23 | Bare Steel
CORNER STORE | 19926 HWY 84 E | BOSTON | Thomas | 1362003 | 4 | Flapper Valve | 1998-12-19 | FALSE | 1998-12-19 | FALSE | Currently in Use | Premium | 4000 | Steel-Impressed Current | 1987-09-29 |  | Steel (Impressed Current) | Pressurized
FAF #105 | 11322 US HWY 84 E | THOMASVILLE | Thomas | 9136006 | 193331 | Flapper Valve | 1991-08-08 | FALSE | 1991-08-08 | FALSE | Currently in Use | E-0 | 6000 | Galvanic (STIP-3) | 1991-08-08 |  | Fiberglass Reinforced Plastic | Pressurized
FAF #105 | 11322 US HWY 84 E | THOMASVILLE | Thomas | 9136006 | 193330 | Flapper Valve | 1991-08-08 | FALSE | 1991-08-08 | FALSE | Currently in Use | E-10 | 6000 | Galvanic (STIP-3) | 1991-08-08 |  | Fiberglass Reinforced Plastic | Pressurized
OWENS SERVICE STATION | 2027 E HARRIS ST | PAVO | Thomas | 9136011 | 2 | [5 empty] | Permanently Out of Use - historical purposes | Gas (Historical Use) | 2000 | Bare Steel | 1986-01-01 | 1899-12-31 | Fiberglass Reinforced Plastic | Suction (American)
PANTRY #1 | 9083 GEORGIA HWY 33 | PAVO | Thomas | 1360094 | 1 | Flapper Valve | 1997-02-05 | FALSE | 1997-02-05 | FALSE | Currently in Use | E-10 | 10000 | Steel-Impressed Current | 1980-05-06 |  | Steel (Impressed Current) | Safe Suction (Euro)
THOMAS COUNTY PUBLIC WORKS MAINT | 330 COUNTY FARM RD | THOMASVILLE | Thomas | 9136068 | 1 | [5 empty] | Removed from Ground | Gas (Historical Use) | 10000 | Marked Unknown | 1995-04-25 | 1995-04-25 | Not Marked
THOMAS COUNTY PUBLIC WORKS MAINT | 330 COUNTY FARM RD | THOMASVILLE | Thomas | 9136068 | 4 | [5 empty] | Removed from Ground | Gas (Historical Use) | 10000 | Marked Unknown | 1995-04-25 | 1995-04-25 | Not Marked
SUSIE QS | 13091 HWY 319 N | THOMASVILLE | Thomas | 9136063 | 1B | Flapper Valve | 1995-08-21 | FALSE | 1995-08-21 | FALSE | Currently in Use | Premium | 5000 | Composite | 1995-08-21 |  | Fiberglass Reinforced Plastic | Pressurized
BAKER SERVICE STATION TEXACO OF | 105 S MAIN ST | BOSTON | Thomas | 1360113 | 3 | [5 empty] | Closed in Ground | Gas (Historical Use) | 550 | Bare Steel | 1986-05-08 | 2014-06-18 | Galvanized Steel
GA DEPT PUBLIC SAFETY/GA STATE P | 1320 WEST JACKSON ST | THOMASVILLE | Thomas | 1360016 | 1 | [5 empty] | Removed from Ground | Gas (Historical Use) | 6000 | Bare Steel | 1985-03-06 | 1998-03-16 | Galvanized Steel
SING OIL CO/SING INDUSTRIES INC | 211 IND BLVD | THOMASVILLE | Thomas | 9136001 | 1 |  |  | TRUE |  | TRUE | Removed from Ground | Used Oil | 4000 | Bare Steel | 1964-01-01 | 1991-02-01 | Not Marked
FLOWERS BAKERY | 236 SOUTH MADISON | THOMASVILLE | Thomas | 9136036 | 1 | [5 empty] | Removed from Ground | Gas (Historical Use) | 10000 | Cathodically Protected Steel | 1991-01-01 | 1993-08-19 | Bare Steel
ROSE CLEANERS/TEXACO STATION (FO | 301 SOUTH BROAD ST | THOMASVILLE | Thomas | 9136030 | 2 | [5 empty] | Removed from Ground | Gas (Historical Use) | 4000 | Bare Steel | 1992-11-23 | 1992-11-23 | Galvanized Steel | Suction (American)
BST/THOMASVILLE SOC R2356 | 112 WRAY ST | THOMASVILLE | Thomas | 1360176 | 1 | [5 empty] | Removed from Ground | Gas (Historical Use) | 12000 | Bare Steel | 1980-01-03 | 1989-11-15 | Galvanized Steel | Pressurized
GAUTHIER GRO | GA HWY 3 | MEIGS | Thomas | 1360140 | 2 | [5 empty] | Removed from Ground | Gas (Historical Use) | 0 | Bare Steel | 1965-05-13 | 1988-04-14 | Galvanized Steel
Vishal 1999 LLC | 3016 E MARSHALL & CHURCH ST | MEIGS | Thomas | 1360156 | 3 | Flapper Valve | 1998-12-03 | FALSE | 1998-12-03 | FALSE | Currently in Use | Premium | 6000 | Steel-Impressed Current | 1984-05-08 |  | Fiberglass Reinforced Plastic | Pressurized
Boston Foodmart | 232 E JEFFERSON ST | BOSTON | Thomas | 9136021 | 2 | Flapper Valve | 1997-02-09 | FALSE | 1997-02-09 | FALSE | Currently in Use | Premium | 8000 | Steel-Impressed Current | 1973-01-01 |  | Steel (Impressed Current) | Safe Suction (Euro)
BOSTON TRUCK STOP | US HWY 84 | BOSTON | Thomas | 9136020 | 1 | [5 empty] | Removed from Ground | Gas (Historical Use) | 4000 | Bare Steel | 1967-01-01 | 1988-04-01 | Galvanized Steel
MURPHY'S IGA | 118 EAST JEFFERSON ST | BOSTON | Thomas | 1360043 | 1 | Flapper Valve | 1998-12-21 | FALSE | 1998-12-21 | FALSE | Currently in Use | E-10 | 2000 | Steel-Impressed Current | 1983-04-16 |  | Steel (Impressed Current) | Suction (American)
THOMASVILLE REGIONAL AIRPORT | 882 AIRPORT RD | THOMASVILLE | Thomas | 1360089 | 3 | Flapper Valve | 1999-09-16 | FALSE | 1999-09-16 | FALSE | Currently in Use | Aviaion gas/AV Gas | 20000 | Composite | 1999-09-16 |  | Steel (Impressed Current) | Pressurized
SUSIE Q'S #5 | 26099 HWY 19 S | OCHLOCKNEE | Thomas | 1360151 | 2 | Overfill Alarm | 1998-07-15 | FALSE | 1998-07-15 | FALSE | Temporarily out of use | Gas (Historical Use) | 4000 | Steel-Impressed Current | 1998-10-01 |  | Steel (Impressed Current) | Pressurized
GA DOT #10474 | TURNER ST | OCHLOCKNEE | Thomas | 1360061 | 10474-2 | [5 empty] | Removed from Ground | Gas (Historical Use) | 275 | Bare Steel | 1971-05-03 | 1993-04-06 | Galvanized Steel
Pavo Foodmart | 2039 E HARRIS ST | PAVO | Thomas | 9136086 | 2 | Overfill Alarm | 1998-07-09 | FALSE | 1998-07-09 | FALSE | Currently in Use | Premium | 10000 | Composite | 1998-07-09 |  | Double-Walled Flex | Pressurized
OWENS SERVICE STATION | 2027 E HARRIS ST | PAVO | Thomas | 9136011 | 4 | [5 empty] | Permanently Out of Use - historical purposes | Diesel | 1000 | Bare Steel | 1966-01-01 | 1899-12-31 | Galvanized Steel | Suction (American)
OWENS SERVICE STATION | 2027 E HARRIS ST | PAVO | Thomas | 9136011 | 5 | [5 empty] | Removed from Ground | Diesel | 275 | Bare Steel | 1956-01-01 | 1985-09-01 | Galvanized Steel | Suction (American)
Hwy 84 Gas & Grill | 12216 Highway 84 E | Thomasville | Thomas | 9136064 | 2 |  | 1997-09-19 | FALSE | 1997-09-19 | FALSE | Removed from Ground | Gas (Historical Use) | 6000 |  | 1987-03-23 | 2018-04-05 | Fiberglass Reinforced Plastic | Pressurized
JAMES A CARTER ESTATE | HWY 19 & 111 | MEIGS | Thomas | 1360017 | 2 | [5 empty] | Removed from Ground | Gas (Historical Use) | 4000 | Bare Steel | 1966-02-12 | 1998-08-11 | Galvanized Steel
TRIANGLE GROCERY | 7461 E MARSHAL STREET | MEIGS | Thomas | 9136062 | 2 | [5 empty] | Removed from Ground | Gas (Historical Use) | 2000 | Bare Steel |  | 1899-12-31 | Galvanized Steel | Suction (American)
THE JUNCTION COUNTRY STORE | CORNER GEORGIA #133 & OZELLE RD | BOSTON | Thomas | 9136054 | 1 |  | 1991-08-07 | FALSE | 1991-08-07 | FALSE | Removed from Ground | Empty | 4000 | Composite | 1991-08-07 | 2017-12-04 | Fiberglass Reinforced Plastic | Safe Suction (Euro)
BOSTON SERVICE STATION | MAIN ST | BOSTON | Thomas | 1360134 | 1 | [5 empty] | Removed from Ground | Gas (Historical Use) | 3000 | Bare Steel | 1966-05-13 | 1988-04-04 | Galvanized Steel
CORNER STORE | 19926 HWY 84 E | BOSTON | Thomas | 1362003 | 3 | Flapper Valve | 1998-12-19 | FALSE | 1998-12-19 | FALSE | Currently in Use | Plus | 4000 | Steel-Impressed Current | 1987-09-29 |  | Steel (Impressed Current) | Pressurized
METCALF LUMBER CO INC | RT 4 BOX 241 | THOMASVILLE | Thomas | 1360018 | 1 | [5 empty] | Removed from Ground | Diesel | 4000 | Bare Steel | 1981-01-02 | 1995-03-23 | Galvanized Steel
METCALFE COUNTRY STORE | 6247 METCALFE/BEACHTON RD | THOMASVILLE | Thomas | 1360005 | 1 |  | 1985-02-27 | FALSE | 1985-02-27 | FALSE | Temporarily out of use | Gas (Historical Use) | 2000 | Composite | 1985-02-27 |  | Fiberglass Reinforced Plastic | Safe Suction (Euro)
THE PLAZA RESTAURANT INC | 217 SOUTH BROAD STREET | THOMASVILLE | Thomas | 10001219 | 2 |  |  | FALSE |  | FALSE | Removed from Ground | Not Marked/Tank Removed | 0 | Unknown | 1975-01-01 | 1975-01-01 | Unknown
QUICK STOP | 1335 WEST JACKSON ST | THOMASVILLE | Thomas | 9136017 | 1 | Ball Float | 1996-10-01 | FALSE | 1996-10-01 | FALSE | Currently in Use | E-10 | 8068 | Steel-Impressed Current | 1979-07-03 |  | Double-Walled Flex | Pressurized
AUTRY PETROLEUM CO | 104 COMMERCIAL DR | THOMASVILLE | Thomas | 9136029 | T4A | [5 empty] | Removed from Ground | Empty | 12000 | Bare Steel | 1968-01-01 | 1987-08-01 | Not Marked
THOMAS COUNTY SCHOOL BUS GARAGE | 100 CHARLIE WARD DR | THOMASVILLE | Thomas | 9136067 | 2 | Flapper Valve | 1995-01-01 | FALSE | 1995-01-01 | FALSE | Currently in Use | Diesel | 10000 | Composite Double Walled | 1995-01-01 |  | Double-Walled Fiberglass | Pressurized
CHARLES GAY PROPERTY | 309 BROAD ST | THOMASVILLE | Thomas | 9136051 | 2 | [5 empty] | Removed from Ground | Other | 0 | Not Marked/Unknown | 1995-05-24 | 1995-05-24 | Not Marked
MURPHY SVC CTR | 529 W JACKSON ST | THOMASVILLE | Thomas | 9136060 | 2 | [5 empty] | Removed from Ground | Empty | 6000 | Bare Steel | 1994-02-01 | 1994-02-01 | Galvanized Steel | Pressurized
UNITED CITIES GAS CO | 701 NORTH MADISON ST | THOMASVILLE | Thomas | 9136009 | 1 | [5 empty] | Removed from Ground | Other | 6000 | Bare Steel | 1991-04-30 | 1991-04-30 | Galvanized Steel
Z & K CONVENIENCE STORE | 1555 SUMMERHILL RD | THOMASVILLE | Thomas | 9136031 | 1A | Ball Float | 1992-09-21 | FALSE | 1992-09-21 | FALSE | Temporarily out of use | E-10 | 7000 | Galvanic (STIP-3) | 1992-09-21 |  | Fiberglass Reinforced Plastic | Pressurized
SUSIE QS #20 | 1334 W JACKSON | THOMASVILLE | Thomas | 9136019 | 4 | Flapper Valve | 1990-02-09 | FALSE | 1990-02-09 | FALSE | Currently in Use | Diesel | 6000 | Galvanic (STIP-3) | 1990-02-09
SUSIE QS #20 | 1334 W JACKSON | THOMASVILLE | Thomas | 9136019 | 1 | Flapper Valve | 1990-02-09 | FALSE | 1990-02-09 | FALSE | Currently in Use | E-10 | 8000 | Galvanic (STIP-3) | 1990-02-09 |  | Fiberglass Reinforced Plastic | Pressurized
JOHN D ARCHBOLD MEMORIAL HOSPITAL | GORDAN AVE AT MIMOSA DR | THOMASVILLE | Thomas | 10002163 | 2 | Flapper Valve | 2010-07-01 | FALSE |  | FALSE | Currently in Use | Diesel | 12000 | Fiberglass Double Walled | 2010-07-01 |  | Double-Walled Fiberglass | Pressurized
ADAMS INTERNATIONAL | 116 CARROLL ST | THOMASVILLE | Thomas | 1360057 | 1 |  |  | TRUE |  | TRUE | Removed from Ground | Used Oil | 4000 | Bare Steel | 1984-04-10 | 1988-12-19 | Fiberglass Reinforced Plastic
BST/THOMASVILLE SOC R2356 | 112 WRAY ST | THOMASVILLE | Thomas | 1360176 | 2 | [5 empty] | Removed from Ground | Gas (Historical Use) | 1000 | Marked Unknown | 1974-01-01 | 1989-11-16 | Unknown | Pressurized
QUICK BUYS 103 | 1818 County Line Rd | THOMASVILLE | Thomas | 1360135 | 5 | Flapper Valve | 1998-08-01 | FALSE | 1998-08-01 | FALSE | Currently in Use | E-10 | 6000 | Composite | 1987-01-01 |  | Fiberglass Reinforced Plastic | Pressurized
INDUSTRIAL BOILER CO INC | 221 LAW ST | THOMASVILLE | Thomas | 1360106 | 3 | [5 empty] | Removed from Ground | Diesel | 500 | Bare Steel | 1974-05-11 | 1989-12-10 | Galvanized Steel
GA DOT #10484 | SOUTH ST/2 BLOCK WEST FRON SR 13 | PAVO | Thomas | 1360062 | 10484-1 | [5 empty] | Removed from Ground | Other | 550 | Bare Steel | 1971-05-03 | 1990-12-01 | Galvanized Steel
Hwy 84 Gas & Grill | 12216 Highway 84 E | Thomasville | Thomas | 9136064 | 5 | Overfill Alarm | 2018-06-01 | FALSE | 2018-03-01 | FALSE | Currently in Use | Regular | 12000 | Fiberglass Double Walled | 2018-05-04 |  | Double-Walled Flex | Pressurized
SUSIE QS | 13091 HWY 319 N | THOMASVILLE | Thomas | 9136063 | 2 |  |  | FALSE |  | FALSE | Removed from Ground | Gas (Historical Use) | 4000 | Bare Steel | 1983-01-01 | 1995-07-13 | Galvanized Steel
Quick Express | 21967 HWY 19 N | THOMASVILLE | Thomas | 9136057 | 1 | Flapper Valve | 1999-02-05 | FALSE | 1999-02-05 | FALSE | Currently in Use | E-10 | 6000 | Steel-Impressed Current | 1999-02-01 |  | Steel (Impressed Current) | Suction (American)
COLONIAL STORES/GRAND UNION CO | 1805 COLONIAL DR | THOMASVILLE | Thomas | 9136014 | 3 | [5 empty] | Removed from Ground | Gas (Historical Use) | 1000 | Bare Steel | 1973-01-01 | 1992-08-03 | Bare Steel | Suction (American)
ROSE CLEANERS/TEXACO STATION (FO | 301 SOUTH BROAD ST | THOMASVILLE | Thomas | 9136030 | 8 | [5 empty] | Permanently Out of Use - historical purposes | Gas (Historical Use) | 4000 | Marked Unknown |  | 1899-12-31 | Unknown
R & T AUTOMOTIVE | 1005 MAIN ST NORTH | OCHLOCKNEE | Thomas | 9136033 | 4 | [5 empty] | Removed from Ground | Gas (Historical Use) | 4000 | Bare Steel | 1978-04-17 | 1993-07-03 | Bare Steel | Safe Suction (Euro)
T & JS COUNTRY STORE | 3893 DOLLAR STORE RD | OCHLOCKNEE | Thomas | 9136071 | 3A | Flapper Valve | 1996-05-01 | FALSE | 1996-05-01 | FALSE | Currently in Use | Premium | 6000 | Tank Jacket | 1996-05-01 |  | Fiberglass Reinforced Plastic | Pressurized
THOMAS COUNTY PUBLIC WORKS MAINT | 330 COUNTY FARM RD | THOMASVILLE | Thomas | 9136068 | 5 | Ball Float | 1995-05-01 | FALSE | 1995-05-01 | FALSE | Currently in Use | E-0 | 15000 | Composite | 1995-05-01 |  | Double-Walled Flex | Pressurized
WILSONS RADIATOR | 347 W JACKSON STREET | THOMASVILLE | Thomas | 10002612 | 2 |  |  | FALSE |  | FALSE | Removed from Ground | Gas (Historical Use) | 250 | Bare Steel | 2016-10-06 | 2016-10-06 | Bare Steel
ROY CAMPBELL CHEVROLET | 1630 E JACKSON ST | THOMASVILLE | Thomas | 1360019 | 2 |  |  | TRUE |  | TRUE | Currently in Use | Used Oil | 1500 | Bare Steel | 1971-02-28 |  | Galvanized Steel
Circle K 2745150 | 6358 HWY 319 SOUTH | THOMASVILLE | Thomas | 9136049 | 4 |  |  | FALSE |  | FALSE | Currently in Use | Diesel | 20000 | Fiberglass Double Walled | 2025-06-13 |  | Double-Walled Flex | Pressurized
JOAN ART MILLS MFG FACILITY | US HWY 19 SOUTH | THOMASVILLE | Thomas | 9136073 | 1 | [5 empty] | Removed from Ground | Gas (Historical Use) | 0 | Not Marked/Unknown | 1997-02-13 | 1997-02-13 | Not Marked
COLONIAL STORES/GRAND UNION CO | 1805 COLONIAL DR | THOMASVILLE | Thomas | 9136014 | 1 | [5 empty] | Removed from Ground | Diesel | 12000 | Bare Steel | 1973-01-01 | 1992-08-03 | Bare Steel | Pressurized
F&W FARM SERVICE | US 19 SOUTH | THOMASVILLE | Thomas | 1360013 | 3 | [5 empty] | Removed from Ground | Gas (Historical Use) | 1000 | Bare Steel | 1982-01-23 | 1993-08-02 | Bare Steel
PEBBLE HILL PLANTATION | US HWY 319 SOUTH | THOMASVILLE | Thomas | 7136002 | 101 | [5 empty] | Removed from Ground | Diesel | 500 | Bare Steel | 1958-01-01 | 1993-03-30 | Bare Steel
PEBBLE HILL PLANTATION | US HWY 319 SOUTH | THOMASVILLE | Thomas | 7136002 | 107 | [5 empty] | Removed from Ground | Diesel | 560 | Bare Steel | 1958-01-01 | 1993-03-30 | Bare Steel
T & JS COUNTRY STORE | 3893 DOLLAR STORE RD | OCHLOCKNEE | Thomas | 9136071 | 3B | Flapper Valve | 1996-05-01 | FALSE | 1996-05-01 | FALSE | Currently in Use | E-10 | 4000 | Tank Jacket | 1996-05-01 |  | Fiberglass Reinforced Plastic | Pressurized
OWENS SERVICE STATION | 2027 E HARRIS ST | PAVO | Thomas | 9136011 | 3 | [5 empty] | Removed from Ground | Gas (Historical Use) | 2000 | Bare Steel | 1974-01-01 | 1985-09-01 | Galvanized Steel | Suction (American)
SUSIE QS | 13091 HWY 319 N | THOMASVILLE | Thomas | 9136063 | 1A | Flapper Valve | 1995-08-21 | FALSE | 1995-08-21 | FALSE | Currently in Use | E-10 | 10000 | Composite | 1995-08-21 |  | Fiberglass Reinforced Plastic | Pressurized
CORNER STORE | 19926 HWY 84 E | BOSTON | Thomas | 1362003 | 1 | Flapper Valve | 1998-12-19 | FALSE | 1998-12-19 | FALSE | Currently in Use | Diesel | 6000 | Steel-Impressed Current | 1987-09-29 |  | Steel (Impressed Current) | Pressurized
T & JS COUNTRY STORE | 3893 DOLLAR STORE RD | OCHLOCKNEE | Thomas | 9136071 | 2 | Flapper Valve | 1996-05-01 | FALSE | 1996-05-01 | FALSE | Currently in Use | Diesel | 10000 | Tank Jacket | 1996-05-01 |  | Fiberglass Reinforced Plastic | Pressurized
TRIANGLE GROCERY | 8208 HWY 122 | THOMASVILLE | Thomas | 1360072 | 2 | [5 empty] | Removed from Ground | Gas (Historical Use) | 2000 | Bare Steel | 1982-04-30 | 1998-09-06 | Galvanized Steel | Safe Suction (Euro)
Hwy 84 Gas & Grill | 12216 Highway 84 E | Thomasville | Thomas | 9136064 | 1 |  | 1997-09-19 | FALSE | 1997-09-19 | FALSE | Removed from Ground | Gas (Historical Use) | 6000 | Galvanic (STIP-3) | 1987-03-23 | 2018-04-05 | Fiberglass Reinforced Plastic | Pressurized
Hwy 84 Gas & Grill | 12216 Highway 84 E | Thomasville | Thomas | 9136064 | 4 |  | 1997-09-19 | FALSE | 1997-09-19 | FALSE | Removed from Ground | Gas (Historical Use) | 4000 |  | 1987-03-23 | 2018-04-05 | Fiberglass Reinforced Plastic | Pressurized
SUSIE Q'S #5 | 26099 HWY 19 S | OCHLOCKNEE | Thomas | 1360151 | 4 | Overfill Alarm | 1998-07-15 | FALSE | 1998-07-15 | FALSE | Currently in Use | Diesel | 4000 | Steel-Impressed Current | 1998-10-01 |  | Steel (Impressed Current) | Pressurized
OE BRADLEY GRO | FIVE FORKS | BOSTON | Thomas | 1360136 | 1 | [5 empty] | Removed from Ground | Gas (Historical Use) | 560 | Bare Steel | 1966-05-13 | 1988-04-01 | Galvanized Steel
R & T AUTOMOTIVE | 1005 MAIN ST NORTH | OCHLOCKNEE | Thomas | 9136033 | 2 | [5 empty] | Removed from Ground | Diesel | 1000 | Bare Steel | 1978-04-17 | 1994-12-01 | Bare Steel | Safe Suction (Euro)
T & JS COUNTRY STORE | 3893 DOLLAR STORE RD | OCHLOCKNEE | Thomas | 9136071 | 1 | Flapper Valve | 1996-05-01 | FALSE | 1996-05-01 | FALSE | Currently in Use | E-10 | 10000 | Tank Jacket | 1996-05-01 |  | Fiberglass Reinforced Plastic | Pressurized
OWENS SERVICE STATION | 2027 E HARRIS ST | PAVO | Thomas | 9136011 | 1 | [5 empty] | Permanently Out of Use - historical purposes | Gas (Historical Use) | 2000 | Bare Steel | 1971-01-01 | 1899-12-31 | Galvanized Steel | Suction (American)
GA DOT #10474 | TURNER ST | OCHLOCKNEE | Thomas | 1360061 | 10474-1 | [5 empty] | Removed from Ground | Gas (Historical Use) | 500 | Bare Steel | 1971-05-03 | 1993-04-06 | Galvanized Steel
THOMAS COUNTY PUBLIC WORKS MAINT | 330 COUNTY FARM RD | THOMASVILLE | Thomas | 9136068 | 3 | [5 empty] | Removed from Ground | Gas (Historical Use) | 10000 | Marked Unknown | 1995-04-25 | 1995-04-25 | Not Marked
ROSE CLEANERS/TEXACO STATION (FO | 301 SOUTH BROAD ST | THOMASVILLE | Thomas | 9136030 | 6 | [5 empty] | Permanently Out of Use - historical purposes | Gas (Historical Use) | 4000 | Marked Unknown |  | 1899-12-31 | Unknown
SUSIE QS #20 | 1334 W JACKSON | THOMASVILLE | Thomas | 9136019 | 2 | Flapper Valve | 1990-02-09 | FALSE | 1990-02-09 | FALSE | Currently in Use | Plus | 8000 | Galvanic (STIP-3) | 1990-02-09 |  | Fiberglass Reinforced Plastic | Pressurized
TECH-AEROFOAM PRODUCTS | COMMERCIAL DR | THOMASVILLE | Thomas | 1360163 | 1 | [5 empty] | Removed from Ground | Gas (Historical Use) | 4000 | Bare Steel | 1980-05-07 | 1985-02-28 | Galvanized Steel
FLASH N PACK | MAGNOLA ST & FENN ST | THOMASVILLE | Thomas | 1360157 | 2 | [5 empty] | Removed from Ground | Gas (Historical Use) | 6000 | Bare Steel | 1983-05-09 | 2009-02-10 | Bare Steel | Gravity Fed
BOSTON SERVICE STATION | MAIN ST | BOSTON | Thomas | 1360134 | 3 | [5 empty] | Removed from Ground | Gas (Historical Use) | 1065 | Bare Steel | 1966-05-13 | 1988-04-01 | Galvanized Steel
SUSIE Q'S #5 | 26099 HWY 19 S | OCHLOCKNEE | Thomas | 1360151 | 3 | Overfill Alarm | 1998-07-15 | FALSE | 1998-07-15 | FALSE | Currently in Use | Premium | 4000 | Steel-Impressed Current | 1998-10-01 |  | Steel (Impressed Current) | Pressurized
R & T AUTOMOTIVE | 1005 MAIN ST NORTH | OCHLOCKNEE | Thomas | 9136033 | 3 | [5 empty] | Removed from Ground | Gas (Historical Use) | 4000 | Bare Steel | 1978-04-17 | 1993-07-03 | Bare Steel | Safe Suction (Euro)
PIC UP FOODS INC | 2004 -1 GA HWY 122 | THOMASVILLE | Thomas | 9136091 | 1 | Flapper Valve | 1990-06-12 | FALSE | 1990-06-12 | FALSE | Currently in Use | E-10 | 6000 | Galvanic (STIP-3) | 1990-06-12 |  | Double-Walled Fiberglass | Pressurized
SUSIE QS | 13091 HWY 319 N | THOMASVILLE | Thomas | 9136063 | 3 |  |  | FALSE |  | FALSE | Removed from Ground | Gas (Historical Use) | 4000 | Bare Steel | 1983-01-01 | 1995-07-13 | Galvanized Steel
TRIANGLE GROCERY | 8208 HWY 122 | THOMASVILLE | Thomas | 1360072 | 3 | [5 empty] | Removed from Ground | Gas (Historical Use) | 2000 | Bare Steel | 1982-04-30 | 1998-09-06 | Galvanized Steel | Safe Suction (Euro)
PIC UP FOODS INC | 2004 -1 GA HWY 122 | THOMASVILLE | Thomas | 9136091 | 2 | Flapper Valve | 1990-06-12 | FALSE | 1990-06-12 | FALSE | Currently in Use | E-10 | 6000 | Galvanic (STIP-3) | 1990-06-12 |  | Double-Walled Fiberglass | Pressurized
THOMAS COUNTY PUBLIC WORKS MAINT | 330 COUNTY FARM RD | THOMASVILLE | Thomas | 9136068 | 2 | [5 empty] | Removed from Ground | Gas (Historical Use) | 10000 | Marked Unknown | 1995-04-25 | 1995-04-25 | Not Marked
Hwy 84 Gas & Grill | 12216 Highway 84 E | Thomasville | Thomas | 9136064 | 6B | Overfill Alarm | 2018-06-01 | FALSE | 2018-03-01 | FALSE | Currently in Use | Diesel | 5000 | Fiberglass Double Walled | 2018-05-04 |  | Double-Walled Flex | Pressurized
Hwy 84 Gas & Grill | 12216 Highway 84 E | Thomasville | Thomas | 9136064 | 6A | Overfill Alarm | 2018-06-01 | FALSE | 2018-03-01 | FALSE | Currently in Use | Premium | 5000 | Fiberglass Double Walled | 2018-05-04 |  | Double-Walled Flex | Pressurized
QUICK BUYS 103 | 1818 County Line Rd | THOMASVILLE | Thomas | 1360135 | 3 | [5 empty] | Removed from Ground | Gas (Historical Use) | 3000 | Bare Steel | 1976-05-10 | 1899-12-31 | Galvanized Steel
TRIANGLE GROCERY | 7461 E MARSHAL STREET | MEIGS | Thomas | 9136062 | 3 | [5 empty] | Removed from Ground | Gas (Historical Use) | 3000 | Bare Steel |  | 1899-12-31 | Galvanized Steel | Suction (American)
BAKER SERVICE STATION TEXACO OF | 105 S MAIN ST | BOSTON | Thomas | 1360113 | 1 | [5 empty] | Closed in Ground | Gas (Historical Use) | 1000 | Bare Steel | 1986-05-08 | 2014-06-18 | Galvanized Steel
SUSIE Q'S #5 | 26099 HWY 19 S | OCHLOCKNEE | Thomas | 1360151 | 1 | Overfill Alarm | 1998-07-15 | FALSE | 1998-07-15 | FALSE | Currently in Use | E-10 | 8000 | Steel-Impressed Current | 1998-10-01 |  | Steel (Impressed Current) | Pressurized
GEORGIA NORTH PLANT (AKA OIL DRI OCHLOCKEE PLANT) | 28990 GA HWY 3 N | OCHLOCKNEE | Thomas | 9136024 | 1 | [5 empty] | Removed from Ground | Gas (Historical Use) | 1000 | Bare Steel | 1979-01-01 | 2008-06-11 | Unknown
THOMASVILLE LLC | 15096 US 19 S | THOMASVILLE | Thomas | 1360111 | 3 | [5 empty] | Removed from Ground | Empty | 2000 | Steel-Impressed Current | 1986-05-08 | 2000-01-04 | Not Marked | Safe Suction (Euro)
TRIANGLE GROCERY | 8208 HWY 122 | THOMASVILLE | Thomas | 1360072 | 1 | [5 empty] | Removed from Ground | Gas (Historical Use) | 8000 | Bare Steel | 1982-04-30 | 1998-09-06 | Galvanized Steel | Safe Suction (Euro)
FAF #105 | 11322 US HWY 84 E | THOMASVILLE | Thomas | 9136006 | 193332 | Overfill Alarm | 1991-08-08 | FALSE | 1991-08-08 | FALSE | Currently in Use | Premium | 6000 | Galvanic (STIP-3) | 1991-08-08 |  | Fiberglass Reinforced Plastic | Pressurized
PIC UP FOODS INC | 2004 -1 GA HWY 122 | THOMASVILLE | Thomas | 9136091 | 3 | Flapper Valve | 1990-06-12 | FALSE | 1990-06-12 | FALSE | Currently in Use | Premium | 6000 | Galvanic (STIP-3) | 1990-06-12 |  | Double-Walled Fiberglass | Pressurized
Hwy 84 Gas & Grill | 12216 Highway 84 E | Thomasville | Thomas | 9136064 | 3 |  | 1997-09-19 | FALSE | 1997-09-19 | FALSE | Removed from Ground | Gas (Historical Use) | 6000 |  | 1987-03-23 | 2018-04-05 | Fiberglass Reinforced Plastic | Pressurized
SUSIE QS | 13091 HWY 319 N | THOMASVILLE | Thomas | 9136063 | 1 |  |  | FALSE |  | FALSE | Removed from Ground | Gas (Historical Use) | 8000 | Bare Steel | 1983-01-01 | 1995-07-13 | Galvanized Steel
GAUTHIER GRO | GA HWY 3 | MEIGS | Thomas | 1360140 | 1 | [5 empty] | Removed from Ground | Gas (Historical Use) | 0 | Bare Steel | 1965-05-13 | 1988-04-14 | Galvanized Steel
JAMES A CARTER ESTATE | HWY 19 & 111 | MEIGS | Thomas | 1360017 | 1 | [5 empty] | Removed from Ground | Gas (Historical Use) | 4000 | Bare Steel | 1966-02-12 | 1998-08-11 | Galvanized Steel
TRIANGLE GROCERY | 7461 E MARSHAL STREET | MEIGS | Thomas | 9136062 | 1 | [5 empty] | Removed from Ground | Kerosene | 3000 | Bare Steel |  | 1899-12-31 | Galvanized Steel | Suction (American)
THE JUNCTION COUNTRY STORE | CORNER GEORGIA #133 & OZELLE RD | BOSTON | Thomas | 9136054 | 2 |  | 1991-08-07 | FALSE | 1991-08-07 | FALSE | Removed from Ground | Empty | 4000 | Composite | 1991-08-07 | 2017-12-04 | Fiberglass Reinforced Plastic | Safe Suction (Euro)
GA DOT #10484 | SOUTH ST/2 BLOCK WEST FRON SR 13 | PAVO | Thomas | 1360062 | 10484-2 | [5 empty] | Removed from Ground | Other | 270 | Bare Steel | 1971-05-03 | 1990-12-01 | Galvanized Steel
PANTRY #1 | 9083 GEORGIA HWY 33 | PAVO | Thomas | 1360094 | 2 | Flapper Valve | 1997-02-05 | FALSE | 1997-02-05 | FALSE | Currently in Use | Diesel | 10000 | Steel-Impressed Current | 1980-05-06 |  | Steel (Impressed Current) | Safe Suction (Euro)
THOMASVILLE LLC | 15096 US 19 S | THOMASVILLE | Thomas | 1360111 | 1 | Flapper Valve | 1997-03-01 |  | 1997-03-01 |  | Removed from Ground | Gas (Historical Use) | 10000 | Steel-Impressed Current | 1971-05-12 | 2015-01-07 | Flex | Pressurized
THOMAS COUNTY PUBLIC WORKS MAINT | 330 COUNTY FARM RD | THOMASVILLE | Thomas | 9136068 | 6 | Ball Float | 1995-05-01 | FALSE | 1995-05-01 | FALSE | Currently in Use | Diesel | 15000 | Composite | 1995-05-01 |  | Double-Walled Flex | Pressurized
SOUTH GA NATURAL GAS CO | 1217 OLD ALBANY RD | THOMASVILLE | Thomas | 1360050 | 3 | [5 empty] | Removed from Ground | Diesel | 1000 | Cathodically Protected Steel | 1983-04-18 | 1993-06-09 | Galvanized Steel
BALFOUR LUMBER CO INC | 800 WEST CLAY ST | THOMASVILLE | Thomas | 1360002 | 2 | [5 empty] | Removed from Ground | Diesel | 20000 | Bare Steel | 1973-03-24 | 1991-11-01 | Galvanized Steel
GA DEPT PUBLIC SAFETY/GA STATE P | 1320 WEST JACKSON ST | THOMASVILLE | Thomas | 1360016 | 2 | [5 empty] | Closed in Ground | Gas (Historical Use) | 3000 | Bare Steel | 1978-03-08 | 1899-12-31 | Galvanized Steel
THOMAS CO BD OF EDUC-MAINT FAC/B | US 19 | THOMASVILLE | Thomas | 9136044 | 1 | [5 empty] | Removed from Ground | Gas (Historical Use) | 6000 | Bare Steel | 1995-06-01 | 1995-06-01 | Bare Steel | Safe Suction (Euro)
NATIONS BANK OF GA | 403 NORTH BROAD ST | THOMASVILLE | Thomas | 9136040 | 1 | [5 empty] | Removed from Ground | Diesel | 550 | Not Marked/Unknown | 1995-04-18 | 1995-04-18 | Not Marked
THOMAS CO BD OF EDUC-MAINT FAC/B | US 19 | THOMASVILLE | Thomas | 9136044 | 2 | [5 empty] | Removed from Ground | Gas (Historical Use) | 4000 | Bare Steel | 1995-06-01 | 1995-06-01 | Bare Steel | Safe Suction (Euro)
Circle K 2723897 | 10317 HWY 84E | THOMASVILLE | Thomas | 10001097 | 3 | Flapper Valve | 2006-12-26 | FALSE | 2006-01-26 | FALSE | Currently in Use | Diesel | 12000 | Composite | 2006-01-26 |  | Double-Walled Fiberglass | Pressurized
NS Foodmart | 501 N MADISON ST | THOMASVILLE | Thomas | 9136015 | 2 | Ball Float | 1994-01-01 | FALSE | 1994-01-01 | FALSE | Currently in Use | Premium | 8000 | Steel-Impressed Current | 1980-09-01 |  | Steel (Impressed Current) | Pressurized
PLANTATION PETROLEUM INC | 402 S BROAD ST | THOMASVILLE | Thomas | 9136037 | 6B | Ball Float | 1994-04-12 | FALSE | 1994-04-12 | FALSE | Currently in Use | Diesel Off Road | 3000 | Composite | 1994-04-12 |  | Fiberglass Reinforced Plastic | Pressurized
THOMASVILLE PRINTING | CORNER OF SR 35 & CR 338 | THOMASVILLE | Thomas | 9136053 | 1 | [5 empty] | Removed from Ground | Other | 0 | Marked Unknown |  | 1899-12-31 | Unknown
CHARLES GAY PROPERTY | 309 BROAD ST | THOMASVILLE | Thomas | 9136051 | 3 | [5 empty] | Removed from Ground | Other | 0 | Not Marked/Unknown | 1995-05-24 | 1995-05-24 | Not Marked
MURPHY SVC CTR | 529 W JACKSON ST | THOMASVILLE | Thomas | 9136060 | 3 | [5 empty] | Removed from Ground | Gas (Historical Use) | 3000 | Bare Steel | 1996-05-01 | 1996-05-01 | Galvanized Steel | Pressurized
ALDREDGE MOTOR CO INC | 326 NORTH MADISON ST | THOMASVILLE | Thomas | 9136007 | 2 | [5 empty] | Removed from Ground | Gas (Historical Use) | 0 | Not Marked/Unknown | 1988-09-01 | 1988-09-01 | Not Marked
CAPITAL PACKAGING INC | 632 CAMPBELL ST | THOMASVILLE | Thomas | 9136003 | 1 | [5 empty] | Removed from Ground | Gas (Historical Use) | 0 | Not Marked/Unknown | 1992-03-01 | 1992-03-01 | Not Marked
FLOWERS BAKERY | 236 SOUTH MADISON | THOMASVILLE | Thomas | 9136036 | 3 | [5 empty] | Removed from Ground | Gas (Historical Use) | 10000 | Cathodically Protected Steel | 1991-01-01 | 1993-08-19 | Bare Steel
FLETCHER ST STATION | FLETCHER ST | THOMASVILLE | Thomas | 1360143 | 1 | [5 empty] | Removed from Ground | Gas (Historical Use) | 1065 | Bare Steel | 1966-05-13 | 1988-01-01 | Galvanized Steel
QUICK BUYS 103 | 1818 County Line Rd | THOMASVILLE | Thomas | 1360135 | 4 | Flapper Valve | 1998-08-01 | FALSE | 1998-08-01 | FALSE | Currently in Use | E-10 | 8000 | Composite | 1987-01-01 |  | Fiberglass Reinforced Plastic | Pressurized
QUICK BUYS 103 | 1818 County Line Rd | THOMASVILLE | Thomas | 1360135 | 1 | [5 empty] | Removed from Ground | Gas (Historical Use) | 2000 | Bare Steel | 1966-05-13 | 1899-12-31 | Galvanized Steel
PEBBLE HILL PLANTATION | US HWY 319 SOUTH | THOMASVILLE | Thomas | 7136002 | 103 | [5 empty] | Removed from Ground | Diesel | 500 | Bare Steel | 1958-01-01 | 1993-03-30 | Bare Steel
BOSTON TRUCK STOP | US HWY 84 | BOSTON | Thomas | 9136020 | 3 | [5 empty] | Removed from Ground | Gas (Historical Use) | 4000 | Bare Steel | 1967-01-01 | 1988-04-01 | Galvanized Steel
BAKER SERVICE STATION TEXACO OF | 105 S MAIN ST | BOSTON | Thomas | 1360113 | 2 | [5 empty] | Closed in Ground | Gas (Historical Use) | 550 | Bare Steel | 1986-05-08 | 2014-06-18 | Galvanized Steel
Pavo Foodmart | 2039 E HARRIS ST | PAVO | Thomas | 9136086 | 1 | Overfill Alarm | 1998-07-09 | FALSE | 1998-07-09 | FALSE | Currently in Use | E-10 | 12000 | Composite | 1998-07-09 |  | Double-Walled Flex | Pressurized
THOMASVILLE REGIONAL AIRPORT | 882 AIRPORT RD | THOMASVILLE | Thomas | 1360089 | 1 | Overfill Alarm | 1998-11-10 | FALSE | 1998-11-10 | FALSE | Currently in Use | Jet fuel | 12000 | Steel-Impressed Current | 1981-05-08 |  | Aboveground | Pressurized
THOMASVILLE LLC | 15096 US 19 S | THOMASVILLE | Thomas | 1360111 | 2 | Flapper Valve | 1997-03-01 |  | 1997-03-01 |  | Removed from Ground | Gas (Historical Use) | 10000 | Steel-Impressed Current | 1986-05-08 | 2015-01-07 | Flex | Pressurized
PIC UP FOODS INC | 2004 -1 GA HWY 122 | THOMASVILLE | Thomas | 9136091 | 4 | Overfill Alarm | 1990-06-12 | FALSE | 1990-06-12 | FALSE | Currently in Use | Diesel | 6000 | Galvanic (STIP-3) | 1990-06-12 |  | Double-Walled Fiberglass | Pressurized
The Woodlands of Thomas County | 400 S Pinetree Blvd | Thomasville | Thomas | UST-SLOC-9136079 | 1 | [5 empty] | Removed from Ground | Diesel | 500 | Marked Unknown | 1997-03-06 | 1997-03-06 | Unknown
The Woodlands of Thomas County | 400 S Pinetree Blvd | Thomasville | Thomas | UST-SLOC-9136077 | 2 | Flapper Valve | 1997-03-02 | FALSE | 1997-03-02 | FALSE | Temporarily out of use | Diesel | 600 | Fiberglass Double Walled | 1997-03-02 |  | Double-Walled Fiberglass | Safe Suction (Euro)
The Woodlands of Thomas County | 400 S Pinetree Blvd | Thomasville | Thomas | UST-SLOC-9136074 | 2 | [5 empty] | Removed from Ground | Diesel | 1000 | Bare Steel | 1979-02-22 | 1997-03-06 | Unknown
The Woodlands of Thomas County | 400 S Pinetree Blvd | Thomasville | Thomas | UST-SLOC-9136076 | 2 | Flapper Valve | 1997-03-01 | FALSE | 1997-03-01 | FALSE | Temporarily out of use | Diesel | 600 | Fiberglass Double Walled | 1997-03-01 |  | Double-Walled Fiberglass | Safe Suction (Euro)
The Woodlands of Thomas County | 400 S Pinetree Blvd | Thomasville | Thomas | UST-SLOC-9000523 | 1 | [5 empty] | Removed from Ground | Gas (Historical Use) | 1000 | Bare Steel | 1971-02-24 | 1996-07-28 | Unknown
The Woodlands of Thomas County | 400 S Pinetree Blvd | Thomasville | Thomas | UST-SLOC-9136076 | 1 | [5 empty] | Removed from Ground | Diesel | 500 | Fiberglass | 1983-02-21 | 1997-03-08 | Unknown
The Woodlands of Thomas County | 400 S Pinetree Blvd | Thomasville | Thomas | UST-SLOC-9136080 | 1 | [5 empty] | Removed from Ground | Diesel | 500 | Marked Unknown |  | 1899-12-31 | Unknown
The Woodlands of Thomas County | 400 S Pinetree Blvd | Thomasville | Thomas | UST-SLOC-9136075 | 1 | [5 empty] | Removed from Ground | Diesel | 560 | Fiberglass | 1983-02-21 | 1997-03-14 | Unknown
The Woodlands of Thomas County | 400 S Pinetree Blvd | Thomasville | Thomas | UST-SLOC-9136083 | 1 | [5 empty] | Removed from Ground | Diesel | 500 | Marked Unknown | 1997-03-07 | 1997-03-07 | Unknown
The Woodlands of Thomas County | 400 S Pinetree Blvd | Thomasville | Thomas | UST-SLOC-9136081 | 1 | Flapper Valve |  | FALSE |  | FALSE | Removed from Ground | Diesel | 500 | Fiberglass | 1983-02-21 | 1997-03-20 | Unknown | Safe Suction (Euro)
The Woodlands of Thomas County | 400 S Pinetree Blvd | Thomasville | Thomas | UST-SLOC-9136079 | 2 | Flapper Valve | 1997-03-01 | FALSE | 1997-03-01 | FALSE | Temporarily out of use | Diesel | 600 | Fiberglass Double Walled | 1997-03-01 |  | Double-Walled Fiberglass | Safe Suction (Euro)
The Woodlands of Thomas County | 400 S Pinetree Blvd | Thomasville | Thomas | UST-SLOC-9136074 | 1 | [5 empty] | Closed in Ground | Gas (Historical Use) | 5000 | Bare Steel | 1942-03-03 | 1997-06-06 | Unknown
The Woodlands of Thomas County | 400 S Pinetree Blvd | Thomasville | Thomas | UST-SLOC-9136074 | 3 | [5 empty] | Removed from Ground | Diesel | 500 | Bare Steel | 1981-02-21 | 1997-03-06 | Unknown
The Woodlands of Thomas County | 400 S Pinetree Blvd | Thomasville | Thomas | UST-SLOC-9000523 | 2 |  |  | FALSE |  | FALSE | Removed from Ground | Gas (Historical Use) | 1500 | Unknown | 1995-04-03 | 1995-04-03
The Woodlands of Thomas County | 400 S Pinetree Blvd | Thomasville | Thomas | UST-SLOC-9136078 | 2 | Flapper Valve | 1997-03-04 | FALSE | 1997-03-04 | FALSE | Temporarily out of use | Diesel | 600 | Fiberglass Double Walled | 1997-03-04 |  | Double-Walled Fiberglass | Safe Suction (Euro)
The Woodlands of Thomas County | 400 S Pinetree Blvd | Thomasville | Thomas | UST-SLOC-9136074 | 4 |  |  | TRUE |  | TRUE | Removed from Ground | Used Oil | 500 | Marked Unknown | 1997-03-06 | 1997-03-06 | Unknown
The Woodlands of Thomas County | 400 S Pinetree Blvd | Thomasville | Thomas | UST-SLOC-9136074 | 5 | [5 empty] | Removed from Ground | Gas (Historical Use) | 5000 | Marked Unknown | 1997-03-06 | 1997-03-06 | Unknown
The Woodlands of Thomas County | 400 S Pinetree Blvd | Thomasville | Thomas | UST-SLOC-9136085 | 1 | Flapper Valve | 1997-04-22 | FALSE | 1997-04-22 | FALSE | Temporarily out of use | Diesel | 4000 | Fiberglass Double Walled | 1997-04-22 |  | Double-Walled Fiberglass | Safe Suction (Euro)
AG-PRO | 12719 US-19 | THOMASVILLE | Thomas | 10002852 | 1 |  |  | FALSE |  | FALSE | Closed in Ground | Used Oil | 500 | Bare Steel |  | 2018-10-18
The Woodlands of Thomas County | 400 S Pinetree Blvd | Thomasville | Thomas | UST-SLOC-9136081 | 2 | Flapper Valve | 1997-03-04 | FALSE | 1997-03-04 | FALSE | Temporarily out of use | Diesel | 600 | Fiberglass Double Walled | 1997-03-04 |  | Double-Walled Fiberglass | Safe Suction (Euro)
Sun Stop #889 | 16375 Hwy 19 N | Thomasville | Thomas | 10003135 | 1A | Overfill Alarm | 2021-07-23 | FALSE | 2021-07-23 | FALSE | Currently in Use | Regular | 15000 | Fiberglass Double Walled | 2021-07-23 |  | Double-Walled Fiberglass
Sun Stop #889 | 16375 Hwy 19 N | Thomasville | Thomas | 10003135 | 2 | Overfill Alarm | 2021-07-23 | FALSE | 2021-07-23 | FALSE | Currently in Use | Diesel On Road | 12000 | Fiberglass Double Walled | 2021-07-23 |  | Double-Walled Fiberglass | Pressurized
Sun Stop #889 | 16375 Hwy 19 N | Thomasville | Thomas | 10003135 | 1B | Overfill Alarm |  | FALSE |  | FALSE | Currently in Use | Premium | 7000 | Fiberglass Double Walled | 1921-06-23 |  | Double-Walled Fiberglass | Pressurized
The Woodlands of Thomas County | 400 S Pinetree Blvd | Thomasville | Thomas | UST-SLOC-1360010 | 1 | [5 empty] | Removed from Ground | Diesel | 5000 | Bare Steel | 1946-03-01 | 1995-04-05 | Unknown
The Woodlands of Thomas County | 400 S Pinetree Blvd | Thomasville | Thomas | UST-SLOC-9136078 | 1 | [5 empty] | Removed from Ground | Diesel | 500 | Marked Unknown | 1997-03-20 | 1997-03-20 | Unknown
The Woodlands of Thomas County | 400 S Pinetree Blvd | Thomasville | Thomas | UST-SLOC-9136077 | 1 | [5 empty] | Removed from Ground | Diesel | 560 | Marked Unknown | 1997-03-20 | 1997-03-20 | Unknown
The Woodlands of Thomas County | 400 S Pinetree Blvd | Thomasville | Thomas | UST-SLOC-9136075 | 2 | Flapper Valve | 1997-03-02 | FALSE | 1997-03-02 | FALSE | Temporarily out of use | Diesel | 600 | Fiberglass Double Walled | 1997-03-02 |  | Double-Walled Fiberglass | Safe Suction (Euro)
STAFFORD R T LLC | 1306 US HWY 82 W | TIFTON | Tift | 9137041 | 3 |  | 1990-11-30 |  | 1990-11-30 |  | Removed from Ground | Gas (Historical Use) | 10000 | Fiberglass Double Walled | 1990-11-30 | 2003-07-09 | Fiberglass Reinforced Plastic | Pressurized
EASTSIDE STANDARD STATION | 801 FERRYLAKE RD | TIFTON | Tift | 9137058 | 1 | [5 empty] | Permanently Out of Use - historical purposes | Diesel | 2000 | Not Marked/Unknown |  | 1899-12-31 | Not Marked
QUICK CHANGE #74 | 805 WEST SEVENTH ST | TIFTON | Tift | 9137088 | 2 | Flapper Valve | 2020-12-15 | FALSE | 2020-12-15 | FALSE | Currently in Use | E-10 | 8000 | Composite | 1997-09-10 |  | Fiberglass Reinforced Plastic | Pressurized
RED TOP SHELL SVC STATION | 501 SOUTH MAIN ST | TIFTON | Tift | 7137001 | 2 | [5 empty] | Removed from Ground | Empty | 4000 | Bare Steel | 1980-01-01 | 1980-01-01 | Galvanized Steel
BP QUICK CHANGE #82 | 1001 W 2ND STREET | TIFTON | Tift | 9137051 | 2 | Overfill Alarm | 1996-09-01 | FALSE | 1996-09-01 | FALSE | Currently in Use | Premium | 6000 | Steel-Impressed Current | 1981-01-01 |  | Fiberglass Reinforced Plastic | Pressurized
UFO | HWY 41 NORTH | TIFTON | Tift | 9137052 | 3 |  |  | FALSE |  | FALSE | Temporarily out of use | Gas (Historical Use) | 0 | Bare Steel | 1995-08-31 |  | Galvanized Steel
EXXON/BURGER KING | 1504 HWY 82 WEST | TIFTON | Tift | 9137070 | 1 | Ball Float | 1996-02-01 |  | 1996-02-01 |  | Removed from Ground | Gas (Historical Use) | 12000 | Composite | 1996-02-26 | 2015-08-03 | Fiberglass Reinforced Plastic | Pressurized
SUNMART | 902 SOUTH CENTRAL AVE | TIFTON | Tift | 9137091 | 5B | Flapper Valve | 1997-12-01 | FALSE | 1997-12-01 | FALSE | Currently in Use | E-10 | 5000 | Composite | 1997-12-01 |  | Fiberglass Reinforced Plastic | Pressurized
MURPHY USA #7743 | 1852 US HWY 82 W | TIFTON | Tift | 9137104 | 3 | Flapper Valve | 2019-07-24 | FALSE | 2019-07-24 | FALSE | Currently in Use | E-10 | 25000 | Fiberglass Double Walled | 2019-07-03 |  | Double-Walled Fiberglass | Pressurized
SOUTHSIDE CITGO | 127 TIFTON ELDORADO RD | TIFTON | Tift | 9137096 | 1B | Ball Float | 1996-04-01 | FALSE | 1996-04-01 | FALSE | Temporarily out of use | Empty | 6000 | Composite | 1996-04-01 |  | Fiberglass Reinforced Plastic | Pressurized
EAGLEHEAD FARMS INC | 1010 OMEGA-TY TY ROAD | TIFTON | Tift | 9137053 | 1 |  | 1980-08-27 |  |  |  | Closed in Ground | Diesel | 10000 | Bare Steel | 1980-08-27 | 1999-03-01 | Galvanized Steel | Suction (American)
Soda Pop Stop | 3131 HWY 41 S | TIFTON | Tift | 9137039 | 3 | Flapper Valve | 1994-04-01 | FALSE | 1994-04-01 | FALSE | Temporarily out of use | Diesel | 10000 | Galvanic (STIP-3) | 1993-07-08 |  | Fiberglass Reinforced Plastic | Pressurized
EASTSIDE STANDARD STATION | 801 FERRYLAKE RD | TIFTON | Tift | 9137058 | 2 | [5 empty] | Permanently Out of Use - historical purposes | Gas (Historical Use) | 4000 | Not Marked/Unknown |  | 1899-12-31 | Not Marked
MURPHY USA #7743 | 1852 US HWY 82 W | TIFTON | Tift | 9137104 | 2B | Flapper Valve | 2001-08-19 | FALSE | 2001-08-19 | FALSE | Removed from Ground | Diesel | 7000 | Fiberglass Double Walled | 2001-08-31 | 2019-06-24 | Double-Walled Flex | Pressurized
THE GEN-EARL STORE | 651 TIFTON-ELDORADO RD | TIFTON | Tift | 9137093 | 3 | Flapper Valve | 1998-06-01 | FALSE | 1998-06-01 | FALSE | Currently in Use | Diesel | 12000 | Composite | 1998-04-01 |  | Double-Walled Flex | Pressurized
NITAS FOOD STORE | 1520 S CENTRAL AVE | TIFTON | Tift | 9137050 | 3 | Flapper Valve | 1998-01-31 | FALSE | 1998-01-31 | FALSE | Temporarily out of use | Empty | 6000 | Steel-Impressed Current | 1985-11-01 |  | Fiberglass Reinforced Plastic | Pressurized
BP QUICK CHANGE #82 | 1001 W 2ND STREET | TIFTON | Tift | 9137051 | 4 | Overfill Alarm | 1996-09-01 | FALSE | 1996-09-01 | FALSE | Currently in Use | Plus | 6000 | Steel-Impressed Current | 1981-01-01 |  | Fiberglass Reinforced Plastic | Pressurized
SUNMART | 902 SOUTH CENTRAL AVE | TIFTON | Tift | 9137091 | 1 | [5 empty] | Removed from Ground | Gas (Historical Use) | 4000 | Bare Steel | 1997-09-01 | 1997-09-01 | Galvanized Steel | Suction (American)
Quick Buy | 1160 MAIN STREET | TIFTON | Tift | 9137075 | 1 | Ball Float | 1997-03-15 | FALSE | 1997-03-15 | FALSE | Currently in Use | E-0 | 8000 | Galvanic (STIP-3) | 1997-03-12 |  | Fiberglass Reinforced Plastic | Pressurized
NITAS FOOD STORE | 1520 S CENTRAL AVE | TIFTON | Tift | 9137050 | 1 | Flapper Valve | 1998-01-31 | FALSE | 1998-01-31 | FALSE | Temporarily out of use | Regular | 6000 | Steel-Impressed Current | 1985-11-01 |  | Fiberglass Reinforced Plastic | Pressurized
GOOD NEIGHBOR GROCERY | 2620 WHIDDON MILL RD | TIFTON | Tift | 9137044 | 1 | [5 empty] | Removed from Ground | Gas (Historical Use) | 1000 | Bare Steel | 1980-01-01 | 1998-08-01 | Galvanized Steel | Safe Suction (Euro)
Soda Pop Stop | 3131 HWY 41 S | TIFTON | Tift | 9137039 | 2 | Flapper Valve | 1993-08-01 | FALSE | 1993-08-01 | FALSE | Temporarily out of use | Plus | 8000 | Galvanic (STIP-3) | 1993-07-08 |  | Fiberglass Reinforced Plastic | Pressurized
RILEYS RECYCLING | 2105 N MAIN STREET | TIFTON | Tift | 9137090 | 1 | [5 empty] | Removed from Ground | Gas (Historical Use) | 6000 | Not Marked/Unknown | 1998-03-15 | 1998-03-15 | Not Marked
TIFT COUNTY LAW ENFORCEMENT CENT | 500 MORGAN ST | TIFTON | Tift | 9137074 | 1 | Overfill Alarm | 1996-10-01 | FALSE | 1996-10-01 | FALSE | Currently in Use | Regular | 10000 | Epoxy | 1996-10-01 |  | Fiberglass Reinforced Plastic | Pressurized
ENK545 | 1819 TIFT AV NORTH | TIFTON | Tift | 9137045 | 1 | Flapper Valve | 1995-06-16 | FALSE | 1995-06-13 | FALSE | Currently in Use | E-10 | 12000 | Fiberglass Double Walled | 1995-04-16 |  | Double-Walled Flex | Pressurized
ESCOS FOOD STORE #157 | 2640 TIFT AVE | TIFTON | Tift | 9137043 | 1 | Ball Float | 1990-06-01 |  | 1990-06-01 |  | Currently in Use | Gas (Historical Use) | 8000 | Composite | 1990-06-01 |  | Fiberglass Reinforced Plastic | Pressurized
STAFFORD R T LLC | 1306 US HWY 82 W | TIFTON | Tift | 9137041 | 2 |  | 1990-11-30 |  | 1990-11-30 |  | Removed from Ground | Gas (Historical Use) | 10000 | Fiberglass Double Walled | 1990-11-30 | 2003-07-09 | Fiberglass Reinforced Plastic | Pressurized
QUICK CHANGE #74 | 805 WEST SEVENTH ST | TIFTON | Tift | 9137088 | C |  |  | FALSE |  | FALSE | Removed from Ground | Gas (Historical Use) | 6000 | Bare Steel | 1966-03-11 | 1899-12-31
QUICK CHANGE #74 | 805 WEST SEVENTH ST | TIFTON | Tift | 9137088 | D |  |  | FALSE |  | FALSE | Removed from Ground | Used Oil | 500 | Bare Steel | 1995-05-11 | 1899-12-31
MURPHY USA #7743 | 1852 US HWY 82 W | TIFTON | Tift | 9137104 | 4C | Flapper Valve | 2019-07-24 | FALSE | 2019-07-24 | FALSE | Currently in Use | E-0 | 8000 | Fiberglass Double Walled | 2019-07-03 |  | Double-Walled Fiberglass | Pressurized
Quick Buy | 1160 MAIN STREET | TIFTON | Tift | 9137075 | 1B | Ball Float | 1997-03-15 | FALSE | 1997-03-15 | FALSE | Currently in Use | E-10 | 4000 | Galvanic (STIP-3) | 1997-03-12 |  | Fiberglass Reinforced Plastic | Pressurized
MURPHY USA #7743 | 1852 US HWY 82 W | TIFTON | Tift | 9137104 | 1A | Ball Float | 2001-08-19 | FALSE | 2001-08-19 | FALSE | Removed from Ground | Regular | 14000 | Fiberglass Double Walled | 2001-08-31 | 2019-06-24 | Double-Walled Flex | Pressurized
ROUTE 82 TRUCK STOP | 306 EAST 5TH ST | TIFTON | Tift | 9137092 | 2 | Flapper Valve | 1998-05-06 | FALSE | 1998-05-06 | FALSE | Currently in Use | E-10 | 12000 | Composite | 1998-04-22 |  | Double-Walled Flex | Pressurized
WEBB BROTHERS PROPANE | 3615 HWY 82 WEST | TIFTON | Tift | 9137047 | 2 |  | 1998-12-15 |  | 1998-12-15 |  | Removed from Ground | Diesel | 10000 | Cathodically Protected Steel | 1989-06-01 | 2002-01-15 | Fiberglass Reinforced Plastic | Safe Suction (Euro)
ENK839 | 311 EAST 5TH STREET | TIFTON | Tift | 9137103 | 1 | Flapper Valve | 2001-01-01 | FALSE | 2001-01-01 | FALSE | Currently in Use | E-10 | 20000 | Fiberglass Double Walled | 2000-12-01 |  | Double-Walled Flex | Pressurized
EAGLEHEAD FARMS INC | 1010 OMEGA-TY TY ROAD | TIFTON | Tift | 9137053 | 2 |  | 1981-04-24 |  |  |  | Closed in Ground | Gas (Historical Use) | 10000 | Bare Steel | 1981-04-24 | 1999-03-01 | Galvanized Steel | Suction (American)
EASTSIDE STANDARD STATION | 812 PINEVIEW AVE | TIFTON | Tift | 9137056 | 2 | [5 empty] | Removed from Ground | Gas (Historical Use) | 4000 | Marked Unknown | 1995-08-25 | 1995-08-25 | Unknown
MURPHY USA #7743 | 1852 US HWY 82 W | TIFTON | Tift | 9137104 | 1B | Ball Float | 2001-08-19 | FALSE | 2001-08-19 | FALSE | Removed from Ground | Premium | 7000 | Fiberglass Double Walled | 2001-08-31 |  | Double-Walled Flex | Pressurized
RUDYS TIRE SERVICE | 222 EAST NINTH STREET | TIFTON | Tift | 9137102 | 1 | [5 empty] | Permanently Out of Use - historical purposes | Gas (Historical Use) | 1000 | Marked Unknown |  | 1899-12-31 | Galvanized Steel
NITAS FOOD STORE | 1520 S CENTRAL AVE | TIFTON | Tift | 9137050 | 2 | Flapper Valve | 1998-01-31 | FALSE | 1998-01-31 | FALSE | Temporarily out of use | Premium | 6000 | Steel-Impressed Current | 1985-11-01 |  | Fiberglass Reinforced Plastic | Pressurized
UFO | HWY 41 NORTH | TIFTON | Tift | 9137052 | 2 |  |  | FALSE |  | FALSE | Temporarily out of use | Gas (Historical Use) | 0 | Bare Steel | 1995-08-31 |  | Galvanized Steel
AVERITT EXPRESS INC | 281 JORDAN RD | TIFTON | Tift | 9137068 | 1 | Ball Float | 1996-01-30 |  | 1996-01-30 |  | Removed from Ground | Diesel | 12000 | Galvanic (STIP-3) | 1996-01-30 | 2013-12-30 | Double-Walled Fiberglass | Pressurized
TIFTON TIFT COUNTY AIRPORT | RT 2 | TIFTON | Tift | 9137054 | 1 | [5 empty] | Removed from Ground | Other | 6000 | Bare Steel |  | 1899-12-31 | Galvanized Steel | Safe Suction (Euro)
EASTSIDE STANDARD STATION | 812 PINEVIEW AVE | TIFTON | Tift | 9137056 | 1 | [5 empty] | Removed from Ground | Gas (Historical Use) | 2000 | Marked Unknown | 1995-08-25 | 1995-08-25 | Unknown
TIFT COUNTY LAW ENFORCEMENT CENT | 500 MORGAN ST | TIFTON | Tift | 9137074 | 2 | Overfill Alarm | 1996-10-01 | FALSE | 1996-10-01 | FALSE | Currently in Use | Diesel | 10000 | Epoxy | 1996-10-01 |  | Fiberglass Reinforced Plastic | Pressurized
MURPHY USA #7743 | 1852 US HWY 82 W | TIFTON | Tift | 9137104 | 4A | Flapper Valve | 2019-07-24 | FALSE | 2019-07-24 | FALSE | Currently in Use | Premium | 8000 | Fiberglass Double Walled | 2019-07-03 |  | Double-Walled Fiberglass | Pressurized
ROUTE 82 TRUCK STOP | 306 EAST 5TH ST | TIFTON | Tift | 9137092 | 1 | Flapper Valve | 1998-05-06 | FALSE | 1998-05-06 | FALSE | Currently in Use | Premium | 10000 | Composite | 1998-04-22 |  | Double-Walled Flex | Pressurized
SS 25217 | I-75 & WHIDDON RD | TIFTON | Tift | 9137020 | 4 |  |  | TRUE |  | TRUE | Closed in Ground | Used Oil | 550 | Bare Steel | 1968-01-01 | 1984-01-01 | Galvanized Steel
TIFTON SPINNING MILL | 3 RD ST & RIDGE AVE | TIFTON | Tift | 9137031 | 1 | [5 empty] | Removed from Ground | Other | 20000 | Not Marked/Unknown | 1994-06-02 | 1994-06-02 | Not Marked
BP QUICK CHANGE #82 | 1001 W 2ND STREET | TIFTON | Tift | 9137051 | 1 | Overfill Alarm | 1996-09-01 | FALSE | 1996-09-01 | FALSE | Currently in Use | E-10 | 12000 | Steel-Impressed Current | 1981-01-01 |  | Fiberglass Reinforced Plastic | Pressurized
WEBB BROTHERS PROPANE | 3615 HWY 82 WEST | TIFTON | Tift | 9137047 | 1 |  | 1998-12-15 |  | 1998-12-15 |  | Removed from Ground | Empty | 20000 | Fiberglass | 1989-06-01 | 2002-01-15 | Fiberglass Reinforced Plastic | Safe Suction (Euro)
GOOD NEIGHBOR GROCERY | 2620 WHIDDON MILL RD | TIFTON | Tift | 9137044 | 3 | Flapper Valve | 1998-08-10 | FALSE | 1998-08-10 | FALSE | Temporarily out of use | Regular | 2000 | Composite | 1998-08-10 |  | Fiberglass Reinforced Plastic | Safe Suction (Euro)
PENSKE TRUCK LEASING CO LP | 171 JORDAN RD | TIFTON | Tift | 9137069 | 2 | Ball Float | 1995-12-15 | FALSE | 1995-12-15 | FALSE | Currently in Use | Regular | 12000 | Composite | 1995-12-15 |  | Double-Walled Flex | Pressurized
SUNMART | 902 SOUTH CENTRAL AVE | TIFTON | Tift | 9137091 | 4 | [5 empty] | Removed from Ground | Gas (Historical Use) | 4000 | Bare Steel | 1997-09-01 | 1997-09-01 | Galvanized Steel | Suction (American)
QUICK CHANGE #74 | 805 WEST SEVENTH ST | TIFTON | Tift | 9137088 | 1 | Flapper Valve | 2020-12-15 | FALSE | 2020-12-15 | FALSE | Currently in Use | Premium | 15000 | Composite | 1997-09-10 |  | Fiberglass Reinforced Plastic | Pressurized
THE GEN-EARL STORE | 651 TIFTON-ELDORADO RD | TIFTON | Tift | 9137093 | 2 | Flapper Valve | 1998-06-01 | FALSE | 1998-06-01 | FALSE | Currently in Use | E-0 | 8000 | Composite | 1998-04-01 |  | Double-Walled Flex | Pressurized
MASTERS ECONOMY INN | SEVENTH & VIRGINIA STREETS | TIFTON | Tift | 9137036 | DUMMY | [5 empty] | Permanently Out of Use - historical purposes | Gas (Historical Use) | 0 | Marked Unknown |  | 1899-12-31 | Unknown
TIFTON SPINNING MILL | 3 RD ST & RIDGE AVE | TIFTON | Tift | 9137031 | 3 | [5 empty] | Removed from Ground | Other | 20000 | Not Marked/Unknown | 1994-06-02 | 1994-06-02 | Not Marked
BP QUICK CHANGE #82 | 1001 W 2ND STREET | TIFTON | Tift | 9137051 | 3 | Overfill Alarm | 1996-09-01 | FALSE | 1996-09-01 | FALSE | Currently in Use | Diesel | 6000 | Steel-Impressed Current | 1981-01-01 |  | Fiberglass Reinforced Plastic | Pressurized
ENK545 | 1819 TIFT AV NORTH | TIFTON | Tift | 9137045 | 2 | Flapper Valve | 1995-06-16 | FALSE | 1995-06-13 | FALSE | Currently in Use | Premium | 8000 | Fiberglass Double Walled | 1995-04-16 |  | Double-Walled Flex | Pressurized
SUNMART | 902 SOUTH CENTRAL AVE | TIFTON | Tift | 9137091 | 5A | Flapper Valve | 1997-12-01 | FALSE | 1997-12-01 | FALSE | Currently in Use | Premium | 10000 | Composite | 1997-12-01 |  | Fiberglass Reinforced Plastic
MURPHY USA #7743 | 1852 US HWY 82 W | TIFTON | Tift | 9137104 | 4B | Flapper Valve | 2019-07-24 | FALSE | 2019-07-24 | FALSE | Currently in Use | Diesel | 10000 | Fiberglass Double Walled | 2019-07-03 |  | Double-Walled Fiberglass | Pressurized
ROUTE 82 TRUCK STOP | 306 EAST 5TH ST | TIFTON | Tift | 9137092 | 3 | Flapper Valve | 1998-05-06 | FALSE | 1998-05-06 | FALSE | Currently in Use | Diesel | 15000 | Composite | 1998-05-04 |  | Double-Walled Flex | Pressurized
SOUTHSIDE CITGO | 127 TIFTON ELDORADO RD | TIFTON | Tift | 9137096 | 1A | Ball Float | 1996-04-01 | FALSE | 1996-04-01 | FALSE | Temporarily out of use | Empty | 9000 | Composite | 1996-04-01 |  | Fiberglass Reinforced Plastic | Pressurized
TIFT COUNTY COURTHOUSE | 237 E SECOND STREET | TIFTON | Tift | 9137100 | 2 | [5 empty] | Removed from Ground | Diesel | 1000 | Bare Steel | 1999-08-01 | 1999-08-01 | Copper | Suction (American)
TIFT COUNTY COURTHOUSE | 237 E SECOND STREET | TIFTON | Tift | 9137100 | 1 | [5 empty] | Removed from Ground | Diesel | 1000 | Bare Steel | 1999-08-01 | 1999-08-01 | Copper | Suction (American)
STAFFORD R T LLC | 1306 US HWY 82 W | TIFTON | Tift | 9137041 | 1 |  | 1990-11-30 |  | 1990-11-30 |  | Removed from Ground | Gas (Historical Use) | 10000 | Fiberglass Double Walled | 1990-11-30 | 2003-07-09 | Fiberglass Reinforced Plastic | Pressurized
TIFTON TIFT COUNTY AIRPORT | RT 2 | TIFTON | Tift | 9137054 | 2 | [5 empty] | Removed from Ground | Other | 2000 | Not Marked/Unknown |  | 1899-12-31 | Not Marked
SCALES TRANSPORT CORP | 812 JORDAN RD | TIFTON | Tift | 9137057 | 1 |  | 1995-07-29 |  | 1995-07-29 |  | Removed from Ground | Diesel | 20000 | Composite | 1995-07-29 | 1997-11-01 | Fiberglass Reinforced Plastic | Pressurized
QUICK CHANGE #74 | 805 WEST SEVENTH ST | TIFTON | Tift | 9137088 | B |  |  | FALSE |  | FALSE | Removed from Ground | Gas (Historical Use) | 6000 | Bare Steel | 1966-05-11 | 1899-12-31
GM INTERNATIONAL | 212 EAST GOLDEN ROAD | TIFTON | Tift | 9137099 | 1 | [5 empty] | Removed from Ground | Gas (Historical Use) | 550 | Bare Steel | 1999-05-20 | 1999-05-20 | Bare Steel | Suction (American)
MATHIS PROPERTIES | 17 TH ST & SOUTH CENTRAL AVE | TIFTON | Tift | 9137032 | 3 | [5 empty] | Removed from Ground | Gas (Historical Use) | 550 | Bare Steel | 1962-01-01 | 1899-12-31 | Galvanized Steel | Suction (American)
GOOD NEIGHBOR GROCERY | 2620 WHIDDON MILL RD | TIFTON | Tift | 9137044 | 2 | [5 empty] | Removed from Ground | Gas (Historical Use) | 1000 | Bare Steel | 1980-01-01 | 1998-08-01 | Galvanized Steel | Safe Suction (Euro)
Soda Pop Stop | 3131 HWY 41 S | TIFTON | Tift | 9137039 | 1 | Flapper Valve | 1993-08-01 | FALSE | 1993-08-01 | FALSE | Currently in Use | Regular | 12000 | Galvanic (STIP-3) | 1993-07-08 |  | Fiberglass Reinforced Plastic | Pressurized
ENK839 | 311 EAST 5TH STREET | TIFTON | Tift | 9137103 | 2 | Flapper Valve | 2001-01-01 | FALSE | 2001-01-01 | FALSE | Currently in Use | Premium | 12000 | Fiberglass Double Walled | 2000-12-01 |  | Double-Walled Flex | Pressurized
THE GEN-EARL STORE | 651 TIFTON-ELDORADO RD | TIFTON | Tift | 9137093 | 1 | Flapper Valve | 1998-06-01 | FALSE | 1998-06-01 | FALSE | Currently in Use | E-10 | 12000 | Composite | 1998-04-01 |  | Double-Walled Flex | Pressurized
MATHIS PROPERTIES | 17 TH ST & SOUTH CENTRAL AVE | TIFTON | Tift | 9137032 | 1 | [5 empty] | Removed from Ground | Gas (Historical Use) | 2000 | Bare Steel | 1956-07-01 | 1899-12-31 | Galvanized Steel | Suction (American)
ENK545 | 1819 TIFT AV NORTH | TIFTON | Tift | 9137045 | 3 | Flapper Valve | 1995-06-16 | FALSE | 1995-06-13 | FALSE | Currently in Use | Diesel | 8000 | Fiberglass Double Walled | 1995-04-16 |  | Double-Walled Flex | Pressurized
WEBB BROTHERS PROPANE | 3615 HWY 82 W | TIFTON | Tift | 9137048 | 1 | [5 empty] | Removed from Ground | Diesel | 10000 | Bare Steel | 1989-06-01 | 1995-10-01 | Galvanized Steel
GRAY & SON VAULT COMPANY | 230 PONCE DE LEON | TIFTON | Tift | 9137063 | 1 | [5 empty] | Removed from Ground | Gas (Historical Use) | 2000 | Bare Steel | 1986-01-01 | 1999-12-06 | Bare Steel | Safe Suction (Euro)
RILEYS RECYCLING | 2105 N MAIN STREET | TIFTON | Tift | 9137090 | 2 | [5 empty] | Removed from Ground | Diesel | 6000 | Not Marked/Unknown | 1998-03-15 | 1998-03-15 | Not Marked
RED TOP SHELL SVC STATION | 501 SOUTH MAIN ST | TIFTON | Tift | 7137001 | 1 | [5 empty] | Removed from Ground | Empty | 2000 | Bare Steel | 1980-01-01 | 1980-01-01 | Galvanized Steel
RED TOP SHELL SVC STATION | 501 SOUTH MAIN ST | TIFTON | Tift | 7137001 | 4 | [5 empty] | Closed in Ground | Empty | 560 | Bare Steel | 1980-01-01 | 1980-01-01 | Galvanized Steel
UFO | HWY 41 NORTH | TIFTON | Tift | 9137052 | 1 |  |  | FALSE |  | FALSE | Temporarily out of use | Gas (Historical Use) | 0 | Bare Steel | 1995-08-31 |  | Galvanized Steel
UFO | HWY 41 NORTH | TIFTON | Tift | 9137052 | 4 |  |  | FALSE |  | FALSE | Temporarily out of use | Empty | 0 | Bare Steel | 1995-08-31 |  | Galvanized Steel
ESCOS FOOD STORE #157 | 2640 TIFT AVE | TIFTON | Tift | 9137043 | 3 | Flapper Valve | 1990-06-01 | FALSE | 1990-06-01 | FALSE | Currently in Use | Diesel | 6000 | Composite | 1990-06-01 |  | Fiberglass Reinforced Plastic | Pressurized
EXXON/BURGER KING | 1504 HWY 82 WEST | TIFTON | Tift | 9137070 | 2 | Ball Float | 1996-02-01 |  | 1996-02-01 |  | Removed from Ground | Gas (Historical Use) | 8000 | Composite | 1996-02-26 | 2015-08-03 | Fiberglass Reinforced Plastic | Pressurized
MATHIS PROPERTIES | 17 TH ST & SOUTH CENTRAL AVE | TIFTON | Tift | 9137032 | 2 | [5 empty] | Removed from Ground | Gas (Historical Use) | 2000 | Bare Steel | 1962-01-01 | 1899-12-31 | Galvanized Steel | Suction (American)
DHANI NAIYA LLC | 1820 HWY 41 N | TIFTON | Tift | 9137030 | B | Ball Float | 1994-04-28 | FALSE | 1994-04-28 | FALSE | Currently in Use | E-0 | 5875 | Galvanic (STIP-3) | 1994-04-09 |  | Fiberglass Reinforced Plastic | Pressurized
TIFTON SPINNING MILL | 3 RD ST & RIDGE AVE | TIFTON | Tift | 9137031 | 2 | [5 empty] | Removed from Ground | Other | 20000 | Not Marked/Unknown | 1994-06-02 | 1994-06-02 | Not Marked
PENSKE TRUCK LEASING CO LP | 171 JORDAN RD | TIFTON | Tift | 9137069 | 1 | Flapper Valve | 1995-12-15 | FALSE | 1995-12-15 | FALSE | Currently in Use | Diesel | 20000 | Composite | 1995-12-15 |  | Double-Walled Flex | Pressurized
SUNMART | 902 SOUTH CENTRAL AVE | TIFTON | Tift | 9137091 | 3 | [5 empty] | Removed from Ground | Gas (Historical Use) | 4000 | Bare Steel | 1997-09-01 | 1997-09-01 | Galvanized Steel | Suction (American)
QUICK CHANGE #74 | 805 WEST SEVENTH ST | TIFTON | Tift | 9137088 | A |  |  | FALSE |  | FALSE | Removed from Ground | Gas (Historical Use) | 6000 | Bare Steel | 1966-05-11 | 1899-12-31
MURPHY USA #7743 | 1852 US HWY 82 W | TIFTON | Tift | 9137104 | 2A | Ball Float | 2001-08-19 | FALSE | 2001-08-19 | FALSE | Removed from Ground | Regular | 14000 | Fiberglass Double Walled | 2001-08-31 |  | Double-Walled Flex | Pressurized
THE GEN-EARL STORE | 651 TIFTON-ELDORADO RD | TIFTON | Tift | 9137093 | 4 | Flapper Valve | 1998-06-01 | FALSE | 1998-06-01 | FALSE | Currently in Use | Diesel | 12000 | Composite | 1998-04-01 |  | Double-Walled Flex | Pressurized
ESCOS FOOD STORE #157 | 2640 TIFT AVE | TIFTON | Tift | 9137043 | 2 | Ball Float | 1990-06-01 |  | 1990-06-01 |  | Currently in Use | Gas (Historical Use) | 6000 | Composite | 1990-06-01 |  | Fiberglass Reinforced Plastic | Pressurized
SUNMART | 902 SOUTH CENTRAL AVE | TIFTON | Tift | 9137091 | 2 | [5 empty] | Removed from Ground | Gas (Historical Use) | 4000 | Bare Steel | 1997-09-01 | 1997-09-01 | Galvanized Steel | Suction (American)
RUDYS TIRE SERVICE | 222 EAST NINTH STREET | TIFTON | Tift | 9137102 | 2 | [5 empty] | Permanently Out of Use - historical purposes | Gas (Historical Use) | 1500 | Marked Unknown |  | 1899-12-31 | Galvanized Steel
SOUTH GA NATURAL GAS CO | WHIDDON MILL RD | TIFTON | Tift | 1360051 | 1 | [5 empty] | Removed from Ground | Gas (Historical Use) | 1000 | Cathodically Protected Steel | 1984-04-17 | 1899-12-31 | Galvanized Steel
Circle K 2745083 | 1002 W 8TH ST | TIFTON | Tift | 9000477 | 3 | [5 empty] | Removed from Ground | Gas (Historical Use) | 8000 | Bare Steel | 1982-03-27 | 1899-12-31 | Fiberglass Reinforced Plastic
FORMER SUNBELT AUCTION | 3690 HIGHWAY 82 WEST | TIFTON | Tift | 10002178 | 1 |  |  | FALSE |  | FALSE | Removed from Ground | Gas (Historical Use) | 10000 | Bare Steel | 1982-01-01 | 2012-12-14 | Bare Steel
LOVES TRAVEL STOP #325 | 178 SOUTHWELL BLVD | TIFTON | Tift | 10000753 | 6 | Overfill Alarm | 2012-01-01 | FALSE | 2012-01-01 | FALSE | Currently in Use | Biodiesel | 20000 | Fiberglass Double Walled | 2012-01-01 |  | Double-Walled Fiberglass | Pressurized
WALMART NEIGHBORHOOD MARKET #5198 | 1812 NORTH TIFT AVE | TIFTON | Tift | 10002490 | 1 | Flapper Valve | 2015-09-30 | FALSE | 2015-07-20 | FALSE | Currently in Use | E-10 | 15000 | Fiberglass Double Walled | 2015-06-12 |  | Double-Walled Flex | Pressurized
AARON FOOD MART | 1010 W 2ND ST | TIFTON | Tift | 9000429 | 2 | [5 empty] | Removed from Ground | Gas (Historical Use) | 10000 | Bare Steel | 1970-04-27 | 1989-10-05 | Galvanized Steel
Circle K 2745078 | 802 W SEVENTH ST | TIFTON | Tift | 9000610 | 5 | Flapper Valve | 1990-09-10 |  | 1990-09-10 |  | Removed from Ground | Gas (Historical Use) | 8000 | Composite | 1990-09-10 | 2012-06-21 | Fiberglass Reinforced Plastic | Pressurized
Circle K 2745078 | 802 W SEVENTH ST | TIFTON | Tift | 9000610 | 4 | Flapper Valve | 1990-09-10 |  | 1990-09-10 |  | Removed from Ground | Gas (Historical Use) | 8000 | Composite | 1990-09-10 | 2012-06-21 | Fiberglass Reinforced Plastic | Pressurized
Circle K 2745083 | 1002 W 8TH ST | TIFTON | Tift | 9000477 | 9 | Flapper Valve | 2014-06-11 | FALSE | 2014-06-11 | FALSE | Currently in Use | Premium | 8000 | Composite Double Walled | 2014-06-11 |  | Double-Walled Flex | Pressurized
LOVES TRAVEL STOP #325 | 178 SOUTHWELL BLVD | TIFTON | Tift | 10000753 | 4B | Ball Float | 2004-10-15 | FALSE | 2004-10-15 | FALSE | Currently in Use | E-10 | 12000 | Epoxy Double-Walled | 2004-10-15 |  | Double-Walled Fiberglass | Pressurized
FRIENDLY ESPRESS #102 | 208 E 20TH ST | TIFTON | Tift | 10000714 | 2 | Flapper Valve | 2003-11-21 | FALSE | 2003-11-21 | FALSE | Currently in Use | Premium | 8000 | Composite | 2003-11-21 |  | Fiberglass Reinforced Plastic | Pressurized
WALMART NEIGHBORHOOD MARKET #5198 | 1812 NORTH TIFT AVE | TIFTON | Tift | 10002490 | 2B | Flapper Valve | 2015-09-30 | FALSE | 2015-07-20 | FALSE | Currently in Use | Diesel | 7000 | Fiberglass Double Walled | 2015-06-12 |  | Double-Walled Flex | Pressurized
UPS TIFTON (UST) | 1707 EASTMAN DR | TIFTON | Tift | 1370089 | 6 | [5 empty] | Removed from Ground | Other | 550 | Marked Unknown | 1992-07-01 | 1992-07-01 | Unknown
LAMAR'S LOVE AVENUE BP | 287 LOVE AVE | TIFTON | Tift | 1370095 | 4 | [5 empty] | Removed from Ground | Gas (Historical Use) | 4000 | Bare Steel | 1966-05-11 | 1996-03-01 | Galvanized Steel
LAMAR'S LOVE AVENUE BP | 287 LOVE AVE | TIFTON | Tift | 1370095 | 1 | [5 empty] | Removed from Ground | Gas (Historical Use) | 4000 | Bare Steel | 1966-05-11 | 1996-03-01 | Galvanized Steel
MCCLELLAN TRUCK LINES | 101 MYERS RD | TIFTON | Tift | 1370069 | 2 | [5 empty] | Removed from Ground | Gas (Historical Use) | 2000 | Bare Steel | 1983-03-28 | 1899-12-31 | Galvanized Steel | Suction (American)
Circle K 2745078 | 802 W SEVENTH ST | TIFTON | Tift | 9000610 | 10 | Overfill Alarm | 2012-06-19 | FALSE | 2012-06-19 | FALSE | Currently in Use | Premium | 8000 | Composite Double Walled | 2012-06-19 |  | Double-Walled Flex | Pressurized
PREMIERE TRANSPORTATION/ITL - TI | 1510 REBEL RD | TIFTON | Tift | 1370082 | 1 | [5 empty] | Removed from Ground | Diesel | 6000 | Bare Steel | 1975-05-05 | 1994-06-25 | Bare Steel | Pressurized
UPS TIFTON (UST) | 1707 EASTMAN DR | TIFTON | Tift | 1370089 | 4 |  |  | TRUE |  | TRUE | Removed from Ground | Used Oil | 1000 | Fiberglass | 1986-08-15 | 1992-07-08 | Fiberglass Reinforced Plastic | Pressurized
AARON FOOD MART | 1010 W 2ND ST | TIFTON | Tift | 9000429 | 5 | Overfill Alarm | 1989-12-27 | FALSE | 1989-12-27 | FALSE | Currently in Use | E-10 | 10000 | Composite | 1989-10-12 |  | Fiberglass Reinforced Plastic | Pressurized
AARON FOOD MART | 1010 W 2ND ST | TIFTON | Tift | 9000429 | 7 | Overfill Alarm | 1989-12-27 | FALSE | 1989-12-27 | FALSE | Currently in Use | Plus | 10000 | Composite | 1989-10-12 |  | Fiberglass Reinforced Plastic | Pressurized
AARON FOOD MART | 1010 W 2ND ST | TIFTON | Tift | 9000429 | 4 |  |  | TRUE |  | TRUE | Removed from Ground | Used Oil | 550 | Bare Steel | 1970-04-27 | 1989-10-05 | Galvanized Steel
Circle K 2745078 | 802 W SEVENTH ST | TIFTON | Tift | 9000610 | 2 | [5 empty] | Removed from Ground | Gas (Historical Use) | 8000 | Bare Steel | 1984-06-01 | 1990-06-15 | Unknown
PREMIERE TRANSPORTATION/ITL - TI | 1510 REBEL RD | TIFTON | Tift | 1370082 | 3 | [5 empty] | Removed from Ground | Other | 2000 | Bare Steel | 1975-05-05 | 1993-06-25 | Bare Steel | Safe Suction (Euro)
CAROLINA FREIGHT CARRIERS CORP | HWY 41 S | TIFTON | Tift | 1370070 | 1 | [5 empty] | Removed from Ground | Empty | 10000 | Bare Steel | 1979-03-29 | 1899-12-31 | Galvanized Steel
CARRS GROCERY | 4325 GEORGIA HWY 125 N | TIFTON | Tift | 1370091 | 2 | [5 empty] | Removed from Ground | Gas (Historical Use) | 560 | Bare Steel | 1986-05-05 | 1998-03-26 | Galvanized Steel | Suction (American)
JOHN THORNHILL LLC | 706 EAST SECOND STREET | TIFTON | Tift | 10001676 | 2 |  |  | FALSE |  | FALSE | Removed from Ground | Not Marked/Tank Removed | 1000 | Bare Steel | 2009-01-20 | 2009-01-20 | Bare Steel
QUICK BUYS #142 | 372 HWY 125 S | TIFTON | Tift | 137001 | 3 | Flapper Valve | 1990-02-20 | FALSE | 1990-02-20 | FALSE | Currently in Use | Premium | 6000 | Galvanic (STIP-3) | 1985-04-23 |  | Galvanized Steel | Pressurized
CHEVRON #44082 | US 82 @ I-75 RT 1 BOX 250 | TIFTON | Tift | 9000605 | 4 |  |  | TRUE |  | TRUE | Removed from Ground | Used Oil | 1000 | Fiberglass | 1983-04-24 | 1990-08-16 | Fiberglass Reinforced Plastic
Circle K 2745078 | 802 W SEVENTH ST | TIFTON | Tift | 9000610 | 8 | Flapper Valve | 2012-06-19 | FALSE | 2012-06-19 | FALSE | Currently in Use | E-10 | 15000 | Composite Double Walled | 2012-06-19 |  | Double-Walled Flex | Pressurized
Circle K 2745078 | 802 W SEVENTH ST | TIFTON | Tift | 9000610 | 9 | Flapper Valve | 2012-06-19 | FALSE | 2012-06-19 | FALSE | Currently in Use | E-10 | 15000 | Composite Double Walled | 2012-06-19 |  | Double-Walled Flex | Pressurized
Circle K 2745078 | 802 W SEVENTH ST | TIFTON | Tift | 9000610 | 6 | Flapper Valve | 1990-09-10 |  | 1990-09-10 |  | Removed from Ground | Gas (Historical Use) | 8000 | Composite | 1990-09-10 | 2012-06-21 | Fiberglass Reinforced Plastic | Pressurized
QUICK BUYS #142 | 372 HWY 125 S | TIFTON | Tift | 137001 | 1 | Flapper Valve | 1990-02-20 | FALSE | 1990-02-20 | FALSE | Currently in Use | Diesel | 6000 | Galvanic (STIP-3) | 1985-04-23 |  | Galvanized Steel | Pressurized
HOLIDAY INN '66' (ALBANY ROAD) | US 82 WEST @ I-75 | TIFTON | Tift | 9000567 | 2 | [5 empty] | Removed from Ground | Diesel | 3000 | Bare Steel | 1983-05-09 | 1990-06-29 | Galvanized Steel
PREMIERE TRANSPORTATION/ITL - TI | 1510 REBEL RD | TIFTON | Tift | 1370082 | 4 |  |  | TRUE |  | TRUE | Removed from Ground | Used Oil | 2000 | Bare Steel | 1975-05-05 | 1993-06-25 | Bare Steel | Pressurized
UGA VET DIAG LAB | 43 BRIGHTON RD | TIFTON | Tift | 1370068 | 1 | [5 empty] | Removed from Ground | Diesel | 8000 | Bare Steel | 1966-05-05 | 1899-12-31 | Galvanized Steel | Suction (American)
UPS TIFTON (UST) | 1707 EASTMAN DR | TIFTON | Tift | 1370089 | 1 | Flapper Valve | 1992-07-01 | FALSE | 1992-07-01 | FALSE | Currently in Use | Diesel | 20000 | Fiberglass | 1986-08-15 |  | Double-Walled Fiberglass | Pressurized
KELLEY MANUFACTURING CO | 80 VERNON DR | TIFTON | Tift | 1370047 | 1 | [5 empty] | Removed from Ground | Diesel | 10000 | Bare Steel | 1978-04-11 | 1997-07-01 | Galvanized Steel | Suction (American)
TIFT COUNTY SCHOOL BUS SHOP | 1050 JAY FLOWERS RD | TIFTON | Tift | 1370040 | 1 | [5 empty] | Removed from Ground | Gas (Historical Use) | 6000 | Steel-Impressed Current | 1960-01-15 | 1990-12-01 | Cathodically Protected | Suction (American)
TIFTON BRIDGE MAINT HQ/GA DOT | GA HWY 125 S 1/4 MI FROM US 41 | TIFTON | Tift | 1370053 | 2 | Flapper Valve | 1997-02-01 | FALSE | 1997-02-01 | FALSE | Currently in Use | Diesel | 6000 | Fiberglass | 1997-02-01 |  | Double-Walled Fiberglass | Pressurized
LOVES TRAVEL STOP #325 | 178 SOUTHWELL BLVD | TIFTON | Tift | 10000753 | 1 | Flapper Valve | 2004-10-15 | FALSE | 2004-10-15 | FALSE | Currently in Use | Diesel | 20000 | Epoxy Double-Walled | 2004-10-15 |  | Double-Walled Fiberglass | Pressurized
SOUTH GA NATURAL GAS CO | WHIDDON MILL RD | TIFTON | Tift | 1360051 | 2 | [5 empty] | Removed from Ground | Gas (Historical Use) | 1000 | Cathodically Protected Steel | 1984-04-17 | 1899-12-31 | Galvanized Steel
CHEVRON #44082 | US 82 @ I-75 RT 1 BOX 250 | TIFTON | Tift | 9000605 | 1 | [5 empty] | Removed from Ground | Gas (Historical Use) | 10000 | Fiberglass | 1983-04-24 | 1990-08-16 | Fiberglass Reinforced Plastic
HOLIDAY INN '66' (ALBANY ROAD) | US 82 WEST @ I-75 | TIFTON | Tift | 9000567 | 1 | [5 empty] | Removed from Ground | Gas (Historical Use) | 8000 | Bare Steel | 1978-05-10 | 1990-06-29 | Galvanized Steel
Circle K 2745083 | 1002 W 8TH ST | TIFTON | Tift | 9000477 | 1 | [5 empty] | Removed from Ground | Gas (Historical Use) | 8000 | Bare Steel | 1982-03-27 | 1899-12-31 | Fiberglass Reinforced Plastic
Circle K 2745083 | 1002 W 8TH ST | TIFTON | Tift | 9000477 | 4 | Ball Float | 1991-01-31 |  | 1991-01-31 |  | Removed from Ground | Gas (Historical Use) | 8000 | Composite | 1991-01-31 | 2014-06-09 | Double-Walled Fiberglass | Pressurized
Circle K 2745083 | 1002 W 8TH ST | TIFTON | Tift | 9000477 | 7 | Flapper Valve | 2014-06-11 | FALSE | 2014-06-11 | FALSE | Currently in Use | E-10 | 15000 | Composite Double Walled | 2014-06-11 |  | Double-Walled Flex | Pressurized
FLA ROCK INDS INC | RT 2 BOX 575 | TIFTON | Tift | 1360187 | 1 | [5 empty] | Permanently Out of Use - historical purposes | Empty | 1000 | Bare Steel | 1970-04-01 | 1899-12-31 | Galvanized Steel
AARON FOOD MART | 1010 W 2ND ST | TIFTON | Tift | 9000429 | 3 | [5 empty] | Removed from Ground | Gas (Historical Use) | 5000 | Bare Steel | 1970-04-27 | 1989-10-05 | Galvanized Steel
SOUTH GA NATURAL GAS CO | WHIDDON MILL RD | TIFTON | Tift | 1360051 | 4 | [5 empty] | Removed from Ground | Gas (Historical Use) | 1000 | Bare Steel | 1960-04-23 | 1899-12-31 | Not Marked
Circle K 2745078 | 802 W SEVENTH ST | TIFTON | Tift | 9000610 | 3 | [5 empty] | Removed from Ground | Gas (Historical Use) | 6000 | Bare Steel | 1984-06-01 | 1990-06-15 | Unknown
Circle K 2745083 | 1002 W 8TH ST | TIFTON | Tift | 9000477 | 8A | Flapper Valve | 2014-06-11 | FALSE | 2014-06-11 | FALSE | Currently in Use | E-0 | 6000 | Composite Double Walled | 2014-06-11 |  | Double-Walled Flex | Pressurized
FLA ROCK INDS INC | RT 2 BOX 575 | TIFTON | Tift | 1360187 | 3 | [5 empty] | Permanently Out of Use - historical purposes | Empty | 10000 | Bare Steel | 1970-04-01 | 1899-12-31 | Galvanized Steel
MASTER CRAFT | R R # 2 573 | TIFTON | Tift | 1370077 | 1 | [5 empty] | Removed from Ground | Diesel | 10000 | Bare Steel | 1971-05-04 | 1989-06-01 | Galvanized Steel
PREMIERE TRANSPORTATION/ITL - TI | 1510 REBEL RD | TIFTON | Tift | 1370082 | 2 | [5 empty] | Removed from Ground | Diesel | 6000 | Bare Steel | 1975-05-05 | 1994-06-28 | Bare Steel | Pressurized
BOBS QUICK STOP | 1010 WEST EIGHTH ST | TIFTON | Tift | 1370044 | 1A |  | 1996-03-20 |  | 1996-03-20 |  | Removed from Ground | Gas (Historical Use) | 4000 | Steel-Impressed Current | 1979-04-23 | 2010-12-16 | Steel (Impressed Current) | Pressurized
COLQUITT EMC | 1612 KING RD | TIFTON | Tift | 1370074 | 1 | Flapper Valve | 1997-03-01 | FALSE | 1997-03-01 | FALSE | Currently in Use | E-0 | 10000 | Steel-Impressed Current | 1979-04-25 |  | Steel (Impressed Current) | Pressurized
TIFT CO SHOP | 710 1/2 WEST SECOND ST | TIFTON | Tift | 1370055 | 10455-1 | [5 empty] | Removed from Ground | Other | 500 | Bare Steel | 1971-05-03 | 1899-12-31 | Galvanized Steel
Circle K 2745083 | 1002 W 8TH ST | TIFTON | Tift | 9000477 | 8B | Overfill Alarm | 2014-06-11 | FALSE | 2014-06-11 | FALSE | Currently in Use | Diesel | 6000 | Composite Double Walled | 2014-06-11 |  | Double-Walled Flex | Pressurized
CARRS GROCERY | 4325 GEORGIA HWY 125 N | TIFTON | Tift | 1370091 | 1 | [5 empty] | Removed from Ground | Gas (Historical Use) | 560 | Bare Steel | 1986-05-05 | 1998-03-26 | Galvanized Steel | Suction (American)
LAMAR'S LOVE AVENUE BP | 287 LOVE AVE | TIFTON | Tift | 1370095 | 2 | [5 empty] | Removed from Ground | Gas (Historical Use) | 4000 | Bare Steel | 1966-05-11 | 1996-03-01 | Galvanized Steel
TIFTON BRIDGE MAINT HQ/GA DOT | GA HWY 125 S 1/4 MI FROM US 41 | TIFTON | Tift | 1370053 | 10402-6 | [5 empty] | Removed from Ground | Gas (Historical Use) | 1000 | Bare Steel | 1971-05-03 | 1993-04-02 | Galvanized Steel
QUICK STOP #175 | 1280 US HWY 82 EAST | TIFTON | Tift | 1370153 | 2 | Flapper Valve | 1992-10-01 | FALSE | 1992-10-01 | FALSE | Currently in Use | E-10 | 10000 | Steel-Impressed Current | 1983-03-14 |  | Steel (Impressed Current) | Safe Suction (Euro)
DIXIE FOOD MART | 2106 S MAIN ST | TIFTON | Tift | 1370149 | 1 | Flapper Valve | 1992-10-25 | FALSE | 1992-10-25 | FALSE | Currently in Use | E-10 | 10000 | Steel-Impressed Current | 1982-03-14 |  | Steel (Impressed Current) | Pressurized
SWIFTY SERVE #633 | 414 W SEVENTH ST | TIFTON | Tift | 1370150 | 3 | [5 empty] | Removed from Ground | Gas (Historical Use) | 1 | Bare Steel | 1971-05-17 | 1989-07-01 | Galvanized Steel
HANZA FOOD MART | 301 W SEVENTH ST | TIFTON | Tift | 1370151 | 5 | [5 empty] | Closed in Ground | Gas (Historical Use) | 3000 | Not Marked/Unknown | 2001-03-14 | 2001-03-14 | Not Marked
E Z MART | 3301 HWY 82 WEST | TIFTON | Tift | 1370147 | 2 | Overfill Alarm | 1993-10-15 | FALSE | 1993-10-15 | FALSE | Currently in Use | E-10 | 10000 | Steel-Impressed Current | 1983-02-28 |  | Steel (Impressed Current) | Pressurized
LOVES TRAVEL STOP #325 | 178 SOUTHWELL BLVD | TIFTON | Tift | 10000753 | 4A | Ball Float | 2004-10-15 | FALSE | 2004-10-15 | FALSE | Currently in Use | Premium | 8000 | Epoxy Double-Walled | 2004-10-15 |  | Double-Walled Fiberglass | Pressurized
AARON FOOD MART | 1010 W 2ND ST | TIFTON | Tift | 9000429 | 1 | [5 empty] | Removed from Ground | Gas (Historical Use) | 10000 | Not Marked/Unknown | 1970-04-27 | 1989-10-05 | Galvanized Steel
Circle K 2745078 | 802 W SEVENTH ST | TIFTON | Tift | 9000610 | 11 | Flapper Valve | 2012-06-19 | FALSE | 2012-06-19 | FALSE | Currently in Use | Diesel | 8000 | Composite Double Walled | 2012-06-19 |  | Double-Walled Flex | Pressurized
Circle K 2745083 | 1002 W 8TH ST | TIFTON | Tift | 9000477 | 5 | Ball Float | 1991-01-31 |  | 1991-01-31 |  | Removed from Ground | Gas (Historical Use) | 8000 | Composite | 1991-01-31 | 2014-06-09 | Double-Walled Fiberglass | Pressurized
LOVES TRAVEL STOP #325 | 178 SOUTHWELL BLVD | TIFTON | Tift | 10000753 | 3 | Ball Float | 2004-10-15 | FALSE | 2004-10-15 | FALSE | Currently in Use | Diesel | 20000 | Epoxy Double-Walled | 2004-10-14 |  | Double-Walled Fiberglass | Pressurized
FRIENDLY ESPRESS #102 | 208 E 20TH ST | TIFTON | Tift | 10000714 | 1 | Flapper Valve | 2003-11-21 | FALSE | 2003-11-21 | FALSE | Currently in Use | E-10 | 20000 | Composite | 2003-11-21 |  | Fiberglass Reinforced Plastic | Pressurized
WALMART NEIGHBORHOOD MARKET #5198 | 1812 NORTH TIFT AVE | TIFTON | Tift | 10002490 | 2A | Flapper Valve | 2015-09-30 | FALSE | 2015-07-20 | FALSE | Currently in Use | Premium | 8000 | Fiberglass Double Walled | 2015-06-12 |  | Double-Walled Flex | Pressurized
CHEVRON #44082 | US 82 @ I-75 RT 1 BOX 250 | TIFTON | Tift | 9000605 | 2 | [5 empty] | Removed from Ground | Gas (Historical Use) | 10000 | Fiberglass | 1983-04-24 | 1990-08-16 | Fiberglass Reinforced Plastic
SPEEDETTE FOOD STORE #3 | OLD OCILLA RD | TIFTON | Tift | 1370086 | 2 |  | 1994-03-01 |  | 1994-03-01 |  | Removed from Ground | Gas (Historical Use) | 6000 | Galvanic (STIP-3) | 1987-01-01 | 2008-03-07 | Fiberglass Reinforced Plastic | Pressurized
LOVES TRAVEL STOP #325 | 178 SOUTHWELL BLVD | TIFTON | Tift | 10000753 | 2 | Flapper Valve | 2004-10-15 | FALSE | 2004-10-15 | FALSE | Currently in Use | Diesel | 20000 | Epoxy Double-Walled | 2004-10-15 |  | Double-Walled Fiberglass | Pressurized
QUICK BUYS #142 | 372 HWY 125 S | TIFTON | Tift | 137001 | 2 | Flapper Valve | 1990-02-20 | FALSE | 1990-02-20 | FALSE | Currently in Use | Regular | 6000 | Galvanic (STIP-3) | 1985-04-23 |  | Galvanized Steel | Pressurized
CHEVRON #44082 | US 82 @ I-75 RT 1 BOX 250 | TIFTON | Tift | 9000605 | 3 | [5 empty] | Removed from Ground | Gas (Historical Use) | 10000 | Fiberglass | 1983-04-24 | 1990-08-16 | Fiberglass Reinforced Plastic
FLA ROCK INDS INC | RT 2 BOX 575 | TIFTON | Tift | 1360187 | 2 | [5 empty] | Permanently Out of Use - historical purposes | Empty | 2000 | Bare Steel | 1974-03-31 | 1899-12-31 | Galvanized Steel
MASTER CRAFT | R R # 2 573 | TIFTON | Tift | 1370077 | 2 | [5 empty] | Removed from Ground | Gas (Historical Use) | 6000 | Bare Steel | 1971-05-04 | 1989-06-01 | Galvanized Steel
MCCLELLAN TRUCK LINES | 101 MYERS RD | TIFTON | Tift | 1370069 | 1 | [5 empty] | Removed from Ground | Diesel | 10000 | Bare Steel | 1983-03-28 | 1899-12-31 | Galvanized Steel | Suction (American)
UPS TIFTON (UST) | 1707 EASTMAN DR | TIFTON | Tift | 1370089 | 2 | Flapper Valve | 1992-07-01 | FALSE | 1992-07-01 | FALSE | Currently in Use | Diesel | 20000 | Fiberglass | 1986-08-15 |  | Double-Walled Fiberglass | Pressurized
LAMAR'S LOVE AVENUE BP | 287 LOVE AVE | TIFTON | Tift | 1370095 | 5A | Flapper Valve | 1996-03-01 | FALSE | 1996-03-01 | FALSE | Currently in Use | Diesel | 4000 | Galvanic (STIP-3) | 1996-03-01 |  | Fiberglass Reinforced Plastic | Pressurized
BOBS QUICK STOP | 1010 WEST EIGHTH ST | TIFTON | Tift | 1370044 | 1B |  | 1996-03-20 |  | 1996-03-20 |  | Removed from Ground | Gas (Historical Use) | 4000 | Steel-Impressed Current | 1979-04-23 | 2010-12-16 | Steel (Impressed Current) | Pressurized
TIFT COUNTY SCHOOL BUS SHOP | 1050 JAY FLOWERS RD | TIFTON | Tift | 1370040 | 3 | Flapper Valve | 1998-11-01 | FALSE | 1998-11-01 | FALSE | Closed in Ground | Diesel On Road | 3000 | Steel-Impressed Current | 1976-01-11 |  | Fiberglass Reinforced Plastic | Safe Suction (Euro)
HANZA FOOD MART | 301 W SEVENTH ST | TIFTON | Tift | 1370151 | 3 |  | 1996-02-15 |  | 1996-02-15 |  | Closed in Ground | Gas (Historical Use) | 3000 | Steel-Impressed Current | 1977-05-15 | 2006-03-01 |  | Pressurized
TURNER GIBSON | 107 GIBSON ROAD | TIFTON | Tift | 1370141 | 1AST | [5 empty] | Currently in Use | Diesel | 2000 | Bare Steel | 1981-05-09 |  | Galvanized Steel
DIXIE FOOD STORE #139 | 2330 OLD OCILLA RD | TIFTON | Tift | 1370145 | 1B | Flapper Valve | 1998-11-30 | FALSE | 1998-11-30 | FALSE | Currently in Use | E-10 | 5000 | Steel-Impressed Current | 1985-05-13 |  | Steel (Impressed Current) | Pressurized
XPRESS MART #116 | I-75 & SECOND ST | TIFTON | Tift | 1370146 | 5 |  |  | FALSE |  | FALSE | Removed from Ground | Used Oil | 500 | Unknown | 2004-09-13 | 2004-09-13 | Unknown
XPRESS MART #116 | I-75 & SECOND ST | TIFTON | Tift | 1370146 | 4 |  | 1998-10-02 |  | 1998-10-02 |  | Removed from Ground | Diesel | 3000 | Steel-Impressed Current | 1978-05-15 | 2004-09-10 | Cathodically Protected | Safe Suction (Euro)
KAISER AGRICULTURAL CHEMICALS IN | US HWY 41 S | TIFTON | Tift | 1370156 | 1 | [5 empty] | Permanently Out of Use - historical purposes | Gas (Historical Use) | 7500 | Bare Steel | 1968-06-06 | 1899-12-31 | Galvanized Steel
UPS TIFTON (UST) | 1707 EASTMAN DR | TIFTON | Tift | 1370089 | 5 | [5 empty] | Removed from Ground | Other | 1000 | Fiberglass | 1986-08-15 | 1992-07-08 | Fiberglass Reinforced Plastic | Gravity Fed
SPEEDETTE FOOD STORE 5 | 1313 SOUTH RIDGE AVE | TIFTON | Tift | 1370085 | 1 | [5 empty] | Removed from Ground | Gas (Historical Use) | 8000 | Bare Steel | 1986-05-02 | 1998-09-08 | Galvanized Steel | Pressurized
SPEEDETTE FOOD STORE #3 | OLD OCILLA RD | TIFTON | Tift | 1370086 | 1 |  | 1994-03-01 |  | 1994-03-01 |  | Removed from Ground | Gas (Historical Use) | 6000 | Galvanic (STIP-3) | 1987-01-01 | 2008-03-07 | Fiberglass Reinforced Plastic | Pressurized
TIFT COUNTY SCHOOL BUS SHOP | 1050 JAY FLOWERS RD | TIFTON | Tift | 1370040 | 4 |  | 1998-11-01 |  | 1998-11-01 |  | Removed from Ground | Diesel | 8000 | Cathodically Protected Steel | 1981-01-09 | 1899-12-31 | Cathodically Protected | Suction (American)
TIFT COUNTY SCHOOL BUS SHOP | 1050 JAY FLOWERS RD | TIFTON | Tift | 1370040 | 5 |  |  | TRUE |  | TRUE | Removed from Ground | Used Oil | 3000 | Steel-Impressed Current | 1971-01-12 | 2006-03-01 | Cathodically Protected | Suction (American)
TIFT CO SHOP | 710 1/2 WEST SECOND ST | TIFTON | Tift | 1370055 | 455D1 | [5 empty] | Removed from Ground | Diesel | 5000 | Bare Steel | 1982-09-01 | 1997-01-28 | Galvanized Steel | Safe Suction (Euro)
TIFTON BRIDGE MAINT HQ/GA DOT | GA HWY 125 S 1/4 MI FROM US 41 | TIFTON | Tift | 1370053 | 10402-7 | [5 empty] | Removed from Ground | Other | 500 | Bare Steel | 1981-04-30 | 1993-04-02 | Galvanized Steel
QUICK STOP #175 | 1280 US HWY 82 EAST | TIFTON | Tift | 1370153 | 6 | [5 empty] | Removed from Ground | Diesel | 3000 | Bare Steel | 1981-06-14 | 1996-11-01 | Cathodically Protected | Safe Suction (Euro)
BAY STATION #820 | I-75 & CHULA EXIT 23 | TIFTON | Tift | 1370148 | 5 | [5 empty] | Removed from Ground | Gas (Historical Use) | 4000 | Bare Steel | 1971-05-17 | 1991-07-01 | Galvanized Steel | Safe Suction (Euro)
Circle K 2745078 | 802 W SEVENTH ST | TIFTON | Tift | 9000610 | 7 | Ball Float | 1990-09-10 |  | 1990-09-10 |  | Removed from Ground | Diesel | 6000 | Composite | 1990-09-10 | 2012-06-21 | Fiberglass Reinforced Plastic | Pressurized
Circle K 2745078 | 802 W SEVENTH ST | TIFTON | Tift | 9000610 | 1 | [5 empty] | Removed from Ground | Gas (Historical Use) | 8000 | Bare Steel | 1984-06-01 | 1990-06-15 | Unknown
Circle K 2745083 | 1002 W 8TH ST | TIFTON | Tift | 9000477 | 2 | [5 empty] | Removed from Ground | Gas (Historical Use) | 8000 | Bare Steel | 1982-03-27 | 1899-12-31 | Fiberglass Reinforced Plastic
CAROLINA FREIGHT CARRIERS CORP | HWY 41 S | TIFTON | Tift | 1370070 | 2 | [5 empty] | Removed from Ground | Gas (Historical Use) | 1000 | Bare Steel | 1971-03-31 | 1899-12-31 | Galvanized Steel
BOBS QUICK STOP | 1010 WEST EIGHTH ST | TIFTON | Tift | 1370044 | 4 |  | 1996-03-20 |  | 1996-03-20 |  | Removed from Ground | Gas (Historical Use) | 4000 | Steel-Impressed Current | 1979-04-23 | 2010-12-16 | Cathodically Protected
JOHN THORNHILL LLC | 706 EAST SECOND STREET | TIFTON | Tift | 10001676 | 1 |  |  | FALSE |  | FALSE | Removed from Ground | Not Marked/Tank Removed | 500 | Bare Steel | 2009-01-20 | 2009-01-20 | Bare Steel
BAY STATION #820 | I-75 & CHULA EXIT 23 | TIFTON | Tift | 1370148 | 4 | [5 empty] | Removed from Ground | Gas (Historical Use) | 4000 | Bare Steel | 1971-05-17 | 1991-07-01 | Galvanized Steel | Safe Suction (Euro)
BAY STATION #820 | I-75 & CHULA EXIT 23 | TIFTON | Tift | 1370148 | 7 | [5 empty] | Removed from Ground | Diesel | 4000 | Bare Steel | 1971-05-17 | 1991-07-01 | Galvanized Steel | Safe Suction (Euro)
SUNNY SWIFTY FOOD STORE | 1355 S MAIN ST | TIFTON | Tift | 1370098 | 3 |  | 1994-12-14 |  | 1994-12-14 |  | Removed from Ground | Gas (Historical Use) | 6000 | Bare Steel | 1981-05-08 | 1999-01-29 | Galvanized Steel | Safe Suction (Euro)
BROOKS PROPERTIES | 305 TIFT AVE | TIFTON | Tift | 1370123 | 5A | Ball Float | 1998-07-01 | FALSE | 1998-07-01 | FALSE | Temporarily out of use | Regular | 9000 | Composite | 1998-07-01 |  | Fiberglass Reinforced Plastic | Pressurized
BROOKS PROPERTIES | 305 TIFT AVE | TIFTON | Tift | 1370123 | 3 | [5 empty] | Permanently Out Of Use | Gas (Historical Use) | 4000 | Cathodically Protected Steel | 1984-05-08 | 1997-10-10 | Galvanized Steel
HOLIDAY INN '66' (ALBANY ROAD) | US 82 WEST @ I-75 | TIFTON | Tift | 9000567 | 3 | [5 empty] | Removed from Ground | Diesel | 4000 | Bare Steel | 1974-05-11 | 1990-06-29 | Galvanized Steel
TIFTON BRIDGE MAINT HQ/GA DOT | GA HWY 125 S 1/4 MI FROM US 41 | TIFTON | Tift | 1370053 | 1 | Flapper Valve | 1997-02-01 | FALSE | 1997-02-01 | FALSE | Currently in Use | E-0 | 10000 | Fiberglass | 1997-02-01 |  | Double-Walled Fiberglass | Pressurized
R & K FOOD STORE MYSTIC | 1020 FERRY LAKE RD | TIFTON | Tift | 1370084 | 1 | Flapper Valve | 1994-12-15 |  | 1994-12-15 |  | Temporarily out of use | Gas (Historical Use) | 8000 | Steel-Impressed Current | 1986-05-02 |  | Fiberglass Reinforced Plastic | Pressurized
WENDELL ROBERSON FARMS INC | 35 HICKORY SPRING CHURCH RD | TIFTON | Tift | 1370043 | 1 | Flapper Valve | 1997-09-01 | FALSE | 1997-09-01 | FALSE | Currently in Use | Diesel | 12500 | Steel-Impressed Current | 1985-07-08 |  | Steel (Impressed Current) | Pressurized
BOBS QUICK STOP | 1010 WEST EIGHTH ST | TIFTON | Tift | 1370044 | 3 |  | 1996-03-20 |  | 1996-03-20 |  | Removed from Ground | Gas (Historical Use) | 4000 | Steel-Impressed Current | 1979-04-23 | 2010-12-16 | Cathodically Protected | Pressurized
TIFTON BRIDGE MAINT HQ/GA DOT | GA HWY 125 S 1/4 MI FROM US 41 | TIFTON | Tift | 1370053 | 10402-5 | [5 empty] | Removed from Ground | Gas (Historical Use) | 1000 | Bare Steel | 1971-05-03 | 1993-04-02 | Galvanized Steel
TIFTON BRIDGE MAINT HQ/GA DOT | GA HWY 125 S 1/4 MI FROM US 41 | TIFTON | Tift | 1370053 | 10402-4 | [5 empty] | Removed from Ground | Other | 500 | Bare Steel | 1971-05-03 | 1993-04-02 | Galvanized Steel
TURNER GIBSON | 107 GIBSON ROAD | TIFTON | Tift | 1370141 | 2 | [5 empty] | Removed from Ground | Diesel | 2000 | Bare Steel | 1986-05-08 | 1997-12-08 | Galvanized Steel | Suction (American)
XPRESS MART #116 | I-75 & SECOND ST | TIFTON | Tift | 1370146 | 1 |  | 1998-10-02 |  | 1998-10-02 |  | Removed from Ground | Gas (Historical Use) | 10000 | Steel-Impressed Current | 1978-05-15 | 2004-09-09 | Cathodically Protected | Pressurized
E Z MART | 3301 HWY 82 WEST | TIFTON | Tift | 1370147 | 1 | Overfill Alarm | 1993-10-15 | FALSE | 1993-10-15 | FALSE | Currently in Use | E-10 | 10000 | Steel-Impressed Current | 1983-02-28 |  | Steel (Impressed Current) | Pressurized
E Z MART | 3301 HWY 82 WEST | TIFTON | Tift | 1370147 | 4 | Overfill Alarm | 1993-10-15 | FALSE | 1993-10-15 | FALSE | Currently in Use | Diesel | 4000 | Steel-Impressed Current | 1983-02-28 |  | Steel (Impressed Current) | Pressurized
INTERSTATE TIFTON #540 | HWY 41 S MAIN ST | TIFTON | Tift | 1370110 | 2 | [5 empty] | Removed from Ground | Gas (Historical Use) | 10000 | Bare Steel | 1977-05-09 | 1994-01-18 | Galvanized Steel | Pressurized
SUNNY SWIFTY FOOD STORE | 1355 S MAIN ST | TIFTON | Tift | 1370098 | 4C | Flapper Valve | 2010-06-20 | TRUE | 2001-10-15 | FALSE | Temporarily out of use | Diesel | 3000 | Fiberglass | 2001-10-15 |  | Fiberglass Reinforced Plastic | Pressurized
SUNNY SWIFTY FOOD STORE | 1355 S MAIN ST | TIFTON | Tift | 1370098 | 4A | Flapper Valve | 2010-06-21 | TRUE | 2001-10-15 | FALSE | Currently in Use | E-10 | 6000 | Fiberglass | 2001-10-15 |  | Fiberglass Reinforced Plastic | Pressurized
TIFTON CITGO | 813 HWY 82 W | TIFTON | Tift | 1370101 | 1 | Overfill Alarm | 1998-10-01 |  | 1998-10-01 |  | Removed from Ground | Diesel | 5000 | Steel-Impressed Current | 1966-05-13 | 2013-03-06 | Cathodically Protected | Pressurized
BILLS IMPORT SALES | 20 TH ST & U S 41 | TIFTON | Tift | 1370102 | 4 | [5 empty] | Removed from Ground | Gas (Historical Use) | 4000 | Bare Steel | 1963-05-14 | 1998-11-01 | Galvanized Steel | Suction (American)
FOOD MART | I-75 & ELDORADO EXIT NW QUADRANT | TIFTON | Tift | 1370152 | 2 |  | 1996-03-25 | FALSE | 1996-03-25 | FALSE | Removed from Ground | Gas (Historical Use) | 6000 | Steel-Impressed Current | 1980-05-14 | 2010-07-19 | Cathodically Protected | Pressurized
SWIFTY SERVE #633 | 414 W SEVENTH ST | TIFTON | Tift | 1370150 | 10 |  | 1989-07-01 |  | 1989-07-01 |  | Removed from Ground | Gas (Historical Use) | 4000 | Cathodically Protected Steel | 1989-07-01 | 2001-05-16 | Cathodically Protected | Safe Suction (Euro)
TIFT COUNTY ROAD DEPTARTMENT | 37 COUNTY FARM RD | TIFTON | Tift | 1370139 | 4 | [5 empty] | Removed from Ground | Diesel | 3000 | Bare Steel | 1961-05-14 | 1998-12-01 | Galvanized Steel | Suction (American)
TIFT COUNTY ROAD DEPTARTMENT | 37 COUNTY FARM RD | TIFTON | Tift | 1370139 | 1 | [5 empty] | Removed from Ground | Diesel | 8000 | Bare Steel | 1982-05-09 | 1998-12-01 | Galvanized Steel | Pressurized
TIFT COUNTY ROAD DEPTARTMENT | 37 COUNTY FARM RD | TIFTON | Tift | 1370139 | 7 | Flapper Valve | 1998-12-01 | FALSE | 1998-12-01 | FALSE | Currently in Use | Diesel | 20000 | Composite | 1999-02-01 |  | Fiberglass Reinforced Plastic | Pressurized
TIFT COUNTY JAIL | FOURTH ST @CHESTNUT | TIFTON | Tift | 1370140 | 1 | [5 empty] | Removed from Ground | Gas (Historical Use) | 10000 | Bare Steel | 1980-05-09 | 1999-08-01 | Galvanized Steel
XPRESS MART #116 | I-75 & SECOND ST | TIFTON | Tift | 1370146 | 2 |  | 1998-10-02 |  | 1998-10-02 |  | Removed from Ground | Gas (Historical Use) | 10000 | Steel-Impressed Current | 1978-05-15 | 2004-09-10 | Cathodically Protected | Pressurized
INTERSTATE NATIONALEASE INC | 365 SOUTHWELL BLVD | TIFTON | Tift | 1370158 | 3 |  |  | TRUE |  | TRUE | Removed from Ground | Used Oil | 1000 | Bare Steel | 1986-01-01 | 1998-10-26 | Cathodically Protected
LIL PANTRY 6 | 1302 S CENTRAL AVE | TIFTON | Tift | 1370108 | 2 |  | 1998-09-17 | FALSE | 1998-09-17 | FALSE | Temporarily out of use | Gas (Historical Use) | 6000 | Steel-Impressed Current | 1984-05-07 |  | Steel (Impressed Current) | Pressurized
UPS TIFTON (UST) | 1707 EASTMAN DR | TIFTON | Tift | 1370089 | 3 | Flapper Valve | 1992-07-01 | FALSE | 1992-07-01 | FALSE | Temporarily out of use | Regular | 10000 | Fiberglass | 1986-08-15 |  | Double-Walled Fiberglass | Pressurized
LAMAR'S LOVE AVENUE BP | 287 LOVE AVE | TIFTON | Tift | 1370095 | 3 | [5 empty] | Removed from Ground | Gas (Historical Use) | 4000 | Bare Steel | 1966-05-11 | 1996-03-01 | Galvanized Steel
LAMAR'S LOVE AVENUE BP | 287 LOVE AVE | TIFTON | Tift | 1370095 | 5C | Flapper Valve | 1996-03-01 | FALSE | 1996-03-01 | FALSE | Currently in Use | Premium | 4000 | Galvanic (STIP-3) | 1996-03-01 |  | Fiberglass Reinforced Plastic | Pressurized
R & K FOOD STORE MYSTIC | 1020 FERRY LAKE RD | TIFTON | Tift | 1370084 | 2 | Flapper Valve | 1994-12-15 |  | 1994-12-15 |  | Temporarily out of use | Gas (Historical Use) | 6000 | Steel-Impressed Current | 1986-05-02 |  | Fiberglass Reinforced Plastic | Pressurized
WENDELL ROBERSON FARMS INC | 35 HICKORY SPRING CHURCH RD | TIFTON | Tift | 1370043 | 2 | Flapper Valve | 1997-09-01 | FALSE | 1997-09-01 | FALSE | Currently in Use | Regular | 12500 | Steel-Impressed Current | 1985-07-08 |  | Steel (Impressed Current) | Pressurized
TIFTON STEEL PRODUCTS CO | HWY 41 SOUTH | TIFTON | Tift | 1370041 | 2 | [5 empty] | Removed from Ground | Gas (Historical Use) | 500 | Bare Steel | 1969-03-03 | 1994-01-01 | Bare Steel
DIXIE FOOD MART | 2106 S MAIN ST | TIFTON | Tift | 1370149 | 2 | Flapper Valve | 1992-10-25 | FALSE | 1992-10-25 | FALSE | Currently in Use | Premium | 10000 | Steel-Impressed Current | 1982-03-14 |  | Steel (Impressed Current) | Pressurized
TIFT COUNTY JAIL | FOURTH ST @CHESTNUT | TIFTON | Tift | 1370140 | 3 | [5 empty] | Removed from Ground | Empty | 6000 | Bare Steel | 1966-05-13 | 1899-12-31 | Galvanized Steel
LIL PANTRY | 1105 FERRY LAKE RD | TIFTON | Tift | 1370109 | 3 | Flapper Valve | 1996-05-01 | FALSE | 1996-05-01 | FALSE | Currently in Use | E-10 | 5000 | Steel-Impressed Current | 1985-05-07 |  | Steel (Impressed Current) | Pressurized
SUNNY SWIFTY FOOD STORE | 1355 S MAIN ST | TIFTON | Tift | 1370098 | 4B | Flapper Valve | 2010-06-21 | TRUE | 2001-10-15 | FALSE | Temporarily out of use | Premium | 3000 | Fiberglass | 2001-10-15 |  | Fiberglass Reinforced Plastic | Pressurized
UFO | 2706 CARPENTER RD | TIFTON | Tift | 1370124 | 1 | Ball Float | 1998-09-01 |  | 1998-09-01 |  | Removed from Ground | Gas (Historical Use) | 10000 | Steel-Impressed Current | 1981-05-09 | 2016-03-21 | Fiberglass Reinforced Plastic | Pressurized
ALBANY RD 66 | I-75 & US 82 | TIFTON | Tift | 1370136 | 3 | [5 empty] | Removed from Ground | Gas (Historical Use) | 4000 | Bare Steel | 1974-05-11 | 1990-06-29 | Galvanized Steel
TIFT COUNTY FORESTRY UNIT | US HWY 41 1/2 MI NORTH OF TIFTON | TIFTON | Tift | 1370005 | 3 |  | 1993-12-01 |  | 1993-12-01 |  | Removed from Ground | Gas (Historical Use) | 1000 | Galvanic (STIP-3) | 1993-12-01 | 2007-12-13 | Cathodically Protected | Safe Suction (Euro)
RAYS SERVICE CENTER | 1016 LOVE AVE | TIFTON | Tift | 1370035 | 3 | [5 empty] | Removed from Ground | Gas (Historical Use) | 2000 | Cathodically Protected Steel | 1966-03-08 | 1998-03-22 | Cathodically Protected | Suction (American)
Circle K 2745083 | 1002 W 8TH ST | TIFTON | Tift | 9000477 | 6 | Ball Float | 1991-01-31 |  | 1991-01-31 |  | Removed from Ground | E-85 | 8000 | Composite | 1991-01-31 | 2014-06-09 | Double-Walled Fiberglass | Pressurized
UGA VET DIAG LAB | 43 BRIGHTON RD | TIFTON | Tift | 1370068 | 2 |  |  | FALSE |  | FALSE | Removed from Ground | Diesel | 3000 | Unknown | 2011-07-25 | 2011-07-25 | Unknown
TIFTON STEEL PRODUCTS CO | HWY 41 SOUTH | TIFTON | Tift | 1370041 | 1 | [5 empty] | Removed from Ground | Gas (Historical Use) | 500 | Bare Steel | 1969-03-03 | 1994-01-01 | Bare Steel
TIFT CO SHOP | 710 1/2 WEST SECOND ST | TIFTON | Tift | 1370055 | 10455-2 |  |  | TRUE |  | TRUE | Removed from Ground | Used Oil | 1000 | Bare Steel | 1988-04-01 | 1997-01-18 | Not Marked
TIFTON BRIDGE MAINT HQ/GA DOT | GA HWY 125 S 1/4 MI FROM US 41 | TIFTON | Tift | 1370053 | 402D1 | [5 empty] | Removed from Ground | Diesel | 1100 | Bare Steel | 1986-04-01 | 1996-12-18 | Galvanized Steel | Suction (American)
SHREE DUTT LLC | 207 W TWELTH ST | TIFTON | Tift | 1370105 | 2 | [5 empty] | Removed from Ground | Gas (Historical Use) | 6000 | Bare Steel | 1966-05-12 | 1998-11-21 | Galvanized Steel | Pressurized
CALHOUN OIL CO | 700 MCCORMICK DR | TIFTON | Tift | 1370121 | 1 | [5 empty] | Removed from Ground | Gas (Historical Use) | 2000 | Bare Steel | 1974-05-11 | 1899-12-31 | Galvanized Steel
JUSTINS SHELL | WHIDDON RD & I-75 EXIT 20 | TIFTON | Tift | 1370128 | 2 | [5 empty] | Removed from Ground | Gas (Historical Use) | 5000 | Bare Steel | 1983-05-09 | 1987-04-10 | Galvanized Steel | Pressurized
WHIDDON RD 66 SERVICE STATION | WHIDDON RD & I-75 | TIFTON | Tift | 1370132 | 2 | [5 empty] | Removed from Ground | Gas (Historical Use) | 6000 | Bare Steel | 1974-05-11 | 1979-01-01 | Galvanized Steel
GA ARNG OMS | US HWY 41 | TIFTON | Tift | 9137001 | 1 | [5 empty] | Removed from Ground | Gas (Historical Use) | 600 | Not Marked/Unknown |  | 1899-12-31 | Not Marked
QUICK STOP #175 | 1280 US HWY 82 EAST | TIFTON | Tift | 1370153 | 3 | Flapper Valve | 1992-10-01 | FALSE | 1992-10-01 | FALSE | Currently in Use | Plus | 4000 | Steel-Impressed Current | 1983-03-14 |  | Steel (Impressed Current) | Safe Suction (Euro)
SWIFTY SERVE #633 | 414 W SEVENTH ST | TIFTON | Tift | 1370150 | 5 | [5 empty] | Removed from Ground | Kerosene | 1 | Bare Steel | 1971-05-17 | 1989-07-01 | Galvanized Steel
SWIFTY SERVE #633 | 414 W SEVENTH ST | TIFTON | Tift | 1370150 | 7 |  | 1989-07-01 |  | 1989-07-01 |  | Removed from Ground | Diesel | 4000 | Cathodically Protected Steel | 1989-07-01 | 2001-05-16 | Cathodically Protected | Safe Suction (Euro)
SWIFTY SERVE #633 | 414 W SEVENTH ST | TIFTON | Tift | 1370150 | 4 | [5 empty] | Removed from Ground | Diesel | 1 | Bare Steel | 1971-05-17 | 1989-07-01 | Galvanized Steel
TIFT COUNTY ROAD DEPTARTMENT | 37 COUNTY FARM RD | TIFTON | Tift | 1370139 | 2 | [5 empty] | Removed from Ground | Diesel | 8000 | Bare Steel | 1982-05-09 | 1998-12-01 | Galvanized Steel | Pressurized
TIFT COUNTY ROAD DEPTARTMENT | 37 COUNTY FARM RD | TIFTON | Tift | 1370139 | 8 |  | 1998-12-01 |  | 1998-12-01 |  | Removed from Ground | Gas (Historical Use) | 3000 | Not Marked/Unknown | 1999-03-01 | 1999-03-01 | Not Marked
LIL PANTRY 6 | 1302 S CENTRAL AVE | TIFTON | Tift | 1370108 | 1 |  | 1998-09-17 | FALSE | 1998-09-17 | FALSE | Temporarily out of use | Gas (Historical Use) | 6000 | Steel-Impressed Current | 1984-05-07 |  | Steel (Impressed Current) | Pressurized
SHREE DUTT LLC | 207 W TWELTH ST | TIFTON | Tift | 1370105 | 3 | [5 empty] | Removed from Ground | Gas (Historical Use) | 3000 | Bare Steel | 1966-05-12 | 1998-11-21 | Galvanized Steel | Pressurized
JUSTINS SHELL | WHIDDON RD & I-75 EXIT 20 | TIFTON | Tift | 1370128 | 1 | [5 empty] | Removed from Ground | Gas (Historical Use) | 5000 | Bare Steel | 1983-05-09 | 1987-04-10 | Galvanized Steel | Pressurized
PO BOYS INC | US HWY 82 W | TIFTON | Tift | 1370130 | 2 | [5 empty] | Removed from Ground | Gas (Historical Use) | 8000 | Cathodically Protected Steel | 1986-05-08 | 1998-01-01 | Cathodically Protected | Pressurized
POWELL'S AMOCO #732 | 927 WEST 8TH ST & FULWOOD BLVD | TIFTON | Tift | 1370011 | 3 | [5 empty] | Removed from Ground | Gas (Historical Use) | 10000 | Cathodically Protected Steel | 1982-04-24 | 1993-03-01 | Galvanized Steel
LITTLE RIVER GROCERY | RT 1 BOX 211-29 | TIFTON | Tift | 1370014 | 4 | [5 empty] | Removed from Ground | Gas (Historical Use) | 6000 | Fiberglass | 1988-07-15 | 1997-04-01 | Galvanized Steel | Suction (American)
INTERSTATE NATIONALEASE INC | 365 SOUTHWELL BLVD | TIFTON | Tift | 1370158 | 1 | Overfill Alarm | 1998-01-01 | FALSE | 1998-01-01 | FALSE | Currently in Use | Diesel | 12000 | Galvanic (STIP-3) | 1986-01-01 |  | Double-Walled Flex | Pressurized
TIFTON CITGO | 813 HWY 82 W | TIFTON | Tift | 1370101 | 4 | Overfill Alarm | 1998-10-01 |  | 1998-10-01 |  | Removed from Ground | E-10 | 5000 | Steel-Impressed Current | 1966-05-13 | 2013-03-06 | Cathodically Protected | Pressurized
TIFTON CITGO | 813 HWY 82 W | TIFTON | Tift | 1370101 | 5 | Overfill Alarm | 1998-10-01 |  | 1998-10-01 |  | Removed from Ground | E-10 | 10000 | Steel-Impressed Current | 1998-10-01 | 2013-03-06 | Cathodically Protected | Pressurized
BILLS IMPORT SALES | 20 TH ST & U S 41 | TIFTON | Tift | 1370102 | 1 | [5 empty] | Removed from Ground | Gas (Historical Use) | 4000 | Bare Steel | 1963-05-14 | 1998-11-01 | Galvanized Steel | Suction (American)
CALHOUN OIL CO | 700 MCCORMICK DR | TIFTON | Tift | 1370121 | 5 |  |  | FALSE |  | FALSE | Removed from Ground |  |  |  |  | 2019-10-01
CALHOUN OIL CO | 700 MCCORMICK DR | TIFTON | Tift | 1370121 | 4 |  |  | FALSE |  | FALSE | Removed from Ground |  |  |  |  | 2019-10-01
BROOKS PROPERTIES | 305 TIFT AVE | TIFTON | Tift | 1370123 | 1 | [5 empty] | Permanently Out Of Use | Gas (Historical Use) | 4000 | Cathodically Protected Steel | 1984-05-08 | 1997-10-10 | Galvanized Steel | Safe Suction (Euro)
BROOKS PROPERTIES | 305 TIFT AVE | TIFTON | Tift | 1370123 | 4 | [5 empty] | Permanently Out Of Use | Diesel | 4000 | Cathodically Protected Steel | 1984-05-08 | 1997-10-10 | Galvanized Steel
JUSTINS SHELL | WHIDDON RD & I-75 EXIT 20 | TIFTON | Tift | 1370128 | 4 | [5 empty] | Removed from Ground | Gas (Historical Use) | 8000 | Bare Steel | 1983-05-09 | 1987-04-10 | Galvanized Steel | Pressurized
WILLIAMS INVESTMENT CO | I-75 EXIT 19 | TIFTON | Tift | 9137012 | 3 | [5 empty] | Removed from Ground | Empty | 8000 | Bare Steel | 1978-07-01 | 1978-07-01 | Galvanized Steel
RACEWAY 899 TIFTON | 1407 HWY 82 W | TIFTON | Tift | 9137014 | 1 | Ball Float | 1989-01-01 | FALSE | 1989-01-01 | FALSE | Removed from Ground |  | 12000 | Composite Double Walled | 1989-01-01 | 2018-02-14 | Double-Walled Fiberglass | Pressurized
PILOT TRAVEL CENTER #192 | 4431 UNION RD | TIFTON | Tift | 9137023 | 2 | Ball Float | 1992-11-27 | FALSE | 1992-11-27 | FALSE | Currently in Use | Diesel | 20000 | Composite | 1992-11-17 |  | Double-Walled Fiberglass | Pressurized
PILOT TRAVEL CENTER #192 | 4431 UNION RD | TIFTON | Tift | 9137023 | 3C | Flapper Valve | 1992-11-17 | FALSE | 1992-11-17 | FALSE | Currently in Use | Premium | 4000 | Composite | 1992-11-17 |  | Double-Walled Fiberglass | Pressurized
EXCELSIOR GROCERY | 714 SALEM CHURCH RD | TIFTON | Tift | 1370135 | 2 | Flapper Valve | 1996-11-15 | FALSE | 1989-04-01 | FALSE | Currently in Use | E-10 | 6000 | Galvanic (STIP-3) | 1989-01-01 |  | Fiberglass Reinforced Plastic | Pressurized
LEWIS TAYLOR FARMS | P O BOX 822 | TIFTON | Tift | 1370030 | 1 | [5 empty] | Removed from Ground | Gas (Historical Use) | 10000 | Bare Steel | 1983-03-04 | 1899-12-31 | Galvanized Steel
RACEWAY 899 TIFTON | 1407 HWY 82 W | TIFTON | Tift | 9137014 | 2 | Ball Float | 1989-01-01 | FALSE | 1989-01-01 | FALSE | Removed from Ground | Diesel | 12000 | Composite Double Walled | 1989-01-01 | 2018-02-15 | Double-Walled Fiberglass | Pressurized
J M FOOD MART | 1303 US HWY 82 E | TIFTON | Tift | 9137016 | 2 | Flapper Valve | 1997-03-07 | FALSE | 1997-03-07 | FALSE | Currently in Use | Premium | 6000 | Galvanic (STIP-3) | 1987-01-01 |  | Galvanized Steel | Pressurized
SS 25217 | I-75 & WHIDDON RD | TIFTON | Tift | 9137020 | 5 | [5 empty] | Closed in Ground | Other | 550 | Bare Steel | 1968-01-01 | 1984-01-01 | Galvanized Steel
TRI-COUNTY GAS | TIFTON STORAGE YARD | TIFTON | Tift | 9137002 | 1AST | [5 empty] | Permanently Out of Use - historical purposes | Gas (Historical Use) | 4000 | Not Marked/Unknown |  | 1899-12-31 | Not Marked
SS 25217 | I-75 & WHIDDON RD | TIFTON | Tift | 9137020 | 1 | [5 empty] | Closed in Ground | Gas (Historical Use) | 8000 | Bare Steel | 1968-01-01 | 1984-01-01 | Galvanized Steel
LAMAR'S LOVE AVENUE BP | 287 LOVE AVE | TIFTON | Tift | 1370095 | 5B | Flapper Valve | 1996-03-01 | FALSE | 1996-03-01 | FALSE | Currently in Use | Regular | 4000 | Galvanic (STIP-3) | 1996-03-01 |  | Fiberglass Reinforced Plastic | Pressurized
TIFT COUNTY SCHOOL BUS SHOP | 1050 JAY FLOWERS RD | TIFTON | Tift | 1370040 | 6 | Flapper Valve | 1990-01-01 | FALSE | 1990-01-01 | FALSE | Closed in Ground | Diesel On Road | 10000 | Galvanic (STIP-3) | 1990-01-01 |  | Fiberglass Reinforced Plastic | Safe Suction (Euro)
QUICK STOP #175 | 1280 US HWY 82 EAST | TIFTON | Tift | 1370153 | 1 | Flapper Valve | 1992-10-01 | FALSE | 1992-10-01 | FALSE | Currently in Use | Premium | 10000 | Steel-Impressed Current | 1983-03-14 |  | Steel (Impressed Current) | Safe Suction (Euro)
BAY STATION #820 | I-75 & CHULA EXIT 23 | TIFTON | Tift | 1370148 | 6 | [5 empty] | Removed from Ground | Diesel | 4000 | Bare Steel | 1971-05-17 | 1991-07-01 | Galvanized Steel | Safe Suction (Euro)
LIL PANTRY 6 | 1302 S CENTRAL AVE | TIFTON | Tift | 1370108 | 3 | Flapper Valve | 1998-09-17 | FALSE | 1998-09-17 | FALSE | Temporarily out of use | Gas (Historical Use) | 8000 | Steel-Impressed Current | 1984-05-07 |  | Steel (Impressed Current) | Pressurized
INTERSTATE TIFTON #540 | HWY 41 S MAIN ST | TIFTON | Tift | 1370110 | 1 | [5 empty] | Removed from Ground | Gas (Historical Use) | 10000 | Bare Steel | 1971-05-11 | 1994-01-18 | Galvanized Steel | Pressurized
SUNNY SWIFTY FOOD STORE | 1355 S MAIN ST | TIFTON | Tift | 1370098 | 2 |  | 1994-12-14 |  | 1994-12-14 |  | Removed from Ground | Gas (Historical Use) | 8000 | Bare Steel | 1981-05-08 | 1999-01-29 | Galvanized Steel | Safe Suction (Euro)
BOBS QUICK STOP | 1010 WEST EIGHTH ST | TIFTON | Tift | 1370044 | 5 |  | 1996-03-20 |  | 1996-03-20 |  | Removed from Ground | Diesel | 4000 | Steel-Impressed Current | 1979-04-23 | 2010-12-16 | Cathodically Protected | Pressurized
TIFT COUNTY ROAD DEPTARTMENT | 37 COUNTY FARM RD | TIFTON | Tift | 1370139 | 6 | Flapper Valve | 1998-12-01 | FALSE | 1998-12-01 | FALSE | Currently in Use | Regular | 20000 | Composite | 1999-02-01 |  | Fiberglass Reinforced Plastic | Pressurized
XPRESS MART #116 | I-75 & SECOND ST | TIFTON | Tift | 1370146 | 3 |  | 1998-10-02 |  | 1998-10-02 |  | Removed from Ground | Gas (Historical Use) | 4000 | Steel-Impressed Current | 1978-05-15 | 2004-09-10 | Cathodically Protected | Safe Suction (Euro)
BROOKS PROPERTIES | 305 TIFT AVE | TIFTON | Tift | 1370123 | 2 | [5 empty] | Permanently Out Of Use | Gas (Historical Use) | 4000 | Cathodically Protected Steel | 1984-05-08 | 1997-10-10 | Galvanized Steel
PO BOYS INC | US HWY 82 W | TIFTON | Tift | 1370130 | 4 | [5 empty] | Removed from Ground | Diesel | 10000 | Cathodically Protected Steel | 1986-05-08 | 1998-01-01 | Cathodically Protected | Pressurized
RALPH VEAZEY FARM | RT | TIFTON | Tift | 1370134 | 1 | [5 empty] | Removed from Ground | Gas (Historical Use) | 3000 | Bare Steel | 1974-05-11 | 1899-12-31 | Galvanized Steel
LOVE AVE 66 | 601 LOVE AVE & SIXTH ST | TIFTON | Tift | 1370137 | 3 | [5 empty] | Removed from Ground | Gas (Historical Use) | 6000 | Bare Steel | 1980-05-09 | 1998-10-13 | Galvanized Steel | Pressurized
RAYS SERVICE CENTER | 1016 LOVE AVE | TIFTON | Tift | 1370035 | 6 |  | 1998-03-31 |  | 1998-03-31 |  | Removed from Ground | Gas (Historical Use) | 10000 | Cathodically Protected Steel | 1984-03-03 | 2004-12-31 | Cathodically Protected | Pressurized
A & N FOOD MART | 3119 S CENTRAL AVE | TIFTON | Tift | 9137011 | 2 | [5 empty] | Removed from Ground | Gas (Historical Use) | 8000 | Bare Steel | 1977-01-01 | 1899-12-31 | Galvanized Steel | Suction (American)
LIL PANTRY | 1105 FERRY LAKE RD | TIFTON | Tift | 1370109 | 2 | Flapper Valve | 1996-05-01 | FALSE | 1996-05-01 | FALSE | Currently in Use | E-0 | 5000 | Steel-Impressed Current | 1985-05-07 |  | Steel (Impressed Current) | Pressurized
INTERSTATE TIFTON #540 | HWY 41 S MAIN ST | TIFTON | Tift | 1370110 | 4 | [5 empty] | Removed from Ground | Diesel | 8000 | Bare Steel | 1971-05-11 | 1994-01-18 | Galvanized Steel | Pressurized
BILLS IMPORT SALES | 20 TH ST & U S 41 | TIFTON | Tift | 1370102 | 2 | [5 empty] | Removed from Ground | Gas (Historical Use) | 4000 | Bare Steel | 1963-05-14 | 1998-11-01 | Galvanized Steel | Suction (American)
GOLD KIST STORE | US HWY 41 S | TIFTON | Tift | 1370103 | 1 | [5 empty] | Removed from Ground | Gas (Historical Use) | 2000 | Bare Steel | 1976-05-10 | 1990-09-05 | Galvanized Steel
UFO | 2706 CARPENTER RD | TIFTON | Tift | 1370124 | 2 | Ball Float | 1998-09-01 |  | 1998-09-01 |  | Removed from Ground | Diesel | 10000 | Steel-Impressed Current | 1981-05-09 | 2016-03-21 | Fiberglass Reinforced Plastic | Pressurized
EXCELSIOR GROCERY | 714 SALEM CHURCH RD | TIFTON | Tift | 1370135 | 1 | [5 empty] | Removed from Ground | Gas (Historical Use) | 3000 | Bare Steel | 1978-05-10 | 1988-10-20 | Galvanized Steel
ALBANY RD 66 | I-75 & US 82 | TIFTON | Tift | 1370136 | 2 | [5 empty] | Removed from Ground | Diesel | 3000 | Bare Steel | 1983-05-09 | 1990-06-29 | Galvanized Steel
TIFT COUNTY FORESTRY UNIT | US HWY 41 1/2 MI NORTH OF TIFTON | TIFTON | Tift | 1370005 | 2 | [5 empty] | Removed from Ground | Diesel | 560 | Bare Steel | 1977-04-25 | 1993-11-30 | Galvanized Steel | Safe Suction (Euro)
LITTLE RIVER GROCERY | RT 1 BOX 211-29 | TIFTON | Tift | 1370014 | 1 | [5 empty] | Removed from Ground | Gas (Historical Use) | 3000 | Bare Steel | 1966-04-26 | 1997-04-01 | Galvanized Steel | Suction (American)
LEWIS TAYLOR FARMS | P O BOX 822 | TIFTON | Tift | 1370030 | 2 | [5 empty] | Removed from Ground | Gas (Historical Use) | 3000 | Bare Steel | 1983-03-04 | 1899-12-31 | Galvanized Steel
RAYS SERVICE CENTER | 1016 LOVE AVE | TIFTON | Tift | 1370035 | 2 | [5 empty] | Removed from Ground | Gas (Historical Use) | 2000 | Cathodically Protected Steel | 1966-03-08 | 1998-03-22 | Cathodically Protected | Suction (American)
BILLS IMPORT SALES | 20 TH ST & U S 41 | TIFTON | Tift | 1370102 | 3 | [5 empty] | Removed from Ground | Gas (Historical Use) | 4000 | Bare Steel | 1963-05-14 | 1998-11-01 | Galvanized Steel | Suction (American)
SHREE DUTT LLC | 207 W TWELTH ST | TIFTON | Tift | 1370105 | 5B |  | 1999-03-25 | FALSE | 1999-03-25 | FALSE | Currently in Use | E-0 | 10000 | Epoxy | 1999-03-25 |  | Double-Walled Fiberglass | Pressurized
CALHOUN OIL CO | 700 MCCORMICK DR | TIFTON | Tift | 1370121 | 2 | [5 empty] | Removed from Ground | Gas (Historical Use) | 1000 | Bare Steel | 1986-05-08 | 1899-12-31 | Galvanized Steel
UFO | 2706 CARPENTER RD | TIFTON | Tift | 1370124 | 3 | Ball Float | 1998-09-01 |  | 1998-09-01 |  | Removed from Ground | Diesel | 10000 | Steel-Impressed Current | 1981-05-09 | 2016-03-21 | Fiberglass Reinforced Plastic | Pressurized
WHIDDON RD 66 SERVICE STATION | WHIDDON RD & I-75 | TIFTON | Tift | 1370132 | 1 | [5 empty] | Removed from Ground | Gas (Historical Use) | 6000 | Bare Steel | 1974-05-11 | 1979-01-01 | Galvanized Steel
PET DAIRY | 121 SOUTH RIDGE AVE | TIFTON | Tift | 1370065 | 1 | [5 empty] | Permanently Out of Use - historical purposes | Diesel | 10000 | Bare Steel | 1977-03-29 | 1899-12-31 | Galvanized Steel
TIFT CO SHOP | 710 1/2 WEST SECOND ST | TIFTON | Tift | 1370055 | 455G1 | [5 empty] | Removed from Ground | Gas (Historical Use) | 5000 | Bare Steel | 1982-09-01 | 1997-01-28 | Galvanized Steel | Safe Suction (Euro)
COLQUITT EMC | 1612 KING RD | TIFTON | Tift | 1370074 | 2 | Flapper Valve | 1997-03-01 | FALSE | 1997-03-01 | FALSE | Currently in Use | Diesel | 10000 | Steel-Impressed Current | 1979-04-25 |  | Steel (Impressed Current) | Pressurized
SWIFTY SERVE #633 | 414 W SEVENTH ST | TIFTON | Tift | 1370150 | 6 |  | 1989-07-01 |  | 1989-07-01 |  | Removed from Ground | Kerosene | 4000 | Cathodically Protected Steel | 1989-07-01 | 2001-05-16 | Cathodically Protected | Safe Suction (Euro)
BJS MARKET | 2509 S MAIN ST | TIFTON | Tift | 9137005 | 1 | Flapper Valve | 1996-01-01 | FALSE | 1996-01-01 | FALSE | Removed from Ground | Empty | 6000 | Galvanic (STIP-3) | 1989-01-01 | 2021-03-09 |  | Safe Suction (Euro)
BJS MARKET | 2509 S MAIN ST | TIFTON | Tift | 9137005 | 1 | Flapper Valve | 1996-01-01 | FALSE | 1996-01-01 | FALSE | Removed from Ground | Empty | 6000 | Galvanic (STIP-3) | 1989-01-01 | 2021-03-09 |  | Safe Suction (Euro)
J M FOOD MART | 1303 US HWY 82 E | TIFTON | Tift | 9137016 | 3 | Flapper Valve | 1997-03-07 | FALSE | 1997-03-07 | FALSE | Currently in Use | Diesel | 6000 | Galvanic (STIP-3) | 1987-01-01 |  | Galvanized Steel | Pressurized
Circle K 2745157 | 1203 US HWY 82 W | TIFTON | Tift | 9137021 | 4 | Flapper Valve | 2012-06-21 | FALSE | 2012-06-21 | FALSE | Currently in Use | E-10 | 15000 | Composite Double Walled | 2012-06-21 |  | Double-Walled Flex | Pressurized
Circle K 2745157 | 1203 US HWY 82 W | TIFTON | Tift | 9137021 | 5 | Flapper Valve | 2021-06-21 | FALSE | 2012-06-21 | FALSE | Currently in Use | E-10 | 15000 | Composite Double Walled | 2012-06-21 |  | Double-Walled Flex | Pressurized
Circle K 2745157 | 1203 US HWY 82 W | TIFTON | Tift | 9137021 | 7 | Flapper Valve | 2012-06-21 | FALSE | 2012-06-21 | FALSE | Currently in Use | Diesel | 8000 | Composite Double Walled | 2012-06-21 |  | Double-Walled Flex | Pressurized
PILOT TRAVEL CENTER #192 | 4431 UNION RD | TIFTON | Tift | 9137023 | 3A | Flapper Valve | 1992-11-27 | FALSE | 1992-11-27 | FALSE | Currently in Use | E-10 | 10000 | Composite | 1992-11-17 |  | Double-Walled Fiberglass | Pressurized
TIFT CO SHOP | 710 1/2 WEST SECOND ST | TIFTON | Tift | 1370055 | 1 | Flapper Valve | 1997-03-01 | FALSE | 1997-03-01 | FALSE | Currently in Use | E-0 | 10000 | Fiberglass | 1997-03-01 |  | Double-Walled Fiberglass | Pressurized
TIFTON BRIDGE MAINT HQ/GA DOT | GA HWY 125 S 1/4 MI FROM US 41 | TIFTON | Tift | 1370053 | 402G1 | [5 empty] | Removed from Ground | Gas (Historical Use) | 5000 | Cathodically Protected Steel | 1986-04-01 | 1996-12-18 | Cathodically Protected | Suction (American)
FOOD MART | I-75 & ELDORADO EXIT NW QUADRANT | TIFTON | Tift | 1370152 | 1 |  | 1996-03-25 | FALSE | 1996-03-25 | FALSE | Removed from Ground | Gas (Historical Use) | 6000 | Steel-Impressed Current | 1980-05-14 | 2010-07-19 | Cathodically Protected | Pressurized
INTERSTATE TIFTON #540 | HWY 41 S MAIN ST | TIFTON | Tift | 1370110 | 3 | [5 empty] | Removed from Ground | Gas (Historical Use) | 8000 | Bare Steel | 1971-05-11 | 1994-01-18 | Galvanized Steel | Pressurized
SHREE DUTT LLC | 207 W TWELTH ST | TIFTON | Tift | 1370105 | 5A | Ball Float | 1999-03-25 | FALSE | 1999-03-25 | FALSE | Currently in Use | Premium | 5000 | Epoxy | 1999-03-25 |  | Double-Walled Fiberglass | Pressurized
TIFT TOWN SERVICE STATION | 636 LOVE AVE | TIFTON | Tift | 9137007 | 1 | [5 empty] | Removed from Ground | Gas (Historical Use) | 10000 | Bare Steel | 1975-01-01 | 1998-11-03 | Galvanized Steel | Pressurized
A & N FOOD MART | 3119 S CENTRAL AVE | TIFTON | Tift | 9137011 | 4 | Flapper Valve | 1999-11-16 | FALSE | 1999-11-16 | FALSE | Currently in Use | Plus | 12000 | Galvanic (STIP-3) | 1999-11-16 |  | Fiberglass Reinforced Plastic | Pressurized
A & N FOOD MART | 3119 S CENTRAL AVE | TIFTON | Tift | 9137011 | 5 | Flapper Valve | 1999-11-16 | FALSE | 1999-11-16 | FALSE | Currently in Use | E-10 | 12000 | Galvanic (STIP-3) | 1999-11-16 |  | Fiberglass Reinforced Plastic | Pressurized
WILLIAMS INVESTMENT CO | I-75 EXIT 19 | TIFTON | Tift | 9137012 | 2 | [5 empty] | Removed from Ground | Empty | 5000 | Bare Steel | 1978-07-01 | 1978-07-01 | Galvanized Steel
Circle K 2745157 | 1203 US HWY 82 W | TIFTON | Tift | 9137021 | 196985 | Flapper Valve | 1992-04-02 |  | 1992-04-02 |  | Removed from Ground | Gas (Historical Use) | 12000 | Galvanic (STIP-3) | 1991-12-19 | 2012-06-21 | Double-Walled Fiberglass | Pressurized
LOVE AVE 66 | 601 LOVE AVE & SIXTH ST | TIFTON | Tift | 1370137 | 2 | [5 empty] | Removed from Ground | Gas (Historical Use) | 6000 | Bare Steel | 1977-05-10 | 1998-10-13 | Galvanized Steel | Safe Suction (Euro)
GA DEPT PUBLIC SAFETY/GA STATE POST 13 | 455 FULWOOD BLVD | TIFTON | Tift | 1370026 | 1 | [5 empty] | Removed from Ground | Gas (Historical Use) | 6000 | Bare Steel | 1986-03-06 | 2000-10-01 | Galvanized Steel
A & N FOOD MART | 3119 S CENTRAL AVE | TIFTON | Tift | 9137011 | 3 | Flapper Valve | 1999-11-16 | FALSE | 1999-11-16 | FALSE | Currently in Use | Premium | 12000 | Galvanic (STIP-3) | 1999-11-16 |  | Fiberglass Reinforced Plastic | Pressurized
Circle K 2745157 | 1203 US HWY 82 W | TIFTON | Tift | 9137021 | 196986 | Flapper Valve | 1992-04-02 |  | 1992-04-02 |  | Removed from Ground | Gas (Historical Use) | 12000 | Galvanic (STIP-3) | 1991-12-19 | 2012-06-21 | Double-Walled Fiberglass | Pressurized
GA POWER OLD TIFTON DIST OP HQ | 106 WEST SECOND ST | TIFTON | Tift | 9137028 | 1 | [5 empty] | Removed from Ground | Gas (Historical Use) | 10000 | Bare Steel | 1955-01-01 | 1994-03-29 | Bare Steel | Safe Suction (Euro)
TIFT COUNTY ROAD DEPTARTMENT | 37 COUNTY FARM RD | TIFTON | Tift | 1370139 | 3 | [5 empty] | Removed from Ground | Gas (Historical Use) | 8000 | Bare Steel | 1974-05-11 | 1998-12-01 | Galvanized Steel | Suction (American)
INTERSTATE NATIONALEASE INC | 365 SOUTHWELL BLVD | TIFTON | Tift | 1370158 | 2 | [5 empty] | Removed from Ground | Other | 3000 | Bare Steel | 1986-01-01 | 1998-10-26 | Cathodically Protected | Suction (American)
SHREE DUTT LLC | 207 W TWELTH ST | TIFTON | Tift | 1370105 | 4 | [5 empty] | Removed from Ground | Propane | 550 | Bare Steel | 1966-05-12 | 1998-11-21 | Galvanized Steel | Suction (American)
CALHOUN OIL CO | 700 MCCORMICK DR | TIFTON | Tift | 1370121 | 3 |  |  | FALSE |  | FALSE | Removed from Ground |  | 500 |  |  | 2019-10-01
UFO | 2706 CARPENTER RD | TIFTON | Tift | 1370124 | 4 | Ball Float | 1998-09-01 |  | 1998-09-01 |  | Removed from Ground | Diesel | 10000 | Steel-Impressed Current | 1981-05-09 | 2016-03-21 | Fiberglass Reinforced Plastic | Pressurized
POWELL'S AMOCO #732 | 927 WEST 8TH ST & FULWOOD BLVD | TIFTON | Tift | 1370011 | 2 | [5 empty] | Removed from Ground | Gas (Historical Use) | 10000 | Cathodically Protected Steel | 1981-04-24 | 1993-03-01 | Galvanized Steel
LITTLE RIVER GROCERY | RT 1 BOX 211-29 | TIFTON | Tift | 1370014 | 3 | [5 empty] | Removed from Ground | Gas (Historical Use) | 3000 | Bare Steel | 1966-04-26 | 1899-12-31 | Galvanized Steel
HUTCHINSON MOVING AND STORAGE | 706 E SECOND ST | TIFTON | Tift | 1370027 | 1 | [5 empty] | Closed in Ground | Empty | 0 | Marked Unknown | 1986-01-16 | 1997-09-01 | Unknown
TIFTON BRIDGE MAINT HQ/GA DOT | GA HWY 125 S 1/4 MI FROM US 41 | TIFTON | Tift | 1370053 | 402D2 | [5 empty] | Removed from Ground | Diesel | 1100 | Bare Steel | 1986-04-01 | 1996-12-18 | Galvanized Steel | Suction (American)
HANZA FOOD MART | 301 W SEVENTH ST | TIFTON | Tift | 1370151 | 1 |  | 1996-02-15 | FALSE | 1996-02-15 | FALSE | Temporarily out of use | Gas (Historical Use) | 4000 | Steel-Impressed Current | 1977-05-15 |  |  | Pressurized
HANZA FOOD MART | 301 W SEVENTH ST | TIFTON | Tift | 1370151 | 4 |  | 1996-02-15 | FALSE | 1996-02-15 | FALSE | Temporarily out of use | Gas (Historical Use) | 3000 | Steel-Impressed Current | 1977-05-15 |  |  | Pressurized
TIFT COUNTY ROAD DEPTARTMENT | 37 COUNTY FARM RD | TIFTON | Tift | 1370139 | 5 | [5 empty] | Removed from Ground | Diesel | 5000 | Bare Steel | 1966-05-13 | 1998-12-01 | Galvanized Steel | Suction (American)
DIXIE FOOD STORE #139 | 2330 OLD OCILLA RD | TIFTON | Tift | 1370145 | 1C | Flapper Valve | 1998-11-30 | FALSE | 1998-11-30 | FALSE | Currently in Use | Premium | 3000 | Steel-Impressed Current | 1985-05-13 |  | Steel (Impressed Current) | Pressurized
LIL PANTRY | 1105 FERRY LAKE RD | TIFTON | Tift | 1370109 | 1 | Flapper Valve | 1996-05-01 | FALSE | 1996-05-01 | FALSE | Currently in Use | E-10 | 5000 | Steel-Impressed Current | 1985-05-07 |  | Steel (Impressed Current) | Pressurized
JUSTINS SHELL | WHIDDON RD & I-75 EXIT 20 | TIFTON | Tift | 1370128 | 3 | [5 empty] | Removed from Ground | Gas (Historical Use) | 6000 | Fiberglass | 1983-05-09 | 1987-04-10 | Galvanized Steel | Pressurized
POWELL'S AMOCO #732 | 927 WEST 8TH ST & FULWOOD BLVD | TIFTON | Tift | 1370011 | 1 | [5 empty] | Removed from Ground | Gas (Historical Use) | 8000 | Cathodically Protected Steel | 1958-04-30 | 1993-03-01 | Galvanized Steel
LITTLE RIVER GROCERY | RT 1 BOX 211-29 | TIFTON | Tift | 1370014 | 2 | [5 empty] | Closed in Ground | Gas (Historical Use) | 1000 | Bare Steel | 1966-04-26 | 1997-04-01 | Galvanized Steel | Suction (American)
JACK'S AUTO PARTS | RT 6 BOX 676 HWY 319 @ UNIO RD | TIFTON | Tift | 1370029 | 1 | [5 empty] | Removed from Ground | Empty | 1000 | Marked Unknown | 1976-03-02 | 1982-07-01 | Unknown | Gravity Fed
BJS MARKET | 2509 S MAIN ST | TIFTON | Tift | 9137005 | 3 | Flapper Valve | 1996-01-01 | FALSE | 1996-01-01 | FALSE | Removed from Ground | Empty | 6000 | Galvanic (STIP-3) | 1989-01-01 | 2021-03-09 |  | Safe Suction (Euro)
BJS MARKET | 2509 S MAIN ST | TIFTON | Tift | 9137005 | 3 | Flapper Valve | 1996-01-01 | FALSE | 1996-01-01 | FALSE | Removed from Ground | Empty | 6000 | Galvanic (STIP-3) | 1989-01-01 | 2021-03-09 |  | Safe Suction (Euro)
TIFT CO SHOP | 710 1/2 WEST SECOND ST | TIFTON | Tift | 1370055 | 455G2 | [5 empty] | Removed from Ground | Gas (Historical Use) | 5000 | Bare Steel | 1982-09-01 | 1997-01-28 | Galvanized Steel | Safe Suction (Euro)
FOOD MART | I-75 & ELDORADO EXIT NW QUADRANT | TIFTON | Tift | 1370152 | 3 |  | 1996-03-25 | FALSE | 1996-03-25 | FALSE | Removed from Ground | Diesel | 6000 | Steel-Impressed Current | 1980-05-14 | 2010-07-19 | Cathodically Protected | Pressurized
DIXIE FOOD MART | 2106 S MAIN ST | TIFTON | Tift | 1370149 | 3 | Flapper Valve | 1992-10-25 | FALSE | 1992-10-25 | FALSE | Currently in Use | Diesel | 10000 | Steel-Impressed Current | 1982-03-14 |  | Steel (Impressed Current) | Pressurized
SWIFTY SERVE #633 | 414 W SEVENTH ST | TIFTON | Tift | 1370150 | 1 | [5 empty] | Removed from Ground | Gas (Historical Use) | 1 | Bare Steel | 1971-05-17 | 1989-07-01 | Galvanized Steel
SS 25217 | I-75 & WHIDDON RD | TIFTON | Tift | 9137020 | 3 | [5 empty] | Closed in Ground | Gas (Historical Use) | 4000 | Bare Steel | 1968-01-01 | 1984-01-01 | Galvanized Steel
BAY STATION #820 | I-75 & CHULA EXIT 23 | TIFTON | Tift | 1370148 | 1 | [5 empty] | Removed from Ground | Gas (Historical Use) | 4000 | Bare Steel | 1971-05-17 | 1991-07-01 | Galvanized Steel | Safe Suction (Euro)
TIFTON CITGO | 813 HWY 82 W | TIFTON | Tift | 1370101 | 3 | Overfill Alarm | 1998-10-01 |  | 1998-10-01 |  | Removed from Ground | E-10 | 5000 | Steel-Impressed Current | 1966-05-13 | 2013-03-06 | Cathodically Protected | Pressurized
PO BOYS INC | US HWY 82 W | TIFTON | Tift | 1370130 | 3 | [5 empty] | Removed from Ground | Diesel | 8000 | Cathodically Protected Steel | 1986-05-08 | 1998-01-01 | Cathodically Protected | Pressurized
POWELL'S AMOCO #732 | 927 WEST 8TH ST & FULWOOD BLVD | TIFTON | Tift | 1370011 | 4 |  |  | TRUE |  | TRUE | Removed from Ground | Used Oil | 500 | Bare Steel | 1964-04-28 | 1993-03-01 | Galvanized Steel
HUTCHINSON MOVING AND STORAGE | 706 E SECOND ST | TIFTON | Tift | 1370027 | 2 | [5 empty] | Removed from Ground | Empty | 0 | Marked Unknown | 1986-01-16 | 1899-12-31 | Unknown
TIFT TOWN SERVICE STATION | 636 LOVE AVE | TIFTON | Tift | 9137007 | 2 | [5 empty] | Removed from Ground | Gas (Historical Use) | 10000 | Bare Steel | 1975-01-01 | 1998-11-03 | Galvanized Steel | Pressurized
GA DOT ROW PROPERTY/FORMER SVC S | I-75 & US HWY 41 INTERCHANGE | TIFTON | Tift | 9137024 | 1 | [5 empty] | Removed from Ground | Other | 0 | Marked Unknown | 1992-07-01 | 1992-07-01 | Unknown
TIFT COUNTY JAIL | FOURTH ST @CHESTNUT | TIFTON | Tift | 1370140 | 2 | [5 empty] | Removed from Ground | Gas (Historical Use) | 50 | Bare Steel | 1976-05-10 | 1999-08-01 | Galvanized Steel
AVONDALE MILLS TIFTON PLANT | US RT 82 E | TIFTON | Tift | 1370112 | 1 | [5 empty] | Removed from Ground | Other | 20000 | Bare Steel | 1978-05-10 | 2010-07-27 | Bare Steel
RAYS SERVICE CENTER | 1016 LOVE AVE | TIFTON | Tift | 1370035 | 5 |  |  | TRUE |  | TRUE | Removed from Ground | Used Oil | 500 | Cathodically Protected Steel | 1982-03-04 | 1997-08-03 | Not Marked
Circle K 2745157 | 1203 US HWY 82 W | TIFTON | Tift | 9137021 | 196987 |  | 1992-04-02 |  | 1992-04-02 |  | Removed from Ground | Gas (Historical Use) | 12000 | Galvanic (STIP-3) | 1991-12-19 | 2012-06-21 | Double-Walled Fiberglass | Pressurized
PILOT TRAVEL CENTER #192 | 4431 UNION RD | TIFTON | Tift | 9137023 | 1 | Ball Float | 1992-11-27 | FALSE | 1992-11-27 | FALSE | Currently in Use | Diesel | 20000 | Composite | 1992-11-17 |  | Double-Walled Fiberglass | Pressurized
PILOT TRAVEL CENTER #192 | 4431 UNION RD | TIFTON | Tift | 9137023 | 4 | Flapper Valve | 2014-03-27 | FALSE | 2014-03-27 | FALSE | Currently in Use | Biodiesel | 20000 | Fiberglass Double Walled | 2014-03-27 |  | Double-Walled Fiberglass | Safe Suction (Euro)
FORMER SUNBELT AUCTION | 3690 HIGHWAY 82 WEST | TIFTON | Tift | 10002178 | 2 |  |  | FALSE |  | FALSE | Removed from Ground | Gas (Historical Use) | 8000 | Bare Steel | 1982-01-01 | 2012-12-14 | Bare Steel
AARON FOOD MART | 1010 W 2ND ST | TIFTON | Tift | 9000429 | 6 | Overfill Alarm | 1989-12-27 | FALSE | 1989-12-27 | FALSE | Currently in Use | Premium | 10000 | Composite | 1989-10-12 |  | Fiberglass Reinforced Plastic | Pressurized
AARON FOOD MART | 1010 W 2ND ST | TIFTON | Tift | 9000429 | 8 |  |  | TRUE |  | TRUE | Removed from Ground | Used Oil | 1000 | Double Walled | 1989-10-12 | 1995-06-20 | Fiberglass Reinforced Plastic
SOUTH GA NATURAL GAS CO | WHIDDON MILL RD | TIFTON | Tift | 1360051 | 3 | [5 empty] | Removed from Ground | Diesel | 550 | Cathodically Protected Steel | 1984-04-17 | 1899-12-31 | Galvanized Steel
TIFT CO SHOP | 710 1/2 WEST SECOND ST | TIFTON | Tift | 1370055 | 2 | Flapper Valve | 1997-03-01 | FALSE | 1997-03-01 | FALSE | Currently in Use | Diesel | 6000 | Fiberglass | 1997-03-01 |  | Double-Walled Fiberglass | Pressurized
SWIFTY SERVE #633 | 414 W SEVENTH ST | TIFTON | Tift | 1370150 | 2 | [5 empty] | Removed from Ground | Gas (Historical Use) | 1 | Bare Steel | 1971-05-17 | 1989-07-01 | Galvanized Steel
SWIFTY SERVE #633 | 414 W SEVENTH ST | TIFTON | Tift | 1370150 | 8 |  | 1989-07-01 |  | 1989-07-01 |  | Removed from Ground | Gas (Historical Use) | 4000 | Cathodically Protected Steel | 1989-07-01 | 2001-05-16 | Cathodically Protected | Safe Suction (Euro)
ALBANY RD 66 | I-75 & US 82 | TIFTON | Tift | 1370136 | 1 | [5 empty] | Removed from Ground | Gas (Historical Use) | 8000 | Bare Steel | 1978-05-10 | 1990-06-29 | Galvanized Steel
TIFT COUNTY FORESTRY UNIT | US HWY 41 1/2 MI NORTH OF TIFTON | TIFTON | Tift | 1370005 | 4 |  | 1993-12-01 |  | 1993-12-01 |  | Removed from Ground | Diesel | 1000 | Galvanic (STIP-3) | 1993-12-01 | 2007-12-13 | Cathodically Protected | Safe Suction (Euro)
TIFT COUNTY FORESTRY UNIT | US HWY 41 1/2 MI NORTH OF TIFTON | TIFTON | Tift | 1370005 | 1 | [5 empty] | Removed from Ground | Gas (Historical Use) | 2000 | Bare Steel | 1977-04-25 | 1993-11-30 | Galvanized Steel | Safe Suction (Euro)
RAYS SERVICE CENTER | 1016 LOVE AVE | TIFTON | Tift | 1370035 | 1 |  | 1998-03-31 |  | 1998-03-31 |  | Removed from Ground | Gas (Historical Use) | 10000 | Cathodically Protected Steel | 1984-03-03 | 2004-12-31 | Cathodically Protected | Pressurized
RAYS SERVICE CENTER | 1016 LOVE AVE | TIFTON | Tift | 1370035 | 4 | [5 empty] | Removed from Ground | Gas (Historical Use) | 2000 | Cathodically Protected Steel | 1971-03-07 | 1998-03-22 | Cathodically Protected | Suction (American)
BJS MARKET | 2509 S MAIN ST | TIFTON | Tift | 9137005 | 2 | Flapper Valve | 1996-01-01 | FALSE | 1996-01-01 | FALSE | Removed from Ground | Empty | 6000 | Galvanic (STIP-3) | 1989-01-01 | 2021-03-09 |  | Safe Suction (Euro)
BJS MARKET | 2509 S MAIN ST | TIFTON | Tift | 9137005 | 2 | Flapper Valve | 1996-01-01 | FALSE | 1996-01-01 | FALSE | Removed from Ground | Empty | 6000 | Galvanic (STIP-3) | 1989-01-01 | 2021-03-09 |  | Safe Suction (Euro)
WILLIAMS INVESTMENT CO | I-75 EXIT 19 | TIFTON | Tift | 9137012 | 1 | [5 empty] | Removed from Ground | Empty | 4000 | Bare Steel | 1978-07-01 | 1978-07-01 | Galvanized Steel
SWIFTY SERVE #633 | 414 W SEVENTH ST | TIFTON | Tift | 1370150 | 9 |  | 1989-07-01 |  | 1989-07-01 |  | Removed from Ground | Gas (Historical Use) | 4000 | Cathodically Protected Steel | 1989-07-01 | 2001-05-16 | Cathodically Protected | Safe Suction (Euro)
E Z MART | 3301 HWY 82 WEST | TIFTON | Tift | 1370147 | 3 | Overfill Alarm | 1993-10-15 | FALSE | 1993-10-15 | FALSE | Currently in Use | Premium | 10000 | Steel-Impressed Current | 1983-02-28 |  | Steel (Impressed Current) | Pressurized
BAY STATION #820 | I-75 & CHULA EXIT 23 | TIFTON | Tift | 1370148 | 2 | [5 empty] | Removed from Ground | Gas (Historical Use) | 4000 | Bare Steel | 1971-05-17 | 1991-07-01 | Galvanized Steel | Safe Suction (Euro)
TIFTON CITGO | 813 HWY 82 W | TIFTON | Tift | 1370101 | 2 | Overfill Alarm | 1998-10-01 |  | 1998-10-01 |  | Removed from Ground | E-10 | 5000 | Steel-Impressed Current | 1966-05-13 | 2013-03-06 | Cathodically Protected | Pressurized
B & B VENDORS INC | 410 E 3 RD ST | TIFTON | Tift | 1370023 | 1 | [5 empty] | Removed from Ground | Gas (Historical Use) | 2000 | Cathodically Protected Steel | 1982-03-04 | 1998-10-29 | Galvanized Steel
Circle K 2745157 | 1203 US HWY 82 W | TIFTON | Tift | 9137021 | 6 | Flapper Valve | 2012-06-21 | FALSE | 2012-06-21 | FALSE | Currently in Use | Premium | 8000 | Composite Double Walled | 2012-06-21 |  | Double-Walled Flex | Pressurized
TIFT REGIONAL MEDICAL CENTER | 901 E 18TH ST | TIFTON | Tift | 10000087 | 1 |  |  | FALSE |  | FALSE | Removed from Ground | Diesel | 12000 | Cathodically Protected Steel | 1972-06-01 | 2001-09-06 | Steel/FG Secondary containment | Pressurized
EATON ENTERPRISES INC | 811 WEST 7TH STREET | TIFTON | Tift | 10000111 | 3 |  |  | FALSE |  | FALSE | Removed from Ground | Gas (Historical Use) | 6000 | Bare Steel | 2002-03-27 | 2002-03-27 | Galvanized Steel | Pressurized
TIFT REGIONAL MEDICAL CENTER | 901 E 18TH ST | TIFTON | Tift | 10000087 | 3 | Overfill Alarm | 2001-07-01 | FALSE | 2001-07-01 | FALSE | Currently in Use | Diesel | 20000 | Fiberglass Double Walled | 2001-07-01 |  | Double-Walled Flex | Pressurized
EATON ENTERPRISES INC | 811 WEST 7TH STREET | TIFTON | Tift | 10000111 | 2 |  |  | FALSE |  | FALSE | Removed from Ground | Gas (Historical Use) | 6000 | Bare Steel | 2002-03-27 | 2002-03-27 | Galvanized Steel | Pressurized
TIFT REGIONAL MEDICAL CENTER | 901 E 18TH ST | TIFTON | Tift | 10000087 | 2 |  |  | FALSE |  | FALSE | Removed from Ground | Diesel | 20000 | Cathodically Protected Steel | 1979-03-01 | 2001-09-06 | Steel/FG Secondary containment | Pressurized
EATON ENTERPRISES INC | 811 WEST 7TH STREET | TIFTON | Tift | 10000111 | 1 |  |  | FALSE |  | FALSE | Removed from Ground | Gas (Historical Use) | 3000 | Bare Steel | 2002-03-27 | 2002-03-27 | Galvanized Steel | Pressurized
LOVES TRAVEL STOP #325 | 178 SOUTHWELL BLVD | TIFTON | Tift | 10000753 | 5 | Ball Float | 2004-10-15 | FALSE | 2004-10-15 | FALSE | Currently in Use | E-10 | 20000 | Epoxy Double-Walled | 2004-10-14 |  | Double-Walled Fiberglass | Pressurized
SPEEDETTE FOOD STORE 5 | 1313 SOUTH RIDGE AVE | TIFTON | Tift | 1370085 | 2 | [5 empty] | Removed from Ground | Gas (Historical Use) | 6000 | Bare Steel | 1986-05-02 | 1998-09-08 | Galvanized Steel | Pressurized
BOBS QUICK STOP | 1010 WEST EIGHTH ST | TIFTON | Tift | 1370044 | 2 |  | 1996-03-20 |  | 1996-03-20 |  | Removed from Ground | Gas (Historical Use) | 4000 | Steel-Impressed Current | 1979-04-23 | 2010-12-16 | Steel (Impressed Current) | Pressurized
DRIVING RANGE | FULWOOD RD @ I-75 ACCESS RD | TIFTON | Tift | 1370038 | 1 | [5 empty] | Removed from Ground | Gas (Historical Use) | 3000 | Bare Steel | 1976-01-11 | 1998-07-01 | Galvanized Steel | Suction (American)
TIFT COUNTY SCHOOL BUS SHOP | 1050 JAY FLOWERS RD | TIFTON | Tift | 1370040 | 2 | Flapper Valve | 1998-11-01 | FALSE | 1998-11-01 | FALSE | Closed in Ground | E-0 | 6000 | Steel-Impressed Current | 1971-01-12 |  | Fiberglass Reinforced Plastic | Safe Suction (Euro)
TIFTON BRIDGE MAINT HQ/GA DOT | GA HWY 125 S 1/4 MI FROM US 41 | TIFTON | Tift | 1370053 | 10402-8 | [5 empty] | Removed from Ground | Other | 500 | Bare Steel | 1993-04-02 | 1993-04-02 | Galvanized Steel
QUICK STOP #175 | 1280 US HWY 82 EAST | TIFTON | Tift | 1370153 | 4 | [5 empty] | Removed from Ground | Diesel | 4000 | Bare Steel | 1981-06-14 | 1996-11-07 | Cathodically Protected | Safe Suction (Euro)
LEWIS TAYLOR FARMS | P O BOX 822 | TIFTON | Tift | 1370030 | 3 | [5 empty] | Removed from Ground | Diesel | 2000 | Bare Steel | 1983-03-04 | 1899-12-31 | Galvanized Steel
RADIO STATION WWGS AM TRANSMITTE | 200 JOHN HOWARD WAY | TIFTON | Tift | 9137004 | 1 | [5 empty] | Removed from Ground | Diesel | 3000 | Bare Steel | 1967-01-01 | 1996-02-20 | Bare Steel | Safe Suction (Euro)
PILOT TRAVEL CENTER #192 | 4431 UNION RD | TIFTON | Tift | 9137023 | 3B | Flapper Valve | 1992-11-17 | FALSE | 1992-11-17 | FALSE | Currently in Use | E-10 | 6000 | Composite | 1992-11-17 |  | Double-Walled Fiberglass | Pressurized
HENRY TIFT MYERS AIRPORT/SOUTH TANK PIT | 3093 US HWY 41 NORTH | TIFTON | Tift | 9137019 | 1 |  | 1989-01-01 | FALSE | 1989-01-01 | FALSE | Removed from Ground |  | 10000 | Galvanic (STIP-3) | 1989-01-01 | 2011-11-14 | Fiberglass Reinforced Plastic | Pressurized
SS 25217 | I-75 & WHIDDON RD | TIFTON | Tift | 9137020 | 2 | [5 empty] | Closed in Ground | Gas (Historical Use) | 8000 | Bare Steel | 1968-01-01 | 1984-01-01 | Galvanized Steel
QUICK STOP #175 | 1280 US HWY 82 EAST | TIFTON | Tift | 1370153 | 5 | [5 empty] | Removed from Ground | Diesel | 3000 | Bare Steel | 1981-06-14 | 1996-11-07 | Cathodically Protected | Safe Suction (Euro)
QUICK STOP #175 | 1280 US HWY 82 EAST | TIFTON | Tift | 1370153 | 7 | Flapper Valve | 1996-11-07 | FALSE | 1996-11-07 | FALSE | Temporarily out of use | E-0 | 8000 | Composite | 1996-11-07 |  | Fiberglass Reinforced Plastic | Pressurized
HANZA FOOD MART | 301 W SEVENTH ST | TIFTON | Tift | 1370151 | 2 |  | 1996-02-15 | FALSE | 1996-02-15 | FALSE | Temporarily out of use | Gas (Historical Use) | 6000 | Steel-Impressed Current | 1977-05-15 |  |  | Pressurized
DIXIE FOOD STORE #139 | 2330 OLD OCILLA RD | TIFTON | Tift | 1370145 | 1A | Flapper Valve | 1998-11-30 | FALSE | 1998-11-30 | FALSE | Currently in Use | Diesel On Road | 4000 | Steel-Impressed Current | 1985-05-13 |  | Steel (Impressed Current)
BAY STATION #820 | I-75 & CHULA EXIT 23 | TIFTON | Tift | 1370148 | 3 | [5 empty] | Removed from Ground | Gas (Historical Use) | 4000 | Bare Steel | 1971-05-17 | 1991-07-01 | Galvanized Steel | Safe Suction (Euro)
SUNNY SWIFTY FOOD STORE | 1355 S MAIN ST | TIFTON | Tift | 1370098 | 1 |  | 1994-12-14 |  | 1994-12-14 |  | Removed from Ground | Gas (Historical Use) | 6000 | Bare Steel | 1981-05-08 | 1999-01-29 | Galvanized Steel | Safe Suction (Euro)
SHREE DUTT LLC | 207 W TWELTH ST | TIFTON | Tift | 1370105 | 1 | [5 empty] | Removed from Ground | Gas (Historical Use) | 6000 | Bare Steel | 1966-05-12 | 1998-11-21 | Galvanized Steel
BROOKS PROPERTIES | 305 TIFT AVE | TIFTON | Tift | 1370123 | 5B | Ball Float | 1998-07-01 | FALSE | 1998-07-01 | FALSE | Temporarily out of use | Empty | 6000 | Composite | 1998-07-01 |  | Fiberglass Reinforced Plastic | Pressurized
UFO | 2706 CARPENTER RD | TIFTON | Tift | 1370124 | 5 | Ball Float | 1998-09-01 |  | 1998-09-01 |  | Removed from Ground | Gas (Historical Use) | 6000 | Steel-Impressed Current | 1998-09-01 | 2016-03-21 | Fiberglass Reinforced Plastic | Pressurized
PO BOYS INC | US HWY 82 W | TIFTON | Tift | 1370130 | 1 | [5 empty] | Removed from Ground | Gas (Historical Use) | 8000 | Cathodically Protected Steel | 1986-05-08 | 1998-01-01 | Cathodically Protected | Pressurized
EXCELSIOR GROCERY | 714 SALEM CHURCH RD | TIFTON | Tift | 1370135 | 3 | Flapper Valve | 1996-11-15 | FALSE | 1989-04-01 | FALSE | Currently in Use | Diesel | 6000 | Galvanic (STIP-3) | 1989-01-01 |  | Fiberglass Reinforced Plastic | Pressurized
LOVE AVE 66 | 601 LOVE AVE & SIXTH ST | TIFTON | Tift | 1370137 | 1 | [5 empty] | Removed from Ground | Gas (Historical Use) | 6000 | Bare Steel | 1977-05-10 | 1998-10-13 | Galvanized Steel | Safe Suction (Euro)
A & N FOOD MART | 3119 S CENTRAL AVE | TIFTON | Tift | 9137011 | 1 | [5 empty] | Removed from Ground | Gas (Historical Use) | 8000 | Bare Steel | 1977-01-01 | 1899-12-31 | Galvanized Steel | Suction (American)
RACEWAY 899 TIFTON | 1407 HWY 82 W | TIFTON | Tift | 9137014 | 3 | Ball Float | 1989-01-01 | FALSE | 1989-01-01 | FALSE | Removed from Ground |  | 12000 | Composite Double Walled | 1989-01-01 | 2018-02-15 | Double-Walled Fiberglass | Pressurized
J M FOOD MART | 1303 US HWY 82 E | TIFTON | Tift | 9137016 | 1 | Flapper Valve | 1997-03-07 | FALSE | 1997-03-07 | FALSE | Currently in Use | E-10 | 6000 | Galvanic (STIP-3) | 1987-01-01 |  | Galvanized Steel | Pressurized
ELDORADO FOOD MART | 67 OMEGA-ELDORADO ROAD | LENOX | Tift | 10000037 | 1A | Ball Float | 2000-11-13 | FALSE | 2000-11-13 | FALSE | Removed from Ground | Gas (Historical Use) | 14000 | Composite | 2000-11-13 | 2010-07-20 | Fiberglass Reinforced Plastic | Pressurized
ELDORADO FOOD MART | 67 OMEGA-ELDORADO ROAD | LENOX | Tift | 10000037 | 1C | Ball Float | 2000-11-13 | FALSE | 2000-11-13 | FALSE | Removed from Ground | Gas (Historical Use) | 5000 | Composite | 2000-11-13 | 2010-07-20 | Fiberglass Reinforced Plastic | Pressurized
RUTLAND ELDORADO SHELL | I-75 EXIT 14 (OMEGA ELDORADO RD | LENOX | Tift | 9137087 | 3 |  | 1998-12-01 |  | 1998-12-01 |  | Removed from Ground | Gas (Historical Use) | 4000 | Steel-Impressed Current | 1998-12-01 | 2001-10-09 | Cathodically Protected | Suction (American)
ELDORADO FOOD MART | 67 OMEGA-ELDORADO ROAD | LENOX | Tift | 10000037 | 1B | Ball Float | 2000-11-13 | FALSE | 2000-11-13 | FALSE | Removed from Ground | Gas (Historical Use) | 6000 | Composite | 2000-11-13 | 2010-07-20 | Fiberglass Reinforced Plastic | Pressurized
RUTLAND ELDORADO SHELL | I-75 EXIT 14 (OMEGA ELDORADO RD | LENOX | Tift | 9137087 | 1 |  | 1998-12-01 |  | 1998-12-01 |  | Removed from Ground | Gas (Historical Use) | 4000 | Steel-Impressed Current | 1998-12-01 | 2001-10-09 | Cathodically Protected | Suction (American)
FASTRAC #7 | 11 JORDAN RD | TIFTON | Tift | 10003306 | 2C | Flapper Valve | 2022-12-30 | FALSE | 2022-12-30 | FALSE | Currently in Use | Diesel | 7000 | Composite Double Walled | 2022-08-01 |  | Double-Walled Flex | Pressurized
FASTRAC #7 | 11 JORDAN RD | TIFTON | Tift | 10003306 | 2B | Flapper Valve | 2022-12-30 | FALSE | 2022-12-30 | FALSE | Currently in Use | E-0 | 4000 | Composite Double Walled | 2022-08-01 |  | Double-Walled Flex | Pressurized
RUTLAND ELDORADO SHELL | I-75 EXIT 14 (OMEGA ELDORADO RD | LENOX | Tift | 9137087 | 2 |  | 1998-12-01 |  | 1998-12-01 |  | Removed from Ground | Gas (Historical Use) | 4000 | Steel-Impressed Current | 1998-12-01 | 2001-10-09 | Cathodically Protected | Suction (American)
SUSIE QS #4 | 5499 ALABAMA AVE | OMEGA | Tift | 1370018 | 3 | [5 empty] | Removed from Ground | Gas (Historical Use) | 6000 | Bare Steel | 1973-04-14 | 1997-06-18 | Galvanized Steel
PATRICK FARMS | 165 COLLEGE AVE | OMEGA | Tift | 1370012 | 2 | [5 empty] | Removed from Ground | Diesel | 6000 | Bare Steel | 1978-04-13 | 1988-01-01 | Galvanized Steel
ONE STOP | 5503 N ALABAMA AVE | OMEGA | Tift | 1370097 | 1 |  | 1994-12-12 |  | 1994-12-12 |  | Removed from Ground | Gas (Historical Use) | 6000 | Steel-Impressed Current | 1984-05-07 | 1999-04-08 | Cathodically Protected | Safe Suction (Euro)
SUSIE QS #4 | 5499 ALABAMA AVE | OMEGA | Tift | 1370018 | 6 | Ball Float | 1997-07-06 | FALSE | 1997-07-06 | FALSE | Currently in Use | Premium | 8000 | Composite | 1997-07-01 |  | Fiberglass Reinforced Plastic | Pressurized
OMEGA FOODS | 5530 ALABAMA AVE | OMEGA | Tift | 1370083 | 2 | Ball Float | 1995-03-01 | FALSE | 1995-03-01 | FALSE | Currently in Use | Premium | 6000 | Steel-Impressed Current | 1986-05-02 |  | Fiberglass Reinforced Plastic | Pressurized
SUSIE QS #4 | 5499 ALABAMA AVE | OMEGA | Tift | 1370018 | 5 | Flapper Valve | 1997-07-06 | FALSE | 1997-07-06 | FALSE | Currently in Use | E-10 | 10000 | Composite | 1997-07-01 |  | Fiberglass Reinforced Plastic | Pressurized
SUSIE QS #4 | 5499 ALABAMA AVE | OMEGA | Tift | 1370018 | 4 | Flapper Valve | 1997-07-06 | FALSE | 1997-07-06 | FALSE | Currently in Use | Diesel | 4000 | Composite | 1997-07-01 |  | Fiberglass Reinforced Plastic | Pressurized
OMEGA FARM SUPPLY | GEORGIA AVE | OMEGA | Tift | 1370003 | 1 | [5 empty] | Removed from Ground | Gas (Historical Use) | 1000 | Bare Steel | 1979-04-25 | 1996-11-01 | Galvanized Steel
TIFTON TIFT COUNTY LANDFILL - UST | 445 MITCHELL STORE RD | Tifton | Tift | 10002639 | 1 | Flapper Valve | 2016-01-01 | FALSE | 2001-09-01 | FALSE | Currently in Use | Diesel Off Road | 10000 | Composite | 2001-09-01 |  | Steel/FG Secondary containment | Safe Suction (Euro)
EZ TRIP | 4468 HWY 319 S | TIFTON | Tift | 1370019 | 3 |  | 1997-03-02 |  | 1997-03-02 |  | Removed from Ground | Gas (Historical Use) | 2000 | Bare Steel | 1985-04-15 | 1995-09-01 | Galvanized Steel | Suction (American)
PATRICK FARMS | 165 COLLEGE AVE | OMEGA | Tift | 1370012 | 1 | Flapper Valve |  |  |  |  | Removed from Ground | Gas (Historical Use) | 6000 | Bare Steel | 1976-04-13 | 1988-01-01 | Galvanized Steel
ONE STOP | 5503 N ALABAMA AVE | OMEGA | Tift | 1370097 | 2 |  | 1994-12-12 |  | 1994-12-12 |  | Removed from Ground | Gas (Historical Use) | 8000 | Steel-Impressed Current | 1984-05-07 | 1999-04-08 | Cathodically Protected | Safe Suction (Euro)
PLANT TELEPHONE TOWER SITE | HWY 319 SOUTH | OMEGA | Tift | 9137037 | 1 | [5 empty] | Removed from Ground | Gas (Historical Use) | 1000 | Not Marked/Unknown | 1995-07-08 | 1995-07-08 | Unknown
SUSIE QS #4 | 5499 ALABAMA AVE | OMEGA | Tift | 1370018 | 1 | [5 empty] | Removed from Ground | Diesel | 6000 | Bare Steel | 1973-04-14 | 1997-06-18 | Galvanized Steel
PATRICK FARMS | 165 COLLEGE AVE | OMEGA | Tift | 1370012 | 5 | Flapper Valve | 1999-01-15 | FALSE | 1999-01-15 | FALSE | Removed from Ground | Diesel | 8000 | Galvanic (STIP-3) | 1999-01-15 |  | Galvanized Steel | Pressurized
PATRICK FARMS | 165 COLLEGE AVE | OMEGA | Tift | 1370012 | 4 | Flapper Valve | 1999-01-15 | FALSE | 1999-01-15 | FALSE | Removed from Ground | Empty | 6000 | Galvanic (STIP-3) | 1976-04-13 |  | Galvanized Steel | Safe Suction (Euro)
OMEGA FOODS | 5530 ALABAMA AVE | OMEGA | Tift | 1370083 | 3 | Ball Float | 1995-03-01 | FALSE | 1995-03-01 | FALSE | Currently in Use | Diesel | 6000 | Steel-Impressed Current | 1986-05-02 |  | Fiberglass Reinforced Plastic | Pressurized
ONE STOP | 5503 N ALABAMA AVE | OMEGA | Tift | 1370097 | 3 |  | 1994-12-12 |  | 1994-12-12 |  | Removed from Ground | Gas (Historical Use) | 6000 | Steel-Impressed Current | 1984-05-07 | 1999-04-08 | Cathodically Protected | Safe Suction (Euro)
JERRY BENNETT TRUCKING | 132 BRANCH ST | OMEGA | Tift | 1370159 | 1 | [5 empty] | Removed from Ground | Diesel | 9000 | Cathodically Protected Steel | 1975-01-04 | 1987-01-01 | Galvanized Steel | Safe Suction (Euro)
POND-O-GOLD INC | 5379 ALABAMA AVE | OMEGA | Tift | 9137095 | 1A | Flapper Valve | 1996-02-28 | FALSE | 1996-02-28 | FALSE | Temporarily out of use | Gas (Historical Use) | 4000 | Composite | 1996-02-28 |  | Fiberglass Reinforced Plastic | Safe Suction (Euro)
SPEEGO FOOD STORE #1 | 1939 WHIDDON MILL RD | TIFTON | Tift | 1370002 | 3 |  | 1998-08-01 | FALSE | 1998-08-01 | FALSE | Currently in Use | E-10 | 6000 | Steel-Impressed Current | 1985-04-23 |  | Steel (Impressed Current) | Pressurized
REEVES CONSTRUCTION CO | I-75 & OLD UNION ROAD | TIFTON | Tift | 1370036 | 4 | [5 empty] | Removed from Ground | Empty | 1 | Bare Steel | 1986-02-26 | 1992-05-12 | Unknown
Speed Stop | 2302 HWY 41 N | TIFTON | Tift | 1370138 | 4 | [5 empty] | Closed in Ground | Gas (Historical Use) | 6000 | Bare Steel | 1967-05-13 | 1999-02-01 | Bare Steel
Speed Stop | 2302 HWY 41 N | TIFTON | Tift | 1370138 | 5 | [5 empty] | Closed in Ground | Gas (Historical Use) | 6000 | Bare Steel | 1967-05-13 | 1999-02-01 | Bare Steel
TIFTON DIST OPER HQ | 1010 BRUCE LANE | TIFTON | Tift | 1370088 | 2 | [5 empty] | Closed in Ground | Gas (Historical Use) | 10000 | Bare Steel | 1976-05-09 | 1991-03-10 | Unknown
SCARBOR FARM SHOP | 5194 US HWY 319 S | OMEGA | Tift | 9137059 | 2 | [5 empty] | Removed from Ground | Gas (Historical Use) | 4000 | Bare Steel | 1989-11-28 | 1999-12-17 | Galvanized Steel | Suction (American)
OMEGA 66 SERVICE STATION | U S 319 | OMEGA | Tift | 1370129 | 2 | [5 empty] | Removed from Ground | Gas (Historical Use) | 1060 | Bare Steel | 1974-05-11 | 1989-09-01 | Galvanized Steel
Speed Stop | 2302 HWY 41 N | TIFTON | Tift | 1370138 | 6 | [5 empty] | Closed in Ground | Gas (Historical Use) | 6000 | Bare Steel | 1967-05-13 | 1999-02-01 | Bare Steel
PONDER PLANT COMPANY | 5390 ALABAMA AVENUE | OMEGA | Tift | 10001588 | 1 |  |  | FALSE |  | FALSE | Removed from Ground | Gas (Historical Use) | 5000 | Bare Steel | 2008-05-21 | 2008-05-21 | Bare Steel
EZ TRIP | 4468 HWY 319 S | TIFTON | Tift | 1370019 | 5B | Ball Float | 1995-09-07 | FALSE | 1995-09-12 | TRUE | Temporarily out of use | Regular | 4000 | Galvanic (STIP-3) | 1995-09-07 |  | Fiberglass Reinforced Plastic | Pressurized
Truvista | 1703 US HWY 82 W | TIFTON | Tift | 1370032 | 2 | Flapper Valve | 1997-09-01 | FALSE | 1997-09-01 | FALSE | Removed from Ground | Regular | 6000 | Steel-Impressed Current | 1982-03-04 |  | Steel (Impressed Current) | Suction (American)
TIFTON #1 MAINT - WAREHOUSE COMP | 900 ARMOUR RD | TIFTON | Tift | 1370072 | 4 |  |  | TRUE |  | TRUE | Removed from Ground | Used Oil | 1000 | Steel-Impressed Current | 1978-04-03 | 2007-07-17 | Cathodically Protected
TIFTON #1 MAINT - WAREHOUSE COMP | 900 ARMOUR RD | TIFTON | Tift | 1370072 | 5 | Overfill Alarm | 2008-04-14 | FALSE | 2008-04-14 | FALSE | Currently in Use | Regular | 12000 | Composite Double Walled | 2008-04-14 |  | Double-Walled Fiberglass | Pressurized
MAGNOLIA PLANTATION INC | 35 OMEGA-Eldorado RD | TIFTON | Tift | 1370060 | 2 |  | 1998-09-03 |  | 1998-09-09 |  | Removed from Ground | Gas (Historical Use) | 10000 | Steel-Impressed Current | 1984-03-26 | 2011-08-11 | Galvanized Steel | Pressurized
OMEGA 66 SERVICE STATION | U S 319 | OMEGA | Tift | 1370129 | 3 | [5 empty] | Removed from Ground | Diesel | 560 | Bare Steel | 1971-05-12 | 1989-09-01 | Galvanized Steel
SPEEGO FOOD STORE #1 | 1939 WHIDDON MILL RD | TIFTON | Tift | 1370002 | 2 | Flapper Valve | 1998-08-08 | FALSE | 1998-08-08 | FALSE | Currently in Use | Premium | 6000 | Steel-Impressed Current | 1985-04-23 |  | Steel (Impressed Current) | Pressurized
DIXIE LILY DIST WHSE/BEATRICE/MA | 130 W SECOND ST | TIFTON | Tift | 1370022 | 1 | [5 empty] | Removed from Ground | Diesel | 10000 | Bare Steel | 1981-03-25 | 1985-01-01 | Galvanized Steel
IMC FERTILIZER INC/INTERNATIONAL | GIVE LOCATION ADDRES | TIFTON | Tift | 1370028 | 1 | [5 empty] | Removed from Ground | Diesel | 500 | Bare Steel | 1971-02-28 | 1988-02-15 | Galvanized Steel
LOCKERMAN TIRE & AUTO SER INC | 104 E THIRD ST | TIFTON | Tift | 1370115 | 1 |  |  | TRUE |  | TRUE | Removed from Ground | Used Oil | 550 | Bare Steel | 1978-05-07 | 1996-07-30 | Bare Steel
FRIENDLY EXPRESS #101 | 1310 HIGHWAY 82 W | TIFTON | Tift | 9137101 | 3A | Flapper Valve | 1999-12-07 | FALSE | 1999-12-07 | FALSE | Currently in Use | Diesel | 10000 | Fiberglass Double Walled | 2000-05-15 |  | Double-Walled Fiberglass | Pressurized
OMEGA ELEMENTARY SCHOOL | COLLEGE ST | OMEGA | Tift | 1370039 | 3 | [5 empty] | Permanently Out of Use - historical purposes | Empty | 4000 | Bare Steel | 1956-01-16 | 1899-12-31 | Galvanized Steel | Suction (American)
HORNBUCKLE FLORIST | 123 COLLEGE ST | OMEGA | Tift | 9137097 | 1 |  | 1998-11-01 |  | 1998-11-01 |  | Removed from Ground | Gas (Historical Use) | 8000 | Steel-Impressed Current | 1998-11-01 | 2008-05-02 | Cathodically Protected | Safe Suction (Euro)
TIFTON DISTRICT OFFICE FORESTRY | HWY 41 SOUTH | TIFTON | Tift | 1370006 | 2 |  | 1994-01-18 |  | 1994-01-18 |  | Removed from Ground | Other | 2000 | Galvanic (STIP-3) | 1994-01-18 | 2002-03-01 | Cathodically Protected | Safe Suction (Euro)
TIFTON #1 MAINT - WAREHOUSE COMP | 900 ARMOUR RD | TIFTON | Tift | 1370072 | 2 |  | 1998-11-01 |  | 1998-11-01 |  | Removed from Ground | Gas (Historical Use) | 10000 | Steel-Impressed Current | 1978-04-03 | 2011-09-13 | Cathodically Protected | Suction (American)
USDA ARS ADMIN OFFICE | GA COASTAL PLAIN EXPERIMENT ST | TIFTON | Tift | 1370057 | 5 |  | 1992-01-02 |  | 1992-01-02 |  | Removed from Ground | Diesel | 550 | Fiberglass | 1992-01-02 | 2006-08-23 | Fiberglass Reinforced Plastic | Safe Suction (Euro)
WALKER'S AUTO SALES | 216 W 7TH ST | TIFTON | Tift | 9137038 | 3 | [5 empty] | Removed from Ground | Gas (Historical Use) | 6000 | Marked Unknown | 1995-08-22 | 1995-08-22 | Unknown
PEPIS FOOD MART | 921 W 20TH ST | TIFTON | Tift | 9137049 | 2 | Flapper Valve | 1997-02-09 | FALSE | 1997-02-09 | FALSE | Currently in Use | E-10 | 6000 | Galvanic (STIP-3) | 1986-01-01 |  | Galvanized Steel | Pressurized
ROSS CONCRETE & SUPPLY INC | 109 EAST NINTH ST | TIFTON | Tift | 9137003 | 2 | [5 empty] | Removed from Ground | Other | 500 | Not Marked/Unknown | 1995-01-13 | 1995-01-13 | Unknown
PATRICK FARMS | 165 COLLEGE AVE | OMEGA | Tift | 1370012 | 3 | [5 empty] | Removed from Ground | Diesel | 3000 | Bare Steel | 1976-04-13 | 1988-01-01 | Galvanized Steel
UTILCO RAILROAD | 905 OMEGA TYTY RD | TIFTON | Tift | 1370017 | 2 | Flapper Valve | 1998-11-09 | FALSE | 1998-11-09 | FALSE | Currently in Use | Diesel | 4000 | Steel-Impressed Current | 1983-04-12 |  | Steel (Impressed Current) | Safe Suction (Euro)
Truvista | 1703 US HWY 82 W | TIFTON | Tift | 1370032 | 1 | Flapper Valve | 1997-09-01 | FALSE | 1997-09-01 | FALSE | Removed from Ground | Premium | 6000 | Steel-Impressed Current | 1982-03-04 |  | Steel (Impressed Current) | Suction (American)
TIFTON #1 MAINT - WAREHOUSE COMP | 900 ARMOUR RD | TIFTON | Tift | 1370072 | 3 |  | 1998-11-01 |  | 1998-11-01 |  | Removed from Ground | Diesel | 10000 | Steel-Impressed Current | 1978-04-03 | 2011-09-13 | Cathodically Protected | Suction (American)
TIFTON DIST OPER HQ | 1010 BRUCE LANE | TIFTON | Tift | 1370088 | D | Flapper Valve | 1991-03-12 | FALSE | 1991-03-12 | FALSE | Currently in Use | Diesel | 10000 | Composite | 1991-03-12 |  | Double-Walled Fiberglass | Pressurized
BOBS QUICK STOP | 1101 KING RD | TIFTON | Tift | 1370093 | 2 | Flapper Valve | 1995-07-01 | FALSE | 1995-07-01 | FALSE | Currently in Use | E-10 | 10000 | Steel-Impressed Current | 1986-05-06 |  | Fiberglass Reinforced Plastic | Pressurized
FRIENDLY EXPRESS #101 | 1310 HIGHWAY 82 W | TIFTON | Tift | 9137101 | 2 | Flapper Valve | 1999-12-07 | FALSE | 1999-12-07 | FALSE | Currently in Use | E-10 | 20000 | Fiberglass Double Walled | 2000-05-15 |  | Double-Walled Fiberglass | Pressurized
WALKER'S AUTO SALES | 216 W 7TH ST | TIFTON | Tift | 9137038 | 2 | [5 empty] | Removed from Ground | Gas (Historical Use) | 6000 | Marked Unknown | 1995-08-22 | 1995-08-22 | Unknown
FORMER GAS STATION(PROPOSED WALGREENS) | 617 LOVE AVENUE | TIFTON | Tift | 10001293 | 3 |  |  | FALSE |  | FALSE | Removed from Ground | Gas (Historical Use) | 2000 | Unknown | 2007-04-24 | 2007-04-24
KMART #7028 | 100 VIRGINIA AVE | TIFTON | Tift | 1370046 | 1 |  |  | TRUE |  | TRUE | Permanently Out of Use - historical purposes | Used Oil | 1000 | Bare Steel | 1973-04-07 | 1899-12-31 | Galvanized Steel
USDA ARS ADMIN OFFICE | GA COASTAL PLAIN EXPERIMENT ST | TIFTON | Tift | 1370057 | 6 |  | 1992-01-02 |  | 1992-01-02 |  | Removed from Ground | Diesel | 550 | Fiberglass | 1992-01-02 | 2006-08-23 | Fiberglass Reinforced Plastic | Safe Suction (Euro)
APC #450 | 809 CAMDEN WAY | TIFTON | Tift | 9137006 | 134117 |  | 1988-12-19 |  | 1988-12-19 |  | Removed from Ground | Gas (Historical Use) | 8000 | Galvanic (STIP-3) | 1988-12-19 | 2004-07-27 | Fiberglass Reinforced Plastic | Pressurized
ROSS CONCRETE & SUPPLY INC | 109 EAST NINTH ST | TIFTON | Tift | 9137003 | 1 | [5 empty] | Removed from Ground | Diesel | 12000 | Bare Steel | 1983-01-01 | 1995-01-13 | Bare Steel
FORMER RACECO - SITE #1 | 73 -A CHULA BROOKFIELD RD | CHULA | Tift | 10000748 | 3 |  |  | FALSE |  | FALSE | Removed from Ground | Gas (Historical Use) | 8000 | Bare Steel | 2004-10-14 | 1899-12-31 | Bare Steel
POND-O-GOLD INC | 5379 ALABAMA AVE | OMEGA | Tift | 9137095 | 1B | Flapper Valve | 1996-02-28 |  | 1996-02-28 |  | Temporarily out of use | Diesel | 6000 | Composite | 1996-02-28 |  | Fiberglass Reinforced Plastic | Safe Suction (Euro)
SCARBOR FARM SHOP | 5194 US HWY 319 S | OMEGA | Tift | 9137059 | 1 | [5 empty] | Removed from Ground | Gas (Historical Use) | 4000 | Bare Steel | 1989-11-28 | 1999-12-17 | Galvanized Steel | Suction (American)
TIFTON #1 MAINT - WAREHOUSE COMP | 900 ARMOUR RD | TIFTON | Tift | 1370072 | 6 | Overfill Alarm | 2009-04-14 | FALSE | 2008-04-14 | FALSE | Currently in Use | Diesel | 12000 | Composite Double Walled | 2008-04-14 |  | Double-Walled Fiberglass | Pressurized
TIFTON #2 SLUDGE DISPOSAL FARM (SITE) | 185 OLD BROOKFIELD RD | TIFTON | Tift | 1370073 | 1 | Flapper Valve | 1998-11-01 | FALSE | 1998-11-01 | TRUE | Removed from Ground | Empty | 5000 | Steel-Impressed Current | 1979-04-03 |  | Fiberglass Reinforced Plastic | Suction (American)
TIFTON DIST OPER HQ | 1010 BRUCE LANE | TIFTON | Tift | 1370088 | 3 |  |  | TRUE |  | TRUE | Closed in Ground | Used Oil | 600 | Bare Steel | 1972-01-01 | 1992-12-31 | Bare Steel
TIFTON DIST OPER HQ | 1010 BRUCE LANE | TIFTON | Tift | 1370088 | G |  | 1991-03-12 |  | 1991-03-12 |  | Closed in Ground | Gas (Historical Use) | 10000 | Composite | 1991-03-12 | 1996-10-28 | Fiberglass Reinforced Plastic | Pressurized
JONES VOLKSWAGEN INC | U S 82 W 1449 | TIFTON | Tift | 1370090 | 2 |  |  | TRUE |  | TRUE | Permanently Out of Use - historical purposes | Used Oil | 250 | Bare Steel | 1969-05-09 | 1899-12-31 | Galvanized Steel
ADCOCK PECAN CO | 801 W 7TH ST | TIFTON | Tift | 1370061 | 2 | [5 empty] | Removed from Ground | Empty | 10000 | Bare Steel | 1971-03-30 | 1899-12-31 | Galvanized Steel
OMEGA ELEMENTARY SCHOOL | COLLEGE ST | OMEGA | Tift | 1370039 | 2 |  |  | FALSE |  | FALSE | Permanently Out of Use - historical purposes | Diesel | 550 | Bare Steel | 1951-01-17 |  | Galvanized Steel | Suction (American)
OMEGA 66 SERVICE STATION | U S 319 | OMEGA | Tift | 1370129 | 1 | [5 empty] | Removed from Ground | Gas (Historical Use) | 1060 | Bare Steel | 1974-05-11 | 1989-09-01 | Galvanized Steel
PONDER PLANT COMPANY | 5390 ALABAMA AVENUE | OMEGA | Tift | 10001588 | 2 |  |  | FALSE |  | FALSE | Removed from Ground | Diesel | 8000 | Bare Steel | 2008-05-21 | 2008-05-21 | Bare Steel
HUNT BUILDERS INC | 1005 | TIFTON | Tift | 1370076 | 1 | [5 empty] | Permanently Out of Use - historical purposes | Gas (Historical Use) | 1000 | Bare Steel | 1966-04-28 | 1899-12-31 | Unknown
GA DOT #10443 | OLD UNION RD/ 1/2 MI WEST I-75 | TIFTON | Tift | 1370054 | 10443-2 | [5 empty] | Removed from Ground | Diesel | 1000 | Bare Steel | 1971-05-03 | 1990-12-01 | Galvanized Steel
USDA ARS ADMIN OFFICE | GA COASTAL PLAIN EXPERIMENT ST | TIFTON | Tift | 1370057 | 3 | Flapper Valve | 1992-01-02 | FALSE | 1992-01-02 | FALSE | Currently in Use | Regular | 10000 | Fiberglass | 1992-01-02 |  | Fiberglass Reinforced Plastic | Safe Suction (Euro)
GULF STATION | I-75 ELDORADO EXIT | TIFTON | Tift | 1370062 | 1 | [5 empty] | Removed from Ground | Empty | 10000 | Bare Steel | 1928-05-03 | 1899-12-31 | Galvanized Steel
WALKER'S AUTO SALES | 216 W 7TH ST | TIFTON | Tift | 9137038 | 5 |  |  | TRUE |  | TRUE | Removed from Ground | Used Oil | 560 | Marked Unknown | 1995-08-22 | 1995-08-22 | Unknown
WALKER'S AUTO SALES | 216 W 7TH ST | TIFTON | Tift | 9137038 | 4 | [5 empty] | Removed from Ground | Gas (Historical Use) | 6000 | Marked Unknown | 1995-08-22 | 1995-08-22 | Unknown
GA DOT #10482 SERVICE STATION (F | I-75 & US HWY 82 INTERCHANGE | TIFTON | Tift | 9137022 | 10482-1 | [5 empty] | Removed from Ground | Diesel | 500 | Marked Unknown | 1992-08-04 | 1992-08-04 | Unknown
Truvista | 1703 US HWY 82 W | TIFTON | Tift | 1370032 | 3 | Flapper Valve | 1997-09-01 | FALSE | 1997-09-01 | FALSE | Removed from Ground | Diesel | 6000 | Steel-Impressed Current | 1982-03-04 |  | Steel (Impressed Current) | Suction (American)
ONE STOP | 5503 N ALABAMA AVE | OMEGA | Tift | 1370097 | 5 | Flapper Valve | 1999-04-05 | FALSE | 1999-04-05 | FALSE | Currently in Use | Premium | 8000 | Epoxy | 1999-01-01 |  | Fiberglass Reinforced Plastic | Pressurized
ONE STOP | 5503 N ALABAMA AVE | OMEGA | Tift | 1370097 | 4 | Flapper Valve | 1999-04-05 | FALSE | 1999-04-05 | FALSE | Currently in Use | E-10 | 10000 | Epoxy | 1999-01-01 |  | Fiberglass Reinforced Plastic | Pressurized
JERRY BENNETT TRUCKING | 132 BRANCH ST | OMEGA | Tift | 1370159 | 2 |  | 1998-08-01 | FALSE | 1998-08-01 | FALSE | Temporarily out of use | Diesel | 10000 | Galvanic (STIP-3) | 1987-01-22 |  | Fiberglass Reinforced Plastic | Safe Suction (Euro)
EZ TRIP | 4468 HWY 319 S | TIFTON | Tift | 1370019 | 4 |  |  | TRUE |  | TRUE | Removed from Ground | Used Oil | 500 | Marked Unknown | 1995-09-01 | 1995-09-01 | Unknown
BOBS QUICK STOP | 1101 KING RD | TIFTON | Tift | 1370093 | 1 | Flapper Valve | 1995-07-01 | FALSE | 1995-07-01 | FALSE | Currently in Use | E-10 | 10000 | Steel-Impressed Current | 1986-05-06 |  | Fiberglass Reinforced Plastic | Pressurized
GA DOT #10443 | OLD UNION RD/ 1/2 MI WEST I-75 | TIFTON | Tift | 1370054 | 443G1 |  | 1988-10-12 |  | 1988-10-12 |  | Removed from Ground | Gas (Historical Use) | 1050 | Cathodically Protected Steel | 1988-10-12 | 2004-03-18 | Galvanized Steel | Suction (American)
GA DOT #10443 | OLD UNION RD/ 1/2 MI WEST I-75 | TIFTON | Tift | 1370054 | 443D1 |  | 1988-01-12 |  | 1988-01-12 |  | Removed from Ground | Diesel | 1050 | Cathodically Protected Steel | 1988-10-12 | 2004-03-18 | Galvanized Steel | Suction (American)
Big Foot Travel Center #2 | 603 OLD OMEGA RD | TIFTON | Tift | 9137098 | 2 | Overfill Alarm | 1999-06-01 | FALSE | 1999-06-01 | FALSE | Currently in Use | Diesel | 10000 | Composite | 1999-06-01 |  | Fiberglass Reinforced Plastic | Pressurized
CHULA TEXACO | I-75 & EXIT #23 | CHULA | Tift | 9137009 | 3 | [5 empty] | Removed from Ground | Gas (Historical Use) | 6000 | Fiberglass | 1985-01-01 | 1899-12-31 | Galvanized Steel
SUNSWEET BP | 184 WILLIS STILL RD | CHULA | Tift | 9137013 | 1B | Flapper Valve | 1991-07-12 | FALSE | 1991-07-12 | FALSE | Currently in Use | Plus | 3000 | Galvanic (STIP-3) | 1991-07-10 |  | Fiberglass Reinforced Plastic | Pressurized
UTILCO RAILROAD | 905 OMEGA TYTY RD | TIFTON | Tift | 1370017 | 1 | Flapper Valve | 1998-11-09 | FALSE | 1998-11-09 | FALSE | Currently in Use | Diesel | 10000 | STIP-3/Impressed Current | 1983-04-12 |  | Steel (Impressed Current) | Safe Suction (Euro)
EZ TRIP | 4468 HWY 319 S | TIFTON | Tift | 1370019 | 5A | Ball Float | 1995-09-07 | FALSE | 1995-09-12 | TRUE | Temporarily out of use | Empty | 8000 | Galvanic (STIP-3) | 1995-09-07 |  | Fiberglass Reinforced Plastic | Pressurized
Speed Stop | 2302 HWY 41 N | TIFTON | Tift | 1370138 | 1 | Flapper Valve | 1998-05-01 | FALSE | 1998-05-01 | FALSE | Currently in Use | Diesel On Road | 10000 | Galvanic (STIP-3) | 1987-01-01 |  | Fiberglass Reinforced Plastic | Pressurized
TIFTON #1 MAINT - WAREHOUSE COMP | 900 ARMOUR RD | TIFTON | Tift | 1370072 | 1 |  | 1998-11-01 |  | 1998-11-01 |  | Removed from Ground | Gas (Historical Use) | 10000 | Steel-Impressed Current | 1978-04-03 | 2011-09-13 | Cathodically Protected | Suction (American)
JONES VOLKSWAGEN INC | U S 82 W 1449 | TIFTON | Tift | 1370090 | 1 | [5 empty] | Permanently Out of Use - historical purposes | Other | 250 | Bare Steel | 1969-05-09 | 1899-12-31 | Galvanized Steel
PIONEER HI-BREED INT'L INC/RESEA | HWY 319 NORTH | TIFTON | Tift | 1370066 | 1 | [5 empty] | Removed from Ground | Diesel | 1000 | Bare Steel | 1985-05-01 | 1994-08-22 | Galvanized Steel
ADCOCK PECAN CO | 801 W 7TH ST | TIFTON | Tift | 1370061 | 3 | [5 empty] | Removed from Ground | Empty | 10000 | Bare Steel | 1971-03-30 | 1899-12-31 | Galvanized Steel
FRIENDLY EXPRESS #101 | 1310 HIGHWAY 82 W | TIFTON | Tift | 9137101 | 3B | Flapper Valve | 1999-12-07 | FALSE | 1999-12-07 | FALSE | Currently in Use | E-0 | 10000 | Fiberglass Double Walled | 2000-05-15 |  | Double-Walled Fiberglass | Pressurized
Big Foot Travel Center #2 | 603 OLD OMEGA RD | TIFTON | Tift | 9137098 | 1A | Overfill Alarm | 1999-06-01 | FALSE | 1999-06-01 | FALSE | Currently in Use | E-10 | 12000 | Composite | 1999-06-01 |  | Fiberglass Reinforced Plastic | Pressurized
LYN INGRAM | 3726 US HWY 82 W | TIFTON | Tift | 9137073 | 3 | Flapper Valve | 1996-10-31 |  | 1996-10-31 |  | Temporarily out of use | Gas (Historical Use) | 6000 | Galvanic (STIP-3) | 1986-01-01 |  |  | Pressurized
WALKER'S AUTO SALES | 216 W 7TH ST | TIFTON | Tift | 9137038 | 1 | [5 empty] | Removed from Ground | Gas (Historical Use) | 6000 | Marked Unknown | 1995-08-22 | 1995-08-22 | Unknown
ROYAL CROWN BOTTLING CO OF TIFTO | 2755 MARSHALL DR | TIFTON | Tift | 9137035 | 2 | [5 empty] | Removed from Ground | Gas (Historical Use) | 5000 | Cathodically Protected Steel | 1987-01-01 | 1998-03-30 | Unknown | Suction (American)
REEVES CONSTRUCTION CO | I-75 & OLD UNION ROAD | TIFTON | Tift | 1370036 | 2 | [5 empty] | Removed from Ground | Empty | 10000 | Bare Steel | 1986-02-26 | 1992-05-12 | Unknown
BST/TIFTON CO/R2357 | 422 N CENTRAL AVE | TIFTON | Tift | 1370116 | 3 |  | 1988-11-30 |  | 1988-11-20 |  | Removed from Ground | Other | 1000 | Cathodically Protected Steel | 1988-11-30 | 1997-09-09 | Copper
SHOP & GO | 320 W 12TH ST | TIFTON | Tift | 1370059 | 1 | [5 empty] | Removed from Ground | Empty | 6000 | Bare Steel | 1986-03-26 | 1899-12-31 | Galvanized Steel
MAGNOLIA PLANTATION INC | 35 OMEGA-Eldorado RD | TIFTON | Tift | 1370060 | 5C | Ball Float | 2011-12-01 | FALSE | 2011-12-01 | FALSE | Currently in Use | Regular | 25000 | Fiberglass Double Walled | 2011-09-26 |  | Double-Walled Fiberglass | Pressurized
MAGNOLIA PLANTATION INC | 35 OMEGA-Eldorado RD | TIFTON | Tift | 1370060 | 1 |  | 1998-09-03 |  | 1998-09-03 |  | Removed from Ground | Gas (Historical Use) | 10000 | Steel-Impressed Current | 1984-03-26 | 2011-08-11 | Galvanized Steel | Pressurized
ADCOCK PECAN CO | 801 W 7TH ST | TIFTON | Tift | 1370061 | 1 | [5 empty] | Removed from Ground | Empty | 10000 | Bare Steel | 1971-03-30 | 1899-12-31 | Galvanized Steel
LYN INGRAM | 3726 US HWY 82 W | TIFTON | Tift | 9137073 | 1 | Flapper Valve | 1996-10-31 |  | 1996-10-31 |  | Temporarily out of use | Gas (Historical Use) | 6000 | Galvanic (STIP-3) | 1986-01-01 |  |  | Pressurized
PEPIS FOOD MART | 921 W 20TH ST | TIFTON | Tift | 9137049 | 4 | Flapper Valve | 1997-02-09 | FALSE | 1997-02-09 | FALSE | Currently in Use | E-10 | 6000 | Galvanic (STIP-3) | 1986-01-01 |  | Galvanized Steel | Pressurized
PEPIS FOOD MART | 921 W 20TH ST | TIFTON | Tift | 9137049 | 1 | Flapper Valve | 1997-02-09 | FALSE | 1997-02-09 | FALSE | Currently in Use | Diesel | 8000 | Galvanic (STIP-3) | 1986-01-01 |  | Galvanized Steel | Pressurized
RACHELS MINI SUPER | 2712 HWY 41 SOUTH | TIFTON | Tift | 9137040 | 1 |  | 1990-07-01 |  | 1990-07-01 |  | Removed from Ground | Gas (Historical Use) | 3000 | Cathodically Protected Steel | 1990-07-01 | 2002-08-01 | Cathodically Protected | Safe Suction (Euro)
RACHELS MINI SUPER | 2712 HWY 41 SOUTH | TIFTON | Tift | 9137040 | 4 |  | 1990-07-01 |  | 1990-07-01 |  | Removed from Ground | Diesel | 3000 | Cathodically Protected Steel | 1990-07-01 | 2002-08-01 | Cathodically Protected | Safe Suction (Euro)
ABRAHAM BALDWIN AGRICULTURAL COLLEGE | 2802 MOORE HWY | TIFTON | Tift | 10001958 | 1 | Flapper Valve | 2008-04-05 | FALSE | 2008-04-05 | FALSE | Currently in Use | Diesel | 2500 | Fiberglass Double Walled | 2008-03-31 |  | Double-Walled Fiberglass | Safe Suction (Euro)
GULF STATION | I-75 ELDORADO EXIT | TIFTON | Tift | 1370062 | 3 | [5 empty] | Removed from Ground | Empty | 10000 | Bare Steel | 1971-03-30 | 1899-12-31 | Galvanized Steel
LYN INGRAM | 3726 US HWY 82 W | TIFTON | Tift | 9137073 | 2 | Flapper Valve | 1996-10-31 |  | 1996-10-31 |  | Temporarily out of use | Diesel | 6000 | Galvanic (STIP-3) | 1986-01-01 |  |  | Pressurized
GA DOT #10482 SERVICE STATION (F | I-75 & US HWY 82 INTERCHANGE | TIFTON | Tift | 9137022 | 10482-2 | [5 empty] | Removed from Ground | Other | 500 | Marked Unknown | 1992-08-04 | 1992-08-04 | Unknown
FORMER AMOCO STATION - SITE #2 | 73 -B CHULA BROOKFIELD RD | CHULA | Tift | 10000747 | 2 |  |  | FALSE |  | FALSE | Removed from Ground | Gas (Historical Use) | 10000 | Bare Steel | 2004-10-14 | 2004-11-01 | Bare Steel
EZ FOOD MART | 2494 HWY 82 E | BROOKFIELD | Tift | 1370087 | 2 | Flapper Valve | 1996-12-05 | FALSE | 1996-12-05 | FALSE | Currently in Use | E-0 | 6000 | STIP-3/Impressed Current | 1986-05-02 |  | Fiberglass Reinforced Plastic | Pressurized
UTILCO RAILROAD | 905 OMEGA TYTY RD | TIFTON | Tift | 1370017 | 3 | Flapper Valve | 1998-11-09 | FALSE | 1998-11-09 | FALSE | Currently in Use | Regular | 10000 | STIP-3/Impressed Current | 1983-04-12 |  | Steel (Impressed Current) | Safe Suction (Euro)
IMC FERTILIZER INC/INTERNATIONAL | GIVE LOCATION ADDRES | TIFTON | Tift | 1370028 | 3 | [5 empty] | Removed from Ground | Gas (Historical Use) | 500 | Bare Steel | 1961-03-02 | 1988-02-15 | Galvanized Steel
BST/TIFTON CO/R2357 | 422 N CENTRAL AVE | TIFTON | Tift | 1370116 | 1 | [5 empty] | Removed from Ground | Diesel | 550 | Bare Steel | 1961-01-07 | 1988-11-01 | Galvanized Steel | Suction (American)
BOBS QUICK STOP | 1101 KING RD | TIFTON | Tift | 1370093 | 5 | [5 empty] | Removed from Ground | Diesel | 10000 | Cathodically Protected Steel | 1986-05-06 | 1995-09-01 | Fiberglass Reinforced Plastic
BOBS QUICK STOP | 1101 KING RD | TIFTON | Tift | 1370093 | 4 | Flapper Valve | 1995-07-01 | FALSE | 1995-07-01 | FALSE | Currently in Use | Diesel | 10000 | Steel-Impressed Current | 1986-05-06 |  | Fiberglass Reinforced Plastic | Pressurized
MAGNOLIA PLANTATION INC | 35 OMEGA-Eldorado RD | TIFTON | Tift | 1370060 | 5A | Flapper Valve | 2011-12-01 | FALSE | 2011-12-01 | FALSE | Currently in Use | Diesel | 5000 | Fiberglass Double Walled | 2011-09-26 |  | Double-Walled Fiberglass | Pressurized
MAGNOLIA PLANTATION INC | 35 OMEGA-Eldorado RD | TIFTON | Tift | 1370060 | 3 |  | 1998-09-03 |  | 1998-09-03 |  | Removed from Ground | Gas (Historical Use) | 10000 | Steel-Impressed Current | 1984-03-26 | 2011-08-11 | Galvanized Steel | Pressurized
TIFTON ALUMINUM CO | SOUTHWELL BLVD | TIFTON | Tift | 9137027 | 1 | [5 empty] | Removed from Ground | Diesel | 2000 | Not Marked/Unknown | 1989-01-01 | 1993-12-28 | Not Marked
RACHELS MINI SUPER | 2712 HWY 41 SOUTH | TIFTON | Tift | 9137040 | 2 |  | 1990-07-01 |  | 1990-07-01 |  | Removed from Ground | Gas (Historical Use) | 3000 | Cathodically Protected Steel | 1990-07-01 | 2002-08-01 | Cathodically Protected | Pressurized
RED CARPET INN | 104 CHULA BROOKFIELD RD | CHULA | Tift | 9137008 | 1 |  | 1997-01-10 |  | 1997-01-10 |  | Removed from Ground | Gas (Historical Use) | 10000 | Steel-Impressed Current | 1979-01-01 | 2005-01-17 | Cathodically Protected | Pressurized
RED CARPET INN | 104 CHULA BROOKFIELD RD | CHULA | Tift | 9137008 | 3B | Ball Float | 2005-01-24 | FALSE | 2005-01-24 | FALSE | Currently in Use | Premium | 6000 | Composite | 2005-01-24 |  | Fiberglass Reinforced Plastic | Pressurized
SUNSWEET BP | 184 WILLIS STILL RD | CHULA | Tift | 9137013 | 2 | Flapper Valve | 1993-03-22 | FALSE | 1993-03-22 | FALSE | Currently in Use | Diesel | 8000 | Galvanic (STIP-3) | 1993-02-06 |  | Fiberglass Reinforced Plastic | Pressurized
PALM CITY TEXACO | I-75 & CHULA EXIT | CHULA | Tift | 1370058 | 1 | [5 empty] | Removed from Ground | Empty | 4000 | Bare Steel | 1966-03-31 | 1899-12-31 | Galvanized Steel
CHULA TEXACO | I-75 & EXIT #23 | CHULA | Tift | 9137009 | 1 | [5 empty] | Removed from Ground | Gas (Historical Use) | 8000 | Fiberglass | 1985-01-01 | 1899-12-31 | Galvanized Steel
SUNSWEET BP | 184 WILLIS STILL RD | CHULA | Tift | 9137013 | 1C | Flapper Valve | 1991-07-12 | FALSE | 1991-07-12 | FALSE | Currently in Use | Premium | 4000 | Galvanic (STIP-3) | 1991-07-10 |  | Fiberglass Reinforced Plastic | Pressurized
EZ TRIP | 4468 HWY 319 S | TIFTON | Tift | 1370019 | 2 |  | 1997-03-02 |  | 1997-03-02 |  | Removed from Ground | Gas (Historical Use) | 4000 | Cathodically Protected Steel | 1985-04-15 | 1995-09-01 | Fiberglass Reinforced Plastic | Pressurized
Speed Stop | 2302 HWY 41 N | TIFTON | Tift | 1370138 | 3 | Flapper Valve | 1998-05-01 | FALSE | 1998-05-01 | FALSE | Currently in Use | E-10 | 12000 | Galvanic (STIP-3) | 1987-01-01 |  | Fiberglass Reinforced Plastic | Pressurized
BOBS QUICK STOP | 1101 KING RD | TIFTON | Tift | 1370093 | 3 | Flapper Valve | 1995-07-01 | FALSE | 1995-07-01 | FALSE | Currently in Use | E-0 | 10000 | Steel-Impressed Current | 1986-05-06 |  | Fiberglass Reinforced Plastic | Pressurized
JONES VOLKSWAGEN INC | U S 82 W 1449 | TIFTON | Tift | 1370090 | 3 | [5 empty] | Permanently Out of Use - historical purposes | Gas (Historical Use) | 500 | Marked Unknown | 1986-05-05 | 1899-12-31 | Unknown
USDA ARS ADMIN OFFICE | GA COASTAL PLAIN EXPERIMENT ST | TIFTON | Tift | 1370057 | 1 | [5 empty] | Removed from Ground | Gas (Historical Use) | 5000 | Bare Steel | 1982-04-05 | 1992-01-01 | Galvanized Steel
USDA ARS ADMIN OFFICE | GA COASTAL PLAIN EXPERIMENT ST | TIFTON | Tift | 1370057 | 4 |  | 1992-01-02 |  | 1992-01-02 |  | Removed from Ground | Diesel | 550 | Fiberglass | 1992-01-02 | 2006-08-23 | Fiberglass Reinforced Plastic | Safe Suction (Euro)
GULF STATION | I-75 ELDORADO EXIT | TIFTON | Tift | 1370062 | 2 | [5 empty] | Removed from Ground | Empty | 10000 | Bare Steel | 1971-03-30 | 1899-12-31 | Galvanized Steel
FORMER RACECO - SITE #1 | 73 -A CHULA BROOKFIELD RD | CHULA | Tift | 10000748 | 4 |  |  | FALSE |  | FALSE | Removed from Ground | Diesel | 6000 | Bare Steel | 2004-10-14 | 1899-12-31 | Bare Steel
RED CARPET INN | 104 CHULA BROOKFIELD RD | CHULA | Tift | 9137008 | 2 |  | 1997-01-10 |  | 1997-01-10 |  | Removed from Ground | Gas (Historical Use) | 10000 | Steel-Impressed Current | 1979-01-01 | 2005-01-17 | Cathodically Protected | Pressurized
THE SHACK | 4602 HWY 82 | TY TY | Tift | 9137094 | 4 | [5 empty] | Removed from Ground | Gas (Historical Use) | 2000 | Not Marked/Unknown | 1998-10-16 | 1998-10-16 | Not Marked
THE SHACK | 4602 HWY 82 | TY TY | Tift | 9137094 | 1 | [5 empty] | Removed from Ground | Gas (Historical Use) | 2000 | Not Marked/Unknown | 1998-10-16 | 1998-10-16 | Not Marked
ESCO'S FOOD STORE #5 | 4623 HWY 82 W | TY TY | Tift | 10001215 | 2B | Ball Float | 2004-01-01 | FALSE | 2004-01-01 | FALSE | Currently in Use | Diesel | 4000 | Tank Jacket Double Walled | 2004-01-01 |  | Fiberglass Reinforced Plastic | Pressurized
THE SHACK | 4602 HWY 82 | TY TY | Tift | 9137094 | 2 | [5 empty] | Removed from Ground | Gas (Historical Use) | 2000 | Not Marked/Unknown | 1998-10-16 | 1998-10-16 | Not Marked
APC #450 | 809 CAMDEN WAY | TIFTON | Tift | 9137006 | 134122 |  | 1988-12-19 |  | 1988-12-19 |  | Removed from Ground | Gas (Historical Use) | 8000 | Galvanic (STIP-3) | 1988-12-19 | 2004-07-27 | Fiberglass Reinforced Plastic | Pressurized
FORMER GAS STATION(PROPOSED WALGREENS) | 617 LOVE AVENUE | TIFTON | Tift | 10001293 | 1 |  |  | FALSE |  | FALSE | Removed from Ground | Gas (Historical Use) | 2000 | Unknown | 2007-01-12 | 2007-01-12
FORMER GAS STATION(PROPOSED WALGREENS) | 617 LOVE AVENUE | TIFTON | Tift | 10001293 | 4 |  |  | FALSE |  | FALSE | Removed from Ground | Gas (Historical Use) | 1500 | Unknown | 2007-04-24 | 2007-04-24
HENRY TIFT MYERS AIRPORT/NORTH TANK PIT | 3093 US HWY 41 SOUTH | TIFTON | Tift | 1370113 | 3 | [5 empty] | Permanently Out Of Use | Other | 2000 | Bare Steel | 1972-05-11 | 1989-09-01 | Galvanized Steel
FORMER RACECO - SITE #1 | 73 -A CHULA BROOKFIELD RD | CHULA | Tift | 10000748 | 2 |  |  | FALSE |  | FALSE | Removed from Ground | Gas (Historical Use) | 8000 | Bare Steel | 2004-10-14 | 1899-12-31 | Bare Steel
EXPRESSWAY FOOD MART | 3336 US HWY 41 NORTH | CHULA | Tift | 9137025 | 1 | Flapper Valve | 1994-01-10 | FALSE | 1994-01-10 | FALSE | Currently in Use | E-10 | 6000 | Lined Interior/Impressed Current | 2000-10-09 |  | Fiberglass Reinforced Plastic | Pressurized
J&N FOOD MART | 2473 HWY 82 EAST | BROOKFIELD | Tift | 9137042 | 2 | Ball Float | 1998-12-22 | FALSE | 1988-01-01 | FALSE | Currently in Use | Premium | 10000 | Steel-Impressed Current | 1988-01-01 |  | Steel (Impressed Current) | Pressurized
SAMS TIRE | US HIGHWAY 82 & CHURCH STREET | TY TY | Tift | 9137071 | 1 | [5 empty] | Removed from Ground | Gas (Historical Use) | 1000 | Bare Steel | 1970-01-01 | 1998-10-12 | Galvanized Steel
ESCO'S FOOD STORE #5 | 4623 HWY 82 W | TY TY | Tift | 10001215 | 1 | Ball Float | 2004-01-01 | FALSE | 2004-01-01 | FALSE | Currently in Use | E-10 | 15000 | Tank Jacket Double Walled | 2004-01-01 |  | Fiberglass Reinforced Plastic | Pressurized
FASTRAC #7 | 11 JORDAN RD | TIFTON | Tift | 10003306 | 2A | Flapper Valve | 2022-12-30 | FALSE | 2022-12-30 | FALSE | Currently in Use | Premium | 4000 | Composite Double Walled | 2022-08-01 |  | Double-Walled Flex | Pressurized
FASTRAC #7 | 11 JORDAN RD | TIFTON | Tift | 10003306 | 1 | Flapper Valve | 2022-12-30 | FALSE | 2022-12-30 | FALSE | Currently in Use | E-10 | 15000 | Composite Double Walled | 2022-08-01 |  | Double-Walled Flex | Pressurized
CIRCLE K 2707255 | 4440 UNION RD | TIFTON | Tift | 10003374 | 1 | Flapper Valve | 2023-11-20 | FALSE | 2023-11-20 | FALSE | Currently in Use | E-10 | 20000 | Fiberglass Double Walled | 2023-11-20 |  | Double-Walled Fiberglass | Pressurized
CIRCLE K 2707255 | 4440 UNION RD | TIFTON | Tift | 10003374 | 3B | Flapper Valve | 2023-12-17 | FALSE | 2023-12-28 | FALSE | Currently in Use | E-0 | 8000 | Fiberglass Double Walled | 2023-11-20 |  | Double-Walled Fiberglass | Pressurized
PEPIS FOOD MART | 921 W 20TH ST | TIFTON | Tift | 9137049 | 3 | Flapper Valve | 1997-02-09 | FALSE | 1997-02-09 | FALSE | Currently in Use | Premium | 6000 | Galvanic (STIP-3) | 1986-01-01 |  | Galvanized Steel | Pressurized
PRINCE HONDA | 1501 U S HIGHWAY 82 WEST | TIFTON | Tift | 10002086 | 1 |  |  | FALSE |  | FALSE | Removed from Ground | Used Oil | 550 | Cathodically Protected Steel | 2011-12-13 | 2011-12-13 | Galvanized Steel | Gravity Fed
REEVES CONSTRUCTION CO | I-75 & OLD UNION ROAD | TIFTON | Tift | 1370036 | 1 | [5 empty] | Removed from Ground | Diesel | 10000 | Bare Steel | 1986-02-26 | 1992-05-12 | Galvanized Steel
IMC FERTILIZER INC/INTERNATIONAL | GIVE LOCATION ADDRES | TIFTON | Tift | 1370028 | 2 | [5 empty] | Removed from Ground | Diesel | 500 | Bare Steel | 1971-02-28 | 1988-05-15 | Galvanized Steel
BST/TIFTON CO/R2357 | 422 N CENTRAL AVE | TIFTON | Tift | 1370116 | 2 | [5 empty] | Removed from Ground | Gas (Historical Use) | 12000 | Bare Steel | 1981-01-02 | 1991-05-10 | Galvanized Steel | Pressurized
PALM CITY CHEVRON | I-75 CHULA EXIT | CHULA | Tift | 1370063 | 5 | [5 empty] | Removed from Ground | Gas (Historical Use) | 4000 | Bare Steel | 1966-03-31 | 1899-12-31 | Galvanized Steel
PLANT TELEPHONE TOWER SITE | HWY 319 SOUTH | OMEGA | Tift | 9137037 | 2 | [5 empty] | Removed from Ground | Diesel | 1000 | Not Marked/Unknown | 1995-07-08 | 1995-07-08 | Unknown
TIFTON HOUSING AUTHORITY | 325 OLD OMEGA ROAD | TIFTON | Tift | 10001817 | 1 |  |  | FALSE |  | FALSE | Removed from Ground | Gas (Historical Use) | 500 | Bare Steel | 2009-04-20 | 2009-04-20 | Unknown
FORMER GAS STATION(PROPOSED WALGREENS) | 617 LOVE AVENUE | TIFTON | Tift | 10001293 | 2 |  |  | FALSE |  | FALSE | Removed from Ground | Used Oil | 500 | Unknown | 2007-01-12 | 2007-01-12
HENRY TIFT MYERS AIRPORT/NORTH TANK PIT | 3093 US HWY 41 SOUTH | TIFTON | Tift | 1370113 | 4 | [5 empty] | Permanently Out Of Use | Other | 2000 | Bare Steel | 1972-05-11 | 1989-09-01 | Galvanized Steel
HENRY TIFT MYERS AIRPORT/NORTH TANK PIT | 3093 US HWY 41 SOUTH | TIFTON | Tift | 1370113 | 5 | [5 empty] | Permanently Out Of Use | Other | 1000 | Bare Steel | 1972-05-11 | 1989-09-01 | Galvanized Steel
FORMER RACECO - SITE #1 | 73 -A CHULA BROOKFIELD RD | CHULA | Tift | 10000748 | 1 |  |  | FALSE |  | FALSE | Removed from Ground | Gas (Historical Use) | 8000 | Bare Steel | 2004-10-14 | 1899-12-31
J&N FOOD MART | 2473 HWY 82 EAST | BROOKFIELD | Tift | 9137042 | 1 | Ball Float | 1998-12-22 | FALSE | 1988-01-01 | FALSE | Currently in Use | E-10 | 10000 | Steel-Impressed Current | 1998-11-28 |  | Steel (Impressed Current) | Pressurized
ROYAL CROWN BOTTLING CO OF TIFTO | 2755 MARSHALL DR | TIFTON | Tift | 9137035 | 1 | [5 empty] | Removed from Ground | Diesel | 10000 | Cathodically Protected Steel | 1987-01-01 | 1998-03-30 | Unknown | Suction (American)
RED CARPET INN | 104 CHULA BROOKFIELD RD | CHULA | Tift | 9137008 | 3C | Flapper Valve | 2005-01-24 | FALSE | 2005-01-24 | FALSE | Currently in Use | Diesel | 5000 | Composite | 2005-01-24 |  | Fiberglass Reinforced Plastic | Pressurized
OLD SERVICE STATION/DAIRY QUEEN | I-75 & WILLIS STILL RD | CHULA | Tift | 1370163 | 2 | [5 empty] | Removed from Ground | Gas (Historical Use) | 10000 | Bare Steel | 1980-05-24 | 1998-12-15 | Galvanized Steel
GA DOT #10443 | OLD UNION RD/ 1/2 MI WEST I-75 | TIFTON | Tift | 1370054 | 10443-1 | [5 empty] | Removed from Ground | Gas (Historical Use) | 2000 | Bare Steel | 1971-05-03 | 1990-12-01 | Galvanized Steel
SHOP & GO | 320 W 12TH ST | TIFTON | Tift | 1370059 | 2 | [5 empty] | Removed from Ground | Empty | 10000 | Bare Steel | 1986-03-26 | 1899-12-31 | Galvanized Steel
MAGNOLIA PLANTATION INC | 35 OMEGA-Eldorado RD | TIFTON | Tift | 1370060 | 4 |  | 1998-09-01 |  | 1998-09-01 |  | Removed from Ground | Gas (Historical Use) | 10000 | Steel-Impressed Current | 1984-03-26 | 2011-08-11 | Galvanized Steel | Pressurized
FRIENDLY EXPRESS #101 | 1310 HIGHWAY 82 W | TIFTON | Tift | 9137101 | 1 | Flapper Valve | 1999-12-07 | FALSE | 1999-12-07 | FALSE | Currently in Use | Premium | 20000 | Fiberglass Double Walled | 2000-05-15 |  | Double-Walled Fiberglass | Pressurized
RACHELS MINI SUPER | 2712 HWY 41 SOUTH | TIFTON | Tift | 9137040 | 3 |  | 1990-07-01 |  | 1990-07-01 |  | Removed from Ground | Gas (Historical Use) | 3000 | Cathodically Protected Steel | 1990-07-01 | 2002-08-01 | Cathodically Protected | Pressurized
FORMER AMOCO STATION - SITE #2 | 73 -B CHULA BROOKFIELD RD | CHULA | Tift | 10000747 | 3 |  |  | FALSE |  | FALSE | Removed from Ground | Gas (Historical Use) | 10000 | Bare Steel | 2004-10-14 | 2004-11-01 | Bare Steel
PALM CITY TEXACO | I-75 & CHULA EXIT | CHULA | Tift | 1370058 | 2 | [5 empty] | Removed from Ground | Empty | 4000 | Bare Steel | 1966-03-31 | 1899-12-31 | Galvanized Steel
OLD SERVICE STATION/DAIRY QUEEN | I-75 & WILLIS STILL RD | CHULA | Tift | 1370163 | 1 | [5 empty] | Removed from Ground | Gas (Historical Use) | 10000 | Bare Steel | 1980-05-24 | 1998-12-15 | Galvanized Steel
PALM CITY CHEVRON | I-75 CHULA EXIT | CHULA | Tift | 1370063 | 1 | [5 empty] | Removed from Ground | Gas (Historical Use) | 2000 | Bare Steel | 1966-03-31 | 1899-12-31 | Galvanized Steel
PALM CITY TEXACO | I-75 & CHULA EXIT | CHULA | Tift | 1370058 | 3 | [5 empty] | Removed from Ground | Empty | 4000 | Bare Steel | 1966-03-31 | 1899-12-31 | Galvanized Steel
SAMS TIRE | US HIGHWAY 82 & CHURCH STREET | TY TY | Tift | 9137071 | 2 | [5 empty] | Removed from Ground | Gas (Historical Use) | 1000 | Bare Steel | 1970-01-01 | 1998-10-12 | Galvanized Steel
HENRY TIFT MYERS AIRPORT/NORTH TANK PIT | 3093 US HWY 41 SOUTH | TIFTON | Tift | 1370113 | 1 |  |  | FALSE |  | FALSE | Removed from Ground |  | 10000 | Bare Steel | 1981-05-09 | 1999-06-02 | Galvanized Steel
DIXIE FOOD STORE #625 | 5070 HWY 125 NORTH | CHULA | Tift | 9137046 | 3 | Flapper Valve | 1995-11-01 | FALSE | 1995-11-01 | FALSE | Currently in Use | Diesel On Road | 4000 | Steel-Impressed Current | 1986-06-01 |  | Steel (Impressed Current) | Pressurized
ESCO'S FOOD STORE #5 | 4623 HWY 82 W | TY TY | Tift | 10001215 | 2A | Ball Float | 2004-01-01 | FALSE | 2004-01-01 | FALSE | Currently in Use | Premium | 4000 | Tank Jacket Double Walled | 2004-01-01 |  | Fiberglass Reinforced Plastic | Pressurized
EXPRESSWAY FOOD MART | 3336 US HWY 41 NORTH | CHULA | Tift | 9137025 | 2 | Flapper Valve | 1994-01-10 | FALSE | 1994-01-10 | FALSE | Currently in Use | Diesel | 6000 | STIP-3/Impressed Current | 2000-10-09 |  | Fiberglass Reinforced Plastic | Pressurized
DIXIE FOOD STORE #625 | 5070 HWY 125 NORTH | CHULA | Tift | 9137046 | 1 | Flapper Valve | 1995-11-01 | FALSE | 1995-11-01 | FALSE | Currently in Use | E-10 | 4000 | Steel-Impressed Current | 1986-06-01 |  | Steel (Impressed Current) | Pressurized
PALM CITY CHEVRON | I-75 CHULA EXIT | CHULA | Tift | 1370063 | 3 | [5 empty] | Removed from Ground | Gas (Historical Use) | 4000 | Bare Steel | 1966-03-31 | 1899-12-31 | Galvanized Steel
SHIBA FOOD STORE #3 | 4639 US HWY 82 W | TY TY | Tift | 1370092 | 2 | Ball Float | 1997-02-09 | FALSE | 1997-02-09 | FALSE | Currently in Use | Diesel | 10000 | Steel-Impressed Current | 1982-05-06 |  | Steel (Impressed Current) | Pressurized
PALM CITY CHEVRON | I-75 CHULA EXIT | CHULA | Tift | 1370063 | 4 | [5 empty] | Removed from Ground | Gas (Historical Use) | 4000 | Bare Steel | 1966-03-31 | 1899-12-31 | Galvanized Steel
OLD SERVICE STATION/DAIRY QUEEN | I-75 & WILLIS STILL RD | CHULA | Tift | 1370163 | 4 | [5 empty] | Removed from Ground | Diesel | 10000 | Cathodically Protected Steel | 1987-01-01 | 1998-12-15 | Cathodically Protected
SHIBA FOOD STORE #3 | 4639 US HWY 82 W | TY TY | Tift | 1370092 | 1 | Ball Float | 1997-02-09 | FALSE | 1997-02-09 | FALSE | Currently in Use | E-10 | 10000 | Steel-Impressed Current | 1982-05-06 |  | Steel (Impressed Current) | Pressurized
Big Foot Travel Center #2 | 603 OLD OMEGA RD | TIFTON | Tift | 9137098 | 1B | Overfill Alarm | 1999-06-01 | FALSE | 1999-06-01 | FALSE | Currently in Use | Premium | 8000 | Composite | 1999-06-01 |  | Fiberglass Reinforced Plastic | Pressurized
FORMER GAS STATION(PROPOSED WALGREENS) | 617 LOVE AVENUE | TIFTON | Tift | 10001293 | 5 |  |  | FALSE |  | FALSE | Removed from Ground | Gas (Historical Use) | 1500 | Unknown | 2007-04-24 | 2007-04-24
HENRY TIFT MYERS AIRPORT/NORTH TANK PIT | 3093 US HWY 41 SOUTH | TIFTON | Tift | 1370113 | 2 |  |  | FALSE |  | FALSE | Removed from Ground |  | 10000 | Bare Steel | 1981-05-09 | 1999-06-02 | Galvanized Steel
SPEEGO FOOD STORE #1 | 1939 WHIDDON MILL RD | TIFTON | Tift | 1370002 | 1 | Flapper Valve | 1998-08-01 | FALSE | 1998-08-01 | FALSE | Currently in Use | E-10 | 6000 | Steel-Impressed Current | 1985-04-23 |  | Steel (Impressed Current) | Pressurized
EZ TRIP | 4468 HWY 319 S | TIFTON | Tift | 1370019 | 1 |  | 1997-03-02 |  | 1997-03-02 |  | Removed from Ground | Gas (Historical Use) | 8000 | Cathodically Protected Steel | 1985-04-15 | 1995-09-01 | Fiberglass Reinforced Plastic | Pressurized
Speed Stop | 2302 HWY 41 N | TIFTON | Tift | 1370138 | 2 | Flapper Valve | 1998-05-01 | FALSE | 1998-05-01 | FALSE | Currently in Use | Premium | 12000 | Galvanic (STIP-3) | 1987-01-01 |  | Fiberglass Reinforced Plastic | Pressurized
USDA ARS ADMIN OFFICE | GA COASTAL PLAIN EXPERIMENT ST | TIFTON | Tift | 1370057 | 2 | [5 empty] | Removed from Ground | Gas (Historical Use) | 5000 | Bare Steel | 1982-04-05 | 1992-01-01 | Galvanized Steel | TOU
APC #450 | 809 CAMDEN WAY | TIFTON | Tift | 9137006 | 134123 |  | 1988-12-19 |  | 1988-12-19 |  | Removed from Ground | Gas (Historical Use) | 8000 | Galvanic (STIP-3) | 1988-12-19 | 2004-07-27 | Fiberglass Reinforced Plastic | Pressurized
PRINCE HONDA | 1501 U S HIGHWAY 82 WEST | TIFTON | Tift | 10002086 | 2 |  |  | FALSE |  | FALSE | Removed from Ground | Used Oil | 550 | Cathodically Protected Steel | 2011-12-13 | 2011-12-13 | Bare Steel | Gravity Fed
RED CARPET INN | 104 CHULA BROOKFIELD RD | CHULA | Tift | 9137008 | 3A | Ball Float | 2005-01-24 | FALSE | 2005-01-24 | FALSE | Currently in Use | E-10 | 14000 | Composite | 2005-01-24 |  | Fiberglass Reinforced Plastic | Pressurized
EZ FOOD MART | 2494 HWY 82 E | BROOKFIELD | Tift | 1370087 | 1 | Flapper Valve | 1996-12-05 | FALSE | 1996-12-05 | FALSE | Currently in Use | E-10 | 8000 | STIP-3/Impressed Current | 1986-05-02 |  | Fiberglass Reinforced Plastic | Pressurized
THE SHACK | 4602 HWY 82 | TY TY | Tift | 9137094 | 3 | [5 empty] | Removed from Ground | Gas (Historical Use) | 2000 | Not Marked/Unknown | 1998-10-16 | 1998-10-16 | Not Marked
FORMER AMOCO STATION - SITE #2 | 73 -B CHULA BROOKFIELD RD | CHULA | Tift | 10000747 | 1 |  |  | FALSE |  | FALSE | Removed from Ground | Gas (Historical Use) | 10000 | Bare Steel | 2004-10-14 | 2004-11-01 | Bare Steel
SUNSWEET BP | 184 WILLIS STILL RD | CHULA | Tift | 9137013 | 1A | Flapper Valve | 1991-07-12 | FALSE | 1991-07-12 | FALSE | Currently in Use | E-10 | 8000 | Galvanic (STIP-3) | 1991-07-10 |  | Fiberglass Reinforced Plastic | Pressurized
PALM CITY CHEVRON | I-75 CHULA EXIT | CHULA | Tift | 1370063 | 6 | [5 empty] | Removed from Ground | Gas (Historical Use) | 4000 | Bare Steel | 1966-03-31 | 1899-12-31 | Galvanized Steel
OLD SERVICE STATION/DAIRY QUEEN | I-75 & WILLIS STILL RD | CHULA | Tift | 1370163 | 3 | [5 empty] | Removed from Ground | Gas (Historical Use) | 10000 | Bare Steel | 1980-05-24 | 1998-12-15 | Galvanized Steel
J&N FOOD MART | 2473 HWY 82 EAST | BROOKFIELD | Tift | 9137042 | 3 | Ball Float | 1988-01-01 | FALSE | 1988-01-01 | FALSE | Currently in Use | Diesel | 6000 | Steel-Impressed Current | 1988-01-01 |  | Steel (Impressed Current) | Pressurized
SAMS TIRE | US HIGHWAY 82 & CHURCH STREET | TY TY | Tift | 9137071 | 3 | [5 empty] | Removed from Ground | Gas (Historical Use) | 500 | Bare Steel | 1970-01-01 | 1998-10-12 | Galvanized Steel
SUSIE QS #4 | 5499 ALABAMA AVE | OMEGA | Tift | 1370018 | 2 | [5 empty] | Removed from Ground | Gas (Historical Use) | 6000 | Bare Steel | 1973-04-14 | 1997-06-18 | Galvanized Steel
OMEGA ELEMENTARY SCHOOL | COLLEGE ST | OMEGA | Tift | 1370039 | 1 |  |  | FALSE |  | FALSE | Permanently Out of Use - historical purposes | Diesel | 1000 | Bare Steel | 1956-01-16 |  | Galvanized Steel | Suction (American)
OMEGA FOODS | 5530 ALABAMA AVE | OMEGA | Tift | 1370083 | 1 | Ball Float | 1995-03-01 | FALSE | 1995-03-01 | FALSE | Currently in Use | E-10 | 8000 | Steel-Impressed Current | 1986-05-02 |  | Fiberglass Reinforced Plastic | Pressurized
SCARBOR FARM SHOP | 5194 US HWY 319 S | OMEGA | Tift | 9137059 | 3 | [5 empty] | Removed from Ground | Gas (Historical Use) | 4000 | Bare Steel | 1989-11-28 | 1999-12-17 | Galvanized Steel | Suction (American)
TIFTON DISTRICT OFFICE FORESTRY | HWY 41 SOUTH | TIFTON | Tift | 1370006 | 1 | [5 empty] | Removed from Ground | Other | 2000 | Bare Steel | 1974-04-25 | 1994-01-13 | Galvanized Steel
REEVES CONSTRUCTION CO | I-75 & OLD UNION ROAD | TIFTON | Tift | 1370036 | 3 | [5 empty] | Removed from Ground | Empty | 10000 | Bare Steel | 1986-02-26 | 1992-05-12 | Unknown
BST/TIFTON CO/R2357 | 422 N CENTRAL AVE | TIFTON | Tift | 1370116 | 4 | Flapper Valve | 1997-12-04 | FALSE | 1997-12-04 | FALSE | Currently in Use | Diesel | 2500 | Fiberglass Double Walled | 1997-12-04 |  | Copper | Safe Suction (Euro)
CIRCLE K 2707255 | 4440 UNION RD | TIFTON | Tift | 10003374 | 2 | Flapper Valve |  | FALSE |  | FALSE | Currently in Use | Diesel | 20000 | Fiberglass Double Walled | 2023-11-20 |  | Double-Walled Fiberglass | Pressurized
CIRCLE K 2707255 | 4440 UNION RD | TIFTON | Tift | 10003374 | 5 | Flapper Valve | 2023-11-20 | FALSE | 2023-11-20 | FALSE | Currently in Use | Diesel | 20000 | Fiberglass Double Walled | 2023-11-20 |  | Double-Walled Fiberglass | Pressurized
CIRCLE K 2707255 | 4440 UNION RD | TIFTON | Tift | 10003374 | 3A | Flapper Valve | 2023-11-20 | FALSE | 2023-11-20 | FALSE | Currently in Use | Premium | 12000 | Fiberglass Double Walled | 2023-11-20 |  | Double-Walled Fiberglass | Pressurized
TIFTON DIST OPER HQ | 1010 BRUCE LANE | TIFTON | Tift | 1370088 | 1 | [5 empty] | Closed in Ground | Diesel | 10000 | Bare Steel | 1976-05-09 | 1991-03-10 | Unknown
MAGNOLIA PLANTATION INC | 35 OMEGA-Eldorado RD | TIFTON | Tift | 1370060 | 5B | Flapper Valve | 2011-12-01 | FALSE | 2011-12-01 | FALSE | Currently in Use | Premium | 5000 | Fiberglass Double Walled | 2011-09-26 |  | Double-Walled Fiberglass | Pressurized
Big Foot Travel Center #2 | 603 OLD OMEGA RD | TIFTON | Tift | 9137098 | 3 | Overfill Alarm | 1999-06-01 | FALSE | 1999-06-01 | FALSE | Currently in Use | Diesel | 10000 | Composite | 1999-06-01 |  | Fiberglass Reinforced Plastic | Pressurized
HENRY TIFT MYERS AIRPORT/NORTH TANK PIT | 3093 US HWY 41 SOUTH | TIFTON | Tift | 1370113 | 6 | Overfill Alarm | 1999-06-09 | FALSE | 1999-06-09 | FALSE | Removed from Ground | Aviaion gas/AV Gas | 12000 | Composite | 1999-06-09 |  | Fiberglass Reinforced Plastic | Safe Suction (Euro)
FORMER AMOCO STATION - SITE #2 | 73 -B CHULA BROOKFIELD RD | CHULA | Tift | 10000747 | 4 |  |  | FALSE |  | FALSE | Removed from Ground | Diesel | 10000 | Bare Steel | 2004-10-14 | 2004-11-01 | Bare Steel
CHULA TEXACO | I-75 & EXIT #23 | CHULA | Tift | 9137009 | 2 | [5 empty] | Removed from Ground | Gas (Historical Use) | 8000 | Fiberglass | 1985-01-01 | 1899-12-31 | Galvanized Steel
DIXIE FOOD STORE #625 | 5070 HWY 125 NORTH | CHULA | Tift | 9137046 | 2 | Flapper Valve | 1995-11-01 | FALSE | 1995-11-01 | FALSE | Currently in Use | Plus | 4000 | Steel-Impressed Current | 1986-06-01 |  | Steel (Impressed Current) | Pressurized
PALM CITY CHEVRON | I-75 CHULA EXIT | CHULA | Tift | 1370063 | 2 | [5 empty] | Removed from Ground | Gas (Historical Use) | 3000 | Bare Steel | 1966-03-31 | 1899-12-31 | Galvanized Steel
PALM CITY TEXACO | I-75 & CHULA EXIT | CHULA | Tift | 1370058 | 5 | [5 empty] | Removed from Ground | Empty | 4000 | Bare Steel | 1966-03-31 | 1899-12-31 | Galvanized Steel
PALM CITY TEXACO | I-75 & CHULA EXIT | CHULA | Tift | 1370058 | 4 | [5 empty] | Removed from Ground | Empty | 4000 | Bare Steel | 1966-03-31 | 1899-12-31 | Galvanized Steel
SHIBA FOOD STORE #3 | 4639 US HWY 82 W | TY TY | Tift | 1370092 | 3 | Ball Float | 1997-02-09 | FALSE | 1997-02-09 | FALSE | Currently in Use | Premium | 8000 | Steel-Impressed Current | 1982-05-06 |  | Steel (Impressed Current) | Pressurized
SPEEDY #10 (ALLIANCE SHELL) | 1602 TIFT AVE N | TIFTON | Tift | 10003502 | 1B | Flapper Valve | 2024-04-24 | FALSE | 2024-04-24 | FALSE | Currently in Use | Premium | 4000 | Composite Double Walled | 2023-12-05 |  | Double-Walled Flex | Pressurized
BLUE DEVIL CORNER #1 | 31 NORTH CARPENTER RD | TIFTON | Tift | 10003516 | 1A | Flapper Valve | 2024-12-05 | FALSE | 2024-12-05 | FALSE | Currently in Use | E-10 | 15000 | Composite Double Walled | 2024-06-05 |  | Double-Walled Flex | Pressurized
SPEEDY #10 (ALLIANCE SHELL) | 1602 TIFT AVE N | TIFTON | Tift | 10003502 | 1A | Flapper Valve | 2024-04-24 | FALSE | 2024-04-24 | FALSE | Currently in Use | Regular | 12000 | Composite Double Walled | 2023-12-05 |  | Double-Walled Flex | Pressurized
BLUE DEVIL CORNER #1 | 31 NORTH CARPENTER RD | TIFTON | Tift | 10003516 | 1B | Flapper Valve | 2024-12-05 | FALSE | 2024-12-05 | FALSE | Currently in Use | Premium | 5000 | Composite Double Walled | 2024-06-05 |  | Double-Walled Flex | Pressurized
SPEEDY #10 (ALLIANCE SHELL) | 1602 TIFT AVE N | TIFTON | Tift | 10003502 | 1C | Flapper Valve | 2024-04-24 | FALSE | 2024-04-24 | FALSE | Currently in Use | Diesel | 4000 | Composite Double Walled | 2023-12-05 |  | Double-Walled Flex | Pressurized
STRIPLINGS | 2202 US HWY 41 N | TIFTON | Tift | 10003215 | 2B | Flapper Valve | 2021-12-29 | FALSE | 2021-06-01 | FALSE | Currently in Use | Premium | 6000 | Composite Double Walled | 2021-06-01
BLUE DEVIL CORNER #1 | 31 NORTH CARPENTER RD | TIFTON | Tift | 10003516 | 1C | Flapper Valve | 2024-12-05 | FALSE | 2024-12-05 | FALSE | Currently in Use | Diesel | 5000 | Composite Double Walled | 2024-06-05 |  | Double-Walled Flex | Pressurized
SUNSWEET GROCERY STATION #025 | 3737 HWY 41N | CHULA | Tift | 9137055 | 2 | [5 empty] | Removed from Ground | Kerosene | 2500 | Bare Steel | 1982-01-01 | 1998-12-01 | Galvanized Steel | Suction (American)
FASTRAC #8 | 1650 CARPENTER RD | TIFTON | Tift | 10003548 | 1 | Flapper Valve | 2024-11-06 | FALSE | 2024-12-07 | FALSE | Currently in Use | E-10 | 15000 | Composite Double Walled | 2024-07-11 |  | Double-Walled Flex | Pressurized
RUTLAND ELDORADO SHELL | I-75 EXIT 14 (OMEGA ELDORADO RD | LENOX | Tift | 9137087 | 4 |  | 1998-12-01 |  | 1998-12-01 |  | Removed from Ground | Gas (Historical Use) | 4000 | Steel-Impressed Current | 1998-12-01 | 2001-10-09 | Cathodically Protected | Suction (American)
RUTLAND ELDORADO SHELL | I-75 EXIT 14 (OMEGA ELDORADO RD | LENOX | Tift | 9137087 | 5 |  | 1998-12-01 |  | 1998-12-01 |  | Removed from Ground | Gas (Historical Use) | 6000 | Steel-Impressed Current | 1998-12-01 | 2001-10-09 | Cathodically Protected | Suction (American)
FASTRAC #8 | 1650 CARPENTER RD | TIFTON | Tift | 10003548 | 2A | Flapper Valve | 2024-11-06 | FALSE | 2024-12-07 | FALSE | Currently in Use | Diesel | 10000 | Composite Double Walled | 2024-07-11 |  | Double-Walled Flex | Pressurized
FASTRAC #8 | 1650 CARPENTER RD | TIFTON | Tift | 10003548 | 2B | Flapper Valve | 2024-11-06 | FALSE | 2024-12-07 | FALSE | Currently in Use | Premium | 5000 | Composite Double Walled | 2024-07-11 |  | Double-Walled Flex | Pressurized
SUNSWEET GROCERY STATION #025 | 3737 HWY 41N | CHULA | Tift | 9137055 | 1 | [5 empty] | Removed from Ground | Gas (Historical Use) | 3500 | Bare Steel | 1982-01-01 | 1998-12-01 | Galvanized Steel | Suction (American)
UGA-TIFTON | 2360 Rainwater Rd | Tifton | Tift | UST-SLOC-9137083 | 3 | Flapper Valve | 1997-07-14 | FALSE | 1997-07-14 | FALSE | Currently in Use | Gas (Historical Use) | 10000 | Fiberglass Double Walled | 1997-07-14 |  | Double-Walled Fiberglass | Pressurized
UGA-TIFTON | 2360 Rainwater Rd | Tifton | Tift | UST-SLOC-1370021 | 9 | [5 empty] | Removed from Ground | Diesel | 1000 | Bare Steel | 1966-03-10 | 1992-04-13 | Galvanized Steel
UGA-TIFTON | 2360 Rainwater Rd | Tifton | Tift | UST-SLOC-1370021 | 8 | [5 empty] | Removed from Ground | Gas (Historical Use) | 2000 | Bare Steel | 1966-03-10 | 1992-04-13 | Galvanized Steel
UGA-TIFTON | 2360 Rainwater Rd | Tifton | Tift | UST-SLOC-1370042 | 1 | [5 empty] | Removed from Ground | Diesel | 10000 | Bare Steel | 1975-01-20 | 1997-08-14 | Unknown
UGA-TIFTON | 2360 Rainwater Rd | Tifton | Tift | UST-SLOC-9137081 | 1 | [5 empty] | Removed from Ground | Diesel | 2000 | Marked Unknown | 1997-08-19 | 1997-08-19 | Unknown
UGA-TIFTON | 2360 Rainwater Rd | Tifton | Tift | UST-SLOC-9137078 | 1 | [5 empty] | Removed from Ground | Diesel | 4000 | Marked Unknown | 1997-06-09 | 1997-06-09 | Unknown
UGA-TIFTON | 2360 Rainwater Rd | Tifton | Tift | UST-SLOC-9137077 | 1 | [5 empty] | Removed from Ground | Diesel | 1000 | Marked Unknown | 1997-07-15 | 1997-07-15 | Unknown
UGA-TIFTON | 2360 Rainwater Rd | Tifton | Tift | UST-SLOC-1370021 | 7 | [5 empty] | Removed from Ground | Diesel | 6000 | Bare Steel | 1956-03-12 | 1988-04-01 | Copper
UGA-TIFTON | 2360 Rainwater Rd | Tifton | Tift | UST-SLOC-9137083 | 4 | Flapper Valve | 1997-07-14 | FALSE | 1997-07-14 | FALSE | Currently in Use | Diesel | 10000 | Fiberglass Double Walled | 1997-07-14 |  | Double-Walled Fiberglass | Pressurized
UGA-TIFTON | 2360 Rainwater Rd | Tifton | Tift | UST-SLOC-9137083 | 1 | [5 empty] | Removed from Ground | Gas (Historical Use) | 1000 | Marked Unknown | 1997-12-09 | 1997-12-09 | Unknown
UGA-TIFTON | 2360 Rainwater Rd | Tifton | Tift | UST-SLOC-9137079 | 1 | [5 empty] | Removed from Ground | Diesel | 2000 | Marked Unknown | 1997-07-08 | 1997-07-08 | Unknown
UGA-TIFTON | 2360 Rainwater Rd | Tifton | Tift | UST-SLOC-9137076 | 1 |  |  | FALSE |  | FALSE | Removed from Ground | Diesel | 560 | Unknown | 2011-10-27 | 2011-10-27
UGA-TIFTON | 2360 Rainwater Rd | Tifton | Tift | UST-SLOC-9137083 | 2 | [5 empty] | Removed from Ground | Gas (Historical Use) | 1000 | Marked Unknown | 1997-12-09 | 1997-12-09 | Unknown
UGA-TIFTON | 2360 Rainwater Rd | Tifton | Tift | UST-SLOC-9137077 | 2 | [5 empty] | Removed from Ground | Diesel | 1000 | Marked Unknown | 1997-12-15 | 1997-12-15 | Unknown
STRIPLINGS | 2202 US HWY 41 N | TIFTON | Tift | 10003215 | 2A | Flapper Valve | 2021-12-29 | FALSE | 2021-06-01 | FALSE | Currently in Use | Diesel On Road | 6000 | Composite Double Walled | 2021-06-01 |  | Double-Walled Flex | Pressurized
BJS MARKET | 2509 S MAIN ST | TIFTON | Tift | 9137005 | 3 | Flapper Valve | 1996-01-01 | FALSE | 1996-01-01 | FALSE | Removed from Ground | Empty | 6000 | Galvanic (STIP-3) | 1989-01-01 |  |  | Safe Suction (Euro)
BJS MARKET | 2509 S MAIN ST | TIFTON | Tift | 9137005 | 3 | Flapper Valve | 1996-01-01 | FALSE | 1996-01-01 | FALSE | Removed from Ground | Empty | 6000 | Galvanic (STIP-3) | 1989-01-01 |  |  | Safe Suction (Euro)
BJS MARKET | 2509 S MAIN ST | TIFTON | Tift | 9137005 | 1 | Flapper Valve | 1996-01-01 | FALSE | 1996-01-01 | FALSE | Removed from Ground | Empty | 6000 | Galvanic (STIP-3) | 1989-01-01 |  |  | Safe Suction (Euro)
BJS MARKET | 2509 S MAIN ST | TIFTON | Tift | 9137005 | 1 | Flapper Valve | 1996-01-01 | FALSE | 1996-01-01 | FALSE | Removed from Ground | Empty | 6000 | Galvanic (STIP-3) | 1989-01-01 |  |  | Safe Suction (Euro)
BJS MARKET | 2509 S MAIN ST | TIFTON | Tift | 9137005 | 2 | Flapper Valve | 1996-01-01 | FALSE | 1996-01-01 | FALSE | Removed from Ground | Empty | 6000 | Galvanic (STIP-3) | 1989-01-01 |  |  | Safe Suction (Euro)
BJS MARKET | 2509 S MAIN ST | TIFTON | Tift | 9137005 | 2 | Flapper Valve | 1996-01-01 | FALSE | 1996-01-01 | FALSE | Removed from Ground | Empty | 6000 | Galvanic (STIP-3) | 1989-01-01 |  |  | Safe Suction (Euro)
SAHI FOOD MART | 202 ADAMS ST | VIDALIA | Toombs | 470252 | 2 | Flapper Valve | 1998-01-16 | FALSE | 1998-01-16 | FALSE | Currently in Use | Diesel | 8000 | Steel-Impressed Current | 1980-05-09 |  | Steel (Impressed Current) | Pressurized
GEORGIA CENTRAL RAILWAY DEPOT (FORMERLY) | 200 MAIN STREET | VIDALIA | Toombs | 10000690 | 1 |  |  | FALSE |  | FALSE | Removed from Ground | Not Marked/Tank Removed | 0 | Unknown | 2004-01-28 | 2004-01-28
PARKERS #51 | 105 QUEEN ST | VIDALIA | Toombs | 10002454 | 2A | Flapper Valve | 2015-07-01 | FALSE | 2015-07-01 | FALSE | Currently in Use | Premium | 5000 | Composite Double Walled | 2015-07-01 |  | Double-Walled Fiberglass | Pressurized
JOHNS COUNTRY JUNCTION INC | 5468 GA HWY 15 | VIDALIA | Toombs | 9138042 | 1 | Flapper Valve | 1994-06-01 | FALSE | 1994-06-01 | FALSE | Currently in Use | Regular | 6000 | Galvanic (STIP-3) | 1987-06-01 |  | Double-Walled Flex | Pressurized
John's #2 | HWY 15 BOX 4384 | VIDALIA | Toombs | 9138028 | 3B | Flapper Valve | 1994-12-05 | FALSE | 1994-12-05 | FALSE | Currently in Use | Gas (Historical Use) | 6000 | Composite | 1994-12-07 |  | Fiberglass Reinforced Plastic | Safe Suction (Euro)
JANI'S MART | 2432 HWY 297 N | VIDALIA | Toombs | 9138046 | 1A | Flapper Valve | 1995-05-22 | FALSE | 1995-05-22 | FALSE | Currently in Use | Regular | 4000 | Galvanic (STIP-3) | 1995-05-21 |  | Fiberglass Reinforced Plastic | Pressurized
Pacific Pride I | 2501 1st St | Vidalia | Toombs | 9138041 | 1B | Ball Float | 1994-04-01 | FALSE | 1994-04-01 | FALSE | Currently in Use | Premium | 4000 | Epoxy | 1994-04-01 |  | Double-Walled Flex | Pressurized
SULLIVAN ENVIRONMENT SERVICES | 425 HIGHWAY 292 | VIDALIA | Toombs | 9138057 | 1 | Ball Float | 1999-10-08 | FALSE | 1999-10-08 | FALSE | Currently in Use | Diesel | 10000 | Composite Double Walled | 1999-10-05 |  | Double-Walled Flex | Pressurized
MURPHY USA #6557 | 3103 E FIRST ST | VIDALIA | Toombs | 9138060 | 2A | Flapper Valve | 2000-08-11 | FALSE | 2000-08-11 | FALSE | Currently in Use | Plus | 8000 | Fiberglass Double Walled | 2000-08-09 |  | Double-Walled Flex | Pressurized
John's #2 | HWY 15 BOX 4384 | VIDALIA | Toombs | 9138028 | 1 | [5 empty] | Removed from Ground | Gas (Historical Use) | 6000 | Bare Steel | 1967-01-01 | 1994-12-06 | Galvanized Steel | Suction (American)
SAHI FOOD MART | 202 ADAMS ST | VIDALIA | Toombs | 470252 | 3 | Flapper Valve | 1998-01-16 | FALSE | 1998-01-16 | FALSE | Temporarily out of use | Premium | 6000 | Steel-Impressed Current | 1980-05-09 |  | Steel (Impressed Current) | Pressurized
PARKERS #51 | 105 QUEEN ST | VIDALIA | Toombs | 10002454 | 2C | Flapper Valve | 2015-07-01 | FALSE | 2015-07-01 | FALSE | Currently in Use | Diesel | 5000 | Composite Double Walled | 2015-07-01 |  | Double-Walled Fiberglass | Pressurized
STEVE WEEKS | ON THE CORNER (132 MCINTOSH | VIDALIA | Toombs | 9138052 | 1 | [5 empty] | Removed from Ground | Gas (Historical Use) | 6000 | Not Marked/Unknown | 1997-05-08 | 1997-05-08 | Not Marked
MICHAELS COFFEE & TOBACCO | 600 W FIRST STREET | VIDALIA | Toombs | 9138058 | 2 | Flapper Valve | 1999-11-04 | FALSE | 1999-11-04 | FALSE | Currently in Use | Premium | 6000 | Composite | 1999-11-02 |  | Double-Walled Flex | Pressurized
JOE HEATH SVC STATION | 401 EAST FIRST ST | VIDALIA | Toombs | 9138029 | 3 |  |  | TRUE |  | TRUE | Removed from Ground | Used Oil | 500 | Not Marked/Unknown | 1995-02-13 | 1995-02-13 | Not Marked
John's #2 | HWY 15 BOX 4384 | VIDALIA | Toombs | 9138028 | 2 | [5 empty] | Removed from Ground | Gas (Historical Use) | 6000 | Bare Steel | 1967-01-01 | 1994-12-06 | Galvanized Steel | Suction (American)
JAMES THOMPSON SVC STATION | 708 W FIRST STREET | VIDALIA | Toombs | 9138031 | 4 | [5 empty] | Removed from Ground | Diesel | 0 | Cathodically Protected Steel | 1983-01-01 | 1996-01-01 | Galvanized Steel | Suction (American)
FAST BREAK II | 1709 EAST FIRST ST | VIDALIA | Toombs | 9138037 | 1 | Flapper Valve | 1988-06-01 | FALSE | 1988-06-01 | FALSE | Currently in Use | Regular | 10000 | Fiberglass | 1988-06-01 |  | Fiberglass Reinforced Plastic | Pressurized
MEADOWS REGIONAL MEDICAL CTR | 1703 MEADOWS LN | VIDALIA | Toombs | 9138025 | 2 | [5 empty] | Removed from Ground | Diesel | 3000 | Bare Steel | 1994-07-12 | 1994-07-12 | Galvanized Steel | Safe Suction (Euro)
HARTON CHEVROLET (GDOT STP-030-3(18) TOOMBS CO; PARCEL 358 | 202 W FIRST ST | VIDALIA | Toombs | 10001970 | 2 |  |  | FALSE |  | FALSE | Removed from Ground | Gas (Historical Use) | 0 | Bare Steel | 2007-06-12 | 2007-06-12 | Bare Steel
JETTS AUTO SERVICE | 1905 LYONS HWY | VIDALIA | Toombs | 9138048 | 1 | [5 empty] | Removed from Ground | Gas (Historical Use) | 10000 | Marked Unknown | 1996-02-28 | 1996-02-28 | Unknown
PETROSS CONVENIENCE STORE | 3328 GA HWY 130 W | VIDALIA | Toombs | 9138040 | PU |  |  |  | 1987-07-16 |  | Permanently Out Of Use | Gas (Historical Use) | 1000 | Fiberglass | 1987-07-16 | 1998-01-01 | Galvanized Steel | Suction (American)
PARKERS #51 | 105 QUEEN ST | VIDALIA | Toombs | 10002454 | 1 | Flapper Valve | 2015-07-01 | FALSE | 2015-07-01 | FALSE | Currently in Use | Regular | 20000 | Composite Double Walled | 2015-07-01 |  | Double-Walled Fiberglass | Pressurized
STEVE WEEKS | ON THE CORNER (132 MCINTOSH | VIDALIA | Toombs | 9138052 | 2 | [5 empty] | Removed from Ground | Gas (Historical Use) | 3000 | Not Marked/Unknown | 1997-05-01 | 1997-05-01 | Not Marked
JOHNS COUNTRY JUNCTION INC | 5468 GA HWY 15 | VIDALIA | Toombs | 9138042 | 4 | Flapper Valve | 1994-06-01 | FALSE | 1994-06-01 | FALSE | Currently in Use | Diesel | 6000 | Galvanic (STIP-3) | 1987-06-01 |  | Double-Walled Flex | Pressurized
JOHNS COUNTRY JUNCTION INC | 5468 GA HWY 15 | VIDALIA | Toombs | 9138042 | 5 | Flapper Valve | 2000-05-01 | FALSE | 2000-05-01 | FALSE | Currently in Use | Diesel | 2000 | Composite | 2000-05-01 |  | Fiberglass Reinforced Plastic | Safe Suction (Euro)
MURPHY USA #6557 | 3103 E FIRST ST | VIDALIA | Toombs | 9138060 | 1 | Flapper Valve | 2000-08-11 | FALSE | 2000-08-11 | FALSE | Currently in Use | Regular | 12000 | Fiberglass Double Walled | 2000-08-09 |  | Double-Walled Flex | Pressurized
PARKERS #51 | 105 QUEEN ST | VIDALIA | Toombs | 10002454 | 2B | Flapper Valve | 2015-07-01 | FALSE | 2015-07-01 | FALSE | Currently in Use | E-0 | 5000 | Composite Double Walled | 2015-07-01 |  | Double-Walled Fiberglass | Pressurized
TAMMYS | 701 ORANGE ST | VIDALIA | Toombs | 9138092 | 1A | Flapper Valve | 2001-06-16 | FALSE | 2001-06-16 | FALSE | Currently in Use | Regular | 8000 | Composite | 2001-06-12 |  | Double-Walled Flex | Pressurized
S & S FOOD | HWY 292 @ BROADFOOT BLVD | VIDALIA | Toombs | 9138039 | 1A |  | 1995-04-01 | FALSE | 1995-04-01 | FALSE | Removed from Ground | E-10 | 10000 | Epoxy | 1995-04-01 | 2017-12-13 | Fiberglass Reinforced Plastic | Pressurized
MICHAELS COFFEE & TOBACCO | 600 W FIRST STREET | VIDALIA | Toombs | 9138058 | 1 | Flapper Valve | 1999-11-04 | FALSE | 1999-11-04 | FALSE | Currently in Use | Regular | 10000 | Composite | 1999-11-02 |  | Double-Walled Flex | Pressurized
MURPHY USA #6557 | 3103 E FIRST ST | VIDALIA | Toombs | 9138060 | 2B | Flapper Valve | 2000-08-11 | FALSE | 2000-08-11 | FALSE | Currently in Use | Premium | 4000 | Fiberglass Double Walled | 2000-08-09 |  | Double-Walled Flex | Pressurized
FAST BREAK II | 1709 EAST FIRST ST | VIDALIA | Toombs | 9138037 | 2 | Flapper Valve | 1988-06-01 | FALSE | 1988-06-01 | FALSE | Currently in Use | Regular | 10000 | Fiberglass | 1988-06-01 |  | Fiberglass Reinforced Plastic | Pressurized
MEADOWS REGIONAL MEDICAL CTR | 1703 MEADOWS LN | VIDALIA | Toombs | 9138025 | 1 | [5 empty] | Closed in Ground | Diesel | 5000 | Bare Steel | 1994-07-12 | 1994-07-12 | Galvanized Steel | Safe Suction (Euro)
Circle K 2745134 | 201 SMITH ST | VIDALIA | Toombs | 9138010 | 1 | Flapper Valve | 1990-06-01 | FALSE | 1990-06-01 | FALSE | Currently in Use | Premium | 10000 | Composite | 1990-06-01 |  | Double-Walled Flex | Pressurized
SAHI FOOD MART | 202 ADAMS ST | VIDALIA | Toombs | 470252 | 1 | Flapper Valve | 1998-01-16 | FALSE | 1998-01-16 | FALSE | Currently in Use | Regular | 8000 | Steel-Impressed Current | 1980-05-09 |  | Steel (Impressed Current) | Pressurized
JETTS AUTO SERVICE | 1905 LYONS HWY | VIDALIA | Toombs | 9138048 | 4 | [5 empty] | Removed from Ground | Diesel | 10000 | Marked Unknown | 1996-02-28 | 1996-02-28 | Unknown
JETTS AUTO SERVICE | 1905 LYONS HWY | VIDALIA | Toombs | 9138048 | 5 |  |  | TRUE |  | TRUE | Removed from Ground | Used Oil | 500 | Marked Unknown | 1996-02-28 | 1996-02-28 | Unknown
CORNER MARATHON STATION | 201 E FIRST ST | VIDALIA | Toombs | 9138016 | 1 | [5 empty] | Removed from Ground | Gas (Historical Use) | 6000 | Not Marked/Unknown | 1994-05-01 | 1994-05-01 | Not Marked
CORNER MARATHON STATION | 201 E FIRST ST | VIDALIA | Toombs | 9138016 | 7 |  | 1994-05-01 |  | 1994-05-01 |  | Removed from Ground | Gas (Historical Use) | 8000 | Cathodically Protected Steel | 1994-05-01 | 2015-01-13 | Fiberglass Reinforced Plastic | Pressurized
CORNER MARATHON STATION | 201 E FIRST ST | VIDALIA | Toombs | 9138016 | 4 |  |  | TRUE |  | TRUE | Removed from Ground | Used Oil | 550 | Not Marked/Unknown | 1994-05-01 | 1994-05-01 | Not Marked
ENK591 | 1401 FIRST ST | VIDALIA | Toombs | 9138005 | 4 | Flapper Valve | 1991-01-08 | FALSE | 1991-01-08 | FALSE | Currently in Use | Diesel | 6000 | Composite Double Walled | 1991-01-10 |  | Double-Walled Fiberglass | Pressurized
SOUTHEASTERN TECH COLLEGE | 3001 EAST FIRST STREET | VIDALIA | Toombs | 9138012 | 1 |  |  | TRUE |  | TRUE | Removed from Ground | Used Oil | 550 | Double Walled | 1990-10-17 | 2004-03-19 | Galvanized Steel | Gravity Fed
CORNER MARATHON STATION | 201 E FIRST ST | VIDALIA | Toombs | 9138016 | 5 |  |  | TRUE |  | TRUE | Removed from Ground | Used Oil | 550 | Not Marked/Unknown | 1994-05-01 | 1994-05-01 | Not Marked
GREENE'S TRI-COUNTRY GAS | VIDALIA BULK PLANT | VIDALIA | Toombs | 9138017 | 3 | [5 empty] | Currently in Use | Other | 16000 | Unknown |  |  | Not Marked
JOE HEATH SVC STATION | 401 EAST FIRST ST | VIDALIA | Toombs | 9138029 | 2 | [5 empty] | Removed from Ground | Gas (Historical Use) | 1000 | Not Marked/Unknown | 1995-02-13 | 1995-02-13 | Not Marked
UNCLE DS | 700 ORANGE ST | VIDALIA | Toombs | 9138009 | 5 | [5 empty] | Removed from Ground | Gas (Historical Use) | 0 | Bare Steel | 1986-05-07 | 1988-11-01 | Galvanized Steel
HARTON CHEVROLET (GDOT STP-030-3(18) TOOMBS CO; PARCEL 358 | 202 W FIRST ST | VIDALIA | Toombs | 10001970 | 1 |  |  | FALSE |  | FALSE | Removed from Ground | Gas (Historical Use) | 0 | Bare Steel | 2007-06-12 | 2007-06-12 | Copper
TRAFFIC OIL COMPANY CARD LOCK | 800 W FIRST STREET | VIDALIA | Toombs | 9138047 | 2A |  | 1995-11-13 |  | 1995-11-13 |  | Removed from Ground | Gas (Historical Use) | 2000 | Composite | 1995-11-08 | 2004-01-28 | Fiberglass Reinforced Plastic | Pressurized
JAMES THOMPSON SVC STATION | 708 W FIRST STREET | VIDALIA | Toombs | 9138031 | 1 | [5 empty] | Removed from Ground | Gas (Historical Use) | 10000 | Bare Steel | 1963-01-01 | 1996-01-01 | Galvanized Steel | Pressurized
SOUTHEASTERN TECH COLLEGE | 3001 EAST FIRST STREET | VIDALIA | Toombs | 9138012 | 2 |  |  | FALSE |  | FALSE | Removed from Ground | Used Oil | 550 | Unknown | 2004-03-19 | 2004-03-19 | Unknown
UNCLE DS | 700 ORANGE ST | VIDALIA | Toombs | 9138009 | 3 |  | 1989-01-15 | FALSE | 1989-01-15 | FALSE | Temporarily out of use | Gas (Historical Use) | 6000 | Bare Steel | 1989-01-01 |  | Bare Steel
CORNER MARATHON STATION | 201 E FIRST ST | VIDALIA | Toombs | 9138016 | 6 |  | 1994-05-01 |  | 1994-05-01 |  | Removed from Ground | Gas (Historical Use) | 10000 | Cathodically Protected Steel | 1994-05-01 | 2015-01-13 | Fiberglass Reinforced Plastic | Pressurized
ENK591 | 1401 FIRST ST | VIDALIA | Toombs | 9138005 | 3 | Flapper Valve | 1991-01-08 | FALSE | 1991-01-08 | FALSE | Currently in Use | Regular | 12000 | Composite Double Walled | 1991-01-10 |  | Double-Walled Fiberglass | Pressurized
SWEET ONION CORNER PANTRY/QUIK C | HWY 280/201 CHURCH ST | VIDALIA | Toombs | 1380075 | 3 | [5 empty] | Removed from Ground | Gas (Historical Use) | 3000 | Bare Steel | 1971-05-11 | 1994-11-14 | Galvanized Steel
TAMMYS | HWY NORTH ST | VIDALIA | Toombs | 1380077 | 1 |  | 1998-02-01 |  | 1998-02-01 |  | Removed from Ground | Gas (Historical Use) | 8000 | Steel-Impressed Current | 1984-05-07 | 2016-10-18 | Cathodically Protected | Safe Suction (Euro)
VIDALIA EXXON | 801 E FIRST ST | VIDALIA | Toombs | 1380032 | 3 | [5 empty] | Removed from Ground | Gas (Historical Use) | 4000 | Bare Steel | 1978-05-08 | 2001-06-27 | Galvanized Steel
COLEMAN PAPER CO | 603 E MAIN ST | VIDALIA | Toombs | 9138049 | 1 | [5 empty] | Removed from Ground | Gas (Historical Use) | 10000 | Not Marked/Unknown | 1996-03-18 | 1996-03-18 | Not Marked
FAST BREAK II | 1709 EAST FIRST ST | VIDALIA | Toombs | 9138037 | 3 | Flapper Valve | 1988-06-01 | FALSE | 1988-06-01 | FALSE | Currently in Use | Premium | 10000 | Fiberglass | 1988-06-01 |  | Fiberglass Reinforced Plastic | Pressurized
JETTS AUTO SERVICE | 1905 LYONS HWY | VIDALIA | Toombs | 9138048 | 2 | [5 empty] | Removed from Ground | Gas (Historical Use) | 10000 | Marked Unknown | 1996-02-28 | 1996-02-28 | Unknown
JANI'S MART | 2432 HWY 297 N | VIDALIA | Toombs | 9138046 | 1B | Flapper Valve | 1995-05-22 | FALSE | 1995-05-22 | FALSE | Currently in Use | Diesel | 2000 | Galvanic (STIP-3) | 1995-05-21 |  | Fiberglass Reinforced Plastic | Pressurized
TRAFFIC OIL COMPANY CARD LOCK | 800 W FIRST STREET | VIDALIA | Toombs | 9138047 | 2B |  | 1995-11-13 |  | 1995-11-13 |  | Removed from Ground | Gas (Historical Use) | 6000 | Composite | 1995-11-08 | 2004-01-28 | Fiberglass Reinforced Plastic | Pressurized
ENK591 | 1401 FIRST ST | VIDALIA | Toombs | 9138005 | 5 | Flapper Valve | 1991-01-08 | FALSE | 1991-01-08 | FALSE | Currently in Use | Diesel Off Road | 6000 | Composite Double Walled | 1991-01-10 |  | Double-Walled Fiberglass | Pressurized
JETTS AUTO SERVICE | 1905 LYONS HWY | VIDALIA | Toombs | 9138048 | 3 | [5 empty] | Removed from Ground | Gas (Historical Use) | 10000 | Marked Unknown | 1996-02-28 | 1996-02-28 | Unknown
JOHNS COUNTRY JUNCTION INC | 5468 GA HWY 15 | VIDALIA | Toombs | 9138042 | 2 | Flapper Valve | 1994-06-01 | FALSE | 1994-06-01 | FALSE | Currently in Use | Regular | 6000 | Galvanic (STIP-3) | 1987-06-01 |  | Double-Walled Flex | Pressurized
RABBITTS ON THE STRIP | 600 EAST FIRST ST | VIDALIA | Toombs | 7138001 | 1 | [5 empty] | Removed from Ground | Gas (Historical Use) | 8000 | Not Marked/Unknown | 1993-05-24 | 1993-05-24 | Not Marked
BST/VIDALIA CO/R2586 | 202 E SECOND ST | VIDALIA | Toombs | 1380083 | 1 | [5 empty] | Removed from Ground | Diesel | 5000 | Bare Steel | 1974-01-04 | 1992-06-03 | Copper
GIT-N-GO | 1500 LYONS HWY | VIDALIA | Toombs | 1380094 | 3 | Flapper Valve | 1997-08-26 | FALSE | 1997-08-26 | FALSE | Temporarily out of use | Gas (Historical Use) | 6000 | Galvanic (STIP-3) | 1986-01-01 |  | Galvanized Steel | Pressurized
BRYANT & GAY | 804 W 1ST ST | VIDALIA | Toombs | 1380074 | 6 | [5 empty] | Removed from Ground | Gas (Historical Use) | 4000 | Bare Steel | 1971-05-11 | 1985-11-01 | Galvanized Steel
BRYANT & GAY | 804 W 1ST ST | VIDALIA | Toombs | 1380074 | 9 | Flapper Valve | 1988-05-01 | FALSE | 1988-05-01 | FALSE | Currently in Use | Regular | 8000 | Galvanic (STIP-3) | 1988-04-01 |  | Galvanized Steel | Pressurized
ALLMONDS CHEVRON | 200 E FIRST ST | VIDALIA | Toombs | 1380082 | 2 | [5 empty] | Removed from Ground | Gas (Historical Use) | 3000 | Bare Steel | 1961-05-14 | 1992-05-18 | Unknown
JAMES THOMPSON SVC STATION | 708 W FIRST STREET | VIDALIA | Toombs | 9138031 | 1B | Ball Float | 1997-12-03 | FALSE | 1997-12-03 | FALSE | Currently in Use | Premium | 4000 | Composite | 1997-12-01 |  | Fiberglass Reinforced Plastic | Pressurized
CORNER MARATHON STATION | 201 E FIRST ST | VIDALIA | Toombs | 9138016 | 3 | [5 empty] | Removed from Ground | Gas (Historical Use) | 6000 | Not Marked/Unknown | 1994-05-01 | 1994-05-01 | Not Marked
ENK591 | 1401 FIRST ST | VIDALIA | Toombs | 9138005 | 1 | Flapper Valve | 1991-01-08 | FALSE | 1991-01-08 | FALSE | Currently in Use | Plus | 12000 | Composite Double Walled | 1991-01-08 |  | Double-Walled Fiberglass | Pressurized
THE FILLIN | 301 W 1ST ST | VIDALIA | Toombs | 1380092 | 1 |  | 1998-03-01 |  | 1998-03-01 |  | Removed from Ground | Gas (Historical Use) | 6000 | Steel-Impressed Current | 1985-05-08 | 2016-03-24 | Steel (Impressed Current) | Pressurized
SWEET ONION CORNER PANTRY/QUIK C | HWY 280/201 CHURCH ST | VIDALIA | Toombs | 1380075 | 1 | [5 empty] | Removed from Ground | Gas (Historical Use) | 8000 | Bare Steel | 1982-05-08 | 1994-11-14 | Galvanized Steel
TAMMYS | HWY NORTH ST | VIDALIA | Toombs | 1380077 | 2 |  | 1998-02-01 |  | 1998-02-01 |  | Removed from Ground | Gas (Historical Use) | 6000 | Steel-Impressed Current | 1984-05-07 | 2016-10-18 | Cathodically Protected | Safe Suction (Euro)
GLENN WILLIAMSON STATION | 301 E FIRST ST | VIDALIA | Toombs | 1380067 | 2 | Flapper Valve | 1998-03-01 | FALSE | 1998-03-01 | FALSE | Temporarily out of use | Gas (Historical Use) | 3000 | Steel-Impressed Current | 1986-05-07 |  | Galvanized Steel | Safe Suction (Euro)
ALLMONDS CHEVRON | 200 E FIRST ST | VIDALIA | Toombs | 1380082 | 5 |  |  | TRUE |  | TRUE | Removed from Ground | Used Oil | 500 | Bare Steel | 1961-05-14 | 1992-05-18 | Unknown
S & S FOOD | HWY 292 @ BROADFOOT BLVD | VIDALIA | Toombs | 9138039 | 1B |  | 1995-04-01 | FALSE | 1995-04-01 | FALSE | Removed from Ground | Gas (Historical Use) | 5000 | Epoxy | 1995-04-01 | 2017-12-13 | Fiberglass Reinforced Plastic | Pressurized
SOUTHEASTERN TECH COLLEGE | 3001 EAST FIRST STREET | VIDALIA | Toombs | 9138012 | 3 |  |  | FALSE |  | FALSE | Removed from Ground | Used Oil | 550 | Unknown | 2004-03-19 | 2004-03-19 | Unknown
MEADOWS REGIONAL MEDICAL CTR | 1703 MEADOWS LN | VIDALIA | Toombs | 9138025 | 3 | Ball Float | 1994-08-03 |  | 1994-08-03 |  | Removed from Ground | Diesel | 10000 | Steel-Impressed Current | 1962-01-01 | 2012-05-21 | Fiberglass Reinforced Plastic | Pressurized
Circle K 2745134 | 201 SMITH ST | VIDALIA | Toombs | 9138010 | 3 | Flapper Valve | 1990-06-01 | FALSE | 1990-06-01 | FALSE | Currently in Use | Plus | 10000 | Composite | 1990-06-01 |  | Double-Walled Flex | Pressurized
BELK MATTHEWS CO | 2347 EAST FIRST ST | VIDALIA | Toombs | 9138011 | 1 | [5 empty] | Closed in Ground | Diesel | 1 | Fiberglass | 1996-02-07 | 1996-02-07 | Bare Steel
UNCLE DS | 700 ORANGE ST | VIDALIA | Toombs | 9138009 | 1 |  | 1989-01-15 | FALSE | 1989-01-15 | FALSE | Temporarily out of use | Gas (Historical Use) | 6000 | Bare Steel | 1989-01-01 |  | Bare Steel
RABBITTS ON THE STRIP | 600 EAST FIRST ST | VIDALIA | Toombs | 7138001 | 3 | [5 empty] | Removed from Ground | Gas (Historical Use) | 8000 | Not Marked/Unknown | 1993-05-24 | 1993-05-24 | Not Marked
BRYANT & GAY | 804 W 1ST ST | VIDALIA | Toombs | 1380074 | 3 | [5 empty] | Removed from Ground | Gas (Historical Use) | 8000 | Bare Steel | 1971-05-11 | 1985-11-01 | Galvanized Steel
TAMMYS | HWY NORTH ST | VIDALIA | Toombs | 1380077 | 3 |  | 1998-02-01 |  | 1998-02-01 |  | Removed from Ground | Gas (Historical Use) | 4000 | Steel-Impressed Current | 1984-05-07 | 2016-10-18 | Cathodically Protected | Safe Suction (Euro)
FRIENDLY FOODS | 201 NORTH ST E | VIDALIA | Toombs | 1380078 | 1 | Ball Float | 1992-12-01 | FALSE | 1992-12-01 | FALSE | Removed from Ground | Diesel | 6000 | Galvanic (STIP-3) | 1985-05-07 |  | Galvanized Steel | Pressurized
John's #2 | HWY 15 BOX 4384 | VIDALIA | Toombs | 9138028 | 3A | Flapper Valve | 1994-12-05 | FALSE | 1994-12-05 | FALSE | Currently in Use | Gas (Historical Use) | 2000 | Composite | 1994-12-07 |  | Fiberglass Reinforced Plastic | Safe Suction (Euro)
UNCLE DS | 700 ORANGE ST | VIDALIA | Toombs | 9138009 | 2 |  | 1989-01-15 | FALSE | 1989-01-15 | FALSE | Temporarily out of use | Gas (Historical Use) | 6000 | Bare Steel | 1989-01-01 |  | Bare Steel
FIRESTONE STORE | MAXWELL SHOPPING CENTER | VIDALIA | Toombs | 9138015 | 1 |  |  | TRUE |  | TRUE | Removed from Ground | Used Oil | 500 | Bare Steel | 1990-04-27 | 1990-04-27 | Bare Steel
FILLUP-EXPRESS | 300 N STREET | VIDALIA | Toombs | 9138002 | 6 |  | 1998-08-31 | FALSE | 1998-08-31 | FALSE | Temporarily out of use | Gas (Historical Use) | 8000 | Galvanic (STIP-3) | 1986-03-15 |  | Galvanized Steel | Pressurized
K G FOSKEY | ALSTON RD | VIDALIA | Toombs | 1380085 | 1 | [5 empty] | Removed from Ground | Gas (Historical Use) | 1000 | Bare Steel | 1984-05-08 | 1995-03-10 | Galvanized Steel
THE FILLIN | 301 W 1ST ST | VIDALIA | Toombs | 1380092 | 3 |  | 1998-03-01 |  | 1998-03-01 |  | Removed from Ground | Diesel | 8000 | Steel-Impressed Current | 1985-05-08 | 2016-03-24 | Steel (Impressed Current) | Pressurized
FRIENDLY FOODS | 201 NORTH ST E | VIDALIA | Toombs | 1380078 | 3 | Ball Float | 1992-12-01 | FALSE | 1992-12-01 | FALSE | Removed from Ground | Premium | 4000 | Galvanic (STIP-3) | 1985-05-07 |  | Galvanized Steel | Pressurized
JAMES THOMPSON SVC STATION | 708 W FIRST STREET | VIDALIA | Toombs | 9138031 | 3 | [5 empty] | Removed from Ground | Gas (Historical Use) | 6000 | Bare Steel | 1963-01-01 | 1996-01-01 | Galvanized Steel | Pressurized
UNCLE DS | 700 ORANGE ST | VIDALIA | Toombs | 9138009 | 7 | [5 empty] | Removed from Ground | Gas (Historical Use) | 0 | Bare Steel | 1986-05-07 | 1988-11-01 | Galvanized Steel
ENMARK/INTERSTATE VIDALIA #590 | 203 NORTH ST | VIDALIA | Toombs | 9138006 | D1 | [5 empty] | Removed from Ground | Diesel | 4000 | Bare Steel | 1968-01-01 | 1992-12-11 | Galvanized Steel
ENMARK/INTERSTATE VIDALIA #590 | 203 NORTH ST | VIDALIA | Toombs | 9138006 | R1 | [5 empty] | Removed from Ground | Gas (Historical Use) | 8000 | Bare Steel | 1968-01-01 | 1992-12-11 | Galvanized Steel
NORMAN TOWN GROCERY | 1674 NEW NORMAN TOWN RD | VIDALIA | Toombs | 530058 | 3A | Flapper Valve | 1993-06-01 | FALSE | 1993-06-01 | FALSE | Currently in Use | Regular | 4000 | Galvanic (STIP-3)/Sacrificial Anodes | 1993-06-01 |  | Fiberglass Reinforced Plastic | Safe Suction (Euro)
K G FOSKEY | ALSTON RD | VIDALIA | Toombs | 1380085 | 2 | [5 empty] | Removed from Ground | Diesel | 4000 | Bare Steel | 1984-05-08 | 1995-03-10 | Galvanized Steel
ALLMONDS CHEVRON | 200 E FIRST ST | VIDALIA | Toombs | 1380082 | 4 | [5 empty] | Removed from Ground | Gas (Historical Use) | 3000 | Bare Steel | 1961-05-14 | 1992-05-18 | Unknown
ALLMONDS CHEVRON | 200 E FIRST ST | VIDALIA | Toombs | 1380082 | 1 | [5 empty] | Removed from Ground | Gas (Historical Use) | 3000 | Bare Steel | 1961-05-14 | 1992-05-18 | Unknown
VIDALIA EXXON | 801 E FIRST ST | VIDALIA | Toombs | 1380032 | 1 | [5 empty] | Removed from Ground | Gas (Historical Use) | 8000 | Bare Steel | 1978-05-08 | 2001-06-27 | Galvanized Steel
MCLEMORES ABATTOIR | RT 4 GA HWY 15 SOUTH | VIDALIA | Toombs | 1380059 | 1 | [5 empty] | Removed from Ground | Empty | 560 | Bare Steel | 1972-05-11 | 1997-04-01 | Galvanized Steel
PICK-N-MOVE | 2208 CENTER RD | VIDALIA | Toombs | 1380016 | 2 |  | 1993-06-01 |  | 1993-06-01 |  | Removed from Ground | Kerosene | 2000 | Bare Steel | 1984-04-11 | 1998-12-10 | Galvanized Steel | Safe Suction (Euro)
LARK BUILDERS INC | 409 DIXON ST | VIDALIA | Toombs | 1380007 | 2 | Ball Float | 1994-09-15 | FALSE | 1994-09-15 | FALSE | Currently in Use | Diesel | 10000 | Composite | 1994-09-12 |  | Fiberglass Reinforced Plastic | Pressurized
ENK756 | 2501 E FIRST ST | VIDALIA | Toombs | 1380037 | 3 | Ball Float | 1993-10-01 | FALSE | 1993-10-01 | FALSE | Currently in Use | Regular | 10000 | Galvanic (STIP-3) | 1985-05-05 |  | Fiberglass Reinforced Plastic | Pressurized
SOUTHERN PIPE & SUPPLY | 1208 E FIRST STREET | VIDALIA | Toombs | 1380049 | 1 | [5 empty] | Removed from Ground | Diesel | 2000 | Bare Steel | 1980-05-09 | 1995-10-01 | Galvanized Steel | Suction (American)
UNCLE DS | 700 ORANGE ST | VIDALIA | Toombs | 9138009 | 6 | [5 empty] | Removed from Ground | Gas (Historical Use) | 0 | Bare Steel | 1986-05-07 | 1988-11-01 | Galvanized Steel
GREENE'S TRI-COUNTRY GAS | VIDALIA BULK PLANT | VIDALIA | Toombs | 9138017 | 4 | [5 empty] | Currently in Use | Other | 16000 | Unknown |  |  | Not Marked
FILLUP-EXPRESS | 300 N STREET | VIDALIA | Toombs | 9138002 | 8 |  | 1998-08-31 | FALSE | 1998-08-31 | FALSE | Temporarily out of use | Diesel | 8000 | Galvanic (STIP-3) | 1986-03-15 |  | Galvanized Steel | Pressurized
NORMAN TOWN GROCERY | 1674 NEW NORMAN TOWN RD | VIDALIA | Toombs | 530058 | 1 | [5 empty] | Closed in Ground | Gas (Historical Use) | 1000 | Bare Steel | 1976-05-10 | 1993-06-01 | Galvanized Steel
RABBITTS ON THE STRIP | 600 EAST FIRST ST | VIDALIA | Toombs | 7138001 | 2 | [5 empty] | Removed from Ground | Gas (Historical Use) | 4000 | Not Marked/Unknown | 1993-05-24 | 1993-05-24 | Not Marked
BRYANT & GAY | 804 W 1ST ST | VIDALIA | Toombs | 1380074 | 8 | Flapper Valve | 1988-05-01 | FALSE | 1988-05-01 | FALSE | Currently in Use | Plus | 8000 | Galvanic (STIP-3) | 1988-04-01 |  | Galvanized Steel | Pressurized
BRYANT & GAY | 804 W 1ST ST | VIDALIA | Toombs | 1380074 | 2 | [5 empty] | Removed from Ground | Gas (Historical Use) | 8000 | Bare Steel | 1971-05-11 | 1985-11-01 | Galvanized Steel
SWEET ONION CORNER PANTRY/QUIK C | HWY 280/201 CHURCH ST | VIDALIA | Toombs | 1380075 | 4 | [5 empty] | Removed from Ground | Gas (Historical Use) | 3000 | Bare Steel | 1971-05-11 | 1994-11-14 | Galvanized Steel
BRUNOS PIGGLY WIGGLY SOUTHERN IN | 100 BRINSON RD | VIDALIA | Toombs | 1380004 | 4 | [5 empty] | Removed from Ground | Gas (Historical Use) | 20000 | Bare Steel | 1978-06-15 | 1997-06-20 | Bare Steel | Gravity Fed
UNCLE DS | 700 ORANGE ST | VIDALIA | Toombs | 9138009 | 4 | [5 empty] | Removed from Ground | Gas (Historical Use) | 0 | Bare Steel | 1986-05-07 | 1988-11-01 | Galvanized Steel
GREENE'S TRI-COUNTRY GAS | VIDALIA BULK PLANT | VIDALIA | Toombs | 9138017 | 2 | [5 empty] | Currently in Use | Other | 16000 | Unknown |  |  | Not Marked
NORMAN TOWN GROCERY | 1674 NEW NORMAN TOWN RD | VIDALIA | Toombs | 530058 | 2 | [5 empty] | Closed in Ground | Gas (Historical Use) | 1000 | Bare Steel | 1976-05-10 | 1993-06-01 | Galvanized Steel
GIT-N-GO | 1500 LYONS HWY | VIDALIA | Toombs | 1380094 | 1 | Flapper Valve | 1997-08-26 | FALSE | 1997-08-26 | FALSE | Temporarily out of use | Gas (Historical Use) | 6000 | Galvanic (STIP-3) | 1986-01-01 |  | Galvanized Steel | Pressurized
Circle K 2745159 | 101 E NORTH ST | VIDALIA | Toombs | 1380062 | 6 |  | 1998-02-05 |  | 1997-08-05 |  | Removed from Ground | Gas (Historical Use) | 10000 | Steel-Impressed Current | 1976-05-10 | 2004-09-09 | Cathodically Protected | Pressurized
Circle K 2745159 | 101 E NORTH ST | VIDALIA | Toombs | 1380062 | 9 | Flapper Valve | 2005-04-01 | FALSE | 2005-04-01 | FALSE | Currently in Use | Diesel | 8000 | Composite Double Walled | 2005-04-01 |  | Double-Walled Flex | Pressurized
MAIN STREET GROCERY | 706 NE MAIN ST | VIDALIA | Toombs | 1380015 | 1 |  | 1995-04-01 |  | 1995-04-01 |  | Permanently Out of Use - historical purposes | Gas (Historical Use) | 6000 | Bare Steel | 1972-04-17 | 1899-12-31 | Galvanized Steel | Safe Suction (Euro)
CLYDES MARKET #56 | MCINTOSH AND JENKINS ST | VIDALIA | Toombs | 1380036 | 1 |  | 1997-08-15 |  | 1997-08-15 |  | Removed from Ground | Gas (Historical Use) | 4000 | Steel-Impressed Current | 1975-05-08 | 2014-04-10 | Cathodically Protected | Safe Suction (Euro)
HERMANS GROCERY | MCINTOSH & HWY 292 | VIDALIA | Toombs | 1380038 | 1 | [5 empty] | Removed from Ground | Gas (Historical Use) | 560 | Bare Steel | 1956-05-12 | 1994-04-11 | Galvanized Steel | Safe Suction (Euro)
PIK OUIK CONVENIENCE STORE | 901 MT VERNON ROAD | VIDALIA | Toombs | 1380043 | 3 | Ball Float | 1991-10-01 |  | 1991-10-01 |  | Removed from Ground | Gas (Historical Use) | 6000 | Steel-Impressed Current | 1976-05-07 | 2011-09-28 | Galvanized Steel | Pressurized
BRAD RAGAN TIRE & APPLIANCE\GOOD | 606 E 1ST ST | VIDALIA | Toombs | 1380002 | 1 | [5 empty] | Removed from Ground | Gas (Historical Use) | 500 | Bare Steel | 1974-03-02 | 1994-05-31 | Galvanized Steel
Pacific Pride I | 2501 1st St | Vidalia | Toombs | 9138041 | 2 |  | 1994-04-01 | FALSE | 1994-04-01 | FALSE | Currently in Use | Diesel | 10000 | Epoxy | 1994-04-01 |  | Double-Walled Flex | Pressurized
Pacific Pride I | 2501 1st St | Vidalia | Toombs | 9138041 | 1A | Ball Float | 1994-04-01 | FALSE | 1994-04-01 | FALSE | Currently in Use | Regular | 6000 | Epoxy | 1994-04-01 |  | Double-Walled Flex | Pressurized
JAMES THOMPSON SVC STATION | 708 W FIRST STREET | VIDALIA | Toombs | 9138031 | 2 | [5 empty] | Removed from Ground | Gas (Historical Use) | 10000 | Bare Steel | 1963-01-01 | 1996-01-01 | Galvanized Steel | Pressurized
ENMARK/INTERSTATE VIDALIA #590 | 203 NORTH ST | VIDALIA | Toombs | 9138006 | NL1 | [5 empty] | Removed from Ground | Gas (Historical Use) | 8000 | Bare Steel | 1968-01-01 | 1992-12-11 | Galvanized Steel
ENMARK/INTERSTATE VIDALIA #590 | 203 NORTH ST | VIDALIA | Toombs | 9138006 | P1 | [5 empty] | Removed from Ground | Gas (Historical Use) | 4000 | Bare Steel | 1992-12-11 | 1992-12-11 | Galvanized Steel
ENK591 | 1401 FIRST ST | VIDALIA | Toombs | 9138005 | 2 | Flapper Valve | 1991-01-08 | FALSE | 1991-01-08 | FALSE | Currently in Use | Premium | 12000 | Composite Double Walled | 1991-01-09 |  | Double-Walled Fiberglass | Pressurized
FRIENDLY FOODS | 201 NORTH ST E | VIDALIA | Toombs | 1380078 | 4D | Flapper Valve | 2021-10-29 | FALSE | 2021-10-29 | FALSE | Currently in Use | E-0 | 2500 | Composite Double Walled | 2021-10-29 |  | Double-Walled Flex | Pressurized
ENK590 | 112 NORTH ST | VIDALIA | Toombs | 1380081 | D1 | [5 empty] | Permanently Out of Use - historical purposes | Diesel | 4000 | Bare Steel | 1968-05-11 | 1899-12-31 | Galvanized Steel
VIDALIA EXXON | 801 E FIRST ST | VIDALIA | Toombs | 1380032 | 2 | [5 empty] | Removed from Ground | Gas (Historical Use) | 8000 | Bare Steel | 1978-05-08 | 2001-06-27 | Galvanized Steel
YELLOW FREIGHT SYSTEMS INC | 2100 TRANSUS DR | VIDALIA | Toombs | 1380053 | 1 | [5 empty] | Removed from Ground | Diesel | 4000 | Cathodically Protected Steel | 1985-05-08 | 1995-05-01 | Galvanized Steel
WHEELER STATION | 1 ST AND WINONA ST | VIDALIA | Toombs | 1380045 | 2 | [5 empty] | Removed from Ground | Gas (Historical Use) | 4000 | Bare Steel | 1961-05-11 | 1988-06-01 | Galvanized Steel
BRUNOS PIGGLY WIGGLY SOUTHERN IN | 100 BRINSON RD | VIDALIA | Toombs | 1380004 | 8 |  |  | TRUE |  | TRUE | Removed from Ground | Used Oil | 2000 | Cathodically Protected Steel | 1978-05-15 | 1997-06-20 | Galvanized Steel | Suction (American)
VIDALIA SERVICE STATION | US HWY 280 E & RIGSBEE ST | VIDALIA | Toombs | 1380061 | 6 | Flapper Valve | 2009-01-13 | TRUE | 2009-01-13 | TRUE | Closed in Ground | Used Oil | 2000 | Steel-Impressed Current | 1966-01-01 | 2020-04-24 | Steel (Impressed Current) | Safe Suction (Euro)
MAIN STREET GROCERY | 706 NE MAIN ST | VIDALIA | Toombs | 1380015 | 3 | Flapper Valve | 1995-04-01 | FALSE | 1995-04-01 | FALSE | Temporarily out of use | Gas (Historical Use) | 3000 | Steel-Impressed Current | 1978-04-16 |  | Steel (Impressed Current) | Safe Suction (Euro)
CLYDES MARKET #56 | MCINTOSH AND JENKINS ST | VIDALIA | Toombs | 1380036 | 2 |  | 1997-08-15 |  | 1997-08-15 |  | Removed from Ground | Gas (Historical Use) | 4000 | Steel-Impressed Current | 1975-05-08 | 2014-04-10 | Cathodically Protected | Safe Suction (Euro)
WOODLAND OIL INC | 100 WINONA ST | VIDALIA | Toombs | 1380039 | 1 | Ball Float | 1993-01-01 | FALSE | 1993-01-01 | FALSE | Removed from Ground | Diesel | 10000 | Steel-Impressed Current | 1972-05-08 | 2017-08-02 | Steel (Impressed Current) | Pressurized
MR C #2 | PO BOX 572 | VIDALIA | Toombs | 1380047 | 3 | [5 empty] | Removed from Ground | Gas (Historical Use) | 3000 | Bare Steel | 1974-05-11 | 1991-05-21 | Galvanized Steel
SOUTHERN PIPE & SUPPLY | 1208 E FIRST STREET | VIDALIA | Toombs | 1380049 | 2A | [5 empty] | Removed from Ground | Gas (Historical Use) | 500 | Bare Steel | 1980-05-09 | 1995-10-01 | Galvanized Steel | Suction (American)
NORMAN TOWN GROCERY | 1674 NEW NORMAN TOWN RD | VIDALIA | Toombs | 530058 | 3B | Flapper Valve | 1993-06-01 | FALSE | 1993-06-01 | FALSE | Currently in Use | Diesel | 2000 | Galvanic (STIP-3)/Sacrificial Anodes | 1993-06-01 |  | Fiberglass Reinforced Plastic | Safe Suction (Euro)
HOLLIS CONSTRUCTION CO | BRINSO RD | VIDALIA | Toombs | 1380087 | 1 | [5 empty] | Removed from Ground | Gas (Historical Use) | 1000 | Bare Steel | 1976-05-10 | 1991-11-01 | Galvanized Steel
BLOUNT & RUALK INC | 111 BRINSON RD | VIDALIA | Toombs | 1380088 | 1 | [5 empty] | Removed from Ground | Diesel | 2000 | Bare Steel | 1974-05-11 | 1994-03-07 | Galvanized Steel | Suction (American)
THE FILLIN | 301 W 1ST ST | VIDALIA | Toombs | 1380092 | 2 |  | 1998-03-01 |  | 1998-03-01 |  | Removed from Ground | Gas (Historical Use) | 6000 | Steel-Impressed Current | 1985-05-08 | 2016-03-24 | Steel (Impressed Current) | Pressurized
YELLOW FREIGHT SYSTEM INC | 1929 TRANSUS DR | VIDALIA | Toombs | 1380095 | 1 | [5 empty] | Removed from Ground | Diesel | 4000 | Bare Steel | 1985-05-22 | 1995-05-01 | Unknown
ROADWAY EXPRESS INC | ROUTE 3 BOX 250H | VIDALIA | Toombs | 1380097 | 1 | [5 empty] | Removed from Ground | Diesel | 10000 | Bare Steel | 1982-04-24 | 1993-02-03 | Galvanized Steel
GLENN WILLIAMSON STATION | 301 E FIRST ST | VIDALIA | Toombs | 1380067 | 4 |  |  | TRUE |  | TRUE | Closed in Ground | Used Oil | 550 | Bare Steel | 2004-03-22 | 2004-03-22 | Galvanized Steel | Pressurized
GAY OIL CO INC | 1400 HWY 280 E | VIDALIA | Toombs | 1380071 | 1 | Flapper Valve | 1997-08-26 |  | 1997-08-26 |  | Removed from Ground | Diesel | 6000 | Steel-Impressed Current | 1986-05-07 | 2014-04-30 | Steel (Impressed Current) | Safe Suction (Euro)
ENK756 | 2501 E FIRST ST | VIDALIA | Toombs | 1380037 | 2 |  | 1993-10-01 | FALSE | 1993-10-01 | FALSE | Removed from Ground | Gas (Historical Use) | 10000 |  | 1985-05-05 | 2018-07-13 | Fiberglass Reinforced Plastic | Pressurized
VIDALIA REGIONAL AIRPORT | 2921 AIRPORT RD | VIDALIA | Toombs | 1380044 | 1 |  | 1998-06-16 |  | 1998-06-16 |  | Removed from Ground | Other | 6000 | Steel-Impressed Current | 1972-05-08 | 2008-06-12 | Cathodically Protected | Safe Suction (Euro)
BRUNOS PIGGLY WIGGLY SOUTHERN IN | 100 BRINSON RD | VIDALIA | Toombs | 1380004 | 6 | [5 empty] | Removed from Ground | Diesel | 20000 | Bare Steel | 1978-10-15 | 1991-06-10 | Galvanized Steel
BRUNOS PIGGLY WIGGLY SOUTHERN IN | 100 BRINSON RD | VIDALIA | Toombs | 1380004 | 2 | [5 empty] | Removed from Ground | Diesel | 20000 | Bare Steel | 1978-06-15 | 1997-06-20 | Fiberglass Reinforced Plastic | Pressurized
BST/VIDALIA CO/R2586 | 202 E SECOND ST | VIDALIA | Toombs | 1380083 | 2 | Flapper Valve | 1997-03-06 | FALSE | 1997-03-06 | FALSE | Currently in Use | Diesel | 1000 | Fiberglass Double Walled | 1992-06-01 |  | Copper | Suction (American)
BLOUNT & RUALK INC | 111 BRINSON RD | VIDALIA | Toombs | 1380088 | 2 | [5 empty] | Removed from Ground | Gas (Historical Use) | 2000 | Bare Steel | 1974-05-11 | 1994-03-07 | Galvanized Steel | Suction (American)
GIT-N-GO | 1500 LYONS HWY | VIDALIA | Toombs | 1380094 | 2 | Flapper Valve | 1997-08-26 | FALSE | 1997-08-26 | FALSE | Temporarily out of use | Gas (Historical Use) | 6000 | Galvanic (STIP-3) | 1986-01-01 |  | Galvanized Steel | Pressurized
BRYANT & GAY | 804 W 1ST ST | VIDALIA | Toombs | 1380074 | 4 | [5 empty] | Removed from Ground | Gas (Historical Use) | 3000 | Bare Steel | 1971-05-11 | 1985-11-01 | Galvanized Steel
BRYANT & GAY | 804 W 1ST ST | VIDALIA | Toombs | 1380074 | 1 | [5 empty] | Removed from Ground | Gas (Historical Use) | 8000 | Bare Steel | 1971-05-11 | 1985-11-01 | Galvanized Steel
BRYANT & GAY | 804 W 1ST ST | VIDALIA | Toombs | 1380074 | 7 | Flapper Valve | 1988-05-01 | FALSE | 1988-05-01 | FALSE | Currently in Use | Premium | 8000 | Galvanic (STIP-3) | 1988-04-01 |  | Galvanized Steel | Pressurized
GLENN WILLIAMSON STATION | 301 E FIRST ST | VIDALIA | Toombs | 1380067 | 3 | Flapper Valve | 1998-03-01 | FALSE | 1998-03-01 | FALSE | Temporarily out of use | Gas (Historical Use) | 2000 | Steel-Impressed Current | 1986-05-07 |  | Galvanized Steel | Safe Suction (Euro)
ENK590 | 112 NORTH ST | VIDALIA | Toombs | 1380081 | R1 | [5 empty] | Permanently Out of Use - historical purposes | Gas (Historical Use) | 8000 | Bare Steel | 1968-05-11 | 1899-12-31 | Galvanized Steel
ENK590 | 112 NORTH ST | VIDALIA | Toombs | 1380081 | P1 | [5 empty] | Permanently Out of Use - historical purposes | Gas (Historical Use) | 4000 | Bare Steel | 1968-05-11 | 1899-12-31 | Galvanized Steel
ALLMONDS CHEVRON | 200 E FIRST ST | VIDALIA | Toombs | 1380082 | 3 | [5 empty] | Removed from Ground | Gas (Historical Use) | 3000 | Bare Steel | 1961-05-14 | 1992-05-18 | Unknown
BRYANT & GAY | 804 W 1ST ST | VIDALIA | Toombs | 1380074 | 5 | [5 empty] | Removed from Ground | Diesel | 4000 | Bare Steel | 1971-05-11 | 1985-11-01 | Galvanized Steel
SWEET ONION CORNER PANTRY/QUIK C | HWY 280/201 CHURCH ST | VIDALIA | Toombs | 1380075 | 2 | [5 empty] | Removed from Ground | Gas (Historical Use) | 3000 | Bare Steel | 1971-05-11 | 1994-11-14 | Galvanized Steel
GOLD KIST STORE | DONOVAN ST | VIDALIA | Toombs | 1380066 | 1 | [5 empty] | Removed from Ground | Gas (Historical Use) | 500 | Bare Steel | 1981-05-09 | 1990-05-24 | Galvanized Steel
JAMES THOMPSON SVC STATION | 708 W FIRST STREET | VIDALIA | Toombs | 9138031 | 1A | Ball Float | 1997-12-03 | FALSE | 1997-12-03 | FALSE | Currently in Use | Regular | 8000 | Composite | 1997-12-01 |  | Fiberglass Reinforced Plastic | Pressurized
OXFORD OF VIDALIA | 901 NORTH ST EXT | VIDALIA | Toombs | 9138024 | 1 | [5 empty] | Removed from Ground | Diesel | 1000 | Bare Steel | 1993-11-15 | 1993-11-15 | Galvanized Steel | Suction (American)
CORNER MARATHON STATION | 201 E FIRST ST | VIDALIA | Toombs | 9138016 | 2 | [5 empty] | Removed from Ground | Gas (Historical Use) | 6000 | Not Marked/Unknown | 1994-05-01 | 1994-05-01 | Not Marked
CORNER MARATHON STATION | 201 E FIRST ST | VIDALIA | Toombs | 9138016 | 8 |  | 1994-05-01 |  | 1994-05-01 |  | Removed from Ground | Diesel | 2000 | Cathodically Protected Steel | 1994-05-01 | 2015-01-13 | Fiberglass Reinforced Plastic | Pressurized
GLENN WILLIAMSON STATION | 301 E FIRST ST | VIDALIA | Toombs | 1380067 | 1 | Flapper Valve | 1998-03-01 | FALSE | 1998-03-01 | FALSE | Temporarily out of use | Gas (Historical Use) | 3000 | Steel-Impressed Current | 1986-05-07 |  | Galvanized Steel | Safe Suction (Euro)
VIDALIA EXXON | 801 E FIRST ST | VIDALIA | Toombs | 1380032 | 6 | [5 empty] | Removed from Ground | Used Oil | 500 | Bare Steel | 2001-06-28 | 2001-06-28 | Galvanized Steel | Safe Suction (Euro)
PICK-N-MOVE | 2208 CENTER RD | VIDALIA | Toombs | 1380016 | 1 | [5 empty] | Removed from Ground | Gas (Historical Use) | 10000 | Bare Steel | 1980-04-12 | 1986-02-01 | Galvanized Steel
SHYAM DISCOUNT | GREEN & FIRST ST | VIDALIA | Toombs | 1380035 | 1 | Ball Float | 1992-07-01 | FALSE | 1992-07-01 | FALSE | Removed from Ground | Gas (Historical Use) | 8000 | Steel-Impressed Current | 1976-05-07 | 2017-12-05 | Steel (Impressed Current) | Pressurized
WHEELER STATION | 1 ST AND WINONA ST | VIDALIA | Toombs | 1380045 | 1 | [5 empty] | Removed from Ground | Gas (Historical Use) | 4000 | Bare Steel | 1961-05-11 | 1988-06-01 | Galvanized Steel
JOHNS COUNTRY JUNCTION INC | 5468 GA HWY 15 | VIDALIA | Toombs | 9138042 | 3 | Flapper Valve | 1994-06-01 | FALSE | 1994-06-01 | FALSE | Currently in Use | Premium | 6000 | Galvanic (STIP-3) | 1987-06-01 |  | Double-Walled Flex | Pressurized
JOE HEATH SVC STATION | 401 EAST FIRST ST | VIDALIA | Toombs | 9138029 | 1 | [5 empty] | Removed from Ground | Gas (Historical Use) | 1000 | Not Marked/Unknown | 1995-02-13 | 1995-02-13 | Not Marked
Circle K 2745159 | 101 E NORTH ST | VIDALIA | Toombs | 1380062 | 5 |  | 1998-02-05 |  | 1997-08-05 |  | Removed from Ground | Gas (Historical Use) | 8000 | Steel-Impressed Current | 1976-05-10 | 2004-09-09 | Cathodically Protected | Pressurized
MAIN STREET GROCERY | 706 NE MAIN ST | VIDALIA | Toombs | 1380015 | 2 | Flapper Valve | 1995-04-01 | FALSE | 1995-04-01 | FALSE | Temporarily out of use | Gas (Historical Use) | 6000 | Steel-Impressed Current | 1972-04-17 |  | Steel (Impressed Current) | Safe Suction (Euro)
MOXLEY STATION | US 280 & MONTGOMERY STS | VIDALIA | Toombs | 1380040 | 3 | [5 empty] | Removed from Ground | Gas (Historical Use) | 2000 | Bare Steel | 1956-05-12 | 1988-03-01 | Galvanized Steel
VIDALIA SERVICE STATION | US HWY 280 E & RIGSBEE ST | VIDALIA | Toombs | 1380061 | 4 | [5 empty] | Removed from Ground | Diesel | 3000 | Bare Steel | 1966-05-13 | 1994-06-14 | Galvanized Steel | Safe Suction (Euro)
GAY OIL CO INC | 1400 HWY 280 E | VIDALIA | Toombs | 1380071 | 2 | Flapper Valve | 1997-08-26 |  | 1997-08-26 |  | Removed from Ground | Diesel | 3000 | Steel-Impressed Current | 1986-05-07 | 2014-04-30 | Steel (Impressed Current) | Safe Suction (Euro)
PICK-N-MOVE | 2208 CENTER RD | VIDALIA | Toombs | 1380016 | 3 | Ball Float | 1993-06-01 | FALSE | 1993-06-01 | FALSE | Currently in Use | Regular | 6000 | Steel-Impressed Current | 1986-02-01 |  | Fiberglass Reinforced Plastic | Pressurized
CHOO CHOO BUILD-IT MART | 1600 MCINTOSH ST | VIDALIA | Toombs | 1380018 | 1 | [5 empty] | Removed from Ground | Gas (Historical Use) | 1000 | Bare Steel | 1982-04-11 | 1990-01-01 | Galvanized Steel
BETHANEY HOMES | 1305 E NORTH STREET | VIDALIA | Toombs | 1380063 | 1 | [5 empty] | Removed from Ground | Gas (Historical Use) | 560 | Bare Steel | 1976-05-10 | 1998-02-18 | Galvanized Steel
VIDALIA MONUMENT CO | 2109 HWY 280 | VIDALIA | Toombs | 1380070 | 1 | [5 empty] | Removed from Ground | Gas (Historical Use) | 3000 | Cathodically Protected Steel | 1986-05-07 | 2001-02-15 | Galvanized Steel | Safe Suction (Euro)
CLYDES MARKET #56 | MCINTOSH AND JENKINS ST | VIDALIA | Toombs | 1380036 | 4 |  | 1997-08-15 |  | 1997-08-15 |  | Removed from Ground | Gas (Historical Use) | 4000 | Steel-Impressed Current | 1975-05-08 | 2014-04-10 | Cathodically Protected | Safe Suction (Euro)
PIK OUIK CONVENIENCE STORE | 901 MT VERNON ROAD | VIDALIA | Toombs | 1380043 | 1 | Ball Float | 1991-10-01 |  | 1991-10-01 |  | Removed from Ground | Gas (Historical Use) | 6000 | Steel-Impressed Current | 1976-05-07 | 2011-09-28 | Steel (Impressed Current) | Pressurized
STEPHENS MOTOR CO | US HWY 280 EAST | VIDALIA | Toombs | 1380050 | 1 | [5 empty] | Removed from Ground | Empty | 1000 | Bare Steel | 1978-05-10 | 1997-04-01 | Galvanized Steel | Safe Suction (Euro)
JAMES THOMPSON SVC STATION | 708 W FIRST STREET | VIDALIA | Toombs | 9138031 | 2B | Flapper Valve | 1997-12-03 | FALSE | 1997-12-03 | FALSE | Currently in Use | Diesel Off Road | 2000 | Composite | 1997-12-01 |  | Fiberglass Reinforced Plastic | Safe Suction (Euro)
Circle K 2745134 | 201 SMITH ST | VIDALIA | Toombs | 9138010 | 2 | Flapper Valve | 1990-06-01 | FALSE | 1990-06-01 | FALSE | Currently in Use | Regular | 10000 | Composite | 1990-06-01 |  | Double-Walled Flex | Pressurized
BST/VIDALIA SOC R2573 | 302 TESTON LN | VIDALIA | Toombs | 9138004 | 2 | [5 empty] | Removed from Ground | Gas (Historical Use) | 12000 | Marked Unknown | 1980-08-01 | 1989-12-01 | Unknown | Pressurized
THE FILLIN | 301 W 1ST ST | VIDALIA | Toombs | 1380092 | 4 |  | 1998-03-01 |  | 1998-03-01 |  | Removed from Ground | Gas (Historical Use) | 8000 | Steel-Impressed Current | 1985-05-08 | 2016-03-24 | Steel (Impressed Current) | Pressurized
BRYANT & GAY | 804 W 1ST ST | VIDALIA | Toombs | 1380074 | 10 | Flapper Valve | 1988-05-01 | FALSE | 1988-05-01 | FALSE | Currently in Use | Diesel | 8000 | Galvanic (STIP-3) | 1988-04-01 |  | Galvanized Steel | Pressurized
ENK590 | 112 NORTH ST | VIDALIA | Toombs | 1380081 | NL1 | [5 empty] | Permanently Out of Use - historical purposes | Gas (Historical Use) | 8000 | Bare Steel | 1968-05-11 | 1899-12-31 | Galvanized Steel
Circle K 2745159 | 101 E NORTH ST | VIDALIA | Toombs | 1380062 | 3 |  | 1998-02-05 |  | 1997-08-05 |  | Removed from Ground | Gas (Historical Use) | 8000 | Steel-Impressed Current | 1976-05-10 | 2004-09-09 | Cathodically Protected | Pressurized
SHYAM DISCOUNT | GREEN & FIRST ST | VIDALIA | Toombs | 1380035 | 2 | Ball Float | 1992-07-01 | FALSE | 1992-07-01 | FALSE | Removed from Ground | Gas (Historical Use) | 6000 | Steel-Impressed Current | 1976-05-07 | 2017-12-05 | Steel (Impressed Current) | Pressurized
HERMANS GROCERY | MCINTOSH & HWY 292 | VIDALIA | Toombs | 1380038 | 2 | [5 empty] | Removed from Ground | Gas (Historical Use) | 560 | Bare Steel | 1956-05-12 | 1994-04-11 | Galvanized Steel | Safe Suction (Euro)
FRIENDLY FOODS | 201 NORTH ST E | VIDALIA | Toombs | 1380078 | 4B | Flapper Valve | 2021-10-29 | FALSE | 2021-10-29 | FALSE | Currently in Use | Premium | 4000 | Composite Double Walled | 2021-10-29 |  | Double-Walled Flex | Pressurized
VIDALIA SERVICE STATION | US HWY 280 E & RIGSBEE ST | VIDALIA | Toombs | 1380061 | 1 | Flapper Valve | 1998-01-20 | FALSE | 1998-01-20 | FALSE | Closed in Ground | Gas (Historical Use) | 6000 | Steel-Impressed Current | 1966-05-13 | 2020-04-24 | Steel (Impressed Current) | Safe Suction (Euro)
Circle K 2745159 | 101 E NORTH ST | VIDALIA | Toombs | 1380062 | 8 | Flapper Valve | 2005-04-01 | FALSE | 2005-04-01 | FALSE | Currently in Use | Premium | 8000 | Composite Double Walled | 2005-04-01 |  | Double-Walled Flex | Pressurized
Circle K 2745159 | 101 E NORTH ST | VIDALIA | Toombs | 1380062 | 2 |  | 1998-02-05 |  | 1997-08-05 |  | Removed from Ground | Diesel | 8000 | Steel-Impressed Current | 1976-05-10 | 2004-09-09 | Cathodically Protected | Suction (American)
WHEELER STATION | 1 ST AND WINONA ST | VIDALIA | Toombs | 1380045 | 4 | [5 empty] | Removed from Ground | Gas (Historical Use) | 4000 | Bare Steel | 1961-05-11 | 1988-06-01 | Galvanized Steel
GA POWER/VIDALIA OPERATING HDQS | 406 E OXLEY BLVD | VIDALIA | Toombs | 1380046 | 2 |  | 1995-05-25 |  | 1995-05-25 |  | Removed from Ground | Diesel | 10000 | Fiberglass | 1986-05-07 | 1998-02-23 | Unknown | Pressurized
GA POWER/VIDALIA OPERATING HDQS | 406 E OXLEY BLVD | VIDALIA | Toombs | 1380046 | VD3 | Flapper Valve | 1991-03-12 | FALSE | 1991-03-12 | FALSE | Currently in Use | Diesel | 6000 | Composite | 1991-03-12 |  | Double-Walled Fiberglass | Pressurized
MOXLEY STATION | US 280 & MONTGOMERY STS | VIDALIA | Toombs | 1380040 | 2 | [5 empty] | Removed from Ground | Gas (Historical Use) | 2000 | Bare Steel | 1956-05-12 | 1988-03-01 | Galvanized Steel
SHYAM DISCOUNT | GREEN & FIRST ST | VIDALIA | Toombs | 1380035 | 3 | Ball Float | 1992-07-01 | FALSE | 1992-07-01 | FALSE | Removed from Ground | Gas (Historical Use) | 4000 | Steel-Impressed Current | 1976-05-07 | 2017-12-05 | Steel (Impressed Current) | Pressurized
WOODLAND OIL INC | 100 WINONA ST | VIDALIA | Toombs | 1380039 | 3 | Ball Float | 1993-01-01 | FALSE | 1993-01-01 | FALSE | Removed from Ground | Diesel | 20000 | Steel-Impressed Current | 1972-05-08 | 2017-08-02 | Steel (Impressed Current) | Pressurized
PIK OUIK CONVENIENCE STORE | 901 MT VERNON ROAD | VIDALIA | Toombs | 1380043 | 4 | Ball Float | 1991-10-01 | FALSE | 1991-10-01 | FALSE | Removed from Ground | Gas (Historical Use) | 6000 | Steel-Impressed Current | 1991-10-01 | 2011-09-28 | Steel (Impressed Current) | Pressurized
VIDALIA REGIONAL AIRPORT | 2921 AIRPORT RD | VIDALIA | Toombs | 1380044 | 3 |  | 1998-06-16 |  | 1998-06-16 |  | Removed from Ground | Other | 12000 | Steel-Impressed Current | 1972-05-08 | 2008-08-01 | Cathodically Protected | Safe Suction (Euro)
MR C #2 | PO BOX 572 | VIDALIA | Toombs | 1380047 | 1 | [5 empty] | Removed from Ground | Gas (Historical Use) | 3000 | Bare Steel | 1974-05-11 | 1991-05-21 | Galvanized Steel
SOUTHERN PIPE & SUPPLY | 1208 E FIRST STREET | VIDALIA | Toombs | 1380049 | 2B | [5 empty] | Removed from Ground | Gas (Historical Use) | 500 | Bare Steel | 1980-05-09 | 1995-10-01 | Galvanized Steel | Suction (American)
PENNINGTON GRAIN | US 280 EAST | VIDALIA | Toombs | 1380056 | 1 | [5 empty] | Removed from Ground | Gas (Historical Use) | 4000 | Bare Steel | 1981-05-09 | 1987-06-01 | Galvanized Steel
VIDALIA SERVICE STATION | US HWY 280 E & RIGSBEE ST | VIDALIA | Toombs | 1380061 | 3 | Flapper Valve | 1998-01-20 | FALSE | 1998-01-20 | FALSE | Closed in Ground | Gas (Historical Use) | 3000 | Steel-Impressed Current | 1966-05-13 | 2020-04-24 | Steel (Impressed Current) | Safe Suction (Euro)
LARK BUILDERS INC | 409 DIXON ST | VIDALIA | Toombs | 1380007 | 1 | [5 empty] | Removed from Ground | Gas (Historical Use) | 560 | Bare Steel | 1964-03-04 | 1989-01-01 | Galvanized Steel
CLYDES MARKET #56 | MCINTOSH AND JENKINS ST | VIDALIA | Toombs | 1380036 | 3 |  | 1997-08-15 |  | 1997-08-15 |  | Removed from Ground | Gas (Historical Use) | 4000 | Steel-Impressed Current | 1975-05-08 | 2014-04-10 | Cathodically Protected | Safe Suction (Euro)
WOODLAND OIL INC | 100 WINONA ST | VIDALIA | Toombs | 1380039 | 2 | Ball Float | 1993-01-01 | FALSE | 1993-01-01 | FALSE | Removed from Ground | Gas (Historical Use) | 20000 | Steel-Impressed Current | 1972-05-08 | 2017-08-02 | Steel (Impressed Current) | Pressurized
JAMES THOMPSON SVC STATION | 708 W FIRST STREET | VIDALIA | Toombs | 9138031 | 5 | [5 empty] | Removed from Ground | Gas (Historical Use) | 0 | Marked Unknown |  | 1899-12-31 | Unknown
FILLUP-EXPRESS | 300 N STREET | VIDALIA | Toombs | 9138002 | 5 |  | 1998-08-31 | FALSE | 1998-08-31 | FALSE | Temporarily out of use | Gas (Historical Use) | 8000 | Galvanic (STIP-3) | 1986-03-15 |  | Galvanized Steel | Pressurized
FILLUP-EXPRESS | 300 N STREET | VIDALIA | Toombs | 9138002 | 7 |  | 1998-08-31 | FALSE | 1998-08-31 | FALSE | Temporarily out of use | Gas (Historical Use) | 8000 | Galvanic (STIP-3) | 1986-03-15 |  | Galvanized Steel | Pressurized
FRIENDLY FOODS | 201 NORTH ST E | VIDALIA | Toombs | 1380078 | 2 | Ball Float | 1992-12-01 | FALSE | 1992-12-01 | FALSE | Removed from Ground | Regular | 6000 | Galvanic (STIP-3) | 1985-05-07 |  | Galvanized Steel | Pressurized
ENK756 | 2501 E FIRST ST | VIDALIA | Toombs | 1380037 | 4 |  | 1993-10-01 |  | 1993-10-01 |  | Currently in Use | Diesel | 10000 | Cathodically Protected Steel | 1985-05-05 |  | Fiberglass Reinforced Plastic | Pressurized
WHEELER STATION | 1 ST AND WINONA ST | VIDALIA | Toombs | 1380045 | 3 | [5 empty] | Removed from Ground | Gas (Historical Use) | 4000 | Bare Steel | 1961-05-11 | 1988-06-01 | Galvanized Steel
BRUNOS PIGGLY WIGGLY SOUTHERN IN | 100 BRINSON RD | VIDALIA | Toombs | 1380004 | 3 | [5 empty] | Removed from Ground | Other | 20000 | Bare Steel | 1978-06-15 | 1997-06-20 | Bare Steel | Suction (American)
VIDALIA EXXON | 801 E FIRST ST | VIDALIA | Toombs | 1380032 | 5 | [5 empty] | Removed from Ground | Used Oil | 500 | Bare Steel | 2001-06-28 | 2001-06-28 | Galvanized Steel | Safe Suction (Euro)
Circle K 2745159 | 101 E NORTH ST | VIDALIA | Toombs | 1380062 | 10 | Flapper Valve | 2005-04-01 | FALSE | 2005-04-01 | FALSE | Currently in Use | E-0 | 4000 | Composite Double Walled | 2005-04-01 |  | Double-Walled Flex | Pressurized
BETHANEY HOMES | 1305 E NORTH STREET | VIDALIA | Toombs | 1380063 | 2 | [5 empty] | Removed from Ground | Gas (Historical Use) | 1000 | Bare Steel | 1976-05-10 | 1998-02-18 | Galvanized Steel
PICK-N-MOVE | 2208 CENTER RD | VIDALIA | Toombs | 1380016 | 5 | Ball Float | 1993-06-01 | FALSE | 1993-06-01 | FALSE | Currently in Use | Premium | 6000 | Steel-Impressed Current | 1986-02-01 |  | Fiberglass Reinforced Plastic | Pressurized
PICK-N-MOVE | 2208 CENTER RD | VIDALIA | Toombs | 1380016 | 4 | Ball Float | 1993-06-01 | FALSE | 1993-06-01 | FALSE | Currently in Use | Plus | 6000 | Steel-Impressed Current | 1986-02-01 |  | Fiberglass Reinforced Plastic | Pressurized
ENK756 | 2501 E FIRST ST | VIDALIA | Toombs | 1380037 | 1 | Ball Float | 1993-10-01 | FALSE | 1993-10-01 | FALSE | Currently in Use | Premium | 10000 | Galvanic (STIP-3) | 1985-05-05 |  | Fiberglass Reinforced Plastic | Pressurized
GA POWER/VIDALIA OPERATING HDQS | 406 E OXLEY BLVD | VIDALIA | Toombs | 1380046 | VD1 | [5 empty] | Closed in Ground | Gas (Historical Use) | 10000 | Bare Steel | 1986-05-07 | 1991-03-01 | Galvanized Steel
MR C #2 | PO BOX 572 | VIDALIA | Toombs | 1380047 | 2 | [5 empty] | Removed from Ground | Gas (Historical Use) | 3000 | Bare Steel | 1974-05-11 | 1991-05-21 | Galvanized Steel
TAMMYS | 701 ORANGE ST | VIDALIA | Toombs | 9138092 | 1B | Flapper Valve | 2001-06-16 | FALSE | 2001-06-16 | FALSE | Currently in Use | Premium | 4000 | Composite | 2001-06-12 |  | Double-Walled Flex | Pressurized
TRAFFIC OIL COMPANY CARD LOCK | 800 W FIRST STREET | VIDALIA | Toombs | 9138047 | 1 |  | 1995-11-13 |  | 1995-11-13 |  | Removed from Ground | Diesel | 8000 | Composite | 1995-11-08 | 2004-01-28 | Fiberglass Reinforced Plastic | Pressurized
PETROSS CONVENIENCE STORE | 3328 GA HWY 130 W | VIDALIA | Toombs | 9138040 | RU |  |  |  | 1987-07-10 |  | Permanently Out Of Use | Gas (Historical Use) | 1000 | Fiberglass | 1987-07-16 | 1998-01-01 | Galvanized Steel | Suction (American)
JAMES THOMPSON SVC STATION | 708 W FIRST STREET | VIDALIA | Toombs | 9138031 | 2A | Flapper Valve | 1997-12-03 | FALSE | 1997-12-03 | FALSE | Currently in Use | Diesel On Road | 4000 | Composite | 1997-12-01 |  | Fiberglass Reinforced Plastic | Safe Suction (Euro)
GREENE'S TRI-COUNTRY GAS | VIDALIA BULK PLANT | VIDALIA | Toombs | 9138017 | 1 | [5 empty] | Currently in Use | Other | 16000 | Unknown |  |  | Not Marked
BST/VIDALIA SOC R2573 | 302 TESTON LN | VIDALIA | Toombs | 9138004 | 1 | [5 empty] | Removed from Ground | Gas (Historical Use) | 4000 | Marked Unknown | 1989-12-01 | 1989-12-01 | Unknown | Pressurized
W M CURRIE INC | 105 W FOURTH ST | VIDALIA | Toombs | 1380091 | 1 | [5 empty] | Closed in Ground | Gas (Historical Use) | 2000 | Bare Steel | 1961-05-14 | 1899-12-31 | Galvanized Steel | Safe Suction (Euro)
FRIENDLY FOODS | 201 NORTH ST E | VIDALIA | Toombs | 1380078 | 4A | Flapper Valve | 2021-10-29 | FALSE | 2021-10-29 | FALSE | Currently in Use | Regular | 2500 | Composite Double Walled | 2021-10-29 |  | Double-Walled Flex | Pressurized
VIDALIA EXXON | 801 E FIRST ST | VIDALIA | Toombs | 1380032 | 4 | [5 empty] | Removed from Ground | Diesel | 2000 | Bare Steel | 1978-05-08 | 2001-06-27 | Galvanized Steel
CHOO CHOO BUILD-IT MART | 1600 MCINTOSH ST | VIDALIA | Toombs | 1380018 | 2 | [5 empty] | Removed from Ground | Diesel | 1000 | Bare Steel | 1982-04-11 | 1990-01-01 | Galvanized Steel
VIDALIA REGIONAL AIRPORT | 2921 AIRPORT RD | VIDALIA | Toombs | 1380044 | 2 |  | 1998-06-16 |  | 1998-06-16 |  | Removed from Ground | Other | 8000 | Steel-Impressed Current | 1972-05-08 | 2008-06-12 | Cathodically Protected | Safe Suction (Euro)
BRUNOS PIGGLY WIGGLY SOUTHERN IN | 100 BRINSON RD | VIDALIA | Toombs | 1380004 | 5 | [5 empty] | Removed from Ground | Gas (Historical Use) | 20000 | Bare Steel | 1978-06-15 | 1997-06-20 | Not Marked
FRIENDLY FOODS | 201 NORTH ST E | VIDALIA | Toombs | 1380078 | 4C | Flapper Valve | 2021-10-29 | FALSE | 2021-10-29 | FALSE | Currently in Use | Regular | 11000 | Composite Double Walled | 2021-10-29 |  | Double-Walled Flex | Pressurized
GOLD KIST STORE | DONOVAN ST | VIDALIA | Toombs | 1380066 | 2 | [5 empty] | Removed from Ground | Diesel | 500 | Bare Steel | 1981-01-01 | 1990-01-01 | Galvanized Steel
VIDALIA SERVICE STATION | US HWY 280 E & RIGSBEE ST | VIDALIA | Toombs | 1380061 | 2 | Flapper Valve | 1998-01-20 | FALSE | 1998-01-20 | FALSE | Closed in Ground | Gas (Historical Use) | 3000 | Steel-Impressed Current | 1966-05-13 | 2020-04-24 | Steel (Impressed Current) | Safe Suction (Euro)
Circle K 2745159 | 101 E NORTH ST | VIDALIA | Toombs | 1380062 | 7 | Flapper Valve | 2005-04-01 | FALSE | 2005-04-01 | FALSE | Currently in Use | Regular | 15000 | Composite Double Walled | 2005-04-01 |  | Double-Walled Flex | Pressurized
BRUNOS PIGGLY WIGGLY SOUTHERN IN | 100 BRINSON RD | VIDALIA | Toombs | 1380004 | 7 | [5 empty] | Removed from Ground | Other | 8000 | Cathodically Protected Steel | 1978-05-15 | 1997-06-20 | Galvanized Steel | Suction (American)
Circle K 2745159 | 101 E NORTH ST | VIDALIA | Toombs | 1380062 | 4 |  | 1998-02-05 |  | 1997-08-05 |  | Removed from Ground | Gas (Historical Use) | 8000 | Steel-Impressed Current | 1976-05-10 | 2004-09-09 | Cathodically Protected | Pressurized
Circle K 2745159 | 101 E NORTH ST | VIDALIA | Toombs | 1380062 | 1 |  | 1998-02-05 |  | 1997-08-05 |  | Removed from Ground | Diesel | 8000 | Steel-Impressed Current | 1976-05-10 | 2004-09-09 | Cathodically Protected | Suction (American)
MOXLEY STATION | US 280 & MONTGOMERY STS | VIDALIA | Toombs | 1380040 | 1 | [5 empty] | Removed from Ground | Gas (Historical Use) | 2000 | Bare Steel | 1956-05-12 | 1988-03-01 | Galvanized Steel
PIK OUIK CONVENIENCE STORE | 901 MT VERNON ROAD | VIDALIA | Toombs | 1380043 | 2 | [5 empty] | Removed from Ground | Diesel | 3000 | Marked Unknown | 1985-06-10 | 1899-12-31 | Galvanized Steel | Safe Suction (Euro)
BRUNOS PIGGLY WIGGLY SOUTHERN IN | 100 BRINSON RD | VIDALIA | Toombs | 1380004 | 1 | [5 empty] | Removed from Ground | Diesel | 20000 | Bare Steel | 1978-06-15 | 1997-06-20 | Not Marked
TAYLOR GROCERY | 1698 HWY 56 EAST | LYONS | Toombs | 1380041 | 2 | [5 empty] | Removed from Ground | Gas (Historical Use) | 560 | Bare Steel | 1971-05-09 | 1988-03-01 | Galvanized Steel
JR FOOD MART | HWY 1 & 280 | LYONS | Toombs | 1380072 | 3 | [5 empty] | Removed from Ground | Gas (Historical Use) | 10000 | Cathodically Protected Steel | 1979-05-09 | 1994-05-17 | Galvanized Steel | Pressurized
DERST BAKING CO WAREHOUSE | SOUTH SIDE BELLVUE ST | LYONS | Toombs | 1380064 | 1 | [5 empty] | Removed from Ground | Empty | 500 | Bare Steel | 1962-05-14 | 1997-10-21 | Unknown | Suction (American)
MCLAINS GROCERY | HWY 152 & 86 | LYONS | Toombs | 1380058 | 2 | [5 empty] | Removed from Ground | Empty | 560 | Bare Steel | 1956-05-15 | 1999-06-09 | Galvanized Steel
FAST BREAK | 200 S State St | Lyons | Toombs | 1380079 | 3 | Ball Float | 1993-01-01 | FALSE | 1993-01-01 | FALSE | Currently in Use | Premium | 6000 | Steel-Impressed Current | 1982-05-08 |  | Double-Walled Flex | Pressurized
JANIS DISCOUNT | 400 NW BROAD ST | LYONS | Toombs | 9138043 | 2 |  | 1998-07-01 |  | 1998-07-01 |  | Currently in Use | Gas (Historical Use) | 6000 | Steel-Impressed Current | 1972-01-01 |  | Fiberglass Reinforced Plastic | Suction (American)
LYONS OPEN AIR MARKET | 468 S VICTORY DR | LYONS | Toombs | 9138008 | 2 | [5 empty] | Removed from Ground | Gas (Historical Use) | 3000 | Not Marked/Unknown | 1992-01-20 | 1992-01-20 | Not Marked
LYONS SHELL | US 280 AND NO 1 | LYONS | Toombs | 1380042 | 2 | [5 empty] | Removed from Ground | Gas (Historical Use) | 6000 | Bare Steel | 1961-05-11 | 1975-06-01 | Galvanized Steel
STOP N SHOP | 161 S STATE ST | LYONS | Toombs | 1380073 | 1 | [5 empty] | Removed from Ground | Gas (Historical Use) | 3000 | Bare Steel | 1966-05-12 | 1998-08-03 | Galvanized Steel | Safe Suction (Euro)
FRIENDLY IN & OUT | 1425 HWY 1 S | LYONS | Toombs | 1380055 | 3 | Flapper Valve | 1998-03-10 | FALSE | 1998-03-10 | FALSE | Currently in Use | Premium | 5000 | Steel-Impressed Current | 1972-05-11 |  | Fiberglass Reinforced Plastic | Pressurized
GA FC | GA HWY 147 - 3 MI S OF LYONS | LYONS | Toombs | 1380017 | 3 | [5 empty] | Removed from Ground | Gas (Historical Use) | 560 | Bare Steel | 1970-09-01 | 1993-08-09 | Galvanized Steel | Safe Suction (Euro)
TAYLOR GROCERY | 1698 HWY 56 EAST | LYONS | Toombs | 1380041 | 6 |  | 1988-03-01 | FALSE | 1988-03-01 | FALSE | Temporarily out of use | Diesel | 1000 | Galvanic (STIP-3) | 1988-03-01 |  | Cathodically Protected | Safe Suction (Euro)
LYONS SHELL | US 280 AND NO 1 | LYONS | Toombs | 1380042 | 4 | [5 empty] | Removed from Ground | Gas (Historical Use) | 4000 | Bare Steel | 1961-01-01 | 1988-05-01 | Galvanized Steel
LYONS SHELL | US 280 AND NO 1 | LYONS | Toombs | 1380042 | 7 | [5 empty] | Removed from Ground | Gas (Historical Use) | 4000 | Bare Steel | 1961-01-01 | 1988-05-01 | Galvanized Steel
GA FC | GA HWY 147 - 3 MI S OF LYONS | LYONS | Toombs | 1380017 | 214937 |  | 1993-08-13 |  | 1993-08-13 |  | Removed from Ground | Gas (Historical Use) | 1000 | Galvanic (STIP-3) | 1993-08-13 | 2004-03-18 | Cathodically Protected | Safe Suction (Euro)
LYONS SHELL | US 280 AND NO 1 | LYONS | Toombs | 1380042 | 1 | [5 empty] | Removed from Ground | Diesel | 6000 | Bare Steel | 1961-05-11 | 1975-06-01 | Galvanized Steel
JR FOOD MART | HWY 1 & 280 | LYONS | Toombs | 1380072 | 2 | [5 empty] | Removed from Ground | Gas (Historical Use) | 10000 | Cathodically Protected Steel | 1979-05-09 | 1994-05-17 | Galvanized Steel | Pressurized
EDWARDS AUTO | 421 S STATE ST | LYONS | Toombs | 1380054 | 4 | [5 empty] | Removed from Ground | Gas (Historical Use) | 3000 | Bare Steel | 1974-05-11 | 1996-07-12 | Galvanized Steel | Pressurized
EDWARDS AUTO | 421 S STATE ST | LYONS | Toombs | 1380054 | 5 | [5 empty] | Removed from Ground | Diesel | 3000 | Bare Steel | 1974-05-11 | 1996-07-12 | Galvanized Steel | Pressurized
GAY OIL CO | 207 HWY 1 S | LYONS | Toombs | 1380069 | 1 | Flapper Valve | 1997-08-26 |  | 1997-08-26 |  | Removed from Ground | Gas (Historical Use) | 4000 | Steel-Impressed Current | 1986-05-07 | 2014-04-30 | Steel (Impressed Current) | Pressurized
POPS GENERAL STORE | 6375 US HWY 1 SOUTH | LYONS | Toombs | 9138056 | 3 | Ball Float | 1999-07-16 | FALSE | 1999-07-16 | FALSE | Currently in Use | Diesel | 8000 | Composite | 1999-07-06 |  | Fiberglass Reinforced Plastic | Safe Suction (Euro)
GAY OIL CO | 207 HWY 1 S | LYONS | Toombs | 1380069 | 2 | Flapper Valve | 1997-08-26 |  | 1997-08-26 |  | Removed from Ground | Gas (Historical Use) | 4000 | Steel-Impressed Current | 1986-05-07 | 2014-04-30 | Steel (Impressed Current) | Pressurized
FAST BREAK | 200 S State St | Lyons | Toombs | 1380079 | 2 | Ball Float | 1993-01-01 | FALSE | 1993-01-01 | FALSE | Currently in Use | Plus | 6000 | Steel-Impressed Current | 1982-05-08 |  | Double-Walled Flex | Pressurized
LYONS OPEN AIR MARKET | 468 S VICTORY DR | LYONS | Toombs | 9138008 | 3 | [5 empty] | Removed from Ground | Gas (Historical Use) | 3000 | Not Marked/Unknown | 1992-01-20 | 1992-01-20 | Not Marked
GA FC | GA HWY 147 - 3 MI S OF LYONS | LYONS | Toombs | 1380017 | 2 | [5 empty] | Removed from Ground | Gas (Historical Use) | 2000 | Bare Steel | 1982-06-01 | 1993-08-09 | Galvanized Steel | Safe Suction (Euro)
GA DOT 10526 TOOMBS CO MAINT HQ | US 280/531 REIDSVILLE RD | LYONS | Toombs | 1380020 | 10526-1 | [5 empty] | Removed from Ground | Gas (Historical Use) | 550 | Bare Steel | 1961-05-05 | 1989-08-21 | Galvanized Steel | Safe Suction (Euro)
HWY #1 FARM CENTER | US 1 | LYONS | Toombs | 1380051 | 2 | [5 empty] | Removed from Ground | Gas (Historical Use) | 2000 | Bare Steel | 1981-05-09 | 1899-12-31 | Galvanized Steel
STOP N SHOP | 161 S STATE ST | LYONS | Toombs | 1380073 | 5A |  | 1996-01-01 | FALSE | 1996-01-01 | FALSE | Currently in Use | Gas (Historical Use) | 1000 | Composite | 1996-01-01 |  | Fiberglass Reinforced Plastic | Safe Suction (Euro)
ALBERT MEDDERS | PO BOX 146 | LYONS | Toombs | 1380057 | 1 | [5 empty] | Removed from Ground | Diesel | 10000 | Bare Steel | 1978-05-10 | 1997-03-10 | Galvanized Steel | Safe Suction (Euro)
EDWARDS AUTO | 421 S STATE ST | LYONS | Toombs | 1380054 | 1 | [5 empty] | Removed from Ground | Gas (Historical Use) | 3000 | Bare Steel | 1974-05-11 | 1996-07-12 | Galvanized Steel | Safe Suction (Euro)
LYONS SHELL | US 280 AND NO 1 | LYONS | Toombs | 1380042 | 6 | [5 empty] | Removed from Ground | Gas (Historical Use) | 4000 | Bare Steel | 1961-01-01 | 1988-05-01 | Galvanized Steel
PANTRY SHELF | 273 NORTH STATE ST | LYONS | Toombs | 1380034 | 1 | Flapper Valve | 1991-07-01 | FALSE | 1991-07-01 | FALSE | Currently in Use | Regular | 6000 | Steel-Impressed Current | 1986-05-06 |  | Steel (Impressed Current) | Pressurized
ALTAMAHA EMC GENERATOR | HWY 280 WEST | LYONS | Toombs | 9138091 | 1 | Flapper Valve | 2001-01-05 | FALSE | 2001-01-05 | FALSE | Currently in Use | Diesel | 10000 | Composite | 2001-01-04 |  | Double-Walled Flex | Safe Suction (Euro)
POPS GENERAL STORE | 6375 US HWY 1 SOUTH | LYONS | Toombs | 9138056 | 2 | Ball Float | 1999-07-16 | FALSE | 1999-07-16 | FALSE | Currently in Use | Premium | 4000 | Composite | 1999-07-06 |  | Fiberglass Reinforced Plastic | Pressurized
STEPHENS SVC STA | US HWY 1 | LYONS | Toombs | 9138021 | 2 | [5 empty] | Removed from Ground | Gas (Historical Use) | 1000 | Not Marked/Unknown | 1993-12-06 | 1993-12-06 | Not Marked
GA DOT 10526 TOOMBS CO MAINT HQ | US 280/531 REIDSVILLE RD | LYONS | Toombs | 1380020 | 526D1 | [5 empty] | Removed from Ground | Diesel | 1000 | Bare Steel | 1971-05-03 | 2000-05-31 | Galvanized Steel | Safe Suction (Euro)
ALBERT MEDDERS | PO BOX 146 | LYONS | Toombs | 1380057 | 2 | [5 empty] | Removed from Ground | Gas (Historical Use) | 2000 | Bare Steel | 1974-05-11 | 1997-03-10 | Galvanized Steel | Safe Suction (Euro)
FRIENDLY IN & OUT | 1425 HWY 1 S | LYONS | Toombs | 1380055 | 1 | [5 empty] | Removed from Ground | Kerosene | 560 | Bare Steel | 1972-05-11 | 1993-09-25 | Galvanized Steel
PANTRY SHELF | 273 NORTH STATE ST | LYONS | Toombs | 1380034 | 2 | Flapper Valve | 1991-07-01 | FALSE | 1991-07-01 | FALSE | Currently in Use | Premium | 6000 | Steel-Impressed Current | 1986-05-06 |  | Steel (Impressed Current) | Pressurized
POPS GENERAL STORE | 6375 US HWY 1 SOUTH | LYONS | Toombs | 9138056 | 1 | Ball Float | 1999-07-16 | FALSE | 1999-07-16 | FALSE | Currently in Use | Regular | 8000 | Composite | 1999-07-06 |  | Fiberglass Reinforced Plastic | Pressurized
GA DOT 10526 TOOMBS CO MAINT HQ | US 280/531 REIDSVILLE RD | LYONS | Toombs | 1380020 | 10526-2 | [5 empty] | Removed from Ground | Gas (Historical Use) | 550 | Bare Steel | 1961-05-05 | 1989-08-21 | Galvanized Steel | Safe Suction (Euro)
TAYLOR GROCERY | 1698 HWY 56 EAST | LYONS | Toombs | 1380041 | 3 | [5 empty] | Removed from Ground | Gas (Historical Use) | 560 | Bare Steel | 1971-05-09 | 1988-03-01 | Galvanized Steel
STOP N SHOP | 161 S STATE ST | LYONS | Toombs | 1380073 | 4 | [5 empty] | Removed from Ground | Gas (Historical Use) | 3000 | Bare Steel | 1966-05-12 | 1998-08-03 | Galvanized Steel
ENK748 | 277 W LIBERTY AVE | LYONS | Toombs | 9138033 | 5B | Flapper Valve | 2019-05-01 | FALSE | 2019-05-01 | FALSE | Currently in Use | Premium | 4000 | Fiberglass Double Walled | 2019-05-01 |  | Double-Walled Flex | Pressurized
ENK748 | 277 W LIBERTY AVE | LYONS | Toombs | 9138033 | 3 |  | 1991-07-01 | FALSE | 1991-07-01 | FALSE | Removed from Ground | Gas (Historical Use) | 6000 | Composite | 1988-10-01 | 2019-04-24 | Fiberglass Reinforced Plastic | Pressurized
ABANDONED SVC STA | US HWY 1 | LYONS | Toombs | 9138023 | 1 | [5 empty] | Currently in Use | Used Oil | 0 | Not Marked/Unknown |  |  | Not Marked
GA FC | GA HWY 147 - 3 MI S OF LYONS | LYONS | Toombs | 1380017 | 1 | [5 empty] | Removed from Ground | Diesel | 560 | Bare Steel | 1970-09-01 | 1993-08-09 | Galvanized Steel | Safe Suction (Euro)
EDWARDS AUTO | 421 S STATE ST | LYONS | Toombs | 1380054 | 6 |  |  | TRUE |  | TRUE | Removed from Ground | Used Oil | 550 | Bare Steel | 1973-01-01 | 1994-02-15 | Galvanized Steel | Gravity Fed
292 COUNTRY PANTRY | 893 GA HWY 292 | LYONS | Toombs | 9138019 | 2 | Flapper Valve | 1993-04-26 | FALSE | 1993-04-26 | FALSE | Currently in Use | Regular | 4000 | Composite | 1993-04-27 |  | Fiberglass Reinforced Plastic | Safe Suction (Euro)
DENNIS SPORT SHOP | 9296 HWY 1 S | LYONS | Toombs | 9138036 | 6 | Ball Float | 2002-08-01 | FALSE | 2002-08-01 | FALSE | Currently in Use | Regular | 10000 | Composite | 2002-08-01 |  | Fiberglass Reinforced Plastic | Pressurized
ENK748 | 277 W LIBERTY AVE | LYONS | Toombs | 9138033 | 1 |  | 1991-07-01 | FALSE | 1991-07-01 | FALSE | Removed from Ground | Gas (Historical Use) | 6000 | Composite | 1988-10-01 | 2019-04-24 | Fiberglass Reinforced Plastic | Pressurized
LYONS ELEMENTARY SCHOOL | NORTH LEXINGTON ST | LYONS | Toombs | 1380022 | 3 | [5 empty] | Permanently Out of Use - historical purposes | Propane | 500 | Bare Steel | 1955-04-30 | 1899-12-31 | Unknown
STOP N SHOP | 161 S STATE ST | LYONS | Toombs | 1380073 | 2 | [5 empty] | Removed from Ground | Gas (Historical Use) | 3000 | Bare Steel | 1966-05-12 | 1998-08-03 | Galvanized Steel | Safe Suction (Euro)
GAY OIL CO | 207 HWY 1 S | LYONS | Toombs | 1380069 | 3 | Flapper Valve | 1997-08-26 |  | 1997-08-26 |  | Removed from Ground | Gas (Historical Use) | 4000 | Steel-Impressed Current | 1986-05-07 | 2014-04-30 | Steel (Impressed Current) | Pressurized
ALTAMAHA EMC OFFICE | 611 W LIBERTY AVE | LYONS | Toombs | 1380001 | 1 | Flapper Valve | 1995-03-01 | FALSE | 1995-03-01 | FALSE | Currently in Use | Diesel | 6000 | Galvanic (STIP-3) | 1988-01-01 |  | Galvanized Steel | Safe Suction (Euro)
LYONS OPEN AIR MARKET | 468 S VICTORY DR | LYONS | Toombs | 9138008 | 4 | Flapper Valve | 1992-01-01 |  | 1992-01-01 |  | Currently in Use | Gas (Historical Use) | 4000 | Galvanic (STIP-3) | 1992-01-20 |  | Galvanized Steel | Safe Suction (Euro)
LYONS OPEN AIR MARKET | 468 S VICTORY DR | LYONS | Toombs | 9138008 | 5 | Flapper Valve | 1992-01-01 |  | 1992-01-01 |  | Currently in Use | Gas (Historical Use) | 4000 | Galvanic (STIP-3) | 1992-01-20 |  | Galvanized Steel | Safe Suction (Euro)
PETRO EXPRESS #10 | 353 NE BROAD ST | LYONS | Toombs | 9138034 | 1 | Ball Float | 1991-07-01 | FALSE | 1991-07-01 | FALSE | Temporarily out of use | Gas (Historical Use) | 4000 | Steel-Impressed Current | 1997-07-01 |  | Steel (Impressed Current) | Pressurized
L&S GROCERY | 467 LAURA DIXON RD | LYONS | Toombs | 9138054 | 1 | Flapper Valve | 1998-01-12 |  | 1998-01-12 |  | Removed from Ground | Gas (Historical Use) | 2000 | Composite | 1998-01-10 | 2013-06-18 | Fiberglass Reinforced Plastic | Safe Suction (Euro)
292 COUNTRY PANTRY | 893 GA HWY 292 | LYONS | Toombs | 9138019 | 1 | Flapper Valve | 1993-04-26 | FALSE | 1993-04-26 | FALSE | Currently in Use | Premium | 8000 | Composite | 1993-04-27 |  | Fiberglass Reinforced Plastic | Safe Suction (Euro)
GA FC | GA HWY 147 - 3 MI S OF LYONS | LYONS | Toombs | 1380017 | 214935 |  | 1993-08-13 |  | 1993-08-13 |  | Removed from Ground | Diesel | 1000 | Galvanic (STIP-3) | 1993-08-13 | 2004-03-18 | Cathodically Protected | Safe Suction (Euro)
HWY #1 FARM CENTER | US 1 | LYONS | Toombs | 1380051 | 1 | [5 empty] | Removed from Ground | Diesel | 4000 | Bare Steel | 1981-05-09 | 1899-12-31 | Galvanized Steel
TAYLOR GROCERY | 1698 HWY 56 EAST | LYONS | Toombs | 1380041 | 1 | [5 empty] | Removed from Ground | Gas (Historical Use) | 1000 | Bare Steel | 1979-05-07 | 1988-03-01 | Galvanized Steel
ENK752 | 612 S STATE ST | LYONS | Toombs | 9138055 | 1A | Ball Float | 1998-01-01 | FALSE | 1998-01-01 | FALSE | Currently in Use | Regular | 12000 | Composite | 1998-01-01 |  | Double-Walled Flex | Pressurized
AARON GROCERY | 2885 US #1 N | LYONS | Toombs | 9138038 | 1 | Flapper Valve | 1998-07-01 | FALSE | 1998-07-01 | FALSE | Temporarily out of use | Gas (Historical Use) | 4000 | Steel-Impressed Current | 1980-01-01 |  | Steel (Impressed Current) | Safe Suction (Euro)
MCLAINS GROCERY | HWY 152 & 86 | LYONS | Toombs | 1380058 | 1 | [5 empty] | Removed from Ground | Gas (Historical Use) | 560 | Bare Steel | 1956-05-15 | 1999-06-09 | Galvanized Steel
FAST BREAK | 200 S State St | Lyons | Toombs | 1380079 | 1 | Ball Float | 1993-01-01 | FALSE | 1993-01-01 | FALSE | Currently in Use | Regular | 6000 | Steel-Impressed Current | 1982-05-08 |  | Double-Walled Flex | Pressurized
JANIS DISCOUNT | 400 NW BROAD ST | LYONS | Toombs | 9138043 | 1 |  | 1998-07-01 |  | 1998-07-01 |  | Currently in Use | Gas (Historical Use) | 8000 | Steel-Impressed Current | 1972-01-01 |  | Fiberglass Reinforced Plastic | Suction (American)
LYONS OPEN AIR MARKET | 468 S VICTORY DR | LYONS | Toombs | 9138008 | 1 | [5 empty] | Removed from Ground | Gas (Historical Use) | 3000 | Not Marked/Unknown | 1992-01-20 | 1992-01-20 | Not Marked
PETRO EXPRESS #10 | 353 NE BROAD ST | LYONS | Toombs | 9138034 | 4 | Ball Float | 1991-07-01 |  | 1991-07-01 |  | Temporarily out of use | Diesel | 1000 | Steel-Impressed Current | 1991-07-01 |  | Steel (Impressed Current) | Pressurized
ENK748 | 277 W LIBERTY AVE | LYONS | Toombs | 9138033 | 2 |  | 1991-07-01 | FALSE | 1991-07-01 | FALSE | Removed from Ground | Gas (Historical Use) | 4000 | Composite | 1988-10-01 | 2019-04-24 | Fiberglass Reinforced Plastic | Pressurized
SWEET ONION JUNCTION | 1739 US HWY 1 NORTH | LYONS | Toombs | 9138030 | 3 | Flapper Valve | 1988-08-19 |  | 1988-08-19 |  | Removed from Ground | Gas (Historical Use) | 6000 | Galvanic (STIP-3) | 1988-08-19 | 2010-11-09 | Galvanized Steel | Pressurized
B AND J MINIT MART | 305 NE BROAD STREET | LYONS | Toombs | 9138003 | 3 | Flapper Valve | 1999-03-11 | FALSE | 1999-03-11 | FALSE | Removed from Ground | Gas (Historical Use) | 6000 | Steel-Impressed Current | 1986-01-01 | 2020-02-24 | Steel (Impressed Current) | Pressurized
DENNIS SPORT SHOP | 9296 HWY 1 S | LYONS | Toombs | 9138036 | 3 | [5 empty] | Removed from Ground | Diesel | 6000 | Cathodically Protected Steel | 1999-11-30 | 1999-11-30 | Galvanized Steel | Safe Suction (Euro)
US POSTAL SERVICE/MAIN POST OFFI | 117 NORTH STATE RD | LYONS | Toombs | 9138001 | 1 | [5 empty] | Removed from Ground | Diesel | 2000 | Not Marked/Unknown |  | 1899-12-31 | Not Marked
ENK748 | 277 W LIBERTY AVE | LYONS | Toombs | 9138033 | 5A | Flapper Valve | 2019-05-01 | FALSE | 2019-05-01 | FALSE | Currently in Use | Regular | 8000 | Fiberglass Double Walled | 2019-05-01 |  | Double-Walled Flex | Pressurized
DENNIS SPORT SHOP | 9296 HWY 1 S | LYONS | Toombs | 9138036 | 2 | [5 empty] | Removed from Ground | Gas (Historical Use) | 5000 | Cathodically Protected Steel | 1999-11-30 | 1999-11-30 | Galvanized Steel | Safe Suction (Euro)
DENNIS SPORT SHOP | 9296 HWY 1 S | LYONS | Toombs | 9138036 | 5B | Ball Float | 2002-08-01 | FALSE | 2002-08-01 | FALSE | Currently in Use | Diesel | 3000 | Composite | 2002-08-01 |  | Fiberglass Reinforced Plastic | Pressurized
ENK748 | 277 W LIBERTY AVE | LYONS | Toombs | 9138033 | 4 | Flapper Valve | 1995-11-01 | FALSE | 1995-11-01 | FALSE | Currently in Use | Diesel | 10000 | Composite | 1995-11-27 |  | Fiberglass Reinforced Plastic | Pressurized
SWEET ONION JUNCTION | 1739 US HWY 1 NORTH | LYONS | Toombs | 9138030 | 1 | Flapper Valve | 1988-08-19 |  | 1988-08-19 |  | Removed from Ground | Gas (Historical Use) | 6000 | Galvanic (STIP-3) | 1988-08-19 | 2010-11-09 | Galvanized Steel | Pressurized
DENNIS SPORT SHOP | 9296 HWY 1 S | LYONS | Toombs | 9138036 | 7 | Ball Float | 2002-08-01 | FALSE | 2002-08-01 | FALSE | Currently in Use | Premium | 4000 | Composite | 2002-08-01 |  | Fiberglass Reinforced Plastic | Pressurized
DENNIS SPORT SHOP | 9296 HWY 1 S | LYONS | Toombs | 9138036 | 4 | [5 empty] | Removed from Ground | Diesel | 6000 | Cathodically Protected Steel | 1999-11-30 | 1999-11-30 | Galvanized Steel | Safe Suction (Euro)
PETRO EXPRESS #10 | 353 NE BROAD ST | LYONS | Toombs | 9138034 | 3 | Ball Float | 1991-07-01 | FALSE | 1991-07-01 | FALSE | Temporarily out of use | Gas (Historical Use) | 2000 | Steel-Impressed Current | 1991-07-01 |  | Steel (Impressed Current) | Pressurized
LARK BUILDERS | 336 SOUTH STATES ST | LYONS | Toombs | 9138032 | 1 | [5 empty] | Removed from Ground | Diesel | 10000 | Not Marked/Unknown | 1995-08-01 | 1995-08-01 | Unknown
INDIAN FORD FARM | HWY 152 & HWY 130 | LYONS | Toombs | 9138027 | 2 | [5 empty] | Removed from Ground | Diesel | 2000 | Not Marked/Unknown | 1996-07-11 | 1996-07-11 | Not Marked
LARK BUILDERS | 336 SOUTH STATES ST | LYONS | Toombs | 9138032 | 2 | [5 empty] | Removed from Ground | Gas (Historical Use) | 4000 | Not Marked/Unknown | 1995-08-01 | 1995-08-01 | Unknown
AARON GROCERY | 2885 US #1 N | LYONS | Toombs | 9138038 | 2 | Flapper Valve | 1998-07-01 | FALSE | 1998-07-01 | FALSE | Temporarily out of use | Gas (Historical Use) | 3000 | Steel-Impressed Current | 1980-01-01 |  | Steel (Impressed Current) | Safe Suction (Euro)
ABANDONED SVC STA | US HWY 1 | LYONS | Toombs | 9138022 | 1 | [5 empty] | Currently in Use | Gas (Historical Use) | 0 | Not Marked/Unknown |  |  | Not Marked
LYONS SHELL | US 280 AND NO 1 | LYONS | Toombs | 1380042 | 3 | [5 empty] | Removed from Ground | Gas (Historical Use) | 5000 | Bare Steel | 1961-05-11 | 1975-06-01 | Galvanized Steel
STOP N SHOP | 161 S STATE ST | LYONS | Toombs | 1380073 | 5B |  | 1996-01-01 | FALSE | 1996-01-01 | FALSE | Currently in Use | Gas (Historical Use) | 1000 | Composite | 1996-01-01 |  | Fiberglass Reinforced Plastic | Safe Suction (Euro)
EDWARDS AUTO | 421 S STATE ST | LYONS | Toombs | 1380054 | 2 | [5 empty] | Removed from Ground | Gas (Historical Use) | 3000 | Bare Steel | 1974-05-11 | 1996-07-12 | Galvanized Steel | Safe Suction (Euro)
FRIENDLY IN & OUT | 1425 HWY 1 S | LYONS | Toombs | 1380055 | 5 | Flapper Valve | 1998-03-10 | FALSE | 1998-03-10 | FALSE | Currently in Use | Diesel | 1000 | Steel-Impressed Current | 1972-05-11 |  | Fiberglass Reinforced Plastic | Safe Suction (Euro)
FRIENDLY IN & OUT | 1425 HWY 1 S | LYONS | Toombs | 1380055 | 4 | Flapper Valve | 1998-03-10 | FALSE | 1998-03-10 | FALSE | Currently in Use | Regular | 5000 | Steel-Impressed Current | 1972-05-11 |  | Fiberglass Reinforced Plastic | Pressurized
STEPHENS SVC STA | US HWY 1 | LYONS | Toombs | 9138021 | 1 | [5 empty] | Removed from Ground | Gas (Historical Use) | 1000 | Not Marked/Unknown | 1993-12-06 | 1993-12-06 | Not Marked
PETRO EXPRESS #10 | 353 NE BROAD ST | LYONS | Toombs | 9138034 | 2 | Ball Float | 1991-07-01 | FALSE | 1991-07-01 | FALSE | Temporarily out of use | Gas (Historical Use) | 4000 | Steel-Impressed Current | 1991-07-01 |  | Steel (Impressed Current) | Pressurized
GA PINE STRAW | 148 WILLIAMS AVE | LYONS | Toombs | 9138026 | 1 | Flapper Valve | 1994-05-01 | FALSE | 1994-05-01 | FALSE | Currently in Use | Diesel | 10000 | Bare Steel | 1994-04-04 |  | Fiberglass Reinforced Plastic | Pressurized
B AND J MINIT MART | 305 NE BROAD STREET | LYONS | Toombs | 9138003 | 1 | Flapper Valve | 1999-12-13 | FALSE | 1999-12-13 | FALSE | Removed from Ground | Gas (Historical Use) | 6000 | Steel-Impressed Current | 1986-01-01 | 2020-02-24 | Steel (Impressed Current) | Pressurized
LYONS SHELL | US 280 AND NO 1 | LYONS | Toombs | 1380042 | 5 | [5 empty] | Removed from Ground | Gas (Historical Use) | 4000 | Bare Steel | 1961-01-01 | 1988-05-01 | Galvanized Steel
STOP N SHOP | 161 S STATE ST | LYONS | Toombs | 1380073 | 3 | [5 empty] | Removed from Ground | Gas (Historical Use) | 3000 | Bare Steel | 1966-05-12 | 1998-08-03 | Galvanized Steel | Safe Suction (Euro)
GAY OIL CO | 207 HWY 1 S | LYONS | Toombs | 1380069 | 4 | Flapper Valve | 1997-08-26 |  | 1997-08-26 |  | Removed from Ground | Gas (Historical Use) | 4000 | Steel-Impressed Current | 1986-05-07 | 2014-04-30 | Steel (Impressed Current) | Pressurized
FAST BREAK | 200 S State St | Lyons | Toombs | 1380079 | 5 |  | 1999-03-11 | FALSE | 1999-03-11 | FALSE | Currently in Use | Kerosene | 1000 | Epoxy | 1999-03-11 |  | Double-Walled Flex
FAST BREAK | 200 S State St | Lyons | Toombs | 1380079 | 4 | Ball Float | 1993-01-01 | FALSE | 1993-01-01 | FALSE | Currently in Use | Diesel | 6000 | Steel-Impressed Current | 1982-05-08 |  | Double-Walled Flex | Pressurized
JANIS DISCOUNT | 400 NW BROAD ST | LYONS | Toombs | 9138043 | 3B | Flapper Valve | 2019-12-15 | FALSE | 2019-12-15 | FALSE | Currently in Use | Gas (Historical Use) | 2500 |  | 2019-12-18 |  | Double-Walled Flex | Pressurized
ALTAMAHA EMC OFFICE | 611 W LIBERTY AVE | LYONS | Toombs | 1380001 | 2 | Flapper Valve | 1995-03-01 | FALSE | 1995-03-01 | FALSE | Currently in Use | Regular | 2000 | Galvanic (STIP-3) | 1988-01-01 |  | Galvanized Steel | Safe Suction (Euro)
JANIS DISCOUNT | 400 NW BROAD ST | LYONS | Toombs | 9138043 | 3A | Flapper Valve | 2019-12-15 | FALSE | 2019-12-15 | FALSE | Currently in Use | Gas (Historical Use) | 10000 |  | 2019-12-18 |  | Double-Walled Flex | Pressurized
JANIS DISCOUNT | 400 NW BROAD ST | LYONS | Toombs | 9138043 | 3C | Flapper Valve | 2019-12-15 | FALSE | 2019-12-15 | FALSE | Currently in Use | Diesel | 2500 |  | 2019-12-18 |  | Double-Walled Flex | Pressurized
LYONS OPEN AIR MARKET | 468 S VICTORY DR | LYONS | Toombs | 9138008 | 6 | Flapper Valve | 1992-01-01 |  | 1992-01-01 |  | Currently in Use | Gas (Historical Use) | 4000 | Galvanic (STIP-3) | 1992-01-20 |  | Galvanized Steel | Safe Suction (Euro)
AARON GROCERY | 2885 US #1 N | LYONS | Toombs | 9138038 | 3 | Flapper Valve | 1998-07-01 | FALSE | 1998-07-01 | FALSE | Temporarily out of use | Gas (Historical Use) | 3000 | Steel-Impressed Current | 1980-01-01 |  | Steel (Impressed Current) | Safe Suction (Euro)
DENNIS SPORT SHOP | 9296 HWY 1 S | LYONS | Toombs | 9138036 | 1 | [5 empty] | Removed from Ground | Gas (Historical Use) | 6000 | Cathodically Protected Steel | 1999-11-30 | 1999-11-30 | Galvanized Steel | Safe Suction (Euro)
SWEET ONION JUNCTION | 1739 US HWY 1 NORTH | LYONS | Toombs | 9138030 | 2 | Flapper Valve | 1988-08-19 |  | 1988-08-19 |  | Removed from Ground | Gas (Historical Use) | 6000 | Galvanic (STIP-3) | 1988-08-19 | 2010-11-09 | Galvanized Steel | Pressurized
B AND J MINIT MART | 305 NE BROAD STREET | LYONS | Toombs | 9138003 | 2 | Flapper Valve | 1999-03-11 | FALSE | 1999-03-11 | FALSE | Removed from Ground | Gas (Historical Use) | 6000 | Steel-Impressed Current | 1986-01-01 | 2020-02-24 | Steel (Impressed Current) | Pressurized
DENNIS SPORT SHOP | 9296 HWY 1 S | LYONS | Toombs | 9138036 | 5A | Ball Float | 2002-08-01 | FALSE | 2002-08-01 | FALSE | Currently in Use | Diesel | 9000 | Composite | 2002-08-01 |  | Fiberglass Reinforced Plastic | Pressurized
HERCULES INC | US HWY 280 | LYONS | Toombs | 1380060 | 1 | [5 empty] | Removed from Ground | Gas (Historical Use) | 560 | Bare Steel | 1976-05-10 | 1992-05-26 | Galvanized Steel
EDWARDS AUTO | 421 S STATE ST | LYONS | Toombs | 1380054 | 3 | [5 empty] | Removed from Ground | Gas (Historical Use) | 3000 | Bare Steel | 1974-05-11 | 1996-07-12 | Galvanized Steel | Pressurized
EDWARD JOHNSON WAREHOUSE | 6742 SOUTH STATE STREET | LYONS | Toombs | 1380003 | 1 | [5 empty] | Removed from Ground | Gas (Historical Use) | 550 | Bare Steel | 1974-03-02 | 1996-02-01 | Galvanized Steel | Safe Suction (Euro)
POPS GENERAL STORE | 6375 US HWY 1 SOUTH | LYONS | Toombs | 9138056 | 4 | Flapper Valve | 1999-07-16 | FALSE | 1999-07-16 | FALSE | Currently in Use | Diesel | 2000 | Composite | 1999-07-06 |  | Fiberglass Reinforced Plastic | Safe Suction (Euro)
ENK752 | 612 S STATE ST | LYONS | Toombs | 9138055 | 1B | Ball Float | 1998-01-01 | FALSE | 1998-01-01 | FALSE | Currently in Use | Premium | 8000 | Composite | 1998-01-01 |  | Double-Walled Flex | Pressurized
INDIAN FORD FARM | HWY 152 & HWY 130 | LYONS | Toombs | 9138027 | 1 | [5 empty] | Removed from Ground | Gas (Historical Use) | 2000 | Not Marked/Unknown | 1996-07-11 | 1996-07-11 | Not Marked
INDIAN FORD FARM | HWY 152 & HWY 130 | LYONS | Toombs | 9138027 | 1A | Flapper Valve | 1997-06-01 | FALSE | 1997-06-01 | FALSE | Currently in Use | Regular | 2500 | Fiberglass Double Walled | 1997-06-01 |  | Fiberglass Reinforced Plastic | Safe Suction (Euro)
GA DOT 10526 TOOMBS CO MAINT HQ | US 280/531 REIDSVILLE RD | LYONS | Toombs | 1380020 | 526G1 | [5 empty] | Removed from Ground | Gas (Historical Use) | 1000 | Bare Steel | 1971-05-03 | 2000-05-31 | Galvanized Steel | Safe Suction (Euro)
TAYLOR GROCERY | 1698 HWY 56 EAST | LYONS | Toombs | 1380041 | 5 |  | 1988-03-01 | FALSE | 1988-03-01 | FALSE | Temporarily out of use | Gas (Historical Use) | 1000 | Galvanic (STIP-3) | 1988-03-01 |  | Cathodically Protected | Safe Suction (Euro)
TAYLOR GROCERY | 1698 HWY 56 EAST | LYONS | Toombs | 1380041 | 4 |  | 1988-03-01 |  | 1988-03-01 |  | Temporarily out of use | Gas (Historical Use) | 1500 | Galvanic (STIP-3) | 1988-03-01 |  | Cathodically Protected | Safe Suction (Euro)
JR FOOD MART | HWY 1 & 280 | LYONS | Toombs | 1380072 | 1 | [5 empty] | Removed from Ground | Gas (Historical Use) | 10000 | Cathodically Protected Steel | 1979-05-09 | 1994-05-17 | Galvanized Steel | Pressurized
292 COUNTRY PANTRY | 893 GA HWY 292 | LYONS | Toombs | 9138019 | 3 | Flapper Valve | 1993-04-26 | FALSE | 1993-04-26 | FALSE | Currently in Use | Diesel | 8000 |  | 1993-04-27 |  | Fiberglass Reinforced Plastic | Safe Suction (Euro)
AARON GROCERY | 2885 US #1 N | LYONS | Toombs | 9138038 | 4 | Flapper Valve | 1998-07-01 | FALSE | 1998-07-01 | FALSE | Temporarily out of use | Gas (Historical Use) | 3000 | Steel-Impressed Current | 1980-01-01 |  | Steel (Impressed Current) | Safe Suction (Euro)
INDIAN FORD FARM | HWY 152 & HWY 130 | LYONS | Toombs | 9138027 | 1B | Flapper Valve | 1997-06-01 | FALSE | 1997-06-01 | FALSE | Currently in Use | Diesel | 2500 | Fiberglass Double Walled | 1997-06-01 |  | Fiberglass Reinforced Plastic | Safe Suction (Euro)
CEDAR CROSSING GROCERY | 2193 HWY 56 E | UVALDA | Toombs | 9138014 | 4 | Flapper Valve | 1996-09-11 | FALSE | 2017-03-23 | FALSE | Currently in Use | Diesel | 3000 | Galvanic (STIP-3)/Sacrificial Anodes | 1980-01-01 |  | Cathodically Protected | Safe Suction (Euro)
CEDAR CROSSING GROCERY | 2193 HWY 56 E | UVALDA | Toombs | 9138014 | 2 |  | 1996-09-11 |  | 1996-09-11 |  | Permanently Out of Use - historical purposes | Gas (Historical Use) | 3000 | Cathodically Protected Steel | 1980-01-01 | 1899-12-31 | Galvanized Steel | Safe Suction (Euro)
BIG MA'S | 4213 HWY 56 W | UVALDA | Toombs | 9138059 | 3 | Flapper Valve | 2000-04-25 | FALSE | 2000-04-25 | FALSE | Currently in Use | Diesel Off Road | 2000 | Composite | 2000-04-19 |  | Fiberglass Reinforced Plastic | Safe Suction (Euro)
PACIFIC PRIDE #2 | US HWY 280 & BRICE BLVD | VIDALIA | Toombs | 9138050 | 2 | Flapper Valve | 1996-03-01 | FALSE | 1996-03-01 | FALSE | Currently in Use | Diesel | 8000 | Composite | 1996-03-10 |  | Fiberglass Reinforced Plastic
PACIFIC PRIDE #2 | US HWY 280 & BRICE BLVD | VIDALIA | Toombs | 9138050 | 1B | Ball Float | 1996-03-01 | FALSE | 1996-03-01 | FALSE | Currently in Use | Premium | 4000 | Composite | 1996-03-10 |  | Fiberglass Reinforced Plastic
CEDAR CROSSING GROCERY | 2193 HWY 56 E | UVALDA | Toombs | 9138014 | 5B | Flapper Valve | 1996-09-11 | FALSE | 2017-03-23 | FALSE | Currently in Use | Premium | 2000 | Composite | 1996-09-11 |  | Fiberglass Reinforced Plastic | Pressurized
CEDAR CROSSING GROCERY | 2193 HWY 56 E | UVALDA | Toombs | 9138014 | 3 |  | 1996-09-11 |  | 1996-09-11 |  | Permanently Out of Use - historical purposes | Gas (Historical Use) | 3000 | Cathodically Protected Steel | 1980-01-01 | 1899-12-31 | Galvanized Steel | Safe Suction (Euro)
BIG MA'S | 4213 HWY 56 W | UVALDA | Toombs | 9138059 | 1A | Ball Float | 2000-04-25 | FALSE | 2000-04-25 | FALSE | Currently in Use | Regular | 8000 | Composite | 2000-04-19 |  | Fiberglass Reinforced Plastic | Pressurized
VIDALIA 10 MINUTE LUBE | 612 E NORTH ST | VIDALIA | Toombs | 9138035 | 1 | Ball Float | 1989-04-01 | TRUE | 1989-04-01 | TRUE | Currently in Use | New Oil | 4000 | Galvanic (STIP-3) | 1989-04-01 |  | Galvanized Steel | Pressurized
CEDAR CROSSING GROCERY | 2193 HWY 56 E | UVALDA | Toombs | 9138014 | 5A | Flapper Valve | 1996-09-11 | FALSE | 2017-03-23 | FALSE | Currently in Use | Diesel | 2000 | Composite | 1996-09-11 |  | Fiberglass Reinforced Plastic | Safe Suction (Euro)
BIG MA'S | 4213 HWY 56 W | UVALDA | Toombs | 9138059 | 2 | Flapper Valve | 2000-04-25 | FALSE | 2000-04-25 | FALSE | Currently in Use | Diesel On Road | 10000 | Composite | 2000-04-19 |  | Fiberglass Reinforced Plastic | Safe Suction (Euro)
VIDALIA 10 MINUTE LUBE | 612 E NORTH ST | VIDALIA | Toombs | 9138035 | 2 | Ball Float | 1989-04-01 | TRUE | 1989-04-01 | TRUE | Currently in Use | New Oil | 4000 | Galvanic (STIP-3) | 1989-04-01 |  | Galvanized Steel | Pressurized
BETHANY HOME NURSING CENTER | 1305 E NORTH STREET | VIDALIA | Toombs | 9138053 | 3 | [5 empty] | Removed from Ground | Gas (Historical Use) | 250 | Not Marked/Unknown | 1998-02-19 | 1998-02-19 | Not Marked
PACIFIC PRIDE #2 | US HWY 280 & BRICE BLVD | VIDALIA | Toombs | 9138050 | 1A | Ball Float | 1996-03-01 | FALSE | 1996-03-01 | FALSE | Currently in Use | Regular | 6000 | Composite | 1996-03-10 |  | Fiberglass Reinforced Plastic | Pressurized
VIDALIA 10 MINUTE LUBE | 612 E NORTH ST | VIDALIA | Toombs | 9138035 | 3 |  | 1989-04-01 | FALSE | 1989-04-01 | FALSE | Currently in Use | Used Oil | 500 | Galvanic (STIP-3) | 1989-04-01 |  |  | Gravity
CEDAR CROSSING GROCERY | 2193 HWY 56 E | UVALDA | Toombs | 9138014 | 6 | Flapper Valve | 1996-09-11 | FALSE | 2017-03-23 | FALSE | Currently in Use | Regular | 6000 | Composite | 1996-09-11 |  | Fiberglass Reinforced Plastic | Pressurized
GAY OIL COMPANY | 158 WINGE RD | LYONS | Toombs | 10002214 | 3 |  | 2013-04-16 | FALSE | 2013-04-16 | FALSE | Temporarily out of use | Diesel | 8000 | Composite Double Walled | 2013-04-15 |  | Aboveground | Suction (American)
CHARLES NOBLES | 223 SOUTH STATE STREET | LYONS | Toombs | 10001484 | 2 |  |  | FALSE |  | FALSE | Removed from Ground | Gas (Historical Use) | 3000 | Bare Steel | 1987-01-01 | 1987-01-01 | Bare Steel | Pressurized
GAY OIL COMPANY | 158 WINGE RD | LYONS | Toombs | 10002214 | 2 |  | 2013-04-16 | FALSE | 2013-04-16 | FALSE | Temporarily out of use | Diesel | 8000 | Composite Double Walled | 2013-04-15 |  | Aboveground | Suction (American)
TOOMBS COUNTY MIDDLE SCHOOL | COLLINS RD | LYONS | Toombs | 1380024 | 2 | [5 empty] | Removed from Ground | Diesel | 3000 | Bare Steel | 1955-04-30 | 1996-07-19 | Unknown
NESMITH OIL CO INC | 887 W LIBERTY ST | LYONS | Toombs | 1380030 | 8 | [5 empty] | Removed from Ground | Gas (Historical Use) | 500 | Bare Steel | 1978-05-08 | 1899-12-31 | Galvanized Steel | Safe Suction (Euro)
NESMITH OIL CO INC | 887 W LIBERTY ST | LYONS | Toombs | 1380030 | 6 | [5 empty] | Removed from Ground | Kerosene | 6000 | Bare Steel | 1984-05-06 | 1899-12-31 | Galvanized Steel | Safe Suction (Euro)
NESMITH OIL CO INC | 887 W LIBERTY ST | LYONS | Toombs | 1380030 | 9 | [5 empty] | Removed from Ground | Gas (Historical Use) | 500 | Bare Steel | 1978-05-08 | 1899-12-31 | Galvanized Steel | Safe Suction (Euro)
CEDAR CROSSING GROCERY | 2193 HWY 56 E | UVALDA | Toombs | 9138014 | 1 |  | 1996-09-11 |  | 1996-09-11 |  | Permanently Out of Use - historical purposes | Gas (Historical Use) | 3000 | Cathodically Protected Steel | 1980-01-01 | 1899-12-31 | Galvanized Steel | Safe Suction (Euro)
BIG MA'S | 4213 HWY 56 W | UVALDA | Toombs | 9138059 | 1B | Ball Float | 2000-04-25 | FALSE | 2000-04-25 | FALSE | Currently in Use | Premium | 4000 | Composite | 2000-04-19 |  | Fiberglass Reinforced Plastic | Pressurized
BROWN IMPLEMENT & MILLING | 520 SOUTH STATE STREET | LYONS | Toombs | 10001667 | 1 |  |  | FALSE |  | FALSE | Removed from Ground | Gas (Historical Use) | 500 | Bare Steel | 2008-12-12 | 2008-12-12 | Galvanized Steel | Safe Suction (Euro)
ARNG/CO C 878TH ENGR BN (CBT HVY | STATE FARM RD GA ARMY NATL GUA | LYONS | Toombs | 1380028 | 2 | [5 empty] | Removed from Ground | Propane | 1000 | Bare Steel | 1956-05-08 | 1899-12-31 | Galvanized Steel
NESMITH OIL CO INC | 887 W LIBERTY ST | LYONS | Toombs | 1380030 | 12 |  | 1998-08-25 |  | 1998-08-25 |  | Removed from Ground | Diesel | 1000 | Composite | 1998-08-01 | 1899-12-31 | Fiberglass Reinforced Plastic | Safe Suction (Euro)
NESMITH OIL CO INC | 887 W LIBERTY ST | LYONS | Toombs | 1380030 | 2 |  | 1984-03-01 |  | 1984-03-01 |  | Removed from Ground | Gas (Historical Use) | 20000 | Cathodically Protected Steel | 1978-05-08 | 2011-03-15 | Cathodically Protected | Pressurized
TOOMBS CENTRAL SCHOOL | RT 5/US 1 SOUTH | LYONS | Toombs | 1380025 | 1 | [5 empty] | Permanently Out of Use - historical purposes | Diesel | 1 | Bare Steel | 1986-04-22 | 1899-12-31 | Unknown
NESMITH OIL CO INC | 887 W LIBERTY ST | LYONS | Toombs | 1380030 | 11 |  | 1998-08-25 |  | 1998-08-25 |  | Removed from Ground | Diesel | 1000 | Composite | 1998-08-01 | 2011-03-22 | Fiberglass Reinforced Plastic | Safe Suction (Euro)
FOREST PLY HOLDINGS SHOP | 199 COLLINS RD | LYONS | Toombs | 10001586 | 1 | Flapper Valve | 2007-12-02 | FALSE | 2007-12-02 | FALSE | Temporarily out of use | Regular | 3000 | Composite Double Walled | 2007-11-30 |  | Steel/FG Secondary containment | Safe Suction (Euro)
NESMITH OIL CO INC | 887 W LIBERTY ST | LYONS | Toombs | 1380030 | 5 |  | 1994-03-01 |  | 1994-03-01 |  | Removed from Ground | Kerosene | 4000 | Bare Steel | 1984-05-06 | 1899-12-31 | Galvanized Steel | Pressurized
PARKERS #46 | 113 S OXLEY DR | LYONS | Toombs | 10001546 | 2 |  | 2008-03-01 | FALSE | 2008-03-01 | FALSE | Currently in Use | E-10 | 12000 | Composite Double Walled | 2008-02-01 |  | Double-Walled Fiberglass | Pressurized
PARKERS #46 | 113 S OXLEY DR | LYONS | Toombs | 10001546 | 1A |  | 2008-03-01 | FALSE | 2008-03-01 | FALSE | Currently in Use | Diesel | 4000 | Composite Double Walled | 2008-02-01 |  | Double-Walled Fiberglass | Pressurized
ARNG/CO C 878TH ENGR BN (CBT HVY | STATE FARM RD GA ARMY NATL GUA | LYONS | Toombs | 1380028 | 1 | [5 empty] | Removed from Ground | Propane | 1000 | Bare Steel | 1956-05-08 | 1899-12-31 | Galvanized Steel
TOOMBS COUNTY MIDDLE SCHOOL | COLLINS RD | LYONS | Toombs | 1380024 | 3 | [5 empty] | Removed from Ground | Propane | 3000 | Bare Steel | 1955-04-30 | 1996-07-19 | Unknown
NESMITH OIL CO INC | 887 W LIBERTY ST | LYONS | Toombs | 1380030 | 1 |  | 1984-03-01 |  | 1984-03-01 |  | Removed from Ground | Gas (Historical Use) | 20000 | Cathodically Protected Steel | 1978-05-08 | 2011-03-14 | Cathodically Protected | Pressurized
NESMITH OIL CO INC | 887 W LIBERTY ST | LYONS | Toombs | 1380030 | 7 | [5 empty] | Removed from Ground | Diesel | 1000 | Bare Steel | 1978-05-08 | 1899-12-31 | Galvanized Steel | Safe Suction (Euro)
NESMITH OIL CO INC | 887 W LIBERTY ST | LYONS | Toombs | 1380030 | 13 |  | 2005-06-01 | FALSE | 2005-06-01 | FALSE | Removed from Ground | Gas (Historical Use) | 8000 | Composite | 2005-06-01 | 2011-03-22 | Fiberglass Reinforced Plastic | Pressurized
AUTO TRUCK WASH | 215 S STATE ST | LYONS | Toombs | 1380031 | 1 |  | 1991-07-01 |  | 1991-07-01 |  | Removed from Ground | Gas (Historical Use) | 8000 | Steel-Impressed Current | 1976-05-08 | 1899-12-31 | Cathodically Protected | Pressurized
TOOMBS CENTRAL SCHOOL | RT 5/US 1 SOUTH | LYONS | Toombs | 1380025 | 2 | [5 empty] | Permanently Out of Use - historical purposes | Diesel | 1 | Bare Steel | 1986-04-22 | 1899-12-31 | Unknown
NESMITH OIL CO INC | 887 W LIBERTY ST | LYONS | Toombs | 1380030 | 10 |  | 1998-08-25 |  | 1998-08-25 |  | Removed from Ground | Kerosene | 10000 | Composite | 1998-08-01 | 2011-03-14 | Fiberglass Reinforced Plastic | Safe Suction (Euro)
LYONS ELEMENTARY SCHOOL | NORTH LEXINGTON ST | LYONS | Toombs | 1380022 | 2 | [5 empty] | Permanently Out of Use - historical purposes | Diesel | 3000 | Bare Steel | 1955-04-30 | 1899-12-31 | Unknown
TOOMBS COUNTY MIDDLE SCHOOL | COLLINS RD | LYONS | Toombs | 1380024 | 4 | [5 empty] | Removed from Ground | Gas (Historical Use) | 10000 | Bare Steel | 1980-04-23 | 1996-07-19 | Unknown
TOOMBS CO BOARD COMPLEX | NORTH STATE ST | LYONS | Toombs | 1380023 | 1 | [5 empty] | Permanently Out of Use - historical purposes | Propane | 500 | Bare Steel | 1955-04-30 | 1899-12-31 | Unknown
BST/LYNSGAMA R2519 | 212 WEST GRADY ST | LYONS | Toombs | 1380084 | 1 | [5 empty] | Removed from Ground | Diesel | 550 | Bare Steel | 1971-01-05 | 1989-12-28 | Galvanized Steel | Suction (American)
AUTO TRUCK WASH | 215 S STATE ST | LYONS | Toombs | 1380031 | 2 |  | 1991-07-01 |  | 1991-07-01 |  | Removed from Ground | Gas (Historical Use) | 8000 | Steel-Impressed Current | 1976-05-08 | 1899-12-31 | Cathodically Protected | Pressurized
LYONS ELEMENTARY SCHOOL | NORTH LEXINGTON ST | LYONS | Toombs | 1380022 | 1 | [5 empty] | Permanently Out of Use - historical purposes | Diesel | 3000 | Bare Steel | 1955-04-30 | 1899-12-31 | Unknown
NESMITH OIL CO INC | 887 W LIBERTY ST | LYONS | Toombs | 1380030 | 4 |  | 1984-03-01 |  | 1984-03-01 |  | Removed from Ground | Diesel | 20000 | Cathodically Protected Steel | 1978-05-08 | 2011-03-17 | Cathodically Protected | Pressurized
AUTO TRUCK WASH | 215 S STATE ST | LYONS | Toombs | 1380031 | 3 |  | 1991-07-01 |  | 1991-07-01 |  | Removed from Ground | Gas (Historical Use) | 3000 | Steel-Impressed Current | 1978-05-08 | 1899-12-31 | Cathodically Protected | Pressurized
CHARLES NOBLES | 223 SOUTH STATE STREET | LYONS | Toombs | 10001484 | 1 |  |  | FALSE |  | FALSE | Removed from Ground | Gas (Historical Use) | 3000 | Bare Steel | 1987-01-01 | 1987-01-01 | Bare Steel | Pressurized
PARKERS #46 | 113 S OXLEY DR | LYONS | Toombs | 10001546 | 1B |  | 2008-03-01 | FALSE | 2008-03-01 | FALSE | Currently in Use | E-10 | 4000 | Composite Double Walled | 2008-02-01 |  | Double-Walled Fiberglass | Pressurized
TOOMBS COUNTY MIDDLE SCHOOL | COLLINS RD | LYONS | Toombs | 1380024 | 1 | [5 empty] | Removed from Ground | Diesel | 3000 | Bare Steel | 1955-04-30 | 1996-07-19 | Unknown
NESMITH OIL CO INC | 887 W LIBERTY ST | LYONS | Toombs | 1380030 | 3 |  | 1984-03-01 |  | 1984-03-01 |  | Removed from Ground | Gas (Historical Use) | 20000 | Cathodically Protected Steel | 1978-05-08 | 2011-03-16 | Cathodically Protected | Pressurized
GAY OIL COMPANY | 158 WINGE RD | LYONS | Toombs | 10002214 | 1 |  | 2013-11-16 | FALSE | 2013-11-16 | FALSE | Temporarily out of use | Gas (Historical Use) | 8000 | Composite Double Walled | 2013-04-15 |  | Aboveground | Suction (American)
FOREST PLY HOLDINGS SHOP | 199 COLLINS RD | LYONS | Toombs | 10001586 | 2 | Flapper Valve | 2007-12-02 | FALSE | 2007-12-02 | FALSE | Temporarily out of use | Diesel | 10000 | Composite Double Walled | 2007-11-30 |  | Steel/FG Secondary containment | Safe Suction (Euro)
PARKERS #46 | 113 S OXLEY DR | LYONS | Toombs | 10001546 | 3 |  | 2013-01-31 | FALSE | 2013-01-31 | FALSE | Currently in Use | Gas (Historical Use) | 4000 | Composite Double Walled | 2013-01-31 |  | Double-Walled Fiberglass | Pressurized
AUTO TRUCK WASH | 215 S STATE ST | LYONS | Toombs | 1380031 | 4 |  | 1991-07-01 |  | 1991-07-01 |  | Removed from Ground | Diesel | 1000 | Steel-Impressed Current | 1978-05-08 | 1899-12-31 | Cathodically Protected | Pressurized
SUNNY BAY CAR WASH | 1753 US HWY 76 W | HIAWASSEE | Towns | 10001329 | 3 | Flapper Valve | 2006-11-11 | FALSE | 2006-11-11 | FALSE | Temporarily out of use | Diesel | 6000 | Epoxy | 2006-11-11 |  | Fiberglass Reinforced Plastic | Pressurized
HIAWASSEE BP | HWY 76 W | HIAWASSEE | Towns | 1190028 | 4 | [5 empty] | Removed from Ground | Diesel | 1000 | Cathodically Protected Steel | 1981-04-30 | 2003-06-19 | Galvanized Steel
HIAWASSEE BP | HWY 76 W | HIAWASSEE | Towns | 1190028 | 5 |  |  | TRUE |  | TRUE | Removed from Ground | Used Oil | 280 | Cathodically Protected Steel | 1971-05-03 | 2003-06-19 | Galvanized Steel
TOWNS CO COMPREHENSIVE SCHOOL | 1400 US HWY 76 EAST | HIAWASSEE | Towns | 9139009 | 3 | Flapper Valve | 2001-07-30 | FALSE | 2001-07-30 | FALSE | Currently in Use | Diesel | 10000 | Composite | 2001-07-30 |  | Fiberglass Reinforced Plastic | Safe Suction (Euro)
SUNNY BAY CAR WASH | 1753 US HWY 76 W | HIAWASSEE | Towns | 10001329 | 2 | Flapper Valve | 2006-11-11 | FALSE | 2006-11-11 | FALSE | Temporarily out of use | Gas (Historical Use) | 6000 | Epoxy | 2006-11-11 |  | Fiberglass Reinforced Plastic | Pressurized
FORMER LAKESIDE ANTIQUES | 2683 STATE ROUTE 76 | HIAWASSEE | Towns | 10000074 | 1 |  |  | FALSE |  | FALSE | Removed from Ground | Gas (Historical Use) | 550 | Unknown | 2002-03-25 | 2002-03-25 | Unknown
DENTONS GROCERY & GRILL | 1500 US HWY 76 E 2 MILES E OF HIAWASSEE | HIAWASSEE | Towns | 1390014 | 1 | Flapper Valve | 1998-12-08 | FALSE | 1998-12-08 | TRUE | Currently in Use | Regular | 10000 | Steel-Impressed Current | 1999-04-23 |  | Fiberglass Reinforced Plastic | Safe Suction (Euro)
SUNNY BAY CAR WASH | 1753 US HWY 76 W | HIAWASSEE | Towns | 10001329 | 1 | Flapper Valve | 2006-11-11 | FALSE | 2006-11-11 | FALSE | Temporarily out of use | Gas (Historical Use) | 6000 | Epoxy | 2006-11-11 |  | Fiberglass Reinforced Plastic | Pressurized
FORMER LAKESIDE ANTIQUES | 2683 STATE ROUTE 76 | HIAWASSEE | Towns | 10000074 | 2 |  |  | FALSE |  | FALSE | Removed from Ground | Gas (Historical Use) | 550 | Unknown | 2002-03-25 | 2002-03-25 | Unknown
CHATUGE REGIONAL HOSPITAL | 110 MAIN ST | HIAWASSEE | Towns | 1390003 | 1 | [5 empty] | Removed from Ground | Diesel | 10000 | Bare Steel | 1994-09-17 | 1994-09-17 | Galvanized Steel
LAKEVIEW STORE | 1057 SHAKE RAG RD | HIAWASSEE | Towns | 1390018 | 1 | Flapper Valve | 1999-04-01 | FALSE | 1999-04-01 | FALSE | Currently in Use | Gas (Historical Use) | 8000 | Steel-Impressed Current | 1978-01-01 |  | Double-Walled Flex | Pressurized
MARKET K GROUP LLC | 830 N MAIN ST | HIAWASSEE | Towns | 1390019 | 3 |  | 1994-06-01 | FALSE | 1994-06-01 | FALSE | Currently in Use | Gas (Historical Use) | 6000 | Steel-Impressed Current | 1981-05-01 |  | Fiberglass Reinforced Plastic | Pressurized
THE iMARKET #783 | 94 NORTH MAIN ST | HIAWASSEE | Towns | 10002255 | 4 |  | 2012-01-19 | FALSE | 2012-01-19 | FALSE | Currently in Use | Diesel | 5000 | Fiberglass Double Walled | 2012-01-19 |  | Double-Walled Fiberglass | Pressurized
DENTONS GROCERY & GRILL | 1500 US HWY 76 E 2 MILES E OF HIAWASSEE | HIAWASSEE | Towns | 1390014 | 3 | Flapper Valve | 1998-12-08 | FALSE | 1998-12-08 | TRUE | Currently in Use | Diesel | 4000 | Steel-Impressed Current | 1999-04-23 |  | Fiberglass Reinforced Plastic | Safe Suction (Euro)
GOLDEN PANTRY #11 | 163 HYW 76 | HIAWASSEE | Towns | 1390027 | 2 |  | 1998-09-21 |  | 1998-09-21 |  | Removed from Ground | Gas (Historical Use) | 10000 | Cathodically Protected Steel | 1986-01-01 | 2001-05-20 | Fiberglass Reinforced Plastic | Pressurized
TREETOPS LAKESIDE COUNTRY STORE | 1300 STATE HWY 75 N | HIAWASSEE | Towns | 9139031 | 3 | Flapper Valve | 1997-01-01 | FALSE | 1997-01-01 | FALSE | Currently in Use | Diesel | 4000 | Epoxy | 1987-01-01 |  | Fiberglass Reinforced Plastic | Pressurized
BALD MOUNTAIN PARK | 3540 FODDER CREEK RD | HIAWASSEE | Towns | 9139030 | 2 | [5 empty] | Removed from Ground | Gas (Historical Use) | 2000 | Cathodically Protected Steel | 1988-01-01 | 1998-10-01 | Fiberglass Reinforced Plastic | Suction (American)
THE PASTURE COUNTRY STORE | 3958 RIVERBANK Run | HIAWASSEE | Towns | 9139017 | 3 | Ball Float | 1990-05-09 | FALSE | 1990-05-09 | TRUE | Currently in Use | Premium | 6000 | Galvanic (STIP-3) | 1989-01-01 |  | Fiberglass Reinforced Plastic | Pressurized
GA FORESTRY COMMISSION | 443 SUNNYSIDE | HIAWASSEE | Towns | 1390004 | 3 |  | 1992-01-01 |  | 1992-01-01 |  | Removed from Ground | Diesel | 1000 | Cathodically Protected Steel | 1992-01-01 | 1996-06-12 | Galvanized Steel | Safe Suction (Euro)
GOLDEN PANTRY #11 | 163 HYW 76 | HIAWASSEE | Towns | 1390027 | 4 |  | 1998-09-21 |  | 1998-09-21 |  | Removed from Ground | Diesel | 8000 | Cathodically Protected Steel | 1986-01-01 | 2001-05-20 | Fiberglass Reinforced Plastic | Pressurized
DENTONS GROCERY & GRILL | 1500 US HWY 76 E 2 MILES E OF HIAWASSEE | HIAWASSEE | Towns | 1390014 | 2 | Flapper Valve | 1998-12-08 | FALSE | 1998-12-02 | TRUE | Currently in Use | E-0 | 4000 | Steel-Impressed Current | 1999-04-23 |  | Fiberglass Reinforced Plastic | Safe Suction (Euro)
HIAWASSEE FOOD MART | 163 S MAIN ST | HIAWASSEE | Towns | 9139034 | 1 | Ball Float | 2001-12-14 | FALSE | 2001-12-14 | FALSE | Currently in Use | Gas (Historical Use) | 10000 | Composite | 2001-12-12 |  | Fiberglass Reinforced Plastic | Pressurized
BIG D #190 FRIENDSHIP | 1835 US HWY 76 | HIAWASSEE | Towns | 9139014 | 1 | [5 empty] | Removed from Ground | Diesel | 550 | Bare Steel | 1994-04-08 | 1994-04-08 | Galvanized Steel | Suction (American)
BIG D #190 FRIENDSHIP | 1835 US HWY 76 | HIAWASSEE | Towns | 9139014 | 1 | [5 empty] | Removed from Ground | Diesel | 550 | Bare Steel | 1994-04-08 | 1994-04-08 | Galvanized Steel | Suction (American)
ELLERS EXXON | GA HWY 75 @ BELL CREEK ST | HIAWASSEE | Towns | 9139001 | 2 | [5 empty] | Removed from Ground | Gas (Historical Use) | 1000 | Marked Unknown | 1992-01-24 | 1992-01-24 | Unknown
STREAK HILL GROCERY | 2650 HWY 17-75 | HIAWASSEE | Towns | 9139023 | 1 |  | 2000-07-20 |  | 2000-07-20 |  | Temporarily out of use | Gas (Historical Use) | 1000 | Cathodically Protected Steel | 1974-01-01 |  | Cathodically Protected | Safe Suction (Euro)
PARKER OIL CO | 999 HWY 76 | HIAWASSEE | Towns | 9139016 | 2A | Flapper Valve | 1994-10-30 |  | 1994-10-30 |  | Currently in Use | Gas (Historical Use) | 4000 | Composite | 1994-10-30 |  | Fiberglass Reinforced Plastic | Safe Suction (Euro)
HIAWASSEE BP | HWY 76 W | HIAWASSEE | Towns | 1190028 | 3 | [5 empty] | Removed from Ground | Gas (Historical Use) | 3000 | Cathodically Protected Steel | 1971-05-03 | 2003-06-19 | Galvanized Steel
MARKET K GROUP LLC | 830 N MAIN ST | HIAWASSEE | Towns | 1390019 | 2 |  | 1994-06-01 | FALSE | 1994-06-01 | FALSE | Currently in Use | Gas (Historical Use) | 8000 | Steel-Impressed Current | 1981-05-01 |  | Fiberglass Reinforced Plastic | Pressurized
MOORELANDS 66 | HWY 76 | HIAWASSEE | Towns | 1390024 | 1 | [5 empty] | Removed from Ground | Gas (Historical Use) | 560 | Bare Steel |  | 1899-12-31 | Galvanized Steel
DNR SWALLOW CREEK WILDLIFE MANAG | 1821 UNDERWOOD RD | HIAWASSEE | Towns | 9139010 | 2 | [5 empty] | Removed from Ground | Gas (Historical Use) | 550 | Bare Steel | 1970-01-01 | 1990-05-15 | Bare Steel
BIG D #190 FRIENDSHIP | 1835 US HWY 76 | HIAWASSEE | Towns | 9139014 | 4B | Flapper Valve | 1995-06-01 |  | 1995-06-01 |  | Currently in Use | Gas (Historical Use) | 4000 | Epoxy | 1995-06-01 |  | Double-Walled Flex | Pressurized
BIG D #190 FRIENDSHIP | 1835 US HWY 76 | HIAWASSEE | Towns | 9139014 | 4B | Flapper Valve | 1995-06-01 |  | 1995-06-01 |  | Currently in Use | Gas (Historical Use) | 4000 | Epoxy | 1995-06-01 |  | Double-Walled Flex | Pressurized
PARKER OIL CO | 999 HWY 76 | HIAWASSEE | Towns | 9139016 | 3B | Flapper Valve | 1994-10-30 |  | 1994-10-30 |  | Currently in Use | Gas (Historical Use) | 6000 | Composite | 1994-10-30 |  | Fiberglass Reinforced Plastic | Safe Suction (Euro)
THE iMARKET #783 | 94 NORTH MAIN ST | HIAWASSEE | Towns | 10002255 | 1 |  | 2012-01-19 | FALSE | 2012-01-19 | FALSE | Currently in Use | Gas (Historical Use) | 25000 | Fiberglass Double Walled | 2012-01-19 |  | Double-Walled Fiberglass | Pressurized
TOWNS CO MAINT BARN | TATER RIDGE DR | HIAWASSEE | Towns | 1390011 | 1 | Flapper Valve | 1998-10-01 |  | 1998-10-01 |  | Currently in Use | Gas (Historical Use) | 10000 | Steel-Impressed Current | 1998-10-01 |  | Steel (Impressed Current) | Pressurized
ONE STOP MARINA (LEES DOCK) | APPR 6 MI UPSTREAM OF CHATUGE DA | HIAWASSEE | Towns | 9139012 | 1 | [5 empty] | Removed from Ground | Gas (Historical Use) | 2000 | Bare Steel | 1992-08-12 | 1992-08-12 | Galvanized Steel
ELLERS EXXON | GA HWY 75 @ BELL CREEK ST | HIAWASSEE | Towns | 9139001 | 3 | [5 empty] | Removed from Ground | Gas (Historical Use) | 1000 | Marked Unknown | 1992-01-24 | 1992-01-24 | Unknown
TOWNS CO BD OF EDUCATION | LOCATION UNKNOWN | HIAWASSEE | Towns | 9139007 | 1 | [5 empty] | Permanently Out of Use - historical purposes | Gas (Historical Use) | 1 | Bare Steel |  | 1899-12-31 | Bare Steel
CIRCLE M FOOD SHOP #9 | 214 S MAIN ST | HIAWASSEE | Towns | 9139004 | 1 | Ball Float | 1990-01-01 |  | 1990-01-01 |  | Currently in Use | Gas (Historical Use) | 8000 | Galvanic (STIP-3) | 1990-01-01 |  | Fiberglass Reinforced Plastic | Pressurized
BALD MOUNTAIN PARK | 3540 FODDER CREEK RD | HIAWASSEE | Towns | 9139030 | 4 | [5 empty] | Removed from Ground | Gas (Historical Use) | 500 | Cathodically Protected Steel | 1988-01-01 | 1998-10-01 | Fiberglass Reinforced Plastic | Suction (American)
THE PASTURE COUNTRY STORE | 3958 RIVERBANK Run | HIAWASSEE | Towns | 9139017 | 2 | Ball Float | 1990-05-09 | FALSE | 1990-05-09 | TRUE | Currently in Use | Regular | 6000 | Galvanic (STIP-3) | 1989-01-01 |  | Fiberglass Reinforced Plastic | Pressurized
GOLDEN PANTRY #11 | 163 HYW 76 | HIAWASSEE | Towns | 1390027 | 5 |  | 1998-09-21 |  | 1998-09-21 |  | Removed from Ground | Kerosene | 2000 | Cathodically Protected Steel | 1986-01-01 | 2001-05-20 | Fiberglass Reinforced Plastic | Pressurized
BIG D #190 FRIENDSHIP | 1835 US HWY 76 | HIAWASSEE | Towns | 9139014 | 2 | [5 empty] | Removed from Ground | Gas (Historical Use) | 1000 | Bare Steel | 1994-04-08 | 1994-04-08 | Galvanized Steel | Suction (American)
BIG D #190 FRIENDSHIP | 1835 US HWY 76 | HIAWASSEE | Towns | 9139014 | 2 | [5 empty] | Removed from Ground | Gas (Historical Use) | 1000 | Bare Steel | 1994-04-08 | 1994-04-08 | Galvanized Steel | Suction (American)
TREETOPS LAKESIDE COUNTRY STORE | 1300 STATE HWY 75 N | HIAWASSEE | Towns | 9139031 | 5B | Flapper Valve | 2006-07-22 | FALSE | 2006-07-22 | FALSE | Currently in Use | Diesel | 1000 | Fiberglass Double Walled | 2006-07-22 |  | Fiberglass Reinforced Plastic | Safe Suction (Euro)
BIG D #700 | 1775 CEDAR CLIFF RD | HIAWASSEE | Towns | 9139020 | 2 |  | 1995-06-01 |  | 1995-06-01 |  | Removed from Ground | Gas (Historical Use) | 4000 | Not Marked/Unknown | 2005-07-18 | 2007-12-01 | Cathodically Protected | Suction (American)
PARKER OIL CO | 999 HWY 76 | HIAWASSEE | Towns | 9139016 | 4 | Flapper Valve | 2002-11-15 | FALSE | 2002-11-15 | FALSE | Currently in Use | Gas (Historical Use) | 6000 | Composite | 2002-11-15 |  | Fiberglass Reinforced Plastic | Safe Suction (Euro)
PARKER OIL CO | 999 HWY 76 | HIAWASSEE | Towns | 9139016 | 5 | Flapper Valve | 2002-11-15 | FALSE | 2002-11-15 | FALSE | Currently in Use | Kerosene | 10000 | Composite | 2002-11-15 |  | Fiberglass Reinforced Plastic | Safe Suction (Euro)
GOLDEN PANTRY #11 | 163 HYW 76 | HIAWASSEE | Towns | 1390027 | 1 |  | 1998-09-21 |  | 1998-09-21 |  | Removed from Ground | Gas (Historical Use) | 10000 | Cathodically Protected Steel | 1986-01-01 | 2001-05-20 | Fiberglass Reinforced Plastic | Pressurized
DNR SWALLOW CREEK WILDLIFE MANAG | 1821 UNDERWOOD RD | HIAWASSEE | Towns | 9139010 | 3 |  | 1990-05-21 |  | 1990-05-21 |  | Removed from Ground | Gas (Historical Use) | 1000 | Cathodically Protected Steel | 1990-05-21 | 2002-10-25 | Cathodically Protected
TREETOPS LAKESIDE COUNTRY STORE | 1300 STATE HWY 75 N | HIAWASSEE | Towns | 9139031 | 2 | Flapper Valve | 1997-01-01 | FALSE | 1997-01-01 | FALSE | Currently in Use | Gas (Historical Use) | 8000 | Epoxy | 1997-01-01 |  | Fiberglass Reinforced Plastic | Pressurized
PARKER OIL CO | 999 HWY 76 | HIAWASSEE | Towns | 9139016 | 1 | Flapper Valve | 1994-10-30 |  | 1994-10-30 |  | Currently in Use | Diesel | 6000 | Composite | 1994-10-30 |  | Fiberglass Reinforced Plastic | Safe Suction (Euro)
TOWNS CO MAINT BARN | TATER RIDGE DR | HIAWASSEE | Towns | 1390011 | 2 | Flapper Valve | 1998-10-01 |  | 1998-10-01 |  | Currently in Use | Diesel | 10000 | Steel-Impressed Current | 1998-10-01 |  | Steel (Impressed Current) | Pressurized
GOLDEN PANTRY #11 | 163 HYW 76 | HIAWASSEE | Towns | 1390027 | 3 |  | 1998-09-21 |  | 1998-09-21 |  | Removed from Ground | Gas (Historical Use) | 10000 | Cathodically Protected Steel | 1986-01-01 | 2001-05-20 | Fiberglass Reinforced Plastic | Pressurized
CIRCLE M FOOD SHOP #9 | 214 S MAIN ST | HIAWASSEE | Towns | 9139004 | 2 | Ball Float | 1990-01-01 |  | 1990-01-01 |  | Currently in Use | Gas (Historical Use) | 8000 | Galvanic (STIP-3) | 1990-01-01 |  | Fiberglass Reinforced Plastic | Pressurized
BALD MOUNTAIN PARK | 3540 FODDER CREEK RD | HIAWASSEE | Towns | 9139030 | 3 | [5 empty] | Removed from Ground | Diesel | 2000 | Cathodically Protected Steel | 1988-01-01 | 1998-10-01 | Fiberglass Reinforced Plastic | Suction (American)
Dukes Ridges Marina | 3499 US HWY 76 | HIAWASSEE | Towns | 9139026 | 1 | Ball Float | 1998-12-10 | FALSE | 1998-12-10 | FALSE | Currently in Use | Gas (Historical Use) | 4000 | Composite | 1996-01-01 |  | Double-Walled Flex | Pressurized
THE iMARKET #783 | 94 NORTH MAIN ST | HIAWASSEE | Towns | 10002255 | 3 |  | 2012-01-19 | FALSE | 2012-01-19 | FALSE | Currently in Use | Diesel | 5000 | Fiberglass Double Walled | 2012-01-19 |  | Double-Walled Fiberglass | Pressurized
LAKEVIEW STORE | 1057 SHAKE RAG RD | HIAWASSEE | Towns | 1390018 | 2 | Flapper Valve | 1999-04-01 | FALSE | 1999-04-01 | FALSE | Currently in Use | Gas (Historical Use) | 6000 | Steel-Impressed Current | 1978-01-01 |  | Double-Walled Flex | Pressurized
TOWNS COUNTY MAINT (OLD HIWASSEE | GA HWY 75/.9 MI S SR 2 ON SR 17 | HIAWASSEE | Towns | 9139006 | 120G1 | [5 empty] | Removed from Ground | Gas (Historical Use) | 2000 | Cathodically Protected Steel | 1987-01-01 | 2001-09-19 | Galvanized Steel | Suction (American)
CIRCLE M FOOD SHOP #9 | 214 S MAIN ST | HIAWASSEE | Towns | 9139004 | 3B | Ball Float | 1990-01-01 |  | 1990-01-01 |  | Currently in Use | Gas (Historical Use) | 6000 | Galvanic (STIP-3) | 1990-01-01 |  | Fiberglass Reinforced Plastic | Pressurized
TREETOPS LAKESIDE COUNTRY STORE | 1300 STATE HWY 75 N | HIAWASSEE | Towns | 9139031 | 1 | Flapper Valve | 1997-01-01 | FALSE | 1997-01-01 | FALSE | Currently in Use | Gas (Historical Use) | 10000 | Epoxy | 1997-01-01 |  | Fiberglass Reinforced Plastic | Pressurized
TREETOPS LAKESIDE COUNTRY STORE | 1300 STATE HWY 75 N | HIAWASSEE | Towns | 9139031 | 4 | Overfill Alarm | 1997-01-01 | FALSE | 1997-01-01 | FALSE | Currently in Use | Kerosene | 1000 | Epoxy | 1997-01-01 |  | Fiberglass Reinforced Plastic | Pressurized
THE PASTURE COUNTRY STORE | 3958 RIVERBANK Run | HIAWASSEE | Towns | 9139017 | 4 | Ball Float | 1990-05-09 | FALSE | 1990-05-09 | TRUE | Currently in Use | Diesel | 2000 | Galvanic (STIP-3) | 1989-01-01 |  | Fiberglass Reinforced Plastic | Safe Suction (Euro)
HIAWASSEE BP SERVICE CENTER SHOP | 487 MAIN ST N | HIAWASSEE | Towns | 9139033 | 1 |  | 1999-11-01 |  | 1999-11-01 |  | Removed from Ground | Gas (Historical Use) | 3000 | Cathodically Protected Steel | 1999-11-01 | 2008-06-20 | Double Walled | Pressurized
BALD MOUNTAIN PARK | 3540 FODDER CREEK RD | HIAWASSEE | Towns | 9139030 | 5 | [5 empty] | Removed from Ground | Diesel | 500 | Cathodically Protected Steel | 1988-01-01 | 1998-10-01 | Fiberglass Reinforced Plastic | Suction (American)
BIG D #700 | 1775 CEDAR CLIFF RD | HIAWASSEE | Towns | 9139020 | 4 |  | 1995-06-01 |  | 1995-06-01 |  | Removed from Ground | Gas (Historical Use) | 4000 | Epoxy | 1995-06-01 | 2007-12-01 | Double Walled | Suction (American)
BIG D #700 | 1775 CEDAR CLIFF RD | HIAWASSEE | Towns | 9139020 | 3A |  | 1995-06-01 |  | 1995-06-01 |  | Removed from Ground | Gas (Historical Use) | 6000 | Epoxy | 1995-06-01 | 2007-12-01 | Double Walled | Suction (American)
THE iMARKET #783 | 94 NORTH MAIN ST | HIAWASSEE | Towns | 10002255 | 2 |  | 2012-01-19 | FALSE | 2012-01-19 | FALSE | Currently in Use | Gas (Historical Use) | 7000 | Fiberglass Double Walled | 2012-01-19 |  | Double-Walled Fiberglass | Pressurized
CHATUGE REGIONAL HOSPITAL | 110 MAIN ST | HIAWASSEE | Towns | 1390003 | 3 | [5 empty] | Removed from Ground | Diesel | 1500 | Bare Steel | 1994-09-01 | 1994-09-01 | Galvanized Steel | Safe Suction (Euro)
LAKEVIEW STORE | 1057 SHAKE RAG RD | HIAWASSEE | Towns | 1390018 | 3 | Flapper Valve | 1999-04-01 | FALSE | 1999-04-01 | FALSE | Currently in Use | Gas (Historical Use) | 4000 | Steel-Impressed Current | 1978-01-01 |  | Double-Walled Flex | Pressurized
DENTONS GROCERY & GRILL | 1500 US HWY 76 E 2 MILES E OF HIAWASSEE | HIAWASSEE | Towns | 1390014 | 4 | Flapper Valve | 1998-12-08 | FALSE | 1998-12-08 | TRUE | Currently in Use | Diesel | 3000 | Steel-Impressed Current | 1999-04-23 |  | Fiberglass Reinforced Plastic | Safe Suction (Euro)
ELLERS EXXON | GA HWY 75 @ BELL CREEK ST | HIAWASSEE | Towns | 9139001 | 4 | [5 empty] | Removed from Ground | Gas (Historical Use) | 2000 | Marked Unknown | 1992-01-24 | 1992-01-24 | Unknown
CIRCLE M FOOD SHOP #9 | 214 S MAIN ST | HIAWASSEE | Towns | 9139004 | 3A | Ball Float | 1990-01-01 |  | 1990-01-01 |  | Currently in Use | Other | 4000 | Galvanic (STIP-3) | 1990-01-01 |  | Fiberglass Reinforced Plastic | Pressurized
BIG D #700 | 1775 CEDAR CLIFF RD | HIAWASSEE | Towns | 9139020 | 1A |  | 1995-06-01 |  | 1995-06-01 |  | Removed from Ground | Gas (Historical Use) | 2000 | Not Marked/Unknown | 2005-07-18 | 2007-12-01 | Cathodically Protected | Suction (American)
HIAWASSEE BP | HWY 76 W | HIAWASSEE | Towns | 1190028 | 1 | [5 empty] | Removed from Ground | Gas (Historical Use) | 3000 | Cathodically Protected Steel | 1971-05-03 | 2003-06-19 | Galvanized Steel
GA FORESTRY COMMISSION | 443 SUNNYSIDE | HIAWASSEE | Towns | 1390004 | 2 |  | 1992-01-01 |  | 1992-01-01 |  | Removed from Ground | Gas (Historical Use) | 1000 | Cathodically Protected Steel | 1992-01-09 | 1996-06-12 | Galvanized Steel | Safe Suction (Euro)
MOORELANDS 66 | HWY 76 | HIAWASSEE | Towns | 1390024 | 2 | [5 empty] | Removed from Ground | Gas (Historical Use) | 560 | Bare Steel |  | 1899-12-31 | Galvanized Steel
TOWNS COUNTY MAINT (OLD HIWASSEE | GA HWY 75/.9 MI S SR 2 ON SR 17 | HIAWASSEE | Towns | 9139006 | 120D1 | [5 empty] | Removed from Ground | Diesel | 2000 | Cathodically Protected Steel | 1987-01-01 | 1990-02-01 | Galvanized Steel | Suction (American)
HIAWASSEE BP SERVICE CENTER SHOP | 487 MAIN ST N | HIAWASSEE | Towns | 9139033 | 2 |  | 1999-11-01 |  | 1999-11-01 |  | Removed from Ground | Gas (Historical Use) | 2000 | Cathodically Protected Steel | 1999-11-01 | 2008-06-20 | Double Walled | Pressurized
HIAWASSEE FOOD MART | 163 S MAIN ST | HIAWASSEE | Towns | 9139034 | 2 | Ball Float | 2001-12-14 | FALSE | 2001-12-14 | FALSE | Currently in Use | Gas (Historical Use) | 8000 | Composite | 2001-12-12 |  | Fiberglass Reinforced Plastic | Pressurized
HIAWASSEE FOOD MART | 163 S MAIN ST | HIAWASSEE | Towns | 9139034 | 4 | Ball Float | 2001-12-14 | FALSE | 2001-12-14 | FALSE | Currently in Use | Kerosene | 1000 | Composite | 2001-12-12 |  | Fiberglass Reinforced Plastic | Safe Suction (Euro)
DNR SWALLOW CREEK WILDLIFE MANAG | 1821 UNDERWOOD RD | HIAWASSEE | Towns | 9139010 | 1 | [5 empty] | Removed from Ground | Gas (Historical Use) | 1000 | Bare Steel | 1970-01-01 | 1990-05-15 | Bare Steel
TREETOPS LAKESIDE COUNTRY STORE | 1300 STATE HWY 75 N | HIAWASSEE | Towns | 9139031 | 5A | Flapper Valve | 2006-07-22 | FALSE | 2006-07-22 | FALSE | Currently in Use | Gas (Historical Use) | 1000 | Fiberglass Double Walled | 2006-07-22 |  | Fiberglass Reinforced Plastic | Safe Suction (Euro)
GA FORESTRY COMMISSION | 443 SUNNYSIDE | HIAWASSEE | Towns | 1390004 | 1 | [5 empty] | Removed from Ground | Gas (Historical Use) | 560 | Bare Steel | 1965-01-01 | 1992-01-01 | Galvanized Steel
MARKET K GROUP LLC | 830 N MAIN ST | HIAWASSEE | Towns | 1390019 | 1 |  | 1994-06-01 | FALSE | 1994-06-01 | FALSE | Currently in Use | Gas (Historical Use) | 8000 | Steel-Impressed Current | 1981-05-01 |  | Fiberglass Reinforced Plastic | Pressurized
TOWNS CO COMPREHENSIVE SCHOOL | 1400 US HWY 76 EAST | HIAWASSEE | Towns | 9139009 | 184820 |  | 1998-10-23 |  | 1991-01-01 |  | Removed from Ground | Diesel | 10000 | Composite | 1991-01-01 | 2001-07-01 | Fiberglass Reinforced Plastic | Suction (American)
PARKER OIL CO | 999 HWY 76 | HIAWASSEE | Towns | 9139016 | 3A | Flapper Valve | 1994-10-30 |  | 1994-10-30 |  | Currently in Use | Gas (Historical Use) | 4000 | Composite | 1994-10-30 |  | Fiberglass Reinforced Plastic | Safe Suction (Euro)
BIG D #190 FRIENDSHIP | 1835 US HWY 76 | HIAWASSEE | Towns | 9139014 | 4A | Flapper Valve | 1995-06-01 |  | 1995-06-01 |  | Currently in Use | Gas (Historical Use) | 6000 | Epoxy | 1995-06-01 |  | Double-Walled Flex | Pressurized
BIG D #190 FRIENDSHIP | 1835 US HWY 76 | HIAWASSEE | Towns | 9139014 | 4A | Flapper Valve | 1995-06-01 |  | 1995-06-01 |  | Currently in Use | Gas (Historical Use) | 6000 | Epoxy | 1995-06-01 |  | Double-Walled Flex | Pressurized
BIG D #190 FRIENDSHIP | 1835 US HWY 76 | HIAWASSEE | Towns | 9139014 | 3 | [5 empty] | Removed from Ground | Gas (Historical Use) | 4000 | Bare Steel | 1994-04-08 | 1994-04-08 | Galvanized Steel | Suction (American)
BIG D #190 FRIENDSHIP | 1835 US HWY 76 | HIAWASSEE | Towns | 9139014 | 3 | [5 empty] | Removed from Ground | Gas (Historical Use) | 4000 | Bare Steel | 1994-04-08 | 1994-04-08 | Galvanized Steel | Suction (American)
HIAWASSEE FOOD MART | 163 S MAIN ST | HIAWASSEE | Towns | 9139034 | 3 | Ball Float | 2001-12-14 | FALSE | 2001-12-14 | FALSE | Currently in Use | Diesel | 6000 | Composite | 2001-12-12 |  | Fiberglass Reinforced Plastic | Pressurized
ORBITINDUSTRIES HIAWASSEE GARMEN | HWY 76 | HIAWASSEE | Towns | 9139015 | 1 | [5 empty] | Removed from Ground | Diesel | 4000 | Bare Steel | 1994-12-15 | 1994-12-15 | Bare Steel
ELLERS EXXON | GA HWY 75 @ BELL CREEK ST | HIAWASSEE | Towns | 9139001 | 1 | [5 empty] | Removed from Ground | Gas (Historical Use) | 1000 | Marked Unknown | 1992-01-24 | 1992-01-24 | Unknown
BOUNDARY WATERS RESORT & MARINA | 528 SUNNYSIDE RD | HIAWASSEE | Towns | 9139003 | 1 | [5 empty] | Removed from Ground | Gas (Historical Use) | 2000 | Bare Steel | 1980-01-01 | 1992-02-28 | Galvanized Steel | Pressurized
STREAK HILL GROCERY | 2650 HWY 17-75 | HIAWASSEE | Towns | 9139023 | 3 |  | 2000-07-20 |  | 2000-07-20 |  | Temporarily out of use | Gas (Historical Use) | 1000 | Cathodically Protected Steel | 1974-01-01 |  | Cathodically Protected | Safe Suction (Euro)
THE PASTURE COUNTRY STORE | 3958 RIVERBANK Run | HIAWASSEE | Towns | 9139017 | 1 | Ball Float | 1990-05-09 | FALSE | 1990-05-09 | TRUE | Currently in Use | Regular | 6000 | Galvanic (STIP-3) | 1989-01-01 |  | Fiberglass Reinforced Plastic | Pressurized
YOUNG HARRIS GULF | 1147 MAIN ST | YOUNG HARRIS | Towns | 1390012 | 2 | [5 empty] | Removed from Ground | Gas (Historical Use) | 1000 | Bare Steel | 1999-01-01 | 1999-01-01 | Galvanized Steel
YOUNG HARRIS 76 STATION | 7209 HWY 76 | YOUNG HARRIS | Towns | 1390028 | 3 | [5 empty] | Removed from Ground | Gas (Historical Use) | 1000 | Bare Steel | 1984-01-02 | 1992-01-01 | Unknown
PALMER SERVICE STATION | 1340 HWY 76 E | HIAWASSEE | Towns | 1390002 | 4 | [5 empty] | Removed from Ground | Diesel | 1000 | Bare Steel | 1995-11-27 | 1995-11-27 | Bare Steel
E L BROWNS GENERAL MERCHANDISE | EAST MAIN ST | YOUNG HARRIS | Towns | 1390021 | 2 | [5 empty] | Removed from Ground | Gas (Historical Use) | 560 | Bare Steel |  | 1899-12-31 | Galvanized Steel
BLUE RIDGE MOUNTAIN EMC | MAIN AND REED STR | YOUNG HARRIS | Towns | 9139013 | 3 | [5 empty] | Removed from Ground | Gas (Historical Use) | 550 | Not Marked/Unknown | 1994-06-01 | 1994-06-01 | Not Marked
AMERI VENTURE 4 LLC | 2600 HWY 17 | YOUNG HARRIS | Towns | 9139019 | 3A | Ball Float | 1995-07-20 |  | 1995-07-20 |  | Currently in Use | Kerosene | 2000 | Composite | 1995-07-20 |  | Fiberglass Reinforced Plastic | Pressurized
YOUNG HARRIS 76 | 1147 MAIN ST | YOUNG HARRIS | Towns | 9139032 | 2 | [5 empty] | Removed from Ground | Gas (Historical Use) | 0 | Bare Steel |  | 1899-12-31 | Bare Steel
S2 GA66, Inc | 2605 STATE HWY 66 | YOUNG HARRIS | Towns | 9139028 | 1B | Flapper Valve | 1997-01-01 | FALSE | 1997-01-01 | FALSE | Currently in Use | Gas (Historical Use) | 8000 | Composite | 1997-01-01 |  | Double-Walled Flex | Pressurized
BRMEMC | 875 MAIN ST | YOUNG HARRIS | Towns | 10002300 | 2 | Flapper Valve | 2012-07-13 | FALSE | 2012-07-13 | FALSE | Currently in Use | Diesel | 20000 | Fiberglass | 2012-07-13 |  | Double-Walled Fiberglass | Pressurized
YOUNG HARRIS GULF | 1147 MAIN ST | YOUNG HARRIS | Towns | 1390012 | 3 | [5 empty] | Removed from Ground | Gas (Historical Use) | 2000 | Bare Steel | 1999-01-01 | 1999-01-01 | Galvanized Steel
BIG D #350 | 7535 HWY 76 | YOUNG HARRIS | Towns | 1390013 | 3 |  | 1995-09-01 |  | 1995-09-01 |  | Removed from Ground | Gas (Historical Use) | 4000 | Not Marked/Unknown | 1995-09-01 | 2015-03-25 | Cathodically Protected | Suction (American)
GREENS AMOCO | 7687 HWY 76 | YOUNG HARRIS | Towns | 1390008 | 2 |  |  | FALSE |  | FALSE | Permanently Out of Use - historical purposes | Empty | 2000 |  | 1986-01-01 |  | Bare Steel
PALMER SERVICE STATION | 1340 HWY 76 E | HIAWASSEE | Towns | 1390002 | 1 | [5 empty] | Removed from Ground | Gas (Historical Use) | 5500 | Bare Steel | 1995-11-27 | 1995-11-27 | Bare Steel
AMERI VENTURE 4 LLC | 2600 HWY 17 | YOUNG HARRIS | Towns | 9139019 | 1 |  | 1995-07-20 |  | 1995-07-20 |  | Currently in Use | Gas (Historical Use) | 12000 | Composite | 1995-07-20 |  | Fiberglass Reinforced Plastic | Pressurized
AMERI VENTURE 4 LLC | 2600 HWY 17 | YOUNG HARRIS | Towns | 9139019 | 3B | Ball Float | 1995-07-20 | FALSE | 1995-07-20 | FALSE | Currently in Use | Diesel | 6000 | Composite | 1995-07-20 |  | Fiberglass Reinforced Plastic | Pressurized
BEST QUICK STOP | 3909 U S HWY 76 | YOUNG HARRIS | Towns | 9139027 | 2 | Ball Float | 1997-02-17 |  | 1997-02-17 |  | Currently in Use | Gas (Historical Use) | 8000 | Epoxy | 1997-02-12 |  | Fiberglass Reinforced Plastic | Pressurized
BRASSTOWN VALLEY RESORT | 6321 US HWY 76 | YOUNG HARRIS | Towns | 10001792 | 2 | Overfill Alarm | 2008-10-22 | FALSE | 2013-08-13 | FALSE | Currently in Use | Diesel | 2500 | Fiberglass Double Walled | 2008-10-15 |  | Double-Walled Fiberglass | Safe Suction (Euro)
PALMER SERVICE STATION | 1340 HWY 76 E | HIAWASSEE | Towns | 1390002 | 3 | [5 empty] | Removed from Ground | Gas (Historical Use) | 1000 | Bare Steel | 1995-11-27 | 1995-11-27 | Bare Steel
BIG D #350 | 7535 HWY 76 | YOUNG HARRIS | Towns | 1390013 | 1 |  | 1995-06-01 |  | 1995-06-01 |  | Removed from Ground | Gas (Historical Use) | 6000 | Not Marked/Unknown | 1995-09-01 | 2015-03-25 | Cathodically Protected | Suction (American)
YOUNG HARRIS 76 | 1147 MAIN ST | YOUNG HARRIS | Towns | 9139032 | 1 | [5 empty] | Removed from Ground | Gas (Historical Use) | 0 | Bare Steel |  | 1899-12-31 | Bare Steel
S2 GA66, Inc | 2605 STATE HWY 66 | YOUNG HARRIS | Towns | 9139028 | 2A | Flapper Valve | 1997-01-01 | FALSE | 1997-01-01 | FALSE | Currently in Use | Diesel | 8000 | Composite | 1997-01-01 |  | Double-Walled Flex | Safe Suction (Euro)
CORNERSTONE AMOCO | 1600 STATE HWY 76 | YOUNG HARRIS | Towns | 9139029 | 1 | Flapper Valve |  | FALSE |  | FALSE | Currently in Use | Regular | 8000 | Fiberglass |  |  | Fiberglass Reinforced Plastic | Pressurized
YOUNG HARRIS GULF | 1147 MAIN ST | YOUNG HARRIS | Towns | 1390012 | 1 | [5 empty] | Removed from Ground | Gas (Historical Use) | 1000 | Bare Steel | 1999-01-01 | 1999-01-01 | Galvanized Steel
GREENS AMOCO | 7687 HWY 76 | YOUNG HARRIS | Towns | 1390008 | 1 |  |  | FALSE |  | FALSE | Permanently Out of Use - historical purposes | Empty | 2000 |  | 1986-01-01 |  | Bare Steel
GREENS AMOCO | 7687 HWY 76 | YOUNG HARRIS | Towns | 1390008 | 4 |  |  | FALSE |  | FALSE | Permanently Out of Use - historical purposes | Empty | 1000 |  | 1986-01-01 |  | Bare Steel
YOUNG HARRIS 76 STATION | 7209 HWY 76 | YOUNG HARRIS | Towns | 1390028 | 1 | [5 empty] | Removed from Ground | Gas (Historical Use) | 1000 | Bare Steel | 1984-01-02 | 1992-01-01 | Unknown
BLUE RIDGE MOUNTAIN EMC | MAIN AND REED STR | YOUNG HARRIS | Towns | 9139013 | 1 | [5 empty] | Removed from Ground | Gas (Historical Use) | 10000 | Fiberglass | 1992-09-01 | 1992-11-15 | Fiberglass Reinforced Plastic | Pressurized
BEST QUICK STOP | 3909 U S HWY 76 | YOUNG HARRIS | Towns | 9139027 | 3 | Ball Float | 1997-02-17 |  | 1997-02-17 |  | Currently in Use | Diesel | 8000 | Epoxy | 1997-02-12 |  | Fiberglass Reinforced Plastic | Pressurized
CORNERSTONE AMOCO | 1600 STATE HWY 76 | YOUNG HARRIS | Towns | 9139029 | 4B | Flapper Valve | 1997-09-01 | FALSE | 1997-09-01 | FALSE | Currently in Use | Diesel Off Road | 4000 | Fiberglass | 1997-09-01 |  | Fiberglass Reinforced Plastic | Pressurized
BIG D #350 | 7535 HWY 76 | YOUNG HARRIS | Towns | 1390013 | 2 |  | 1995-09-01 |  | 1995-09-01 |  | Removed from Ground | Gas (Historical Use) | 4000 | Not Marked/Unknown | 1995-09-01 | 2015-03-25 | Cathodically Protected | Suction (American)
GREENS AMOCO | 7687 HWY 76 | YOUNG HARRIS | Towns | 1390008 | 3 |  |  | FALSE |  | FALSE | Permanently Out of Use - historical purposes | Empty | 3000 |  | 1986-01-01 |  | Bare Steel
S2 GA66, Inc | 2605 STATE HWY 66 | YOUNG HARRIS | Towns | 9139028 | 2B | Flapper Valve | 1997-01-01 |  | 1997-01-01 |  | Currently in Use | Diesel | 4000 | Composite | 1997-01-01 |  | Double-Walled Flex | Safe Suction (Euro)
S2 GA66, Inc | 2605 STATE HWY 66 | YOUNG HARRIS | Towns | 9139028 | 2C | Flapper Valve | 1997-01-01 | FALSE | 1997-01-01 | FALSE | Temporarily out of use | Kerosene | 4000 | Composite | 1997-01-01 |  | Double-Walled Flex | Safe Suction (Euro)
BEST QUICK STOP | 3909 U S HWY 76 | YOUNG HARRIS | Towns | 9139027 | 4A | Ball Float | 1997-02-17 |  | 1997-02-17 |  | Currently in Use | Diesel | 5000 | Epoxy | 1997-02-12 |  | Fiberglass Reinforced Plastic | Pressurized
PALMER SERVICE STATION | 1340 HWY 76 E | HIAWASSEE | Towns | 1390002 | 2 | [5 empty] | Removed from Ground | Gas (Historical Use) | 1000 | Bare Steel | 1995-11-27 | 1995-11-27 | Bare Steel
AMERI VENTURE 4 LLC | 2600 HWY 17 | YOUNG HARRIS | Towns | 9139019 | 2 |  | 1995-07-20 |  | 1995-07-20 |  | Currently in Use | Gas (Historical Use) | 8000 | Composite | 1995-07-20 |  | Fiberglass Reinforced Plastic | Pressurized
GREENS AMOCO | 7687 HWY 76 | YOUNG HARRIS | Towns | 1390008 | 5 |  |  | FALSE |  | FALSE | Permanently Out of Use - historical purposes | Empty | 280 |  | 1986-01-01 |  | Bare Steel
BLUE RIDGE MOUNTAIN EMC | MAIN AND REED STR | YOUNG HARRIS | Towns | 9139013 | 4 |  | 1993-07-01 | FALSE | 1993-07-01 | FALSE | Removed from Ground | Regular | 10000 | Fiberglass | 1993-07-01 | 2020-10-20 | Fiberglass Reinforced Plastic | Pressurized
BLUE RIDGE MOUNTAIN EMC | MAIN AND REED STR | YOUNG HARRIS | Towns | 9139013 | 5 |  | 1993-07-01 | FALSE | 1993-07-01 | FALSE | Removed from Ground | Diesel | 10000 | Fiberglass | 1993-07-01 | 2020-10-20 | Fiberglass Reinforced Plastic | Pressurized
S2 GA66, Inc | 2605 STATE HWY 66 | YOUNG HARRIS | Towns | 9139028 | 1A | Flapper Valve | 1997-01-01 | FALSE | 1997-01-01 | FALSE | Currently in Use | Gas (Historical Use) | 12000 | Composite | 1997-01-01 |  | Double-Walled Flex | Pressurized
BRASSTOWN VALLEY RESORT | 6321 US HWY 76 | YOUNG HARRIS | Towns | 10001792 | 1 | Overfill Alarm | 2008-10-22 | FALSE | 2013-08-13 | FALSE | Currently in Use | Regular | 2500 | Fiberglass Double Walled | 2008-10-15 |  | Double-Walled Fiberglass | Safe Suction (Euro)
BEST QUICK STOP | 3909 U S HWY 76 | YOUNG HARRIS | Towns | 9139027 | 1 | Ball Float | 1997-02-17 |  | 1997-02-17 |  | Currently in Use | Gas (Historical Use) | 12000 | Epoxy | 1997-02-12 |  | Fiberglass Reinforced Plastic | Pressurized
CORNERSTONE AMOCO | 1600 STATE HWY 76 | YOUNG HARRIS | Towns | 9139029 | 4A | Flapper Valve | 1997-09-01 | FALSE | 1997-09-01 | FALSE | Currently in Use | Regular | 2000 | Fiberglass | 1997-09-01 |  | Fiberglass Reinforced Plastic | Pressurized
HIAWASSEE BP | HWY 76 W | HIAWASSEE | Towns | 1190028 | 2 | [5 empty] | Removed from Ground | Gas (Historical Use) | 3000 | Cathodically Protected Steel | 1971-05-03 | 2003-06-19 | Galvanized Steel
CHATUGE REGIONAL HOSPITAL | 110 MAIN ST | HIAWASSEE | Towns | 1390003 | 2 | [5 empty] | Removed from Ground | Diesel | 6000 | Bare Steel | 1994-09-01 | 1994-09-01 | Galvanized Steel | Safe Suction (Euro)
TOWNS CO COMPREHENSIVE SCHOOL | 1400 US HWY 76 EAST | HIAWASSEE | Towns | 9139009 | 1 |  | 1998-07-15 |  | 1998-07-15 |  | Removed from Ground | Gas (Historical Use) | 10000 | Steel-Impressed Current | 1979-01-01 | 2001-07-01 | Cathodically Protected | Safe Suction (Euro)
BOUNDARY WATERS RESORT & MARINA | 528 SUNNYSIDE RD | HIAWASSEE | Towns | 9139003 | 2 | Flapper Valve | 1999-03-03 |  | 1999-03-03 |  | Currently in Use | Gas (Historical Use) | 4000 | Epoxy | 1992-03-06 |  | Fiberglass Reinforced Plastic | Pressurized
BALD MOUNTAIN PARK | 3540 FODDER CREEK RD | HIAWASSEE | Towns | 9139030 | 1 | [5 empty] | Removed from Ground | Gas (Historical Use) | 2000 | Cathodically Protected Steel | 1988-01-01 | 1998-10-01 | Fiberglass Reinforced Plastic | Suction (American)
STREAK HILL GROCERY | 2650 HWY 17-75 | HIAWASSEE | Towns | 9139023 | 2 |  | 2000-07-20 |  | 2000-07-20 |  | Temporarily out of use | Diesel | 1000 | Cathodically Protected Steel | 1974-01-01 |  | Cathodically Protected
PARKER OIL CO | 999 HWY 76 | HIAWASSEE | Towns | 9139016 | 2B | Flapper Valve | 1994-10-30 |  | 1994-10-30 |  | Currently in Use | Diesel | 4000 | Composite | 1994-10-30 |  | Fiberglass Reinforced Plastic | Safe Suction (Euro)
BRMEMC | 875 MAIN ST | YOUNG HARRIS | Towns | 10002300 | 1 | Flapper Valve | 2012-07-13 | FALSE | 2012-07-13 | FALSE | Currently in Use | Regular | 20000 | Fiberglass Double Walled | 2012-07-13 |  | Double-Walled Fiberglass | Pressurized
AMVETS POST 66/FORMER CONVENIENC | GA HWY 66 | YOUNG HARRIS | Towns | 9139022 | 1 | [5 empty] | Removed from Ground | Gas (Historical Use) | 0 | Not Marked/Unknown |  | 1899-12-31 | Not Marked
YOUNG HARRIS VORTAC | 3674 MSL IVY LOG | YOUNG HARRIS | Towns | 1390015 | 1 | [5 empty] | Removed from Ground | Diesel | 1000 | Bare Steel | 1966-01-01 | 1997-11-25 | Copper | Safe Suction (Euro)
CANE CREEK GROCERY | BYERS CREEK RD | YOUNG HARRIS | Towns | 1390022 | 1 | [5 empty] | Temporarily out of use | Gas (Historical Use) | 560 | Bare Steel | 1999-01-01 |  | Galvanized Steel
BLUE RIDGE MOUNTAIN EMC | MAIN AND REED STR | YOUNG HARRIS | Towns | 9139013 | 2 | [5 empty] | Removed from Ground | Diesel | 10000 | Fiberglass | 1992-09-01 | 1992-11-15 | Fiberglass Reinforced Plastic | Pressurized
YOUNG HARRIS 76 | 1147 MAIN ST | YOUNG HARRIS | Towns | 9139032 | 3 | [5 empty] | Removed from Ground | Gas (Historical Use) | 0 | Bare Steel |  | 1899-12-31 | Bare Steel
BIG D #350 | 7535 HWY 76 | YOUNG HARRIS | Towns | 1390013 | 4 |  | 1995-09-01 |  | 1995-09-01 |  | Removed from Ground | Gas (Historical Use) | 4000 | Not Marked/Unknown | 1995-09-01 | 2015-03-25 | Cathodically Protected | Suction (American)
YOUNG HARRIS 76 STATION | 7209 HWY 76 | YOUNG HARRIS | Towns | 1390028 | 2 | [5 empty] | Removed from Ground | Gas (Historical Use) | 1000 | Bare Steel | 1984-01-02 | 1992-01-01 | Unknown
BEST QUICK STOP | 3909 U S HWY 76 | YOUNG HARRIS | Towns | 9139027 | 4B | Ball Float | 1997-02-17 |  | 1997-02-17 |  | Currently in Use | Kerosene | 3000 | Epoxy | 1997-02-12 |  | Fiberglass Reinforced Plastic | Pressurized
CORNERSTONE AMOCO | 1600 STATE HWY 76 | YOUNG HARRIS | Towns | 9139029 | 3 | Flapper Valve | 1997-09-01 | FALSE | 1997-09-01 | FALSE | Currently in Use | Diesel | 8000 | Fiberglass | 1997-09-01 |  | Fiberglass Reinforced Plastic | Pressurized
YOUNG HARRIS WATERSPORTS | 2683 US- HWY 76 | HIAWASSEE | Towns | 10003304 | 1 |  | 2021-06-01 | FALSE | 2021-06-01 | FALSE | Currently in Use | Regular | 6000 | Tank Jacket Double Walled | 2021-06-01 |  | Double-Walled Flex | Pressurized
PALMER SERVICE STATION | 1340 HWY 76 E | HIAWASSEE | Towns | 1390002 | 5 | [5 empty] | Removed from Ground | Gas (Historical Use) | 1000 | Marked Unknown | 1995-11-27 | 1995-11-27 | Unknown
E L BROWNS GENERAL MERCHANDISE | EAST MAIN ST | YOUNG HARRIS | Towns | 1390021 | 1 | [5 empty] | Removed from Ground | Gas (Historical Use) | 560 | Bare Steel |  | 1899-12-31 | Galvanized Steel
CORNERSTONE AMOCO | 1600 STATE HWY 76 | YOUNG HARRIS | Towns | 9139029 | 2 | Flapper Valve | 1997-09-01 | FALSE | 1997-09-01 | FALSE | Currently in Use | Premium | 8000 | Fiberglass | 1997-09-01 |  | Fiberglass Reinforced Plastic | Pressurized
LAKE CHATUGE MARINE | 1290 US 76 | HIAWASSEE | Towns | 10003297 | 1 |  |  | FALSE | 2021-06-13 | FALSE | Currently in Use | Regular | 12000 | Fiberglass Double Walled | 2021-05-06 |  |  | Pressurized
HIAWASSEE COUNTRY STORE | 6394 US HIGHWAY 76 EAST | HIAWASSEE | Towns | 10003079 | 2 |  |  | FALSE |  | FALSE | Removed from Ground |  | 500 |  |  | 2020-11-04
HIAWASSEE COUNTRY STORE | 6394 US HIGHWAY 76 EAST | HIAWASSEE | Towns | 10003079 | 1 |  |  | FALSE |  | FALSE | Removed from Ground |  | 1000 |  |  | 2020-11-04
BIG D #190 FRIENDSHIP | 1835 US HWY 76 | HIAWASSEE | Towns | 9139014 | 4B | Flapper Valve | 1995-06-01 |  | 1995-06-01 |  | Currently in Use | Gas (Historical Use) | 4000 | Epoxy | 1995-06-01 |  | Double-Walled Flex | Pressurized
BIG D #190 FRIENDSHIP | 1835 US HWY 76 | HIAWASSEE | Towns | 9139014 | 4B | Flapper Valve | 1995-06-01 |  | 1995-06-01 |  | Currently in Use | Gas (Historical Use) | 4000 | Epoxy | 1995-06-01 |  | Double-Walled Flex | Pressurized
BIG D #190 FRIENDSHIP | 1835 US HWY 76 | HIAWASSEE | Towns | 9139014 | 1 | [5 empty] | Removed from Ground | Diesel | 550 | Bare Steel | 1994-04-08 | 1994-04-08 | Galvanized Steel | Suction (American)
BIG D #190 FRIENDSHIP | 1835 US HWY 76 | HIAWASSEE | Towns | 9139014 | 4A | Flapper Valve | 1995-06-01 |  | 1995-06-01 |  | Currently in Use | Gas (Historical Use) | 6000 | Epoxy | 1995-06-01 |  | Double-Walled Flex | Pressurized
BIG D #190 FRIENDSHIP | 1835 US HWY 76 | HIAWASSEE | Towns | 9139014 | 1 | [5 empty] | Removed from Ground | Diesel | 550 | Bare Steel | 1994-04-08 | 1994-04-08 | Galvanized Steel | Suction (American)
BIG D #190 FRIENDSHIP | 1835 US HWY 76 | HIAWASSEE | Towns | 9139014 | 4A | Flapper Valve | 1995-06-01 |  | 1995-06-01 |  | Currently in Use | Gas (Historical Use) | 6000 | Epoxy | 1995-06-01 |  | Double-Walled Flex | Pressurized
BIG D #190 FRIENDSHIP | 1835 US HWY 76 | HIAWASSEE | Towns | 9139014 | 3 | [5 empty] | Removed from Ground | Gas (Historical Use) | 4000 | Bare Steel | 1994-04-08 | 1994-04-08 | Galvanized Steel | Suction (American)
BIG D #190 FRIENDSHIP | 1835 US HWY 76 | HIAWASSEE | Towns | 9139014 | 3 | [5 empty] | Removed from Ground | Gas (Historical Use) | 4000 | Bare Steel | 1994-04-08 | 1994-04-08 | Galvanized Steel | Suction (American)
BIG D #190 FRIENDSHIP | 1835 US HWY 76 | HIAWASSEE | Towns | 9139014 | 2 | [5 empty] | Removed from Ground | Gas (Historical Use) | 1000 | Bare Steel | 1994-04-08 | 1994-04-08 | Galvanized Steel | Suction (American)
BIG D #190 FRIENDSHIP | 1835 US HWY 76 | HIAWASSEE | Towns | 9139014 | 2 | [5 empty] | Removed from Ground | Gas (Historical Use) | 1000 | Bare Steel | 1994-04-08 | 1994-04-08 | Galvanized Steel | Suction (American)
HIAWASSEE COUNTRY STORE | 6394 US HIGHWAY 76 EAST | HIAWASSEE | Towns | 10003079 | 3 |  |  | FALSE |  | FALSE | Removed from Ground |  | 250 |  |  | 2020-11-04
COWBOY CAREYS CONV BARN | 5077 GA Hwy 46 | SOPERTON | Treutlen | 10001337 | 1A |  | 2007-05-07 | FALSE | 2007-05-07 | FALSE | Temporarily out of use | Gas (Historical Use) | 6000 | Fiberglass Double Walled | 2007-05-01 |  |  | Pressurized
CITY OF SOPERTON | HWY 29 S | SOPERTON | Treutlen | 9140025 | 1 | [5 empty] | Removed from Ground | Gas (Historical Use) | 500 | Marked Unknown | 2000-01-01 | 2000-01-01 | Galvanized Steel | Suction (American)
221 C STORE | 3687 Mount Vernon Rd. Road | SOPERTON | Treutlen | 9140005 | 3 | Flapper Valve | 1998-07-01 | FALSE | 1998-07-01 | FALSE | Currently in Use | Diesel Off Road | 3000 | Steel-Impressed Current | 1986-01-01 |  | Fiberglass Reinforced Plastic | Pressurized
ALTAMAHA ELECTRIC MEMBERSHIP CORP | 1016 SECOND ST | SOPERTON | Treutlen | 10002600 | 1B | Flapper Valve | 2016-09-10 | FALSE | 2016-09-10 | FALSE | Currently in Use | Diesel | 2000 | Composite Double Walled | 2016-09-10 |  | Double-Walled Flex | Pressurized
221 C STORE | 3687 Mount Vernon Rd. Road | SOPERTON | Treutlen | 9140005 | 2 | Flapper Valve | 1998-07-01 | FALSE | 1998-07-01 | FALSE | Currently in Use | Diesel On Road | 3000 | Steel-Impressed Current | 1986-01-01 |  | Fiberglass Reinforced Plastic | Pressurized
221 C STORE | 3687 Mount Vernon Rd. Road | SOPERTON | Treutlen | 9140005 | 5 | Ball Float | 2005-12-15 | FALSE | 2005-12-15 | FALSE | Currently in Use | Regular | 8000 | Composite | 2005-12-12 |  | Fiberglass Reinforced Plastic | Pressurized
SOPERTON FULL SERVICE CENTER | 4652 E LOUISIANA AVE | SOPERTON | Treutlen | 1400018 | 4 | Flapper Valve | 1997-08-26 | FALSE | 1997-08-26 | FALSE | Temporarily out of use | Diesel Off Road | 3000 | Steel-Impressed Current | 1986-05-07 |  | Steel (Impressed Current) | TOU
GILLIS SPRINGS GROCERY (ABANDONED) | 12626 US HWY 221 | SOPERTON | Treutlen | 9140007 | 5 | Flapper Valve | 2005-04-01 | FALSE | 2005-04-01 | FALSE | Currently in Use | E-10 | 8000 | Composite | 2005-04-01 |  | Fiberglass Reinforced Plastic | Pressurized
JET FOODS #74 | 3939 EAST MAIN ST | SOPERTON | Treutlen | 9140006 | 2 | Ball Float | 1990-01-01 | FALSE | 1990-01-01 | FALSE | Currently in Use | Regular | 8000 | Galvanic (STIP-3) | 1990-01-01 |  | Fiberglass Reinforced Plastic | Pressurized
CIRCLE S FOODMART | 443 2ND ST | SOPERTON | Treutlen | 1400010 | 2 | Flapper Valve | 1996-02-08 | FALSE | 1988-04-18 | FALSE | Currently in Use | Regular | 6000 | Steel-Impressed Current | 1979-05-02 |  | Fiberglass Reinforced Plastic | Pressurized
GA DOT #10293/OLD SOPERTON MAINT | GA HWY 46 EAST | SOPERTON | Treutlen | 1400008 | 2 | [5 empty] | Removed from Ground | Diesel | 500 | Bare Steel | 1961-05-05 | 1996-06-08 | Unknown
VAL-U-MAX | SECOND AVENUE | SOPERTON | Treutlen | 10002142 | 1 |  |  | FALSE |  | FALSE | Removed from Ground | Gas (Historical Use) | 500 | Bare Steel | 2012-08-28 | 2012-08-28 | Bare Steel | Safe Suction (Euro)
GILLIS SPRINGS GROCERY (ABANDONED) | 12626 US HWY 221 | SOPERTON | Treutlen | 9140007 | 4B | Flapper Valve | 1999-05-28 | FALSE | 1999-05-28 | FALSE | Currently in Use | Diesel | 3000 | Composite | 1999-05-25 |  | Fiberglass Reinforced Plastic | Pressurized
TRU MART | 107 MARTIN L KING JR STREET | SOPERTON | Treutlen | 9140009 | 1 |  | 1996-01-01 |  | 1996-01-01 |  | Removed from Ground | Gas (Historical Use) | 10000 | Steel-Impressed Current | 1998-10-08 | 2011-10-05 | Cathodically Protected | Suction (American)
FOOD CHIEF | 5630 ORIANNA RD | SOPERTON | Treutlen | 9140002 | 1-A | Flapper Valve | 1992-10-21 | FALSE | 1992-10-21 | FALSE | Currently in Use | Diesel | 4000 | Galvanic (STIP-3) | 1992-09-17 |  | Galvanized Steel | Pressurized
CIRCLE S FOODMART | 443 2ND ST | SOPERTON | Treutlen | 1400010 | 4 | Flapper Valve | 1996-02-08 | FALSE | 1988-04-18 | FALSE | Currently in Use | Premium | 4000 | Composite | 1988-01-01 |  | Fiberglass Reinforced Plastic | Pressurized
MCLEOD FOOD STORE | 4157 W MAIN ST | SOPERTON | Treutlen | 1400004 | 1 | Ball Float | 1998-11-30 | FALSE | 1998-11-30 | FALSE | Currently in Use | Regular | 6000 | Steel-Impressed Current | 1979-03-22 |  | Double-Walled Flex | Safe Suction (Euro)
FOOD CHIEF | 5630 ORIANNA RD | SOPERTON | Treutlen | 9140002 | 1-B |  | 1992-10-21 | FALSE | 1992-10-21 | FALSE | Currently in Use | Premium | 4000 | Galvanic (STIP-3) | 1992-09-17 |  | Galvanized Steel | Pressurized
TREUTLEN COUNTY BD OF EDUCATION | COLLEGE ST | SOPERTON | Treutlen | 1400003 | 1 | [5 empty] | Removed from Ground | Gas (Historical Use) | 1000 | Bare Steel | 1978-01-15 | 1995-06-01 | Galvanized Steel
GA DOT SIGN SHOP #10539 | 704 GEORGIA AVE WEST | SOPERTON | Treutlen | 1400007 | 539G2 | [5 empty] | Removed from Ground | Gas (Historical Use) | 1020 | Bare Steel | 1986-04-29 | 1995-10-25 | Galvanized Steel | Safe Suction (Euro)
GILLIS SPRINGS GROCERY (ABANDONED) | 12626 US HWY 221 | SOPERTON | Treutlen | 9140007 | 3 | [5 empty] | Removed from Ground | Gas (Historical Use) | 1000 | Bare Steel | 1987-01-01 | 1999-01-19 | Galvanized Steel | Suction (American)
FOOD CHIEF | 5630 ORIANNA RD | SOPERTON | Treutlen | 9140002 | 2 |  | 1992-10-21 | FALSE | 1992-10-21 | FALSE | Currently in Use | Regular | 8000 | Galvanic (STIP-3) | 1992-09-17 |  | Galvanized Steel | Pressurized
PETRO EXPRESS #14 | 4531 LOUISIANA AVE | SOPERTON | Treutlen | 1400001 | 2 |  | 1995-06-01 | FALSE | 1995-06-01 | FALSE | Temporarily out of use | Gas (Historical Use) | 3000 | Steel-Impressed Current | 1971-03-03 |  | Fiberglass Reinforced Plastic | Pressurized
SOPERTON FULL SERVICE CENTER | 4652 E LOUISIANA AVE | SOPERTON | Treutlen | 1400018 | 1 | Flapper Valve | 1997-08-26 | FALSE | 1997-08-26 | FALSE | Temporarily out of use | Diesel | 3000 | Steel-Impressed Current | 1986-05-07 |  | Steel (Impressed Current) | TOU
GEORGE MCLEOD | 202 WEST MAIN STREET | SOPERTON | Treutlen | 10000938 | 3 |  |  | FALSE |  | FALSE | Removed from Ground | Gas (Historical Use) | 2000 | Bare Steel | 1990-01-01 | 1990-01-01
221 C STORE | 3687 Mount Vernon Rd. Road | SOPERTON | Treutlen | 9140005 | 1 | Flapper Valve | 1998-07-01 | FALSE | 1998-07-01 | FALSE | Currently in Use | Diesel On Road | 3000 | Steel-Impressed Current | 1986-01-01 |  | Fiberglass Reinforced Plastic | Pressurized
221 C STORE | 3687 Mount Vernon Rd. Road | SOPERTON | Treutlen | 9140005 | 4 | Ball Float | 2005-12-15 | FALSE | 2005-12-15 | FALSE | Currently in Use | Premium | 4000 | Composite | 2005-12-12 |  | Fiberglass Reinforced Plastic | Pressurized
GA DOT #10260 TREUTLEN CO MAINT | RD #159 | SOPERTON | Treutlen | 1400021 | 260D1 | [5 empty] | Removed from Ground | Diesel | 2000 | Cathodically Protected Steel | 1987-01-01 | 2000-05-24 | Galvanized Steel | Suction (American)
CIRCLE S FOODMART | 443 2ND ST | SOPERTON | Treutlen | 1400010 | 1 | Flapper Valve | 1996-02-08 | FALSE | 1988-04-18 | FALSE | Currently in Use | Regular | 8000 | Steel-Impressed Current | 1979-05-02 |  | Fiberglass Reinforced Plastic | Pressurized
GA DOT #10293/OLD SOPERTON MAINT | GA HWY 46 EAST | SOPERTON | Treutlen | 1400008 | 1 | [5 empty] | Removed from Ground | Gas (Historical Use) | 1000 | Bare Steel | 1961-05-05 | 1996-06-08 | Unknown
TREUTLEN CO FORESTRY UNIT | RT 1 BOX 88 US HWY 221 | SOPERTON | Treutlen | 1400006 | 4 |  | 1990-01-01 |  | 1990-01-01 |  | Removed from Ground | Gas (Historical Use) | 1000 | Galvanic (STIP-3) | 1990-01-01 | 2007-02-22 | Cathodically Protected | Safe Suction (Euro)
TREUTLEN CO FORESTRY UNIT | RT 1 BOX 88 US HWY 221 | SOPERTON | Treutlen | 1400006 | 1 | [5 empty] | Removed from Ground | Gas (Historical Use) | 2000 | Bare Steel | 1974-04-25 | 1990-01-01 | Galvanized Steel | Safe Suction (Euro)
MCLEOD FOOD STORE | 4157 W MAIN ST | SOPERTON | Treutlen | 1400004 | 3 | Ball Float | 1998-11-30 | FALSE | 1998-11-30 | FALSE | Currently in Use | Diesel | 3000 | Steel-Impressed Current | 1979-03-22 |  | Double-Walled Flex | Safe Suction (Euro)
ENK750 | 10663 GA 29 | SOPERTON | Treutlen | 1400012 | 4 | [5 empty] | Removed from Ground | Diesel | 3000 | Bare Steel | 1980-01-01 | 1996-07-01 | Galvanized Steel | Safe Suction (Euro)
SOPERTON | RT 1 | SOPERTON | Treutlen | 1400009 | 2 | [5 empty] | Removed from Ground | Diesel | 550 | Bare Steel | 1957-04-17 | 1988-02-01 | Unknown
ALTAMAHA ELECTRIC MEMBERSHIP CORP | 1016 SECOND ST | SOPERTON | Treutlen | 10002600 | 1A | Flapper Valve | 2016-09-10 | FALSE | 2016-09-10 | FALSE | Currently in Use | E-10 | 2000 | Composite Double Walled | 2016-09-10 |  | Double-Walled Flex | Pressurized
GEORGE MCLEOD | 202 WEST MAIN STREET | SOPERTON | Treutlen | 10000938 | 2 |  |  | FALSE |  | FALSE | Removed from Ground | Gas (Historical Use) | 3000 | Bare Steel | 1990-01-01 | 1990-01-01
TREUTLEN CO RD DEPT | METTER RD/HWY 46 | SOPERTON | Treutlen | 9140008 | 2 |  | 1995-05-27 |  | 1995-05-27 |  | Removed from Ground | Gas (Historical Use) | 1000 | Galvanic (STIP-3) | 1995-05-27 | 2011-04-20 | Cathodically Protected | Safe Suction (Euro)
TRU MART | 107 MARTIN L KING JR STREET | SOPERTON | Treutlen | 9140009 | 3 |  | 1996-01-01 |  | 1996-01-01 |  | Removed from Ground | Diesel | 4000 | Steel-Impressed Current | 1998-10-08 | 2011-10-05 | Cathodically Protected | Suction (American)
ZAIDEE CORNER STORE | 11881 GA HWY 46 | SOPERTON | Treutlen | 10001942 | 1B | Ball Float | 2010-11-15 | FALSE | 2010-11-15 | FALSE | Temporarily out of use | Diesel | 4000 | Composite Double Walled | 2010-11-11 |  | Double-Walled Flex | Pressurized
CITY OF SOPERTON | HWY 29 S | SOPERTON | Treutlen | 9140025 | 2 | [5 empty] | Removed from Ground | Gas (Historical Use) | 500 | Marked Unknown | 2000-01-01 | 2000-01-01 | Galvanized Steel | Suction (American)
GILLIS SPRINGS GROCERY (ABANDONED) | 12626 US HWY 221 | SOPERTON | Treutlen | 9140007 | 2 | [5 empty] | Removed from Ground | Gas (Historical Use) | 1000 | Bare Steel | 1980-01-01 | 1999-01-19 | Galvanized Steel | Suction (American)
JET FOODS #74 | 3939 EAST MAIN ST | SOPERTON | Treutlen | 9140006 | 1 | Ball Float | 1990-01-01 | FALSE | 1990-01-01 | FALSE | Currently in Use | Regular | 8000 | Galvanic (STIP-3) | 1990-01-01 |  | Fiberglass Reinforced Plastic | Pressurized
VAL-U-MAX | SECOND AVENUE | SOPERTON | Treutlen | 10002142 | 2 |  |  | FALSE |  | FALSE | Removed from Ground | Gas (Historical Use) | 500 | Bare Steel | 2012-08-27 | 2012-08-27 | Bare Steel | Safe Suction (Euro)
TREUTLEN CO FORESTRY UNIT | RT 1 BOX 88 US HWY 221 | SOPERTON | Treutlen | 1400006 | 2 | [5 empty] | Removed from Ground | Diesel | 560 | Marked Unknown | 1951-05-01 | 1990-01-01 | Galvanized Steel | Safe Suction (Euro)
MCLEOD FOOD STORE | 4157 W MAIN ST | SOPERTON | Treutlen | 1400004 | 2 | Ball Float | 1998-11-30 | FALSE | 1998-11-30 | FALSE | Currently in Use | Premium | 6000 | Steel-Impressed Current | 1979-03-22 |  | Double-Walled Flex | Safe Suction (Euro)
ENK750 | 10663 GA 29 | SOPERTON | Treutlen | 1400012 | 2 |  | 1996-07-01 | FALSE | 1996-07-01 | FALSE | Temporarily out of use | Gas (Historical Use) | 10000 | Steel-Impressed Current | 1974-05-08 |  | Double Walled | Pressurized
Sweet Onion Junction | 10363 GA 29 | SOPERTON | Treutlen | 1400019 | 1 | Flapper Valve | 1997-08-26 | FALSE | 1997-08-26 | FALSE | Currently in Use | Diesel | 8000 | Steel-Impressed Current | 1986-05-07 |  | Steel (Impressed Current) | Pressurized
Sweet Onion Junction | 10363 GA 29 | SOPERTON | Treutlen | 1400019 | 4 | Flapper Valve | 1997-08-26 | FALSE | 1997-08-26 | FALSE | Currently in Use | Diesel | 8000 | Steel-Impressed Current | 1986-05-07 |  | Steel (Impressed Current) | Pressurized
MINIT MART | 1088 SECOND ST N | SOPERTON | Treutlen | 1400011 | 1A |  | 1993-05-01 | FALSE | 1993-05-01 | FALSE | Currently in Use | Premium | 6000 | Galvanic (STIP-3) | 1993-05-01 |  |  | Pressurized
TREUTLEN CO RD DEPT | METTER RD/HWY 46 | SOPERTON | Treutlen | 9140008 | 1 |  | 1995-05-27 |  | 1995-05-27 |  | Removed from Ground | Diesel | 1000 | Galvanic (STIP-3) | 1995-05-27 | 2011-04-20 | Cathodically Protected | Safe Suction (Euro)
Sweet Onion Junction | 10363 GA 29 | SOPERTON | Treutlen | 1400019 | 3 | Flapper Valve | 1997-08-26 | FALSE | 1997-08-26 | FALSE | Currently in Use | Premium | 8000 | Steel-Impressed Current | 1986-05-07 |  | Steel (Impressed Current) | Pressurized
GA DOT #10260 TREUTLEN CO MAINT | RD #159 | SOPERTON | Treutlen | 1400021 | 260G1 | [5 empty] | Removed from Ground | Gas (Historical Use) | 2000 | Cathodically Protected Steel | 1987-01-01 | 2000-05-24 | Cathodically Protected | Suction (American)
Circle K 2745026 | 7905 METTER ROAD | SOPERTON | Treutlen | 1400017 | 1 | [5 empty] | Removed from Ground | Gas (Historical Use) | 3000 | Bare Steel | 1977-05-10 | 1989-01-01 | Galvanized Steel
ENK750 | 10663 GA 29 | SOPERTON | Treutlen | 1400012 | 1 |  | 1996-07-01 | FALSE | 1996-07-01 | FALSE | Temporarily out of use | Gas (Historical Use) | 10000 | Steel-Impressed Current | 1974-05-08 |  | Double Walled | Pressurized
MINIT MART | 1088 SECOND ST N | SOPERTON | Treutlen | 1400011 | 1B |  | 1993-05-01 | FALSE | 1993-05-01 | FALSE | Currently in Use | Regular | 6000 | Galvanic (STIP-3) | 1993-05-01 |  |  | Pressurized
GILLIS SPRINGS GROCERY (ABANDONED) | 12626 US HWY 221 | SOPERTON | Treutlen | 9140007 | 4C | Flapper Valve | 1999-05-28 | FALSE | 1999-05-28 | FALSE | Currently in Use | Diesel | 3000 | Composite | 1999-05-25 |  | Fiberglass Reinforced Plastic | Pressurized
PETRO EXPRESS #14 | 4531 LOUISIANA AVE | SOPERTON | Treutlen | 1400001 | 3 |  | 1995-06-01 | FALSE | 1995-06-01 | FALSE | Temporarily out of use | Diesel | 3000 | Steel-Impressed Current | 1971-03-03 |  | Fiberglass Reinforced Plastic | Pressurized
CIRCLE S FOODMART | 443 2ND ST | SOPERTON | Treutlen | 1400010 | 3 | [5 empty] | Removed from Ground | Gas (Historical Use) | 4000 | Bare Steel | 1979-05-02 | 1988-04-18 | Galvanized Steel
Sweet Onion Junction | 10363 GA 29 | SOPERTON | Treutlen | 1400019 | 2 | Flapper Valve | 1997-08-26 | FALSE | 1997-08-26 | FALSE | Currently in Use | Regular | 8000 | Steel-Impressed Current | 1986-05-07 |  | Steel (Impressed Current) | Pressurized
SOPERTON | RT 1 | SOPERTON | Treutlen | 1400009 | 1 | [5 empty] | Removed from Ground | Gas (Historical Use) | 550 | Bare Steel | 1975-04-13 | 1988-02-01 | Unknown
MINIT MART | 1088 SECOND ST N | SOPERTON | Treutlen | 1400011 | N3 | [5 empty] | Removed from Ground | Gas (Historical Use) | 4000 | Bare Steel | 1976-05-02 | 1899-12-31 | Galvanized Steel | Suction (American)
ZAIDEE CORNER STORE | 11881 GA HWY 46 | SOPERTON | Treutlen | 10001942 | 1A | Ball Float | 2010-11-15 | FALSE | 2010-11-15 | FALSE | Temporarily out of use | Gas (Historical Use) | 8000 | Composite Double Walled | 2010-11-11 |  | Double-Walled Flex | Pressurized
COWBOY CAREYS CONV BARN | 5077 GA Hwy 46 | SOPERTON | Treutlen | 10001337 | 1B |  | 2007-05-07 | FALSE | 2007-05-07 | FALSE | Temporarily out of use | Diesel | 6000 | Fiberglass Double Walled | 2007-05-01 |  |  | Pressurized
GILLIS SPRINGS GROCERY (ABANDONED) | 12626 US HWY 221 | SOPERTON | Treutlen | 9140007 | 1 | [5 empty] | Removed from Ground | Gas (Historical Use) | 1000 | Bare Steel | 1980-01-01 | 1999-01-19 | Galvanized Steel | Suction (American)
PETRO EXPRESS #14 | 4531 LOUISIANA AVE | SOPERTON | Treutlen | 1400001 | 4 |  | 1995-06-01 | FALSE | 1995-06-01 | FALSE | Temporarily out of use | Gas (Historical Use) | 8000 | Steel-Impressed Current | 1971-03-03 |  | Fiberglass Reinforced Plastic | Pressurized
PETRO EXPRESS #14 | 4531 LOUISIANA AVE | SOPERTON | Treutlen | 1400001 | 1 |  | 1995-06-01 | FALSE | 1995-06-01 | FALSE | Temporarily out of use | Gas (Historical Use) | 3000 | Steel-Impressed Current | 1971-03-03 |  | Fiberglass Reinforced Plastic | Pressurized
SOPERTON FULL SERVICE CENTER | 4652 E LOUISIANA AVE | SOPERTON | Treutlen | 1400018 | 2 | Flapper Valve | 1997-08-26 | FALSE | 1997-08-26 | FALSE | Temporarily out of use | Regular | 3000 | Steel-Impressed Current | 1986-05-07 |  | Steel (Impressed Current) | TOU
Circle K 2745026 | 7905 METTER ROAD | SOPERTON | Treutlen | 1400017 | 4 | Flapper Valve | 1989-01-01 | FALSE | 1989-01-01 | FALSE | Currently in Use | Regular | 8000 | Steel-Impressed Current | 1989-01-01 |  | Steel (Impressed Current) | Pressurized
Circle K 2745026 | 7905 METTER ROAD | SOPERTON | Treutlen | 1400017 | 5 | Flapper Valve | 1989-01-01 | FALSE | 1989-01-01 | FALSE | Currently in Use | Plus | 6000 | Steel-Impressed Current | 1989-01-01 |  | Steel (Impressed Current) | Pressurized
TREUTLEN CO FORESTRY UNIT | RT 1 BOX 88 US HWY 221 | SOPERTON | Treutlen | 1400006 | 3 |  | 1990-01-01 |  | 1990-01-01 |  | Removed from Ground | Diesel | 1000 | Galvanic (STIP-3) | 1990-01-01 | 2007-02-22 | Cathodically Protected | Safe Suction (Euro)
ENK750 | 10663 GA 29 | SOPERTON | Treutlen | 1400012 | 3 |  | 1996-07-01 | FALSE | 1996-07-01 | FALSE | Temporarily out of use | Gas (Historical Use) | 10000 | Steel-Impressed Current | 1974-05-08 |  | Double Walled | Pressurized
MINIT MART | 1088 SECOND ST N | SOPERTON | Treutlen | 1400011 | R1 | [5 empty] | Removed from Ground | Gas (Historical Use) | 4000 | Bare Steel | 1976-05-02 | 1899-12-31 | Galvanized Steel
PETRO EXPRESS #14 | 4531 LOUISIANA AVE | SOPERTON | Treutlen | 1400001 | 5 |  | 1995-06-01 | TRUE | 1995-06-01 | TRUE | Temporarily out of use | Used Oil | 500 |  | 1971-03-03 |  | Fiberglass Reinforced Plastic | Pressurized
SOPERTON FULL SERVICE CENTER | 4652 E LOUISIANA AVE | SOPERTON | Treutlen | 1400018 | 3 | Flapper Valve | 1997-08-26 | FALSE | 1997-08-26 | FALSE | Temporarily out of use | Regular | 3000 | Steel-Impressed Current | 1986-05-07 |  | Steel (Impressed Current) | TOU
MINIT MART | 1088 SECOND ST N | SOPERTON | Treutlen | 1400011 | R2 | [5 empty] | Removed from Ground | Gas (Historical Use) | 4000 | Bare Steel | 1976-05-02 | 1899-12-31 | Galvanized Steel
Circle K 2745026 | 7905 METTER ROAD | SOPERTON | Treutlen | 1400017 | 3 | [5 empty] | Removed from Ground | Gas (Historical Use) | 1050 | Bare Steel | 1977-05-10 | 1989-01-01 | Galvanized Steel
Circle K 2745026 | 7905 METTER ROAD | SOPERTON | Treutlen | 1400017 | 6 | Flapper Valve | 1989-01-01 | FALSE | 1989-01-01 | FALSE | Currently in Use | Premium | 6000 | Steel-Impressed Current | 1989-01-01 |  | Steel (Impressed Current) | Pressurized
Circle K 2745026 | 7905 METTER ROAD | SOPERTON | Treutlen | 1400017 | 2 | [5 empty] | Removed from Ground | Gas (Historical Use) | 2000 | Bare Steel | 1977-05-10 | 1989-01-01 | Galvanized Steel
GEORGE MCLEOD | 202 WEST MAIN STREET | SOPERTON | Treutlen | 10000938 | 1 |  |  | FALSE |  | FALSE | Removed from Ground | Gas (Historical Use) | 3000 | Bare Steel | 1990-01-01 | 1990-01-01
GILLIS SPRINGS GROCERY (ABANDONED) | 12626 US HWY 221 | SOPERTON | Treutlen | 9140007 | 4A | Flapper Valve | 1999-05-28 | FALSE | 1999-05-28 | FALSE | Currently in Use | E-10 | 4000 | Composite | 1999-05-25 |  | Fiberglass Reinforced Plastic | Pressurized
TRU MART | 107 MARTIN L KING JR STREET | SOPERTON | Treutlen | 9140009 | 2 |  | 1996-01-01 |  | 1996-01-01 |  | Removed from Ground | Gas (Historical Use) | 10000 | Steel-Impressed Current | 1998-10-08 | 2011-10-05 | Cathodically Protected | Suction (American)
JET FOODS #74 | 3939 EAST MAIN ST | SOPERTON | Treutlen | 9140006 | 3 | Ball Float | 1990-01-01 | FALSE | 1990-01-01 | FALSE | Currently in Use | Regular | 8000 | Galvanic (STIP-3) | 1990-01-01 |  | Fiberglass Reinforced Plastic | Pressurized
TREUTLEN PROBATION CENTER | SESSIONS ST | SOPERTON | Treutlen | 9140001 | 1 | Flapper Valve | 1998-10-01 | FALSE | 1998-10-01 | FALSE | Temporarily out of use | Diesel | 6000 | Fiberglass | 1990-01-01 |  | Fiberglass Reinforced Plastic | Safe Suction (Euro)
GA DOT SIGN SHOP #10539 | 704 GEORGIA AVE WEST | SOPERTON | Treutlen | 1400007 | 539G1 | [5 empty] | Removed from Ground | Gas (Historical Use) | 998 | Bare Steel | 1986-04-29 | 1995-10-25 | Galvanized Steel | Safe Suction (Euro)
Platinum Gas & Store Inc | 1183 N SECOND ST | SOPERTON | Treutlen | 10002839 | 2 |  |  | FALSE |  | FALSE | Removed from Ground | Empty | 500 | Bare Steel |  | 1985-01-01
Platinum Gas & Store Inc | 1183 N SECOND ST | SOPERTON | Treutlen | 10002839 | 1 |  |  | FALSE |  | FALSE | Removed from Ground | Empty | 1000 | Bare Steel |  | 1985-01-01
Hooky's General Store | 4528 E Louisiana Ave | Soperton | Treutlen | 10003024 | 2B | Flapper Valve | 2019-11-15 | FALSE | 2019-11-15 | FALSE | Currently in Use | Diesel Off Road | 4000 | Composite Double Walled | 2019-09-27 |  | Double-Walled Flex | Pressurized
Hooky's General Store | 4528 E Louisiana Ave | Soperton | Treutlen | 10003024 | 1B | Flapper Valve | 2019-11-15 | FALSE | 2019-11-15 | FALSE | Currently in Use | Premium | 4000 | Composite Double Walled | 2019-09-27 |  | Double-Walled Flex | Pressurized
Hooky's General Store | 4528 E Louisiana Ave | Soperton | Treutlen | 10003024 | 1A | Flapper Valve | 2019-11-15 | FALSE | 2019-11-15 | FALSE | Currently in Use | Regular | 8000 | Composite Double Walled | 2019-09-27 |  | Double-Walled Flex | Pressurized
Hooky's General Store | 4528 E Louisiana Ave | Soperton | Treutlen | 10003024 | 2A | Flapper Valve | 2019-11-15 | FALSE | 2019-11-15 | FALSE | Currently in Use | Diesel On Road | 8000 | Composite Double Walled | 2019-09-27 |  | Double-Walled Flex | Pressurized
WESTPOINT STEVENS GRAPHICS | 901 THIRD AVE | WEST POINT | Troup | 9141048 | 5 | [5 empty] | Removed from Ground | Other | 1500 | Not Marked/Unknown | 1994-12-22 | 1994-12-22 | Not Marked
HOP IN 100507 | 1900 STATE RTE 18 | WEST POINT | Troup | 9141082 | 2 | Ball Float | 1996-09-23 | FALSE | 1996-09-23 | FALSE | Currently in Use | Premium | 8000 | Fiberglass Double Walled | 1996-09-02 |  | Fiberglass Reinforced Plastic | Pressurized
CITY OF WEST POINT SERVICE STATI | 606 FIRST AVE | WEST POINT | Troup | 9141097 | 2 | Flapper Valve | 1998-12-14 |  | 1998-12-14 |  | Removed from Ground | Gas (Historical Use) | 8000 | Steel-Impressed Current | 1974-01-01 | 2015-05-08 | Steel (Impressed Current) | Suction (American)
CHATTAHOOCHEE VALLEY RAILROAD | 305 WEST 5TH STREET | WEST POINT | Troup | 9141051 | 1 | [5 empty] | Removed from Ground | Diesel | 0 | Not Marked/Unknown | 1993-07-02 | 1993-07-02 | Not Marked
P F MOON & CO INC | 2207 HWY 103 | WEST POINT | Troup | 9141060 | 2 |  | 1998-11-24 |  | 1998-11-24 |  | Removed from Ground | Diesel | 5000 | Fiberglass | 1977-01-01 | 2010-03-08 | Cathodically Protected | Suction (American)
BATSON-COOK CO LUMBER YARD | STATE LINE RD | WEST POINT | Troup | 9141005 | 6 | [5 empty] | Removed from Ground | Gas (Historical Use) | 500 | Bare Steel | 1968-01-01 | 1991-12-13 | Bare Steel | Suction (American)
WESTPOINT STEVENS GRAPHICS | 901 THIRD AVE | WEST POINT | Troup | 9141048 | 2 | [5 empty] | Removed from Ground | Other | 500 | Not Marked/Unknown | 1994-12-22 | 1994-12-22 | Not Marked
TRI-CITY TIRE #29 | 913 THIRD AVE | WEST POINT | Troup | 9000542 | 1 | [5 empty] | Removed from Ground | Gas (Historical Use) | 10000 | Bare Steel | 1961-01-01 | 1899-12-31 | Galvanized Steel
BATSON-COOK CO | 801 4TH AVE | WEST POINT | Troup | 1410121 | 1 | [5 empty] | Removed from Ground | Gas (Historical Use) | 500 | Bare Steel | 1991-12-01 | 1991-12-01 | Unknown | Suction (American)
CIRCLE K 6676 | 1304 THIRD AVE | WEST POINT | Troup | 1410149 | 1 | Flapper Valve | 1998-08-04 |  | 1998-08-04 |  | Removed from Ground | Gas (Historical Use) | 8000 | Steel-Impressed Current | 1980-05-09 | 2011-12-02 | Fiberglass Reinforced Plastic | Pressurized
BATSON-COOK CO LUMBER YARD | STATE LINE RD | WEST POINT | Troup | 9141005 | 8 | [5 empty] | Removed from Ground | Gas (Historical Use) | 500 | Bare Steel | 1968-01-01 | 1991-12-13 | Bare Steel | Suction (American)
TRI-CITY TIRE #29 | 913 THIRD AVE | WEST POINT | Troup | 9000542 | 5 |  |  | TRUE |  | TRUE | Removed from Ground | Used Oil | 0 | Bare Steel | 1961-01-01 | 1899-12-31 | Not Marked
TRI-CITY TIRE #29 | 913 THIRD AVE | WEST POINT | Troup | 9000542 | 4 |  |  | TRUE |  | TRUE | Removed from Ground | Used Oil | 1000 | Bare Steel | 1961-01-01 | 1899-12-31 | Not Marked
RIVERSIDE TEXACO AKA STRICKLAND TEXACO | 200 WEST 8TH | WEST POINT | Troup | 1410207 | 5 |  | 1998-09-15 | FALSE | 1998-09-15 | FALSE | Removed from Ground | Used Oil | 0 | Bare Steel | 2004-02-11 | 2004-02-11 | Bare Steel | Pressurized
Shell #3 | 1860 GA HWY 18 | WEST POINT | Troup | 9141078 | 2 | Ball Float | 1995-10-16 | FALSE | 1995-10-16 | FALSE | Currently in Use | Premium | 10000 | Fiberglass Double Walled | 1995-10-16 |  | Double-Walled Fiberglass | Pressurized
COCA-COLA BOTTLING CO W POINT/LA | 1700 EAST 10TH ST | WEST POINT | Troup | 9000245 | 1 | [5 empty] | Removed from Ground | Diesel | 1000 | Bare Steel | 1971-03-07 | 1989-06-02 | Galvanized Steel
WEST POINT FOUNDRY & MACHINE CO | 2021 STATE LINE RD | WEST POINT | Troup | 9141008 | 2 |  | 1991-12-20 |  | 1991-12-20 |  | Removed from Ground | Gas (Historical Use) | 1000 | Tank Jacket | 1991-12-15 | 2009-12-14 | Fiberglass Reinforced Plastic | Suction (American)
WESTPOINT STEVENS GRAPHICS | 901 THIRD AVE | WEST POINT | Troup | 9141048 | 3 | [5 empty] | Removed from Ground | Other | 500 | Not Marked/Unknown | 1994-12-22 | 1994-12-22 | Not Marked
Shell #3 | 1860 GA HWY 18 | WEST POINT | Troup | 9141078 | 1 | Ball Float | 1995-10-16 | FALSE | 1995-10-16 | FALSE | Currently in Use | Regular | 12000 | Fiberglass Double Walled | 1995-10-16 |  | Double-Walled Fiberglass | Pressurized
RIVERSIDE TEXACO AKA STRICKLAND TEXACO | 200 WEST 8TH | WEST POINT | Troup | 1410207 | LF | Flapper Valve | 1998-09-15 |  | 1998-09-15 |  | Removed from Ground | Gas (Historical Use) | 4000 | Steel-Impressed Current | 1986-05-01 | 2007-05-08 | Steel (Impressed Current) | Pressurized
RIVERSIDE TEXACO AKA STRICKLAND TEXACO | 200 WEST 8TH | WEST POINT | Troup | 1410207 | DC | Flapper Valve | 1998-09-15 |  | 1998-09-15 |  | Removed from Ground | Diesel | 4000 | Steel-Impressed Current | 1986-05-01 | 2007-05-08 | Steel (Impressed Current) | Suction (American)
CIRCLE K 2706675 | 302 EAST 10TH ST | WEST POINT | Troup | 1410150 | 1 | Flapper Valve | 1995-04-10 | FALSE | 1995-04-10 | FALSE | Currently in Use | Gas (Historical Use) | 8000 | Steel-Impressed Current | 1978-05-10 |  | Fiberglass Reinforced Plastic | Pressurized
CIRCLE K 6676 | 1304 THIRD AVE | WEST POINT | Troup | 1410149 | 2 | Flapper Valve | 1998-08-04 |  | 1998-08-04 |  | Removed from Ground | Gas (Historical Use) | 6000 | Steel-Impressed Current | 1980-05-09 | 2011-12-02 | Fiberglass Reinforced Plastic | Pressurized
WEST POINT FOUNDRY & MACHINE CO | 2021 STATE LINE RD | WEST POINT | Troup | 9141008 | 1 | [5 empty] | Removed from Ground | Gas (Historical Use) | 1000 | Bare Steel | 1968-01-01 | 1991-12-01 | Galvanized Steel
SPUR STATION #1033 | US HWY 29 | WEST POINT | Troup | 9000723 | 2 | [5 empty] | Removed from Ground | Gas (Historical Use) | 14100 | Bare Steel | 1964-01-20 | 1990-09-13 | Galvanized Steel | Pressurized
SKINNER FURNTURE STORE OF WEST P | 701 FOURTH ST | WEST POINT | Troup | 1410114 | 2 | [5 empty] | Removed from Ground | Gas (Historical Use) | 10000 | Bare Steel | 1991-11-22 | 1991-11-22 | Galvanized Steel
SUNLIT | 101 W 8TH ST | WEST POINT | Troup | 9141090 | 2 | Ball Float | 1998-01-31 | FALSE | 1998-01-31 | FALSE | Currently in Use | Premium | 8000 | Fiberglass Double Walled | 1998-01-31 |  | Double-Walled Fiberglass | Pressurized
SHELNUT'S GROCERY & GAS | RT 2 | WEST POINT | Troup | 1410054 | 1 | [5 empty] | Removed from Ground | Gas (Historical Use) | 560 | Bare Steel | 1976-04-18 | 1998-09-02 | Unknown
BAGLEYS GROCERY | 3659 BARTLEY RD | WEST POINT | Troup | 1410191 | 1 |  | 1997-06-13 | FALSE | 1997-06-13 | FALSE | Temporarily out of use | Gas (Historical Use) | 1000 | Steel-Impressed Current | 1970-05-12 |  | Galvanized Steel | Safe Suction (Euro)
WPS/CORP DP/FORMER POOL CAR SHOP | 400 WEST 10TH ST | WEST POINT | Troup | 1410188 | 1 | [5 empty] | Closed in Ground | Gas (Historical Use) | 8000 | Cathodically Protected Steel | 1985-05-07 | 1994-12-22 | Galvanized Steel
SPUR STATION #1033 | US HWY 29 | WEST POINT | Troup | 9000723 | 1 | [5 empty] | Removed from Ground | Gas (Historical Use) | 6048 | Bare Steel | 1964-01-20 | 1990-09-13 | Galvanized Steel | Pressurized
RIVERSIDE TEXACO AKA STRICKLAND TEXACO | 200 WEST 8TH | WEST POINT | Troup | 1410207 | SC | Flapper Valve | 1998-09-15 |  | 1998-09-15 |  | Removed from Ground | Gas (Historical Use) | 4000 | Steel-Impressed Current | 1986-05-01 | 2007-05-08 | Steel (Impressed Current) | Pressurized
SKINNER FURNTURE STORE OF WEST P | 701 FOURTH ST | WEST POINT | Troup | 1410114 | 1 | [5 empty] | Removed from Ground | Diesel | 10673 | Bare Steel | 1961-04-13 | 1991-11-22 | Galvanized Steel
P F MOON & CO INC | 2207 HWY 103 | WEST POINT | Troup | 9141060 | 1 |  | 1998-11-24 |  | 1998-11-24 |  | Removed from Ground | Gas (Historical Use) | 5000 | Fiberglass | 1984-01-01 | 2010-03-08 | Cathodically Protected | Suction (American)
WESTPOINT STEVENS GRAPHICS | 901 THIRD AVE | WEST POINT | Troup | 9141048 | 4 | [5 empty] | Removed from Ground | Other | 1500 | Not Marked/Unknown | 1994-12-22 | 1994-12-22 | Not Marked
Shell #3 | 1860 GA HWY 18 | WEST POINT | Troup | 9141078 | 3 | Ball Float | 1995-10-16 | FALSE | 1995-10-16 | FALSE | Currently in Use | Diesel | 10000 | Fiberglass Double Walled | 1995-10-16 |  | Double-Walled Fiberglass | Pressurized
RIVERSIDE TEXACO AKA STRICKLAND TEXACO | 200 WEST 8TH | WEST POINT | Troup | 1410207 | FC | Flapper Valve | 1998-09-15 |  | 1998-09-15 |  | Removed from Ground | Gas (Historical Use) | 4000 | Steel-Impressed Current | 1986-05-01 | 2007-05-08 | Steel (Impressed Current) | Suction (American)
SHELNUT'S GROCERY & GAS | RT 2 | WEST POINT | Troup | 1410054 | 2 | [5 empty] | Removed from Ground | Gas (Historical Use) | 560 | Bare Steel | 1976-04-18 | 1998-09-02 | Unknown
HOP IN 100507 | 1900 STATE RTE 18 | WEST POINT | Troup | 9141082 | 3 | Ball Float | 1996-09-23 | FALSE | 1996-09-23 | FALSE | Currently in Use | Diesel | 8000 | Fiberglass Double Walled | 1996-09-02 |  | Fiberglass Reinforced Plastic | Pressurized
CITY OF WEST POINT SERVICE STATI | 606 FIRST AVE | WEST POINT | Troup | 9141097 | 3 | Flapper Valve | 1998-12-14 |  | 1998-12-14 |  | Removed from Ground | Gas (Historical Use) | 500 | Steel-Impressed Current | 1974-01-01 | 2015-05-08 | Steel (Impressed Current) | Suction (American)
COCA-COLA BOTTLING CO W POINT/LA | 1700 EAST 10TH ST | WEST POINT | Troup | 9000245 | 2 | [5 empty] | Removed from Ground | Gas (Historical Use) | 3000 | Bare Steel | 1981-03-04 | 1989-06-02 | Galvanized Steel
CIRCLE K 2706675 | 302 EAST 10TH ST | WEST POINT | Troup | 1410150 | 2 | Flapper Valve | 1995-04-10 | FALSE | 1995-04-10 | FALSE | Currently in Use | Regular | 6000 | Galvanic (STIP-3) | 1978-05-10 |  | Fiberglass Reinforced Plastic | Pressurized
WEST POINT PEPERELL INC/CORP OFF | 400 WEST 10TH ST | WEST POINT | Troup | 1410187 | 1 | [5 empty] | Closed in Ground | Diesel | 5000 | Bare Steel | 1950-05-16 | 1988-10-29 | Unknown
SPUR STATION #1033 | US HWY 29 | WEST POINT | Troup | 9000723 | 3 | [5 empty] | Removed from Ground | Gas (Historical Use) | 15177 | Bare Steel | 1964-01-20 | 1990-09-13 | Galvanized Steel | Pressurized
SNACK ATTACK #8 | 403 THIRD AVE | WEST POINT | Troup | 1410208 | SC |  | 1998-12-04 | FALSE | 1998-12-01 | FALSE | Temporarily out of use | Gas (Historical Use) | 5000 |  | 1986-05-08 |  |  | Pressurized
WEST POINT PEPPERELL/TELECOMM DP | 409 WEST 10TH ST | WEST POINT | Troup | 9141031 | 1 | [5 empty] | Removed from Ground | Diesel | 280 | Bare Steel | 1984-01-01 | 1993-01-01 | Unknown
HOP IN 100507 | 1900 STATE RTE 18 | WEST POINT | Troup | 9141082 | 1 | Ball Float | 1996-09-23 | FALSE | 1996-09-23 | FALSE | Currently in Use | Regular | 10000 | Fiberglass Double Walled | 1996-09-02 |  | Fiberglass Reinforced Plastic | Pressurized
SUNLIT | 101 W 8TH ST | WEST POINT | Troup | 9141090 | 1 | Ball Float | 1998-01-31 | FALSE | 1998-01-31 | FALSE | Currently in Use | Regular | 10000 | Fiberglass Double Walled | 1998-01-31 |  | Double-Walled Fiberglass | Pressurized
CITY OF WEST POINT SERVICE STATI | 606 FIRST AVE | WEST POINT | Troup | 9141097 | 1 | Flapper Valve | 1998-12-14 |  | 1998-12-14 |  | Removed from Ground | Diesel | 8000 | Steel-Impressed Current | 1974-01-01 | 2015-05-08 | Steel (Impressed Current) | Suction (American)
WEST POINT FOUNDRY & MACHINE CO/ | 815 FIFTH AVE | WEST POINT | Troup | 9141006 | 1 | [5 empty] | Removed from Ground | Gas (Historical Use) | 7600 | Bare Steel | 1956-01-01 | 1991-12-13 | Galvanized Steel | Suction (American)
WEST POINT ELEM SCHOOL | 1701 E 12TH STREET | WEST POINT | Troup | 9141085 | 1 |  | 1988-01-01 |  | 1988-01-01 |  | Removed from Ground | Diesel | 6000 | Fiberglass | 1988-01-01 | 1998-09-22 | Fiberglass Reinforced Plastic | Suction (American)
GRAY HILL ELEMENTARY SCHOOL | 3524 BARTLEY RD | WEST POINT | Troup | 1410019 | 2 | [5 empty] | Removed from Ground | Gas (Historical Use) | 10000 | Not Marked/Unknown | 1978-01-30 | 1989-09-01 | Not Marked
SPECTRUM #1 | 501 THIRD AVE | WEST POINT | Troup | 1410151 | 1 | [5 empty] | Removed from Ground | Gas (Historical Use) | 8000 | Bare Steel | 1974-05-11 | 1990-09-10 | Galvanized Steel
CIRCLE K 6676 | 1304 THIRD AVE | WEST POINT | Troup | 1410149 | 4 | Flapper Valve | 1998-08-04 |  | 1998-08-04 |  | Removed from Ground | Diesel | 1000 | Steel-Impressed Current | 1985-05-08 | 2011-12-02 | Fiberglass Reinforced Plastic | Safe Suction (Euro)
BAGLEYS GROCERY | 3659 BARTLEY RD | WEST POINT | Troup | 1410191 | 2 |  | 1997-06-13 | FALSE | 1997-06-13 | FALSE | Temporarily out of use | Gas (Historical Use) | 1000 | Steel-Impressed Current | 1970-05-12 |  | Galvanized Steel | Safe Suction (Euro)
WPS/CORP DP/FORMER POOL CAR SHOP | 400 WEST 10TH ST | WEST POINT | Troup | 1410188 | 2 | [5 empty] | Removed from Ground | Gas (Historical Use) | 250 | Not Marked/Unknown | 1992-01-01 | 1992-01-01 | Unknown
SNACK ATTACK #8 | 403 THIRD AVE | WEST POINT | Troup | 1410208 | FC |  | 1998-12-04 | FALSE | 1998-12-04 | FALSE | Temporarily out of use |  | 5000 |  | 1986-05-08 |  |  | Pressurized
SAURIN ENTERPRISES LLC | 1000 AVENUE EAST | WEST POINT | Troup | 1410194 | 2 | Flapper Valve | 1995-10-16 | FALSE | 1995-10-16 | FALSE | Currently in Use | Premium | 6000 | Steel-Impressed Current | 1995-09-01 |  | Fiberglass Reinforced Plastic | Pressurized
CIRCLE K 2706675 | 302 EAST 10TH ST | WEST POINT | Troup | 1410150 | 3 | Flapper Valve | 1995-04-10 | FALSE | 1995-04-10 | FALSE | Currently in Use | Gas (Historical Use) | 6000 | Steel-Impressed Current | 1978-05-10 |  | Fiberglass Reinforced Plastic | Pressurized
SAURIN ENTERPRISES LLC | 1000 AVENUE EAST | WEST POINT | Troup | 1410194 | 1 | Flapper Valve | 1995-10-16 | FALSE | 1995-10-16 | FALSE | Currently in Use | Regular | 8000 | Steel-Impressed Current | 1995-09-01 |  | Fiberglass Reinforced Plastic | Pressurized
TRI-CITY TIRE #29 | 913 THIRD AVE | WEST POINT | Troup | 9000542 | 3 | [5 empty] | Removed from Ground | Gas (Historical Use) | 5000 | Bare Steel | 1961-01-01 | 1899-12-31 | Galvanized Steel
WEST POINT GA RMLR | SHUMAKER RD .5 MILE | WEST POINT | Troup | 1410081 | 1 | [5 empty] | Removed from Ground | Diesel | 300 | Bare Steel | 1976-04-25 | 1998-08-03 | Bare Steel | Safe Suction (Euro)
SPECTRUM #1 | 501 THIRD AVE | WEST POINT | Troup | 1410151 | 2 | [5 empty] | Removed from Ground | Gas (Historical Use) | 8000 | Bare Steel | 1974-05-11 | 1990-09-10 | Galvanized Steel
CIRCLE K 6676 | 1304 THIRD AVE | WEST POINT | Troup | 1410149 | 3 | Flapper Valve | 1998-08-04 |  | 1998-08-04 |  | Removed from Ground | Gas (Historical Use) | 6000 | Steel-Impressed Current | 1980-05-09 | 2011-12-02 | Fiberglass Reinforced Plastic | Pressurized
SNACK ATTACK #8 | 403 THIRD AVE | WEST POINT | Troup | 1410208 | LF |  | 1998-12-04 | FALSE | 1998-12-01 | FALSE | Temporarily out of use | Gas (Historical Use) | 5000 |  | 1986-05-08 |  |  | Pressurized
T J BEALL CO | 1603 NORTH 3RD AVE | WEST POINT | Troup | 1410203 | 1 | [5 empty] | Removed from Ground | Gas (Historical Use) | 500 | Marked Unknown | 1956-05-15 | 1996-05-22 | Unknown
SAURIN ENTERPRISES LLC | 1000 AVENUE EAST | WEST POINT | Troup | 1410194 | 3 | Flapper Valve | 1995-10-16 | FALSE | 1995-10-16 | FALSE | Temporarily out of use |  | 6000 | Steel-Impressed Current | 1995-09-01 |  | Fiberglass Reinforced Plastic | Pressurized
WESTPOINT STEVENS GRAPHICS | 901 THIRD AVE | WEST POINT | Troup | 9141048 | 1 | [5 empty] | Removed from Ground | Other | 500 | Not Marked/Unknown | 1994-12-22 | 1994-12-22 | Not Marked
TRI-CITY TIRE #29 | 913 THIRD AVE | WEST POINT | Troup | 9000542 | 2 | [5 empty] | Removed from Ground | Gas (Historical Use) | 10000 | Bare Steel | 1961-01-01 | 1899-12-31 | Galvanized Steel
GRAY HILL ELEMENTARY SCHOOL | 3524 BARTLEY RD | WEST POINT | Troup | 1410019 | 1 | [5 empty] | Removed from Ground | Propane | 500 | Not Marked/Unknown | 1955-02-05 | 1989-09-01 | Not Marked
JAMIE MILLER LOGGING CO | CHIPLEY HWY | WEST POINT | Troup | 1410069 | 1 | [5 empty] | Removed from Ground | Gas (Historical Use) | 1000 | Bare Steel | 1975-04-21 | 1986-07-01 | Galvanized Steel
HOGANSVILLE CHEVRON | 1879 E MAIN ST | HOGANSVILLE | Troup | 10001795 | 4 | Ball Float | 1996-04-01 | FALSE | 1996-04-01 | FALSE | Currently in Use | Diesel | 15000 | Galvanic (STIP-3) | 1996-04-01 |  | Double-Walled Flex | Pressurized
SPEEDY SERVE | 201 WHITESVILLE RD | LAGRANGE | Troup | 10001270 | 3 | Ball Float | 2006-07-24 | FALSE | 2006-07-24 | FALSE | Currently in Use | Diesel | 6000 | Fiberglass | 2006-07-24 |  | Fiberglass Reinforced Plastic | Pressurized
CAMP BAIT & TACKLES | 56 VERNON FERRY RD | LAGRANGE | Troup | 1410156 | 3 | Flapper Valve | 1999-02-10 | FALSE | 1999-02-10 | FALSE | Temporarily out of use | Empty | 3000 | Fiberglass | 1999-02-10 |  | Double-Walled Fiberglass | Pressurized
CC & C GROCERY | 1276 CORINTH RD | HOGANSVILLE | Troup | 1410104 | 2 | [5 empty] | Removed from Ground | Gas (Historical Use) | 560 | Bare Steel | 1984-04-29 | 1999-08-27 | Galvanized Steel
GREENWAY #635 | 106 US HWY 29 NORTH | HOGANSVILLE | Troup | 1410155 | 6 | [5 empty] | Removed from Ground | Gas (Historical Use) | 4000 | Cathodically Protected Steel | 1987-10-01 | 1899-12-31 | Bare Steel | Pressurized
HINES UNION 76 | HWY 29 | HOGANSVILLE | Troup | 1410152 | 1 | [5 empty] | Removed from Ground | Gas (Historical Use) | 2000 | Bare Steel | 1978-05-10 | 2016-09-21 | Galvanized Steel | Safe Suction (Euro)
NEW FRANKLIN QV #792 | 203 NEW FRANKLIN RD | LAGRANGE | Troup | 10001802 | 1 | Ball Float | 1991-01-01 | FALSE | 1991-01-01 | FALSE | Currently in Use | Premium | 12000 | Steel-Impressed Current | 1978-05-02 |  | Double-Walled Fiberglass | Pressurized
WINKLES TEXACO | 305 HWY 29 | HOGANSVILLE | Troup | 1410097 | 2 | [5 empty] | Permanently Out of Use - historical purposes | Gas (Historical Use) | 4000 | Bare Steel | 1961-05-05 | 1899-12-31 | Galvanized Steel
BATSON-COOK CO LUMBER YARD | STATE LINE RD | WEST POINT | Troup | 9141005 | 5 | [5 empty] | Removed from Ground | Gas (Historical Use) | 3000 | Bare Steel | 1968-01-01 | 1991-12-13 | Bare Steel | Suction (American)
CHEVRON/SINCLAIRS STANDARD STA | HWY 29/510 3RD AVE | WEST POINT | Troup | 720009 | 3 | [5 empty] | Removed from Ground | Other | 1000 | Bare Steel | 1994-03-23 | 1994-03-23 | Bare Steel | Pressurized
CHEVRON/SINCLAIRS STANDARD STA | HWY 29/510 3RD AVE | WEST POINT | Troup | 720009 | 2 | [5 empty] | Removed from Ground | Other | 1000 | Bare Steel | 1994-03-23 | 1994-03-23 | Bare Steel | Pressurized
BATSON-COOK CO LUMBER YARD | STATE LINE RD | WEST POINT | Troup | 9141005 | 2 | [5 empty] | Removed from Ground | Diesel | 1000 | Bare Steel | 1968-01-01 | 1991-12-13 | Bare Steel | Suction (American)
BATSON-COOK CO LUMBER YARD | STATE LINE RD | WEST POINT | Troup | 9141005 | 3 | [5 empty] | Removed from Ground | Gas (Historical Use) | 3000 | Bare Steel | 1968-01-01 | 1991-12-13 | Bare Steel | Suction (American)
CHEVRON/SINCLAIRS STANDARD STA | HWY 29/510 3RD AVE | WEST POINT | Troup | 720009 | 4 | [5 empty] | Removed from Ground | Other | 550 | Bare Steel | 1994-03-23 | 1994-03-23 | Bare Steel | Pressurized
CHEVRON/SINCLAIRS STANDARD STA | HWY 29/510 3RD AVE | WEST POINT | Troup | 720009 | 5 | [5 empty] | Removed from Ground | Other | 1000 | Bare Steel | 1994-03-23 | 1994-03-23 | Bare Steel | Pressurized
BATSON-COOK CO LUMBER YARD | STATE LINE RD | WEST POINT | Troup | 9141005 | 1 | [5 empty] | Removed from Ground | Gas (Historical Use) | 1000 | Bare Steel | 1968-01-01 | 1991-12-13 | Bare Steel | Suction (American)
CALLAWAY HIGH SCHOOL | 211 WHITFIELD RD | HOGANSVILLE | Troup | 9141099 | 1 | Flapper Valve | 1998-12-01 | FALSE | 1998-12-01 | FALSE | Currently in Use | Diesel | 6000 | Fiberglass | 1998-12-01 |  | Fiberglass Reinforced Plastic | Safe Suction (Euro)
ED'S SERVICE CENTER | 214 N HWY 29 | HOGANSVILLE | Troup | 9141074 | 3 | [5 empty] | Closed in Ground | Gas (Historical Use) | 2000 | Bare Steel | 1998-12-03 | 1998-12-03 | Galvanized Steel | Safe Suction (Euro)
MARATHON GAS | 309 SOUTH US HWY 29 | HOGANSVILLE | Troup | 9141004 | 1 | [5 empty] | Removed from Ground | Empty | 10000 | Cathodically Protected Steel | 1988-01-01 | 2002-07-18 | Fiberglass Reinforced Plastic
LOVES TRAVEL STOPS #376 | 1621 BASS CROSS RD | HOGANSVILLE | Troup | 9141063 | 5 | Ball Float | 2007-11-01 | FALSE | 2007-11-01 | FALSE | Currently in Use | Regular | 20000 | Composite Double Walled | 2007-10-01 |  | Double-Walled Fiberglass | Pressurized
JONES BROTHERS | 1084 STEWART RD | LAGRANGE | Troup | 1410109 | 3 | [5 empty] | Removed from Ground | Diesel | 560 | Bare Steel | 1986-05-01 | 1899-12-31 | Galvanized Steel
PILOT TRAVEL CENTER #069 | 1960 WHITESVILLE RD | LAGRANGE | Troup | 1410124 | 6 |  |  | TRUE |  | TRUE | Removed from Ground | Used Oil | 3000 | Composite | 1985-05-08 | 1989-06-01 | Fiberglass Reinforced Plastic
MARATHON GAS | 309 SOUTH US HWY 29 | HOGANSVILLE | Troup | 9141004 | 4 | Ball Float | 2005-07-20 | FALSE | 2005-07-20 | FALSE | Currently in Use | Premium | 8000 | Fiberglass Double Walled | 2005-07-20 |  | Fiberglass Reinforced Plastic | Pressurized
LOVES TRAVEL STOPS #376 | 1621 BASS CROSS RD | HOGANSVILLE | Troup | 9141063 | O |  | 1993-02-24 |  | 1993-02-24 |  | Removed from Ground | Gas (Historical Use) | 8000 | Galvanic (STIP-3) | 1977-01-01 | 2007-09-01 | Fiberglass Reinforced Plastic | Pressurized
LOVES TRAVEL STOPS #376 | 1621 BASS CROSS RD | HOGANSVILLE | Troup | 9141063 | P |  | 1993-02-24 |  | 1993-02-24 |  | Removed from Ground | Gas (Historical Use) | 8000 | Galvanic (STIP-3) | 1977-01-01 | 2007-09-01 | Fiberglass Reinforced Plastic | Pressurized
JP HOGANSVILLE | 1945 EAST MAIN ST | HOGANSVILLE | Troup | 9141021 | 6 | Flapper Valve | 2018-09-20 | FALSE | 2018-09-20 | FALSE | Currently in Use | Premium | 8000 | Composite Double Walled | 2018-09-20 |  | Double-Walled Fiberglass | Pressurized
CC & C GROCERY | 1276 CORINTH RD | HOGANSVILLE | Troup | 1410104 | 3 | [5 empty] | Removed from Ground | Gas (Historical Use) | 560 | Bare Steel | 1984-04-29 | 1999-08-27 | Galvanized Steel
BARNES GROCERY | RT 2/MOBLEY BRIDGE RD | HOGANSVILLE | Troup | 1410079 | 2 | [5 empty] | Removed from Ground | Gas (Historical Use) | 550 | Bare Steel | 1971-04-22 | 1988-04-01 | Galvanized Steel
GREENWAY #635 | 106 US HWY 29 NORTH | HOGANSVILLE | Troup | 1410155 | 1 | [5 empty] | Removed from Ground | Gas (Historical Use) | 1065 | Bare Steel | 1973-05-11 | 1987-10-01 | Galvanized Steel
CITY OF HOGANSVILLE PUBLIC WORKS DEPT | 119 LINCOLN ST | HOGANSVILLE | Troup | 10001897 | 1B | Ball Float | 2005-06-06 | FALSE | 2005-06-06 | FALSE | Currently in Use | Diesel | 5000 | Fiberglass | 2005-06-06 |  | Fiberglass Reinforced Plastic | Safe Suction (Euro)
SPEEDY SERVE | 201 WHITESVILLE RD | LAGRANGE | Troup | 10001270 | 2 | Ball Float | 2006-07-24 | FALSE | 2006-07-24 | FALSE | Currently in Use | Gas (Historical Use) | 6000 | Fiberglass | 2006-07-24 |  | Fiberglass Reinforced Plastic | Pressurized
CAMP BAIT & TACKLES | 56 VERNON FERRY RD | LAGRANGE | Troup | 1410156 | 2 | [5 empty] | Removed from Ground | Gas (Historical Use) | 1000 | Bare Steel | 1986-05-05 | 1999-02-03 | Galvanized Steel | Suction (American)
1 STOP | 404 HAMILTON RD | LAGRANGE | Troup | 1410147 | 4B | Flapper Valve | 2024-09-05 | FALSE | 2024-09-05 | FALSE | Currently in Use | Premium | 4000 | Composite Double Walled | 2024-09-05 |  | Double-Walled Flex | Pressurized
Picnic Basket | 2723 ROANOKE RD | LAGRANGE | Troup | 1410128 | 3 | [5 empty] | Removed from Ground | Gas (Historical Use) | 1000 | Bare Steel | 1986-05-05 | 1994-11-14 | Galvanized Steel
ROBERT BALES | 101 HAMILTON RD | LAGRANGE | Troup | 1410134 | 2 | [5 empty] | Removed from Ground | Gas (Historical Use) | 6000 | Bare Steel | 1977-05-10 | 1989-07-18 | Galvanized Steel
HAPPY STOP #1 | 412 GREENVILLE ST | LAGRANGE | Troup | 1410140 | 1 | [5 empty] | Removed from Ground | Gas (Historical Use) | 10000 | Bare Steel | 1962-05-14 | 1991-01-01 | Galvanized Steel
MR B'S | RT 1 LONE OAK RD | HOGANSVILLE | Troup | 1410001 | 1 | [5 empty] | Removed from Ground | Gas (Historical Use) | 10000 | Bare Steel | 1972-01-01 | 1988-12-20 | Galvanized Steel
NEW FRANKLIN QV #792 | 203 NEW FRANKLIN RD | LAGRANGE | Troup | 10001802 | 2 | Ball Float | 1991-01-01 | FALSE | 1991-01-01 | FALSE | Currently in Use | E-10 | 12000 | Steel-Impressed Current | 1978-05-02 |  | Double-Walled Fiberglass | Pressurized
BIG PEACH MINIT MART | 426 SOUTH GREENWOOD ST (aka 200 Ashton St) | LAGRANGE | Troup | 1410148 | 3 | Ball Float | 1990-05-30 | FALSE | 1990-05-30 | FALSE | Currently in Use | Regular | 4000 | Steel-Impressed Current | 1975-05-11 |  | Fiberglass Reinforced Plastic | Pressurized
MARATHON GAS | 309 SOUTH US HWY 29 | HOGANSVILLE | Troup | 9141004 | 2 | [5 empty] | Removed from Ground | Empty | 10000 | Cathodically Protected Steel | 1988-01-01 | 2002-07-18 | Fiberglass Reinforced Plastic
LOVES TRAVEL STOPS #376 | 1621 BASS CROSS RD | HOGANSVILLE | Troup | 9141063 | 6 |  | 1993-02-24 |  | 1993-02-24 |  | Removed from Ground | Diesel | 8000 | Galvanic (STIP-3) | 1977-01-01 | 2007-09-01 | Fiberglass Reinforced Plastic | Pressurized
HOGANSVILLE | PO BOX 276 | HOGANSVILLE | Troup | 1410090 | 1 | [5 empty] | Removed from Ground | Diesel | 5000 | Bare Steel | 1979-04-12 | 1987-01-01 | Unknown
CITY OF HOGANSVILLE | 400 EAST MAIN ST | HOGANSVILLE | Troup | 1410078 | 1 | [5 empty] | Removed from Ground | Gas (Historical Use) | 1000 | Bare Steel | 1968-04-22 | 1988-06-01 | Galvanized Steel
HOP IN 100498 | 1831 E MAIN ST | HOGANSVILLE | Troup | 1410190 | 3 |  | 1996-06-10 |  | 1996-06-10 |  | Currently in Use | Diesel | 10000 | Fiberglass | 1986-05-08 |  | Fiberglass Reinforced Plastic | Pressurized
HUBBARD-SPINKS #20 | HWY 219 RT #1 | HOGANSVILLE | Troup | 1410142 | 2 | [5 empty] | Removed from Ground | Gas (Historical Use) | 4000 | Bare Steel | 1986-05-08 | 1999-12-01 | Galvanized Steel
FORMER GAS STATION | 2530 WEST POINT ROAD | LAGRANGE | Troup | 10001819 | 2 |  |  | FALSE |  | FALSE | Removed from Ground | Gas (Historical Use) | 500 | Bare Steel | 2009-09-04 | 2009-09-04 | Bare Steel
HOP IN 100497 | 1908 HAMILTON ROAD | LAGRANGE | Troup | 1410136 | 6 | Ball Float | 1999-10-01 |  | 1999-10-01 |  | Currently in Use | Diesel | 8000 | Fiberglass Double Walled | 1999-10-01 |  | Double-Walled Fiberglass | Pressurized
LOVES TRAVEL STOPS #376 | 1621 BASS CROSS RD | HOGANSVILLE | Troup | 9141063 | 2 | Ball Float | 2007-11-01 | FALSE | 2007-11-01 | FALSE | Currently in Use | Diesel | 20000 | Composite Double Walled | 2007-10-01 |  | Double-Walled Fiberglass | Pressurized
JP HOGANSVILLE | 1945 EAST MAIN ST | HOGANSVILLE | Troup | 9141021 | 3 | Flapper Valve | 1993-06-01 | FALSE | 1993-06-01 | FALSE | Currently in Use | Regular | 10000 | Fiberglass | 1989-06-01 |  | Fiberglass Reinforced Plastic | Pressurized
HART & BURGESS FARM | HAMILTON RD | LAGRANGE | Troup | 1410107 | 1 | [5 empty] | Removed from Ground | Gas (Historical Use) | 560 | Bare Steel | 1983-04-30 | 1899-12-31 | Galvanized Steel
LAGRANGE GAS N GO | 2560 WHITESVILLE RD | LAGRANGE | Troup | 1410115 | 6 | [5 empty] | Removed from Ground | Diesel | 10000 | Bare Steel | 1968-05-05 | 1993-04-26 | Galvanized Steel | Pressurized
LAGRANGE GAS N GO | 2560 WHITESVILLE RD | LAGRANGE | Troup | 1410115 | D | Flapper Valve | 1993-02-01 | FALSE | 1993-02-01 | FALSE | Currently in Use | Diesel | 20000 | Fiberglass | 1993-02-25 |  | Double-Walled Fiberglass | Pressurized
GREENWAY #635 | 106 US HWY 29 NORTH | HOGANSVILLE | Troup | 1410155 | 2 | [5 empty] | Removed from Ground | Gas (Historical Use) | 1065 | Bare Steel | 1973-05-11 | 1987-10-01 | Galvanized Steel
HOGANSVILLE CHEVRON | 1879 E MAIN ST | HOGANSVILLE | Troup | 10001795 | 3 | Ball Float | 1996-04-01 | FALSE | 1996-04-01 | FALSE | Currently in Use | Diesel | 15000 | Galvanic (STIP-3) | 1996-04-01 |  | Double-Walled Flex | Pressurized
PONY EXPRESS #377 | 1891 WEST POINT RD | LAGRANGE | Troup | 1410137 | 3 | Flapper Valve | 1997-10-16 | FALSE | 1997-10-16 | FALSE | Currently in Use | Diesel | 6000 | Steel-Impressed Current | 1971-05-12 |  | Steel (Impressed Current) | Safe Suction (Euro)
HAPPY STOP #7 | 600 NEW FRANKLIN RD | LAGRANGE | Troup | 1410139 | 3 | [5 empty] | Removed from Ground | Gas (Historical Use) | 500 | Bare Steel | 1972-01-01 | 1986-04-01 | Galvanized Steel
CORNER MARKET | 1000 CALQUITT ST | LAGRANGE | Troup | 1410170 | 1 | [5 empty] | Removed from Ground | Gas (Historical Use) | 560 | Bare Steel | 1986-05-08 | 1998-01-01 | Galvanized Steel | Suction (American)
CITY OF HOGANSVILLE | 400 EAST MAIN ST | HOGANSVILLE | Troup | 1410078 | 3 | [5 empty] | Removed from Ground | Gas (Historical Use) | 2000 | Bare Steel | 1980-04-19 | 1988-06-01 | Galvanized Steel
KROGER GA-339 | 203 -A COMMERCE AVE | LAGRANGE | Troup | 10001783 | 1 | Ball Float | 2009-11-09 | FALSE | 2009-11-18 | FALSE | Currently in Use | Regular | 20000 | Fiberglass Double Walled | 2009-10-07 |  | Double-Walled Flex | Pressurized
JEFFERSON STREET SITE | 614 JEFFERSON ST | LAGRANGE | Troup | 10001269 | 1 |  |  | FALSE |  | FALSE | Removed from Ground | Gas (Historical Use) | 0 | Bare Steel | 2006-11-16 | 2006-11-16 | Bare Steel
BIG PEACH MINIT MART | 426 SOUTH GREENWOOD ST (aka 200 Ashton St) | LAGRANGE | Troup | 1410148 | 1 |  | 1990-05-30 |  | 1990-05-30 |  | Removed from Ground | Gas (Historical Use) | 8000 | Steel-Impressed Current | 1975-05-11 | 2003-08-21 | Fiberglass Reinforced Plastic | Pressurized
Picnic Basket | 2723 ROANOKE RD | LAGRANGE | Troup | 1410128 | 2B | Flapper Valve | 1995-02-09 | FALSE | 1995-02-09 | FALSE | Currently in Use | Plus | 5000 | Fiberglass | 1995-02-02 |  | Fiberglass Reinforced Plastic | Pressurized
HOP IN 100502 | 320 COMMERCE AVE | LAGRANGE | Troup | 1410133 | 1 | [5 empty] | Removed from Ground | Gas (Historical Use) | 8000 | Bare Steel | 1969-05-09 | 1996-09-19 | Galvanized Steel | Safe Suction (Euro)
BARNES GROCERY | RT 2/MOBLEY BRIDGE RD | HOGANSVILLE | Troup | 1410079 | 1 | [5 empty] | Removed from Ground | Gas (Historical Use) | 550 | Bare Steel | 1971-04-22 | 1988-04-01 | Galvanized Steel
MR B'S | RT 1 LONE OAK RD | HOGANSVILLE | Troup | 1410001 | 3 | [5 empty] | Removed from Ground | Gas (Historical Use) | 8000 | Bare Steel | 1979-05-03 | 1988-12-01 | Galvanized Steel
HOGANSVILLE CHEVRON | 1879 E MAIN ST | HOGANSVILLE | Troup | 10001795 | 2 | Flapper Valve | 1996-04-01 | FALSE | 1996-04-01 | FALSE | Currently in Use | E-10 | 15000 | Galvanic (STIP-3) | 1996-04-01 |  | Double-Walled Flex | Pressurized
JEFFERSON STREET SITE | 614 JEFFERSON ST | LAGRANGE | Troup | 10001269 | 2 |  |  | FALSE |  | FALSE | Removed from Ground | Gas (Historical Use) | 0 | Bare Steel | 2007-11-16 | 2007-11-16 | Bare Steel
1 STOP | 404 HAMILTON RD | LAGRANGE | Troup | 1410147 | 4A | Flapper Valve | 2024-09-05 | FALSE | 2024-09-05 | FALSE | Currently in Use | Regular | 12000 | Composite Double Walled | 2024-09-05 |  | Double-Walled Flex | Pressurized
1 STOP | 404 HAMILTON RD | LAGRANGE | Troup | 1410147 | 4C | Flapper Valve | 2024-09-05 | FALSE | 2024-09-05 | FALSE | Currently in Use | Diesel | 4000 | Composite Double Walled | 2024-09-05 |  | Double-Walled Flex | Pressurized
Picnic Basket | 2723 ROANOKE RD | LAGRANGE | Troup | 1410128 | 4 | [5 empty] | Removed from Ground | Gas (Historical Use) | 1000 | Bare Steel | 1986-05-05 | 1994-11-14 | Galvanized Steel
Picnic Basket | 2723 ROANOKE RD | LAGRANGE | Troup | 1410128 | 5 | [5 empty] | Removed from Ground | Gas (Historical Use) | 1000 | Bare Steel | 1986-05-05 | 1994-11-14 | Galvanized Steel
PONY EXPRESS #377 | 1891 WEST POINT RD | LAGRANGE | Troup | 1410137 | 1 | Flapper Valve | 1997-10-16 | FALSE | 1997-10-16 | FALSE | Currently in Use | Premium | 6000 | Steel-Impressed Current | 1971-05-12 |  | Steel (Impressed Current) | Safe Suction (Euro)
JAMES BONNER SERVICE STATION #17 | 1213 NEW FRANKLIN RD | LAGRANGE | Troup | 1410144 | 3 | [5 empty] | Removed from Ground | Gas (Historical Use) | 2000 | Bare Steel | 1978-05-10 | 1987-01-01 | Galvanized Steel
MADDOX AUTO SERVICE | 315 MAIN ST | LAGRANGE | Troup | 1410163 | 3 | [5 empty] | Removed from Ground | Gas (Historical Use) | 1000 | Marked Unknown | 1986-05-08 | 1998-12-16 | Galvanized Steel | Safe Suction (Euro)
MR B'S | RT 1 LONE OAK RD | HOGANSVILLE | Troup | 1410001 | 2 | [5 empty] | Removed from Ground | Gas (Historical Use) | 8000 | Bare Steel | 1979-05-03 | 1988-12-20 | Galvanized Steel
HOP IN 100498 | 1831 E MAIN ST | HOGANSVILLE | Troup | 1410190 | 2 |  | 1996-06-10 |  | 1996-06-10 |  | Currently in Use | Gas (Historical Use) | 10000 | Fiberglass Double Walled | 1986-05-08 |  | Fiberglass Reinforced Plastic | Pressurized
SUMMIT STORE #5 | 2457 WHITESVILLE RD AT I-85 | LAGRANGE | Troup | 1410193 | 2 | Flapper Valve | 1995-10-16 | FALSE | 1995-10-16 | FALSE | Removed from Ground | Gas (Historical Use) | 8000 | Steel-Impressed Current | 1984-05-08 | 2018-08-17 | Steel (Impressed Current) | Pressurized
NEW FRANKLIN QV #792 | 203 NEW FRANKLIN RD | LAGRANGE | Troup | 10001802 | 3 | Ball Float | 1991-01-01 | FALSE | 1991-01-01 | FALSE | Currently in Use | E-10 | 12000 | Steel-Impressed Current | 1978-05-02 |  | Double-Walled Fiberglass | Pressurized
FORMER GAS STATION | 2530 WEST POINT ROAD | LAGRANGE | Troup | 10001819 | 1 |  |  | FALSE |  | FALSE | Removed from Ground | Gas (Historical Use) | 500 | Bare Steel | 2009-09-04 | 2009-09-04 | Bare Steel
SPEEDY SERVE | 201 WHITESVILLE RD | LAGRANGE | Troup | 10001270 | 1 | Ball Float | 2006-07-24 | FALSE | 2006-07-24 | FALSE | Currently in Use | Gas (Historical Use) | 12000 | Fiberglass | 2006-07-24 |  | Fiberglass Reinforced Plastic | Pressurized
CAMP BAIT & TACKLES | 56 VERNON FERRY RD | LAGRANGE | Troup | 1410156 | 4 | Flapper Valve | 1999-02-10 | FALSE | 1999-02-10 | FALSE | Temporarily out of use | Empty | 12000 | Fiberglass | 1999-02-10 |  | Double-Walled Fiberglass | Pressurized
HOP IN 100502 | 320 COMMERCE AVE | LAGRANGE | Troup | 1410133 | 4 | Ball Float | 1996-10-17 | FALSE | 1996-10-17 | FALSE | Currently in Use | Diesel | 10000 | Fiberglass Double Walled | 1996-10-17 |  | Double-Walled Fiberglass
HOP IN 100502 | 320 COMMERCE AVE | LAGRANGE | Troup | 1410133 | 5 | Ball Float | 1996-10-17 | FALSE | 1996-10-17 | FALSE | Currently in Use | Regular | 8000 | Fiberglass Double Walled | 1996-10-17 |  | Double-Walled Fiberglass
HOP IN 100497 | 1908 HAMILTON ROAD | LAGRANGE | Troup | 1410136 | 5 | Ball Float | 1999-10-01 |  | 1999-10-01 |  | Currently in Use | Gas (Historical Use) | 8000 | Fiberglass Double Walled | 1999-10-01 |  | Double-Walled Fiberglass | Pressurized
PONY EXPRESS #377 | 1891 WEST POINT RD | LAGRANGE | Troup | 1410137 | 2 | Flapper Valve | 1997-10-16 | FALSE | 1997-10-16 | FALSE | Currently in Use | Plus | 8000 | Steel-Impressed Current | 1971-05-12 |  | Steel (Impressed Current) | Safe Suction (Euro)
HAPPY STOP #7 | 600 NEW FRANKLIN RD | LAGRANGE | Troup | 1410139 | 5 | Ball Float | 1991-09-01 | FALSE | 1991-09-01 | FALSE | Currently in Use | Premium | 10000 | Galvanic (STIP-3) | 1991-09-01 |  | Double-Walled Fiberglass | Pressurized
HAPPY STOP #7 | 600 NEW FRANKLIN RD | LAGRANGE | Troup | 1410139 | 4 | Ball Float | 1991-09-01 | FALSE | 1991-09-01 | FALSE | Currently in Use | Regular | 12000 | Galvanic (STIP-3) | 1991-09-01 |  | Double-Walled Fiberglass | Pressurized
HAPPY STOP #1 | 412 GREENVILLE ST | LAGRANGE | Troup | 1410140 | 2 | [5 empty] | Removed from Ground | Gas (Historical Use) | 10000 | Bare Steel | 1962-05-14 | 1991-01-01 | Galvanized Steel
1 STOP | 404 HAMILTON RD | LAGRANGE | Troup | 1410147 | 2 | Flapper Valve | 1998-08-10 | FALSE | 1998-08-10 | FALSE | Removed from Ground | Gas (Historical Use) | 4000 | Steel-Impressed Current | 1975-05-11 | 2018-05-07 | Steel (Impressed Current) | Safe Suction (Euro)
BIG PEACH MINIT MART | 426 SOUTH GREENWOOD ST (aka 200 Ashton St) | LAGRANGE | Troup | 1410148 | 2 | Ball Float | 1990-05-30 | FALSE | 1990-05-30 | FALSE | Currently in Use | Premium | 8000 | Steel-Impressed Current | 1975-05-11 |  | Fiberglass Reinforced Plastic | Pressurized
HOP IN 100502 | 320 COMMERCE AVE | LAGRANGE | Troup | 1410133 | 2 | [5 empty] | Removed from Ground | Gas (Historical Use) | 8000 | Bare Steel | 1969-05-09 | 1996-09-19 | Galvanized Steel | Safe Suction (Euro)
HOP IN 100497 | 1908 HAMILTON ROAD | LAGRANGE | Troup | 1410136 | 2 |  | 1995-10-16 |  | 1995-10-16 |  | Removed from Ground | Gas (Historical Use) | 8000 | Steel-Impressed Current | 1982-05-09 | 1999-07-30 | Cathodically Protected | Pressurized
HAPPY STOP #7 | 600 NEW FRANKLIN RD | LAGRANGE | Troup | 1410139 | 2 | [5 empty] | Removed from Ground | Gas (Historical Use) | 6000 | Bare Steel | 1972-01-01 | 1986-04-01 | Galvanized Steel
PIKES COUNTRY CORNER | ROANOKE RD | LAGRANGE | Troup | 1410180 | 3 | [5 empty] | Removed from Ground | Gas (Historical Use) | 1000 | Marked Unknown | 1986-01-01 | 1986-01-01 | Unknown
WEST GEORGIA HEALTH SYSTEM | 1514 VERNON RD | LAGRANGE | Troup | 1410162 | 2 | [5 empty] | Closed in Ground | Diesel | 2000 | Bare Steel | 1986-05-08 | 2001-01-25 | Copper | Safe Suction (Euro)
LAGRANGE CALLAWAY AIRPORT | 516 AEROTRON PKWY | LAGRANGE | Troup | 1410161 | 2 | [5 empty] | Removed from Ground | Empty | 4000 | Bare Steel | 1966-05-11 | 1988-11-20 | Galvanized Steel
CORNER MARKET | 1000 CALQUITT ST | LAGRANGE | Troup | 1410170 | 2 | [5 empty] | Removed from Ground | Gas (Historical Use) | 560 | Marked Unknown | 1986-05-08 | 1998-01-01 | Galvanized Steel
GREENWAY #635 | 106 US HWY 29 NORTH | HOGANSVILLE | Troup | 1410155 | 4 | [5 empty] | Removed from Ground | Gas (Historical Use) | 3990 | Bare Steel | 1976-05-10 | 1899-12-31 | Bare Steel | Suction (American)
GREENWAY #635 | 106 US HWY 29 NORTH | HOGANSVILLE | Troup | 1410155 | 5 | [5 empty] | Removed from Ground | Gas (Historical Use) | 3990 | Bare Steel | 1976-05-10 | 1899-12-31 | Bare Steel | Suction (American)
HOGANSVILLE CHEVRON | 1879 E MAIN ST | HOGANSVILLE | Troup | 10001795 | 1 | Flapper Valve | 1996-04-01 | FALSE | 1996-04-01 | FALSE | Currently in Use | Regular | 15000 | Galvanic (STIP-3) | 1996-04-01 |  | Double-Walled Flex | Pressurized
KROGER GA-339 | 203 -A COMMERCE AVE | LAGRANGE | Troup | 10001783 | 2A | Ball Float | 2009-11-09 | FALSE | 2009-11-18 | FALSE | Currently in Use | Diesel | 10000 | Fiberglass Double Walled | 2009-10-07 |  | Double-Walled Flex | Pressurized
LOLISHOP CONSIGNMENT | 816 NEW FRANKLIN RD | LAGRANGE | Troup | 10002542 | 1 |  |  | FALSE |  | FALSE | Closed in Ground | Gas (Historical Use) | 0 | Unknown | 1988-09-01 | 1988-09-01 | Unknown
SUMMIT STORE #31 | 828 NORTH GREENWOOD | LAGRANGE | Troup | 1410131 | 1 | [5 empty] | Removed from Ground | Gas (Historical Use) | 6000 | Bare Steel | 1983-05-09 | 1994-01-31 | Galvanized Steel | Pressurized
HAPPY STOP #1 | 412 GREENVILLE ST | LAGRANGE | Troup | 1410140 | 4 | [5 empty] | Removed from Ground | Diesel | 4000 | Bare Steel | 1963-05-14 | 1987-01-01 | Galvanized Steel
HAPPY STOP #1 | 412 GREENVILLE ST | LAGRANGE | Troup | 1410140 | 5 | [5 empty] | Removed from Ground | Diesel | 6000 | Bare Steel | 1966-05-13 | 1988-01-01 | Galvanized Steel
FAMILY KOUNTRY KORNER | 2972 WEST POINT HWY | LAGRANGE | Troup | 1410171 | 2 | [5 empty] | Removed from Ground | Gas (Historical Use) | 560 | Bare Steel | 1986-05-08 | 2001-04-06 | Galvanized Steel | Suction (American)
MADDOX AUTO SERVICE | 315 MAIN ST | LAGRANGE | Troup | 1410163 | 5 |  |  | FALSE |  | FALSE | Removed from Ground | Diesel | 500 | Unknown | 2011-02-01 | 2011-02-01
DUNSON MILL | FULTON ST | LAGRANGE | Troup | 1410189 | 2 | [5 empty] | Removed from Ground | Gas (Historical Use) | 550 | Bare Steel | 1956-05-14 | 1988-04-01 | Bare Steel
SUMMIT STORE #5 | 2457 WHITESVILLE RD AT I-85 | LAGRANGE | Troup | 1410193 | 3 | Flapper Valve | 1995-10-16 | FALSE | 1995-10-16 | FALSE | Removed from Ground | Gas (Historical Use) | 8000 | Steel-Impressed Current | 1984-05-08 | 2018-08-17 | Steel (Impressed Current) | Pressurized
HUBBARD-SPINKS #20 | HWY 219 RT #1 | HOGANSVILLE | Troup | 1410142 | 1 | [5 empty] | Removed from Ground | Gas (Historical Use) | 6000 | Bare Steel | 1986-05-08 | 1999-12-01 | Galvanized Steel
CITY OF HOGANSVILLE PUBLIC WORKS DEPT | 119 LINCOLN ST | HOGANSVILLE | Troup | 10001897 | 1A | Ball Float | 2005-06-06 | FALSE | 2005-06-06 | FALSE | Currently in Use | Regular | 5000 | Fiberglass | 2005-06-06 |  | Fiberglass Reinforced Plastic | Safe Suction (Euro)
SUMMIT STORE #31 | 828 NORTH GREENWOOD | LAGRANGE | Troup | 1410131 | 6 | Ball Float | 1994-02-17 | FALSE | 1994-02-17 | FALSE | Currently in Use | Premium | 8000 | Fiberglass Double Walled | 1994-01-01 |  | Fiberglass Reinforced Plastic | Pressurized
JAMES BONNER SERVICE STATION #17 | 1213 NEW FRANKLIN RD | LAGRANGE | Troup | 1410144 | 1 | [5 empty] | Removed from Ground | Gas (Historical Use) | 1000 | Bare Steel | 1980-05-09 | 1987-01-01 | Galvanized Steel
PIKES COUNTRY CORNER | ROANOKE RD | LAGRANGE | Troup | 1410180 | 2 | [5 empty] | Removed from Ground | Gas (Historical Use) | 1000 | Marked Unknown | 1986-01-01 | 1986-01-01 | Unknown
WEST GEORGIA HEALTH SYSTEM | 1514 VERNON RD | LAGRANGE | Troup | 1410162 | 3 | [5 empty] | Removed from Ground | Diesel | 560 | Bare Steel | 1976-01-01 | 2000-06-27 | Copper | Safe Suction (Euro)
RYDER TS #0217A | 2713 WHITESVILLE RD | LAGRANGE | Troup | 1410159 | 1A | Flapper Valve | 1996-12-01 | FALSE | 1996-12-01 | FALSE | Currently in Use | Diesel | 20000 | Fiberglass Double Walled | 1995-08-14 |  | Fiberglass Reinforced Plastic | Pressurized
RYDER TS #0217A | 2713 WHITESVILLE RD | LAGRANGE | Troup | 1410159 | D-1 | [5 empty] | Removed from Ground | Diesel | 15000 | Bare Steel | 1980-05-07 | 1995-08-08 | Bare Steel | Pressurized
1506 Lafayette PKWY-SUMMIT STORE #3 | 1506 LAFAYETTE PKWY | LAGRANGE | Troup | 1410195 | 1 |  | 1995-10-16 |  | 1995-10-16 |  | Removed from Ground | Gas (Historical Use) | 8000 | Steel-Impressed Current | 1982-05-09 | 2017-01-10 | Steel (Impressed Current) | Pressurized
PETRO EXPRESS #13 | 1312 HAMILTON RD & US HWY 27 | LAGRANGE | Troup | 1410213 | 2 | Flapper Valve | 1998-04-01 | FALSE | 1998-04-01 | FALSE | Temporarily out of use | Premium | 4000 | Steel-Impressed Current | 1973-05-16 |  | Steel (Impressed Current) | Pressurized
J G DAVIDSON JR ELECT CONT INC | 305 PIERCE ST/P. O. BOX 338 | LAGRANGE | Troup | 1410014 | 1 | [5 empty] | Removed from Ground | Gas (Historical Use) | 600 | Bare Steel | 1984-02-11 | 1998-12-23 | Galvanized Steel | Suction (American)
Vaughan Xpress | 120 COOLEY IND WAY | LAGRANGE | Troup | 1410007 | 1 | [5 empty] | Closed in Ground | Diesel | 25000 | Bare Steel | 1980-04-15 | 1989-04-01 | Bare Steel
TROUP COUNTY BUS SHOP | 1700 WHITESVILLE RD | LAGRANGE | Troup | 1410024 | 2 |  | 1998-12-01 |  | 1998-12-01 |  | Removed from Ground | Gas (Historical Use) | 10000 | Cathodically Protected Steel | 1978-01-30 | 2003-10-08 | Cathodically Protected | Suction (American)
CITY OF HOGANSVILLE | 400 EAST MAIN ST | HOGANSVILLE | Troup | 1410078 | 2 | [5 empty] | Removed from Ground | Diesel | 550 | Bare Steel | 1980-04-19 | 1988-06-01 | Galvanized Steel
HINES UNION 76 | HWY 29 | HOGANSVILLE | Troup | 1410152 | 3 |  |  | FALSE |  | FALSE | Removed from Ground | Gas (Historical Use) | 3100 | Unknown | 2016-09-21 | 2016-09-21
HUBBARD-SPINKS #20 | HWY 219 RT #1 | HOGANSVILLE | Troup | 1410142 | 3 | [5 empty] | Removed from Ground | Diesel | 6000 | Bare Steel | 1986-05-08 | 1999-12-01 | Galvanized Steel
Picnic Basket | 2723 ROANOKE RD | LAGRANGE | Troup | 1410128 | 2A | Flapper Valve | 1995-02-09 | FALSE | 1995-02-09 | FALSE | Currently in Use | Premium | 5000 | Fiberglass | 1995-02-02 |  | Fiberglass Reinforced Plastic | Pressurized
SUMMIT STORE #31 | 828 NORTH GREENWOOD | LAGRANGE | Troup | 1410131 | 5 | Ball Float | 1994-02-17 | FALSE | 1994-02-17 | FALSE | Currently in Use | Regular | 8000 |  | 1994-01-01 |  | Fiberglass Reinforced Plastic | Pressurized
SUMMIT STORE #31 | 828 NORTH GREENWOOD | LAGRANGE | Troup | 1410131 | 7 | Ball Float | 1994-02-17 | FALSE | 1994-02-17 | FALSE | Currently in Use | Diesel | 8000 | Fiberglass Double Walled | 1994-01-01 |  | Fiberglass Reinforced Plastic | Pressurized
HOGANSVILLE | PO BOX 276 | HOGANSVILLE | Troup | 1410090 | 2 | [5 empty] | Removed from Ground | Gas (Historical Use) | 3000 | Bare Steel | 1979-04-12 | 1987-01-01 | Unknown
SUMMIT STORE #31 | 828 NORTH GREENWOOD | LAGRANGE | Troup | 1410131 | 4 | [5 empty] | Removed from Ground | Gas (Historical Use) | 6000 | Bare Steel | 1983-05-09 | 1994-01-31 | Galvanized Steel | Pressurized
DISCOUNT KORNER #19 | 210 RIDLEY AVE | LAGRANGE | Troup | 1410143 | 5 |  |  | TRUE |  | TRUE | Removed from Ground | Used Oil | 550 | Bare Steel | 1964-05-13 | 1999-09-01 | Galvanized Steel
1 STOP | 404 HAMILTON RD | LAGRANGE | Troup | 1410147 | 1 | Flapper Valve | 1998-08-10 | FALSE | 1998-08-10 | FALSE | Removed from Ground | Gas (Historical Use) | 8000 | Steel-Impressed Current | 1975-05-11 | 2018-05-07 | Steel (Impressed Current) | Safe Suction (Euro)
Picnic Basket | 2723 ROANOKE RD | LAGRANGE | Troup | 1410128 | 2 | [5 empty] | Removed from Ground | Gas (Historical Use) | 2000 | Bare Steel | 1986-05-05 | 1994-11-14 | Galvanized Steel
SUMMIT STORE #31 | 828 NORTH GREENWOOD | LAGRANGE | Troup | 1410131 | 2 | [5 empty] | Removed from Ground | Gas (Historical Use) | 6000 | Bare Steel | 1983-05-09 | 1994-01-31 | Galvanized Steel | Pressurized
ROBERT BALES | 101 HAMILTON RD | LAGRANGE | Troup | 1410134 | 3 | [5 empty] | Removed from Ground | Gas (Historical Use) | 6000 | Bare Steel | 1980-05-09 | 1989-07-18 | Galvanized Steel
HOP IN 100497 | 1908 HAMILTON ROAD | LAGRANGE | Troup | 1410136 | 1 |  | 1995-10-16 |  | 1995-10-16 |  | Removed from Ground | Gas (Historical Use) | 8000 | Steel-Impressed Current | 1982-05-09 | 1999-07-30 | Cathodically Protected | Pressurized
HOP IN 100497 | 1908 HAMILTON ROAD | LAGRANGE | Troup | 1410136 | 4 | Ball Float | 1999-10-01 |  | 1999-10-01 |  | Currently in Use | Gas (Historical Use) | 10000 | Fiberglass Double Walled | 1999-10-01 |  | Double-Walled Fiberglass | Pressurized
LAGRANGE CALLAWAY AIRPORT | 516 AEROTRON PKWY | LAGRANGE | Troup | 1410161 | 1 | [5 empty] | Removed from Ground | Empty | 6000 | Bare Steel | 1966-05-11 | 1988-11-20 | Bare Steel
1 STOP | 404 HAMILTON RD | LAGRANGE | Troup | 1410147 | 3 | Flapper Valve | 1998-08-10 | FALSE | 1998-08-10 | FALSE | Removed from Ground | Gas (Historical Use) | 8000 | Steel-Impressed Current | 1975-05-11 | 2018-05-07 | Steel (Impressed Current) | Safe Suction (Euro)
FIVE STAR | 1001 LONGLEY PL | LAGRANGE | Troup | 1410127 | 2 | [5 empty] | Removed from Ground | Gas (Historical Use) | 500 | Bare Steel | 1979-05-04 | 1997-02-01 | Galvanized Steel | Safe Suction (Euro)
HOP IN 100502 | 320 COMMERCE AVE | LAGRANGE | Troup | 1410133 | 3 | [5 empty] | Removed from Ground | Gas (Historical Use) | 8000 | Bare Steel | 1975-05-08 | 1996-09-19 | Galvanized Steel | Safe Suction (Euro)
HOP IN 100497 | 1908 HAMILTON ROAD | LAGRANGE | Troup | 1410136 | 3 |  | 1995-10-16 |  | 1995-10-16 |  | Removed from Ground | Gas (Historical Use) | 8000 | Steel-Impressed Current | 1982-05-09 | 1999-07-30 | Cathodically Protected | Pressurized
DISCOUNT KORNER #19 | 210 RIDLEY AVE | LAGRANGE | Troup | 1410143 | 1 | [5 empty] | Removed from Ground | Gas (Historical Use) | 2000 | Bare Steel | 1964-05-13 | 1999-09-01 | Galvanized Steel
A E GOETZE INC/GOETZE GASKET CO | 1642 LUKKEN IND DR WEST | LAGRANGE | Troup | 1410199 | 2 |  |  | TRUE |  | TRUE | Closed in Ground | Used Oil | 650 | Bare Steel | 1981-05-08 | 1982-03-01 | Bare Steel
DISCOUNT KORNER #19 | 210 RIDLEY AVE | LAGRANGE | Troup | 1410143 | 4 | [5 empty] | Removed from Ground | Gas (Historical Use) | 5000 | Bare Steel | 1964-05-13 | 1999-09-01 | Galvanized Steel
LAGRANGE CALLAWAY AIRPORT | 516 AEROTRON PKWY | LAGRANGE | Troup | 1410161 | 3 | [5 empty] | Removed from Ground | Kerosene | 4000 | Bare Steel | 1971-05-10 | 1988-11-20 | Bare Steel
HOP IN 100498 | 1831 E MAIN ST | HOGANSVILLE | Troup | 1410190 | 4 |  | 1996-06-10 |  | 1996-06-10 |  | Currently in Use | Diesel | 15000 | Fiberglass | 1986-05-08 |  | Fiberglass Reinforced Plastic | Pressurized
SUMMIT STORE #31 | 828 NORTH GREENWOOD | LAGRANGE | Troup | 1410131 | 3 | [5 empty] | Removed from Ground | Gas (Historical Use) | 6000 | Bare Steel | 1983-05-09 | 1994-01-31 | Galvanized Steel | Pressurized
IKKIE FOOD MART LLC | 517 HAMILTON RD | LAGRANGE | Troup | 1410192 | 2 | Flapper Valve | 1995-10-16 | FALSE | 1995-10-16 | FALSE | Removed from Ground | Regular | 6000 | Steel-Impressed Current | 1982-05-09 |  | Fiberglass Reinforced Plastic | Pressurized
CAMP BAIT & TACKLES | 56 VERNON FERRY RD | LAGRANGE | Troup | 1410156 | 1 | [5 empty] | Removed from Ground | Gas (Historical Use) | 1000 | Bare Steel | 1986-05-05 | 1999-02-03 | Galvanized Steel | Suction (American)
Picnic Basket | 2723 ROANOKE RD | LAGRANGE | Troup | 1410128 | 1A | Flapper Valve | 1995-02-09 | FALSE | 1995-02-09 | FALSE | Currently in Use | Regular | 10000 | Fiberglass | 1995-02-02 |  | Fiberglass Reinforced Plastic | Pressurized
ROBERT BALES | 101 HAMILTON RD | LAGRANGE | Troup | 1410134 | 1 | [5 empty] | Removed from Ground | Gas (Historical Use) | 6000 | Bare Steel | 1977-05-10 | 1989-07-18 | Galvanized Steel
HAPPY STOP #7 | 600 NEW FRANKLIN RD | LAGRANGE | Troup | 1410139 | 6 | Ball Float | 1991-09-01 | FALSE | 1991-09-01 | FALSE | Currently in Use | Diesel | 6000 | Galvanic (STIP-3) | 1991-09-01 |  | Double-Walled Fiberglass | Pressurized
FAMILY KOUNTRY KORNER | 2972 WEST POINT HWY | LAGRANGE | Troup | 1410171 | 1 | [5 empty] | Removed from Ground | Gas (Historical Use) | 560 | Bare Steel | 1986-05-08 | 2001-04-06 | Galvanized Steel | Suction (American)
RYDER TS #0217A | 2713 WHITESVILLE RD | LAGRANGE | Troup | 1410159 | D-2 | [5 empty] | Removed from Ground | Diesel | 15000 | Bare Steel | 1980-05-07 | 1995-08-08 | Bare Steel
DUNSON BUS SHOP | 1210 HOGANSVILLE RD | LAGRANGE | Troup | 1410202 | 1 |  |  | TRUE |  | TRUE | Removed from Ground | Used Oil | 1000 | Bare Steel | 1992-08-01 | 1899-12-31 | Galvanized Steel
POOR BOY GROCERY | 404 WHITESVILLE ST | LAGRANGE | Troup | 1410016 | 2 | [5 empty] | Removed from Ground | Gas (Historical Use) | 6000 | Bare Steel | 1984-02-11 | 1999-05-01 | Galvanized Steel | Suction (American)
SETALIYAVIR INC | 103 COMMERCE AVE | LAGRANGE | Troup | 1410196 | 4 | Flapper Valve | 1995-10-16 | FALSE | 1995-10-16 | FALSE | Currently in Use | Plus | 3000 | Steel-Impressed Current | 1971-05-12 |  | Steel (Impressed Current) | Pressurized
SETALIYAVIR INC | 103 COMMERCE AVE | LAGRANGE | Troup | 1410196 | 5 | Flapper Valve | 1995-10-16 | FALSE | 1995-10-16 | FALSE | Currently in Use | Plus | 3000 | Steel-Impressed Current | 1971-05-12 |  | Steel (Impressed Current) | Pressurized
NEWSMAN CONSTRUCTION CO | 206 EAST DEPOT ST | LAGRANGE | Troup | 1410217 | 1 | [5 empty] | Removed from Ground | Gas (Historical Use) | 5000 | Bare Steel | 1961-01-07 | 1998-04-24 | Bare Steel | Suction (American)
CHARLIE WIL MURPHY | 1737 WHITESVILLE ST | LAGRANGE | Troup | 1410008 | 2 | [5 empty] | Removed from Ground | Gas (Historical Use) | 4000 | Bare Steel | 1986-03-05 | 1899-12-31 | Galvanized Steel | Safe Suction (Euro)
Vaughan Xpress | 120 COOLEY IND WAY | LAGRANGE | Troup | 1410007 | 3 | Flapper Valve | 2020-05-12 | FALSE | 2020-04-07 | FALSE | Currently in Use | Diesel | 20000 | Composite Double Walled | 2020-03-26 |  | Double-Walled Fiberglass | Pressurized
CENTER ELEMENTARY SCHOOL | 4864 WEST POINT RD | LAGRANGE | Troup | 1410018 | 2 | [5 empty] | Removed from Ground | Gas (Historical Use) | 10000 | Bare Steel | 1978-01-30 | 1989-09-01 | Galvanized Steel
GA STATE PATROL POST 2 | 2573 HAMILTON RD | LAGRANGE | Troup | 1410017 | 1 | [5 empty] | Removed from Ground | Gas (Historical Use) | 6000 | Bare Steel | 1975-03-09 | 2008-09-05 | Unknown
INSTRUCTIONAL SUPPORT BLDG | 3157 ROANOKE RD | LAGRANGE | Troup | 1410023 | 1 | [5 empty] | Removed from Ground | Propane | 500 | Bare Steel | 1955-02-05 | 1988-09-01 | Bare Steel
LAGRANGE MOLDED PRODUCTS | 1513 REDDING DR | LAGRANGE | Troup | 1410085 | 3 | [5 empty] | Removed from Ground | Diesel | 30000 | Bare Steel | 1974-05-04 | 1995-04-28 | Not Marked
JASONS QUICK SACK #114/PIT SHOP | 1748 VERNON RD | LAGRANGE | Troup | 1410086 | 2 | Flapper Valve | 1997-03-01 | FALSE | 1997-03-01 | FALSE | Currently in Use | Premium | 10000 | Steel-Impressed Current | 1984-05-01 |  | Steel (Impressed Current) | Pressurized
CROCKETT BROTHERS INC | 301 VERNON ST | LAGRANGE | Troup | 1410073 | 4 | Flapper Valve | 1997-02-01 | FALSE | 1997-02-01 | FALSE | Removed from Ground | Gas (Historical Use) | 1000 | Steel-Impressed Current | 1971-04-22 | 2018-03-28 | Steel (Impressed Current) | Safe Suction (Euro)
CROCKETT BROTHERS INC | 301 VERNON ST | LAGRANGE | Troup | 1410073 | 5 | Flapper Valve | 1997-02-01 | FALSE | 1997-02-01 | FALSE | Removed from Ground | Diesel | 550 | Steel-Impressed Current | 1971-04-22 | 2018-03-28 | Steel (Impressed Current) | Safe Suction (Euro)
MADDOX AUTO SERVICE | 315 MAIN ST | LAGRANGE | Troup | 1410163 | 2 | [5 empty] | Removed from Ground | Gas (Historical Use) | 3000 | Marked Unknown | 1986-05-08 | 1998-12-16 | Galvanized Steel | Safe Suction (Euro)
LAGRANGE CALLAWAY AIRPORT | 516 AEROTRON PKWY | LAGRANGE | Troup | 1410161 | 5 | [5 empty] | Removed from Ground | Empty | 1000 | Bare Steel | 1971-05-10 | 1988-11-20 | Bare Steel
HILL FIRE PROTECTION | 1421 GREENVILLE RD | LAGRANGE | Troup | 1410075 | 1 | [5 empty] | Removed from Ground | Gas (Historical Use) | 550 | Bare Steel | 1972-04-21 | 1987-08-01 | Galvanized Steel
LANGFORD CONSTRUCTION CO | 314 GREENVILLE ST | LAGRANGE | Troup | 1410072 | 2 | [5 empty] | Removed from Ground | Gas (Historical Use) | 1000 | Bare Steel | 1985-04-18 | 1988-08-01 | Galvanized Steel
FLOWERS BAKING CO/FLOWERS BAKERY | 523 NEW FRANKLIN RD | LAGRANGE | Troup | 1410042 | 1 | [5 empty] | Removed from Ground | Gas (Historical Use) | 8000 | Bare Steel | 1982-03-11 | 1994-03-30 | Galvanized Steel
HARTS SERVICE CENTER | 201 RIDLEY AVE | LAGRANGE | Troup | 1410105 | 1 | [5 empty] | Removed from Ground | Gas (Historical Use) | 4000 | Bare Steel | 1967-01-06 | 1997-10-03 | Fiberglass Reinforced Plastic | Pressurized
HARTS SERVICE CENTER | 201 RIDLEY AVE | LAGRANGE | Troup | 1410105 | 4 | [5 empty] | Removed from Ground | Gas (Historical Use) | 4000 | Bare Steel | 1967-01-06 | 1997-10-03 | Fiberglass Reinforced Plastic | Pressurized
Circle K 2706751 | 1503 LAFAYETTE PKWY | LAGRANGE | Troup | 1410088 | 2 | Flapper Valve | 1991-04-04 | FALSE | 1991-04-04 | FALSE | Currently in Use | Diesel | 10000 | Fiberglass | 1991-03-14 |  | Fiberglass Reinforced Plastic | Pressurized
SETALIYAVIR INC | 103 COMMERCE AVE | LAGRANGE | Troup | 1410196 | 1 | Flapper Valve | 1995-10-16 | FALSE | 1995-10-16 | FALSE | Currently in Use | Regular | 8000 | Steel-Impressed Current | 1979-05-10 |  | Steel (Impressed Current) | Pressurized
1506 Lafayette PKWY-SUMMIT STORE #3 | 1506 LAFAYETTE PKWY | LAGRANGE | Troup | 1410195 | 3 |  | 1995-10-16 |  | 1995-10-16 |  | Removed from Ground | Gas (Historical Use) | 8000 | Steel-Impressed Current | 1982-05-09 | 2017-01-10 | Steel (Impressed Current) | Pressurized
TROUP COUNTY BUS SHOP | 1700 WHITESVILLE RD | LAGRANGE | Troup | 1410024 | 4 |  | 1997-08-01 |  | 1997-08-01 |  | Removed from Ground | Diesel | 10000 | Fiberglass | 1997-08-01 | 2003-10-08 | Fiberglass Reinforced Plastic | Suction (American)
GEORGIA DEPARTMENT OF TRANSPORTA | GA HWY 219 1107 HOGANSVILLE RD | LAGRANGE | Troup | 1410087 | 1 | [5 empty] | Removed from Ground | Gas (Historical Use) | 1000 | Marked Unknown | 2001-07-16 | 2001-07-16 | Unknown
CROCKETT BROTHERS INC | 301 VERNON ST | LAGRANGE | Troup | 1410073 | 1 | Flapper Valve | 1997-02-01 | FALSE | 1997-02-01 | FALSE | Removed from Ground | Gas (Historical Use) | 1000 | Steel-Impressed Current | 1971-04-22 | 2018-03-28 | Steel (Impressed Current) | Safe Suction (Euro)
FIVE STAR | 1001 LONGLEY PL | LAGRANGE | Troup | 1410127 | 1 | [5 empty] | Removed from Ground | Gas (Historical Use) | 2000 | Bare Steel | 1979-05-04 | 1997-02-07 | Galvanized Steel | Safe Suction (Euro)
HOP IN 100502 | 320 COMMERCE AVE | LAGRANGE | Troup | 1410133 | 6 | Ball Float | 1996-10-17 | FALSE | 1996-10-17 | FALSE | Currently in Use | Premium | 8000 | Fiberglass Double Walled | 1996-10-17 |  | Double-Walled Fiberglass
DISCOUNT KORNER #19 | 210 RIDLEY AVE | LAGRANGE | Troup | 1410143 | 2 | [5 empty] | Removed from Ground | Gas (Historical Use) | 2000 | Bare Steel | 1964-05-13 | 1999-09-01 | Galvanized Steel
MADDOX AUTO SERVICE | 315 MAIN ST | LAGRANGE | Troup | 1410163 | 4 | [5 empty] | Removed from Ground | Gas (Historical Use) | 560 | Marked Unknown | 1986-05-08 | 1998-12-16 | Galvanized Steel | Safe Suction (Euro)
PONY EXPRESS #377 | 1891 WEST POINT RD | LAGRANGE | Troup | 1410137 | 4 | Flapper Valve | 1997-10-16 | FALSE | 1997-10-16 | FALSE | Currently in Use | Regular | 5000 | Steel-Impressed Current | 1971-05-12 |  | Steel (Impressed Current) | Safe Suction (Euro)
DISCOUNT KORNER #19 | 210 RIDLEY AVE | LAGRANGE | Troup | 1410143 | 3 | [5 empty] | Removed from Ground | Gas (Historical Use) | 4000 | Bare Steel | 1964-05-13 | 1999-09-01 | Galvanized Steel
BLUE CIRCLE WILLIAMS | 116 SWIFT ST | LAGRANGE | Troup | 1410015 | 1 | [5 empty] | Removed from Ground | Gas (Historical Use) | 4000 | Bare Steel | 1983-03-07 | 1987-02-01 | Galvanized Steel
TILLMAN'S | WEST POINT RD | LAGRANGE | Troup | 1410061 | 2 | [5 empty] | Permanently Out of Use - historical purposes | Gas (Historical Use) | 550 | Bare Steel | 1976-04-18 | 1899-12-31 | Unknown
DIXIE WELL BORING CO | RT 2/WHITESVILLE RD | LAGRANGE | Troup | 1410076 | 2 | [5 empty] | Removed from Ground | Diesel | 2000 | Bare Steel | 1980-04-19 | 1986-10-01 | Galvanized Steel
LAGRANGE CALLAWAY AIRPORT | 516 AEROTRON PKWY | LAGRANGE | Troup | 1410161 | 7 | Overfill Alarm | 1997-08-28 | FALSE | 1997-08-28 | FALSE | Currently in Use | Kerosene | 12000 | Fiberglass | 1984-05-06 |  | Fiberglass Reinforced Plastic | Safe Suction (Euro)
LAGRANGE CALLAWAY AIRPORT | 516 AEROTRON PKWY | LAGRANGE | Troup | 1410161 | 4 | [5 empty] | Removed from Ground | Kerosene | 4000 | Bare Steel | 1971-05-10 | 1988-11-20 | Bare Steel
MOUNTVILLE ELEMENTARY SCHOOL | 4117 GREENVILLE HWY | LAGRANGE | Troup | 1410021 | 1 | [5 empty] | Removed from Ground | Gas (Historical Use) | 10000 | Not Marked/Unknown | 1978-01-30 | 1989-10-10 | Not Marked
WEST POINT PEPPERELL DIXIE MILL | 710 GREENVILLE ST | LAGRANGE | Troup | 1410039 | 1 | [5 empty] | Removed from Ground | Gas (Historical Use) | 0 | Bare Steel | 1986-03-12 | 1899-12-31 | Galvanized Steel
JASONS QUICK SACK #114/PIT SHOP | 1748 VERNON RD | LAGRANGE | Troup | 1410086 | 4 | Flapper Valve | 1997-03-01 | FALSE | 1997-03-01 | FALSE | Currently in Use | Diesel | 8000 | Steel-Impressed Current | 1984-05-01 |  | Steel (Impressed Current) | Pressurized
EAST I-85 EXXON | I-85 AT EXIT #2 | LAGRANGE | Troup | 1410044 | 1 | [5 empty] | Removed from Ground | Gas (Historical Use) | 6000 | Bare Steel | 1980-04-17 | 1899-12-31 | Unknown
NELSON'S SERVICE STATION | MOOTY BRIDGE RD | LAGRANGE | Troup | 1410058 | 1 | [5 empty] | Permanently Out of Use - historical purposes | Gas (Historical Use) | 550 | Bare Steel | 1974-04-19 | 1899-12-31 | Unknown
KAYDON CORP | 1571 FORREST AVE | LAGRANGE | Troup | 1410064 | 1 | [5 empty] | Closed in Ground | Other | 1000 | Unknown | 1974-05-23 | 1990-01-01 | Galvanized Steel
TOMMYS TEXACO | 201 VERNON ST | LAGRANGE | Troup | 1410100 | 1 | [5 empty] | Removed from Ground | Gas (Historical Use) | 4000 | Bare Steel | 1966-05-04 | 1999-09-01 | Galvanized Steel
HAPPY STOP #6 | 1525 VERNON ST | LAGRANGE | Troup | 1410106 | 3 | [5 empty] | Removed from Ground | Gas (Historical Use) | 10000 | Bare Steel | 1982-04-30 | 1899-12-31 | Galvanized Steel
RIBITZ BAIT AND TACKLE | 5618 WEST POINT RD | LAGRANGE | Troup | 1410102 | 3 | Flapper Valve | 2005-08-31 | FALSE | 2005-08-31 | FALSE | Currently in Use | Regular | 8000 | Epoxy | 2005-08-31 |  | Fiberglass Reinforced Plastic | Safe Suction (Euro)
LAGRANGE QUARRY | VULCAN MATERIALS RD | LAGRANGE | Troup | 1410093 | 027-07 | [5 empty] | Removed from Ground | Other | 1000 | Bare Steel | 1985-01-01 | 1993-02-01 | Galvanized Steel
LAGRANGE CALLAWAY AIRPORT | 516 AEROTRON PKWY | LAGRANGE | Troup | 1410161 | 6 | Overfill Alarm | 1997-08-28 | FALSE | 1997-08-28 | FALSE | Currently in Use | Aviaion gas/AV Gas | 12000 | Steel-Impressed Current | 1981-05-07 |  | Aboveground | Pressurized
A E GOETZE INC/GOETZE GASKET CO | 1642 LUKKEN IND DR WEST | LAGRANGE | Troup | 1410199 | 1 | [5 empty] | Removed from Ground | Other | 6700 | Bare Steel | 1981-05-08 | 1991-05-01 | Bare Steel
SETALIYAVIR INC | 103 COMMERCE AVE | LAGRANGE | Troup | 1410196 | 3 | Flapper Valve | 1995-10-16 | FALSE | 1995-10-16 | FALSE | Currently in Use | Premium | 3000 | Steel-Impressed Current | 1971-05-12 |  | Steel (Impressed Current) | Pressurized
1506 Lafayette PKWY-SUMMIT STORE #3 | 1506 LAFAYETTE PKWY | LAGRANGE | Troup | 1410195 | 4 |  | 1995-10-16 |  | 1995-10-16 |  | Removed from Ground | Diesel | 8000 | Steel-Impressed Current | 1982-05-09 | 2017-01-10 | Steel (Impressed Current) | Pressurized
DAYS INN | 2606 WHITESMILL RD | LAGRANGE | Troup | 1410212 | 2 | [5 empty] | Closed in Ground | Gas (Historical Use) | 10000 | Bare Steel | 1971-05-12 | 1991-07-11 | Bare Steel
CHARLIE WIL MURPHY | 1737 WHITESVILLE ST | LAGRANGE | Troup | 1410008 | 3 | [5 empty] | Removed from Ground | Gas (Historical Use) | 4000 | Bare Steel | 1986-03-05 | 1899-12-31 | Galvanized Steel | Safe Suction (Euro)
CENTER ELEMENTARY SCHOOL | 4864 WEST POINT RD | LAGRANGE | Troup | 1410018 | 1 | [5 empty] | Removed from Ground | Propane | 500 | Bare Steel | 1955-02-05 | 1989-09-01 | Bare Steel
LAGRANGE MOLDED PRODUCTS | 1513 REDDING DR | LAGRANGE | Troup | 1410085 | 5 | [5 empty] | Removed from Ground | Diesel | 30000 | Bare Steel | 1974-05-04 | 1995-04-28 | Not Marked
JASONS QUICK SACK #114/PIT SHOP | 1748 VERNON RD | LAGRANGE | Troup | 1410086 | 3 | Flapper Valve | 1997-03-01 | FALSE | 1997-03-01 | FALSE | Currently in Use | Regular | 8000 | Steel-Impressed Current | 1984-05-01 |  | Steel (Impressed Current) | Pressurized
LAGRANGE MECHANICAL FABRICATORS | NEW AIRPORT RD | LAGRANGE | Troup | 1410070 | 1 | [5 empty] | Removed from Ground | Gas (Historical Use) | 1000 | Bare Steel | 1985-04-18 | 1988-09-01 | Galvanized Steel
EAST I-85 EXXON | I-85 AT EXIT #2 | LAGRANGE | Troup | 1410044 | 2 | [5 empty] | Removed from Ground | Gas (Historical Use) | 6000 | Bare Steel | 1980-04-17 | 1899-12-31 | Unknown
YELLOW JACKET BAIT & TACKLE | 3056 NEW FRANKLIN | LAGRANGE | Troup | 1410096 | 1 | [5 empty] | Removed from Ground | Gas (Historical Use) | 1000 | Bare Steel | 1978-05-01 | 1997-12-26 | Galvanized Steel
MADDOX AUTO SERVICE | 315 MAIN ST | LAGRANGE | Troup | 1410163 | 1 | [5 empty] | Removed from Ground | Gas (Historical Use) | 4000 | Marked Unknown | 1986-05-08 | 1998-12-16 | Galvanized Steel | Safe Suction (Euro)
BLUE CIRCLE WILLIAMS | 116 SWIFT ST | LAGRANGE | Troup | 1410015 | 3 | [5 empty] | Removed from Ground | Diesel | 4000 | Bare Steel | 1983-03-07 | 1987-02-01 | Galvanized Steel
TILLMAN'S | WEST POINT RD | LAGRANGE | Troup | 1410061 | 1 | [5 empty] | Permanently Out of Use - historical purposes | Gas (Historical Use) | 1000 | Bare Steel | 1976-04-18 | 1899-12-31 | Unknown
EAST I-85 EXXON | I-85 AT EXIT #2 | LAGRANGE | Troup | 1410044 | 3 | [5 empty] | Removed from Ground | Gas (Historical Use) | 6000 | Cathodically Protected Steel | 1980-04-17 | 1899-12-31 | Unknown
NELSON'S SERVICE STATION | MOOTY BRIDGE RD | LAGRANGE | Troup | 1410058 | 2 |  | 1998-12-22 |  | 1998-12-22 |  | Permanently Out of Use - historical purposes | Gas (Historical Use) | 550 | Bare Steel | 1974-04-19 | 1899-12-31 | Unknown
ABERNATHY BP | 1001 HOGANSVILLE RD | LAGRANGE | Troup | 1410046 | 4 | [5 empty] | Removed from Ground | Diesel | 1000 | Bare Steel | 1979-04-18 | 1989-01-01 | Unknown
FLOWERS BAKING CO/FLOWERS BAKERY | 523 NEW FRANKLIN RD | LAGRANGE | Troup | 1410042 | 3 | [5 empty] | Removed from Ground | Gas (Historical Use) | 8000 | Fiberglass | 1982-03-11 | 1994-03-30 | Galvanized Steel
WEST POINT WILDLIFE MANAGEMENT A | OFF GA HWY 219 | LAGRANGE | Troup | 1410091 | 1 | [5 empty] | Removed from Ground | Gas (Historical Use) | 550 | Bare Steel | 1983-04-10 | 2008-09-04 | Galvanized Steel
LAGRANGE QUARRY | VULCAN MATERIALS RD | LAGRANGE | Troup | 1410093 | 027-05 | [5 empty] | Removed from Ground | Other | 1000 | Cathodically Protected Steel | 1985-01-01 | 1993-02-01 | Galvanized Steel
MAJIK MARKET #21143 | 19611 US HWY #27 | PINE MOUNTAIN | Troup | 1410066 | 3 | [5 empty] | Permanently Out of Use - historical purposes | Gas (Historical Use) | 8000 | Cathodically Protected Steel | 1986-01-01 | 1899-12-31 | Cathodically Protected | Pressurized
IKKIE FOOD MART LLC | 517 HAMILTON RD | LAGRANGE | Troup | 1410192 | 1 | Flapper Valve | 1995-10-06 | FALSE | 1995-10-06 | FALSE | Removed from Ground | Regular | 8000 | Steel-Impressed Current | 1982-05-09 |  | Fiberglass Reinforced Plastic | Pressurized
DUNSON BUS SHOP | 1210 HOGANSVILLE RD | LAGRANGE | Troup | 1410202 | 2 |  | 1992-08-01 |  | 1995-08-01 |  | Removed from Ground | Gas (Historical Use) | 6000 | Not Marked/Unknown | 1997-08-15 | 1997-08-15 | Fiberglass Reinforced Plastic | Suction (American)
BLUE CIRCLE WILLIAMS | 116 SWIFT ST | LAGRANGE | Troup | 1410015 | 2 | [5 empty] | Removed from Ground | Diesel | 4000 | Bare Steel | 1983-03-07 | 1987-02-01 | Galvanized Steel
POOR BOY GROCERY | 404 WHITESVILLE ST | LAGRANGE | Troup | 1410016 | 3 | [5 empty] | Removed from Ground | Gas (Historical Use) | 6000 | Bare Steel | 1984-02-11 | 1999-05-01 | Galvanized Steel | Suction (American)
TROUP COUNTY BUS SHOP | 1700 WHITESVILLE RD | LAGRANGE | Troup | 1410024 | 3 |  | 1997-08-01 |  | 1997-08-01 |  | Removed from Ground | Diesel | 6000 | Fiberglass | 1997-08-01 | 2003-10-08 | Fiberglass Reinforced Plastic | Suction (American)
FISHERANS ONE STOP | 3322 NEW FRANKLIN RD | LAGRANGE | Troup | 1410067 | 1 | [5 empty] | Removed from Ground | Gas (Historical Use) | 2000 | Bare Steel | 1985-01-01 | 2000-10-01 | Galvanized Steel | Pressurized
THE SERVICE STATION | 1769 WEST POINT RD | LAGRANGE | Troup | 1410099 | 7 | [5 empty] | Removed from Ground | Gas (Historical Use) | 2000 | Fiberglass | 2005-10-31 | 2005-12-07 | Fiberglass Reinforced Plastic | Safe Suction (Euro)
THE SERVICE STATION | 1769 WEST POINT RD | LAGRANGE | Troup | 1410099 | 5 |  | 1998-06-01 |  | 1998-06-01 |  | Removed from Ground | Gas (Historical Use) | 2000 | Fiberglass | 2005-10-31 | 2005-12-07 | Fiberglass Reinforced Plastic | Safe Suction (Euro)
HAPPY STOP #6 | 1525 VERNON ST | LAGRANGE | Troup | 1410106 | 1 | [5 empty] | Removed from Ground | Gas (Historical Use) | 10000 | Bare Steel | 1982-04-30 | 1899-12-31 | Galvanized Steel
RYDER TS #0217A | 2713 WHITESVILLE RD | LAGRANGE | Troup | 1410159 | W-1 |  |  | TRUE |  | TRUE | Removed from Ground | Used Oil | 6000 | Bare Steel | 1980-05-07 | 1995-08-08 | Bare Steel | Gravity Fed
DUNSON BUS SHOP | 1210 HOGANSVILLE RD | LAGRANGE | Troup | 1410202 | 3 |  | 1992-08-01 |  | 1992-08-01 |  | Removed from Ground | Diesel | 10000 | Not Marked/Unknown | 1997-08-15 | 1997-08-15 | Fiberglass Reinforced Plastic | Suction (American)
SETALIYAVIR INC | 103 COMMERCE AVE | LAGRANGE | Troup | 1410196 | 2 | Flapper Valve | 1995-10-16 | FALSE | 1995-10-16 | FALSE | Currently in Use | Premium | 3000 | Steel-Impressed Current | 1971-05-12 |  | Steel (Impressed Current) | Pressurized
BST/LAGRANGE CO/R3266 | 213 BROOME ST | LAGRANGE | Troup | 1410205 | 2 | Flapper Valve | 1995-07-03 | FALSE | 1995-07-03 | FALSE | Currently in Use | Diesel | 4000 | Fiberglass Double Walled | 1995-07-03 |  | Copper | Safe Suction (Euro)
MAJIK MARKET #21143 | 19611 US HWY #27 | PINE MOUNTAIN | Troup | 1410066 | 1 | [5 empty] | Permanently Out of Use - historical purposes | Gas (Historical Use) | 8000 | Cathodically Protected Steel | 1986-01-01 | 1899-12-31 | Cathodically Protected | Pressurized
ANNIE L THOMPSON GROCERY | 6942 HAMILTON RD | PINE MOUNTAIN | Troup | 1410098 | 2 | [5 empty] | Permanently Out of Use - historical purposes | Gas (Historical Use) | 560 | Bare Steel | 1966-05-04 | 1899-12-31 | Galvanized Steel
PETRO EXPRESS #13 | 1312 HAMILTON RD & US HWY 27 | LAGRANGE | Troup | 1410213 | 3 |  | 1998-04-01 | FALSE | 1998-04-01 | FALSE | Temporarily out of use | E-10 | 3000 | Steel-Impressed Current | 1973-05-16 |  | Steel (Impressed Current) | Safe Suction (Euro)
DAYS INN | 2606 WHITESMILL RD | LAGRANGE | Troup | 1410212 | 1 | [5 empty] | Closed in Ground | Gas (Historical Use) | 10000 | Bare Steel | 1971-05-12 | 1991-07-11 | Bare Steel
MAMA RUTHS | HWY 109 & THOMPSON RD | LAGRANGE | Troup | 1410074 | 2 | [5 empty] | Removed from Ground | Gas (Historical Use) | 1000 | Bare Steel | 1976-04-20 | 1998-10-28 | Galvanized Steel | Suction (American)
TALL TALES | 3191 NEW FRANKLIN RD | LAGRANGE | Troup | 1410053 | 1 | [5 empty] | Removed from Ground | Gas (Historical Use) | 1000 | Bare Steel | 1976-04-18 | 1999-01-19 | Bare Steel | Suction (American)
THE SERVICE STATION | 1769 WEST POINT RD | LAGRANGE | Troup | 1410099 | 1 | [5 empty] | Removed from Ground | Gas (Historical Use) | 4000 | Bare Steel | 1966-05-04 | 1998-06-01 | Galvanized Steel
RIBITZ BAIT AND TACKLE | 5618 WEST POINT RD | LAGRANGE | Troup | 1410102 | 2 | [5 empty] | Removed from Ground | Gas (Historical Use) | 1000 | Bare Steel | 1984-04-29 | 1998-06-15 | Galvanized Steel
CROWN STATION GA-043 | 300 VERNON RD | LAGRANGE | Troup | 1410089 | NO-LEAD | [5 empty] | Removed from Ground | Gas (Historical Use) | 15060 | Bare Steel | 1974-04-07 | 1992-05-06 | Galvanized Steel | Pressurized
ANNIE L THOMPSON GROCERY | 6942 HAMILTON RD | PINE MOUNTAIN | Troup | 1410098 | 3 | [5 empty] | Permanently Out of Use - historical purposes | Gas (Historical Use) | 560 | Bare Steel | 1978-05-01 | 1899-12-31 | Galvanized Steel
GEORGIA DEPARTMENT OF TRANSPORTA | GA HWY 219 1107 HOGANSVILLE RD | LAGRANGE | Troup | 1410087 | 356G1 | [5 empty] | Removed from Ground | Gas (Historical Use) | 1000 | Fiberglass | 1991-06-04 | 1991-06-04 | Galvanized Steel
LAGRANGE MOLDED PRODUCTS | 1513 REDDING DR | LAGRANGE | Troup | 1410085 | 7 | [5 empty] | Permanently Out of Use - historical purposes | Empty | 5000 | Not Marked/Unknown |  | 1899-12-31 | Unknown
LAGRANGE MOLDED PRODUCTS | 1513 REDDING DR | LAGRANGE | Troup | 1410085 | 1 | [5 empty] | Removed from Ground | Other | 30000 | Bare Steel | 1974-05-04 | 1995-04-15 | Not Marked
LAGRANGE MOLDED PRODUCTS | 1513 REDDING DR | LAGRANGE | Troup | 1410085 | 4 | [5 empty] | Removed from Ground | Diesel | 30000 | Bare Steel | 1974-05-04 | 1995-04-28 | Not Marked
CROCKETT BROTHERS INC | 301 VERNON ST | LAGRANGE | Troup | 1410073 | 3 | Flapper Valve | 1997-02-01 | FALSE | 1997-02-01 | FALSE | Removed from Ground | Gas (Historical Use) | 1000 | Steel-Impressed Current | 1971-04-22 | 2018-03-28 | Steel (Impressed Current) | Safe Suction (Euro)
MAMA RUTHS | HWY 109 & THOMPSON RD | LAGRANGE | Troup | 1410074 | 1 | [5 empty] | Removed from Ground | Gas (Historical Use) | 1000 | Bare Steel | 1976-04-20 | 1998-10-29 | Galvanized Steel | Suction (American)
EVANS & EVANS INC | 2106 HAMILTON RD | LAGRANGE | Troup | 1410045 | 1 | [5 empty] | Removed from Ground | Gas (Historical Use) | 550 | Bare Steel | 1979-04-18 | 1999-12-17 | Bare Steel
BATTERY MART | 262 UPPER GLASS BRIDGE RD | LAGRANGE | Troup | 1410101 | 3 | [5 empty] | Permanently Out of Use - historical purposes | Gas (Historical Use) | 560 | Bare Steel | 1976-01-01 | 1899-12-31 | Galvanized Steel
Circle K 2706751 | 1503 LAFAYETTE PKWY | LAGRANGE | Troup | 1410088 | NO-LEAD#2 | [5 empty] | Removed from Ground | Gas (Historical Use) | 10270 | Bare Steel | 1981-04-05 | 1991-04-23 | Galvanized Steel
SUMMIT STORE #5 | 2457 WHITESVILLE RD AT I-85 | LAGRANGE | Troup | 1410193 | 5 | Flapper Valve | 1995-10-16 | FALSE | 1995-10-16 | FALSE | Removed from Ground | Diesel | 8000 | Steel-Impressed Current | 1984-05-08 | 2018-08-17 | Steel (Impressed Current) | Pressurized
IKKIE FOOD MART LLC | 517 HAMILTON RD | LAGRANGE | Troup | 1410192 | 3 | Flapper Valve | 1995-10-16 | FALSE | 1995-10-16 | FALSE | Removed from Ground | Premium | 6000 | Steel-Impressed Current | 1982-05-09 |  | Fiberglass Reinforced Plastic | Pressurized
SETALIYAVIR INC | 103 COMMERCE AVE | LAGRANGE | Troup | 1410196 | 6 | Flapper Valve | 1995-10-16 | FALSE | 1995-10-16 | FALSE | Currently in Use | Diesel | 6000 | Steel-Impressed Current | 1981-05-09 |  | Steel (Impressed Current) | Pressurized
PETRO EXPRESS #13 | 1312 HAMILTON RD & US HWY 27 | LAGRANGE | Troup | 1410213 | 1 |  | 1998-04-01 | FALSE | 1998-04-01 | FALSE | Temporarily out of use | Regular | 4000 | Steel-Impressed Current | 1973-05-16 |  | Steel (Impressed Current) | Pressurized
HILLCREST ELEMENTARY SCHOOL | 3116 NEW FRANKLIN RD | LAGRANGE | Troup | 1410020 | 1 | [5 empty] | Removed from Ground | Diesel | 10000 | Bare Steel | 1978-01-30 | 1998-09-22 | Galvanized Steel | Suction (American)
POOR BOY GROCERY | 404 WHITESVILLE ST | LAGRANGE | Troup | 1410016 | 1 | [5 empty] | Removed from Ground | Gas (Historical Use) | 6000 | Bare Steel | 1984-02-11 | 1999-05-01 | Galvanized Steel | Suction (American)
GEORGE'S SERVICE STATION | HAMILTON RD | LAGRANGE | Troup | 1410049 | 3 | [5 empty] | Removed from Ground | Gas (Historical Use) | 550 | Bare Steel | 1976-04-18 | 1988-01-01 | Unknown
THE SERVICE STATION | 1769 WEST POINT RD | LAGRANGE | Troup | 1410099 | 3 | [5 empty] | Removed from Ground | Gas (Historical Use) | 2000 | Bare Steel | 1981-04-30 | 1998-06-01 | Galvanized Steel
Circle K 2706751 | 1503 LAFAYETTE PKWY | LAGRANGE | Troup | 1410088 | XTRA | [5 empty] | Removed from Ground | Gas (Historical Use) | 10270 | Bare Steel | 1981-04-05 | 1991-04-23 | Galvanized Steel
MAJIK MARKET #21143 | 19611 US HWY #27 | PINE MOUNTAIN | Troup | 1410066 | 2 | [5 empty] | Permanently Out of Use - historical purposes | Gas (Historical Use) | 8000 | Cathodically Protected Steel | 1986-01-01 | 1899-12-31 | Cathodically Protected | Pressurized
WESTEK INC | 117 CORINTH RD | HAGANSVILE | Troup | 1410157 | 1 | [5 empty] | Permanently Out of Use - historical purposes | Gas (Historical Use) | 1 | Bare Steel | 1986-05-05 | 1899-12-31 | Bare Steel
A E GOETZE INC/GOETZE GASKET CO | 1642 LUKKEN IND DR WEST | LAGRANGE | Troup | 1410199 | 4 | [5 empty] | Removed from Ground | Diesel | 10000 | Bare Steel | 1981-05-08 | 1991-05-01 | Bare Steel
HIGHLAND MARINA RESORT | 1000 SEMINOLE RD | LAGRANGE | Troup | 1410012 | 4 | [5 empty] | Removed from Ground | Other | 1000 | Not Marked/Unknown | 1998-11-01 | 1998-11-01 | Not Marked
LAGRANGE MOLDED PRODUCTS | 1513 REDDING DR | LAGRANGE | Troup | 1410085 | 6 | [5 empty] | Removed from Ground | Gas (Historical Use) | 30000 | Bare Steel | 1974-05-04 | 1995-04-28 | Not Marked
FARMERS SALES & SERVICE | 1401 LAGAYETTE PARKWAY | LAGRANGE | Troup | 1410077 | 2 | [5 empty] | Removed from Ground | Diesel | 1000 | Bare Steel | 1974-04-21 | 1988-04-01 | Galvanized Steel
LANGFORD CONSTRUCTION CO | 314 GREENVILLE ST | LAGRANGE | Troup | 1410072 | 1 | [5 empty] | Removed from Ground | Gas (Historical Use) | 550 | Bare Steel | 1985-04-18 | 1988-08-01 | Galvanized Steel
KAYDON CORP | 1571 FORREST AVE | LAGRANGE | Troup | 1410064 | 2 | [5 empty] | Closed in Ground | Other | 2000 | Unknown | 1974-05-23 | 1990-01-01 | Galvanized Steel
LEGION GOLF SHOP | HAMILTON RD | LAGRANGE | Troup | 1410052 | 1 | [5 empty] | Removed from Ground | Gas (Historical Use) | 550 | Bare Steel | 1976-04-18 | 1987-01-01 | Unknown
ABERNATHY BP | 1001 HOGANSVILLE RD | LAGRANGE | Troup | 1410046 | 1 | Flapper Valve | 1989-08-08 |  | 1989-08-08 |  | Removed from Ground | Gas (Historical Use) | 4000 | Galvanic (STIP-3) | 1979-04-18 | 2005-05-27 | Fiberglass Reinforced Plastic | Safe Suction (Euro)
FARMERS SALES & SERVICE | 1401 LAGAYETTE PARKWAY | LAGRANGE | Troup | 1410077 | 1 | [5 empty] | Removed from Ground | Gas (Historical Use) | 1000 | Bare Steel | 1974-04-21 | 1988-04-01 | Galvanized Steel
PYNE WOODYYARD | HWY 109/ROANOKE RD | LAGRANGE | Troup | 1410068 | 1 | [5 empty] | Removed from Ground | Gas (Historical Use) | 1000 | Bare Steel | 1970-04-22 | 1988-09-01 | Galvanized Steel
TALL TALES | 3191 NEW FRANKLIN RD | LAGRANGE | Troup | 1410053 | 5 | Flapper Valve | 1999-02-08 | FALSE | 1999-02-08 | FALSE | Currently in Use | Premium | 10000 | Composite | 1999-02-08 |  | Fiberglass Reinforced Plastic | Pressurized
TALL TALES | 3191 NEW FRANKLIN RD | LAGRANGE | Troup | 1410053 | 4 | Flapper Valve | 1999-02-08 | FALSE | 1999-02-08 | FALSE | Currently in Use | Regular | 10000 | Composite | 1999-02-08 |  | Fiberglass Reinforced Plastic | Pressurized
ABERNATHY BP | 1001 HOGANSVILLE RD | LAGRANGE | Troup | 1410046 | 2 | Flapper Valve | 1989-08-08 |  | 1989-08-08 |  | Removed from Ground | Gas (Historical Use) | 4000 | Galvanic (STIP-3) | 1979-04-18 | 2005-05-27 | Fiberglass Reinforced Plastic | Safe Suction (Euro)
HAPPY STOP #7 | 600 NEW FRANKLIN RD | LAGRANGE | Troup | 1410139 | 7 | Ball Float | 1991-09-01 | FALSE | 1991-09-01 | FALSE | Currently in Use | Kerosene | 2000 | Galvanic (STIP-3) | 1991-09-01 |  | Double-Walled Fiberglass | Pressurized
HAPPY STOP #7 | 600 NEW FRANKLIN RD | LAGRANGE | Troup | 1410139 | 1 | [5 empty] | Removed from Ground | Gas (Historical Use) | 6000 | Bare Steel | 1972-01-01 | 1986-04-01 | Galvanized Steel
MADDOX AUTO SERVICE | 315 MAIN ST | LAGRANGE | Troup | 1410163 | 6 |  |  | FALSE |  | FALSE | Removed from Ground | Used Oil | 500 | Unknown | 2011-02-01 | 2011-02-01
SUMMIT STORE #5 | 2457 WHITESVILLE RD AT I-85 | LAGRANGE | Troup | 1410193 | 4 | Flapper Valve | 1995-10-16 | FALSE | 1995-10-16 | FALSE | Removed from Ground | Diesel | 8000 | Steel-Impressed Current | 1984-05-08 | 2018-08-17 | Steel (Impressed Current) | Pressurized
SUMMIT STORE #5 | 2457 WHITESVILLE RD AT I-85 | LAGRANGE | Troup | 1410193 | 1 | Flapper Valve | 1995-10-16 | FALSE | 1995-10-16 | FALSE | Removed from Ground | Gas (Historical Use) | 8000 | Steel-Impressed Current | 1984-05-08 | 2018-08-17 | Steel (Impressed Current) | Pressurized
A E GOETZE INC/GOETZE GASKET CO | 1642 LUKKEN IND DR WEST | LAGRANGE | Troup | 1410199 | 3 |  |  | TRUE |  | TRUE | Removed from Ground | Used Oil | 1000 | Bare Steel | 1981-05-08 | 1991-05-01 | Bare Steel
1506 Lafayette PKWY-SUMMIT STORE #3 | 1506 LAFAYETTE PKWY | LAGRANGE | Troup | 1410195 | 2 |  | 1995-10-16 |  | 1995-10-16 |  | Removed from Ground | Gas (Historical Use) | 8000 | Steel-Impressed Current | 1982-05-09 | 2017-01-10 | Steel (Impressed Current) | Pressurized
CHARLIE WIL MURPHY | 1737 WHITESVILLE ST | LAGRANGE | Troup | 1410008 | 1 | [5 empty] | Removed from Ground | Gas (Historical Use) | 1000 | Bare Steel | 1976-03-07 | 1899-12-31 | Galvanized Steel | Safe Suction (Euro)
JASONS QUICK SACK #114/PIT SHOP | 1748 VERNON RD | LAGRANGE | Troup | 1410086 | 1 | Flapper Valve | 1997-03-01 | FALSE | 1997-03-01 | FALSE | Currently in Use | Diesel Off Road | 10000 | Steel-Impressed Current | 1984-05-01 |  | Steel (Impressed Current) | Pressurized
DIXIE WELL BORING CO | RT 2/WHITESVILLE RD | LAGRANGE | Troup | 1410076 | 1 | [5 empty] | Removed from Ground | Gas (Historical Use) | 550 | Bare Steel | 1979-04-20 | 1986-10-01 | Galvanized Steel
FLOWERS BAKING CO/FLOWERS BAKERY | 523 NEW FRANKLIN RD | LAGRANGE | Troup | 1410042 | 2 | [5 empty] | Removed from Ground | Gas (Historical Use) | 8000 | Bare Steel | 1982-03-11 | 1994-03-30 | Galvanized Steel
TOMMYS TEXACO | 201 VERNON ST | LAGRANGE | Troup | 1410100 | 4 |  |  | TRUE |  | TRUE | Removed from Ground | Used Oil | 560 | Bare Steel | 1966-05-04 | 1999-09-01 | Galvanized Steel
Circle K 2706751 | 1503 LAFAYETTE PKWY | LAGRANGE | Troup | 1410088 | REG | [5 empty] | Removed from Ground | Gas (Historical Use) | 10270 | Bare Steel | 1981-04-05 | 1991-04-23 | Galvanized Steel
Circle K 2706751 | 1503 LAFAYETTE PKWY | LAGRANGE | Troup | 1410088 | 3 | Flapper Valve | 1991-04-04 | FALSE | 1991-04-04 | FALSE | Currently in Use | Regular | 12000 | Fiberglass | 1991-03-14 |  | Fiberglass Reinforced Plastic | Pressurized
HARTS SERVICE CENTER | 201 RIDLEY AVE | LAGRANGE | Troup | 1410105 | 2 | [5 empty] | Removed from Ground | Gas (Historical Use) | 4000 | Bare Steel | 1967-01-06 | 1997-10-03 | Fiberglass Reinforced Plastic | Pressurized
RIBITZ BAIT AND TACKLE | 5618 WEST POINT RD | LAGRANGE | Troup | 1410102 | 4 | Flapper Valve | 2005-08-31 | FALSE | 2005-08-31 | FALSE | Currently in Use | Premium | 4000 | Epoxy | 2005-08-31 |  | Fiberglass Reinforced Plastic | Safe Suction (Euro)
BATTERY MART | 262 UPPER GLASS BRIDGE RD | LAGRANGE | Troup | 1410101 | 2 | [5 empty] | Permanently Out of Use - historical purposes | Gas (Historical Use) | 560 | Bare Steel | 1976-01-01 | 1899-12-31 | Galvanized Steel
CROWN STATION GA-043 | 300 VERNON RD | LAGRANGE | Troup | 1410089 | NOLEAD | [5 empty] | Removed from Ground | Gas (Historical Use) | 10270 | Bare Steel | 1978-04-06 | 1992-05-06 | Galvanized Steel | Pressurized
LAGRANGE QUARRY | VULCAN MATERIALS RD | LAGRANGE | Troup | 1410093 | 027-02 | [5 empty] | Removed from Ground | Other | 1000 | Cathodically Protected Steel | 1985-01-01 | 1993-02-01 | Galvanized Steel
LAGRANGE QUARRY | VULCAN MATERIALS RD | LAGRANGE | Troup | 1410093 | 027-09 | [5 empty] | Removed from Ground | Gas (Historical Use) | 2000 | Bare Steel | 1972-01-05 | 1993-02-01 | Galvanized Steel
BST/LAGRANGE CO/R3266 | 213 BROOME ST | LAGRANGE | Troup | 1410205 | 1 | [5 empty] | Removed from Ground | Diesel | 1500 | Bare Steel | 1969-01-05 | 1994-09-07 | Copper | Suction (American)
HIGHLAND MARINA RESORT | 1000 SEMINOLE RD | LAGRANGE | Troup | 1410012 | 3 | Flapper Valve | 1987-03-01 | FALSE | 1987-03-01 | FALSE | Removed from Ground | Premium | 7800 | Fiberglass | 1987-03-01 |  | Fiberglass Reinforced Plastic | Safe Suction (Euro)
LARANGE WATER FILTER PLANT | 980 CAMERON MILL RD | LAGRANGE | Troup | 1410004 | 2 | [5 empty] | Closed in Ground | Diesel | 5000 | Bare Steel | 1966-02-25 | 1993-08-30 | Galvanized Steel | Gravity Fed
GEORGE'S SERVICE STATION | HAMILTON RD | LAGRANGE | Troup | 1410049 | 2 | [5 empty] | Removed from Ground | Gas (Historical Use) | 550 | Bare Steel | 1976-04-18 | 1988-01-01 | Unknown
TROUP COUNTY SHOP | 2508 HAMILTON RD | LAGRANGE | Troup | 1410040 | 3 | [5 empty] | Closed in Ground | Diesel | 10000 | Bare Steel | 1968-03-16 | 1899-12-31 | Bare Steel
TOMMYS TEXACO | 201 VERNON ST | LAGRANGE | Troup | 1410100 | 3 | [5 empty] | Removed from Ground | Gas (Historical Use) | 2000 | Bare Steel | 1981-04-30 | 1999-09-01 | Galvanized Steel
HARTS SERVICE CENTER | 201 RIDLEY AVE | LAGRANGE | Troup | 1410105 | 3 | [5 empty] | Removed from Ground | Gas (Historical Use) | 4000 | Bare Steel | 1967-01-06 | 1997-10-03 | Fiberglass Reinforced Plastic | Pressurized
Circle K 2706751 | 1503 LAFAYETTE PKWY | LAGRANGE | Troup | 1410088 | 1 | Flapper Valve | 1991-04-04 | FALSE | 1991-04-04 | FALSE | Currently in Use | Premium | 10000 | Fiberglass | 1991-03-14 |  | Fiberglass Reinforced Plastic | Pressurized
LAGRANGE QUARRY | VULCAN MATERIALS RD | LAGRANGE | Troup | 1410093 | 027-04 | [5 empty] | Removed from Ground | Other | 1000 | Cathodically Protected Steel | 1985-01-01 | 1993-02-01 | Galvanized Steel
LAGRANGE QUARRY | VULCAN MATERIALS RD | LAGRANGE | Troup | 1410093 | 027-01 | [5 empty] | Removed from Ground | Other | 1000 | Cathodically Protected Steel | 1985-01-01 | 1993-02-01 | Galvanized Steel
WALMART NEIGHBORHOOD MARKET #2773 | 955 LAFAYETTE PKWY | LAGRANGE | Troup | 10002398 | 2A | Flapper Valve | 2014-12-03 | FALSE | 2014-12-03 | FALSE | Currently in Use | Premium | 8000 | Fiberglass Double Walled | 2014-08-07 |  | Double-Walled Flex | Pressurized
WRIGHT GEN STORE | 4587 HWY 109 EAST | MOUNTVILLE | Troup | 1410059 | RU |  | 1999-10-20 | FALSE |  | FALSE | Temporarily out of use | Empty | 2000 | Steel-Impressed Current | 1979-02-25 |  | Steel (Impressed Current) | Safe Suction (Euro)
CONVENIENCE STORE | 2012 HOGANSVILLE ST | LAGRANGE | Troup | 1410138 | 4 | [5 empty] | Permanently Out of Use - historical purposes | Kerosene | 550 | Bare Steel | 1985-05-08 | 1899-12-31 | Galvanized Steel
YELLOW JACKET BAIT & TACKLE | 3056 NEW FRANKLIN | LAGRANGE | Troup | 1410096 | 2 | [5 empty] | Removed from Ground | Gas (Historical Use) | 560 | Bare Steel | 1971-05-03 | 1997-12-26 | Galvanized Steel
BATTERY MART | 262 UPPER GLASS BRIDGE RD | LAGRANGE | Troup | 1410101 | 1 | [5 empty] | Permanently Out of Use - historical purposes | Gas (Historical Use) | 1000 | Bare Steel | 1976-01-01 | 1899-12-31 | Galvanized Steel
WRIGHT GEN STORE | 4587 HWY 109 EAST | MOUNTVILLE | Troup | 1410059 | SU |  |  | FALSE | 1999-10-20 | FALSE | Temporarily out of use | Empty | 500 | Steel-Impressed Current | 1979-02-25 |  | Steel (Impressed Current) | Safe Suction (Euro)
LOYS OFFICE SUPPLIES | 913 EAST MAIN ST | LAGRANGE | Troup | 1410071 | 1 | [5 empty] | Removed from Ground | Gas (Historical Use) | 550 | Bare Steel | 1970-04-22 | 1988-08-01 | Galvanized Steel
GEORGE'S SERVICE STATION | HAMILTON RD | LAGRANGE | Troup | 1410049 | 1 | [5 empty] | Removed from Ground | Gas (Historical Use) | 1000 | Bare Steel | 1976-04-18 | 1988-01-01 | Unknown
ABERNATHY BP | 1001 HOGANSVILLE RD | LAGRANGE | Troup | 1410046 | 3 | Flapper Valve | 1989-08-08 |  | 1989-08-08 |  | Removed from Ground | Gas (Historical Use) | 2000 | Galvanic (STIP-3) | 1979-04-18 | 2005-05-07 | Fiberglass Reinforced Plastic | Safe Suction (Euro)
TROUP COUNTY SHOP | 2508 HAMILTON RD | LAGRANGE | Troup | 1410040 | 2 | Flapper Valve | 1994-04-01 | FALSE | 1994-04-01 | FALSE | Removed from Ground | Diesel | 15000 | Steel-Impressed Current | 1978-03-14 |  | Steel (Impressed Current) | Suction (American)
TOMMYS TEXACO | 201 VERNON ST | LAGRANGE | Troup | 1410100 | 2 | [5 empty] | Removed from Ground | Gas (Historical Use) | 4000 | Bare Steel | 1966-05-04 | 1999-09-01 | Galvanized Steel
HARTS SERVICE CENTER | 201 RIDLEY AVE | LAGRANGE | Troup | 1410105 | 5 |  |  | TRUE |  | TRUE | Removed from Ground | Used Oil | 560 | Bare Steel | 1967-01-06 | 1899-12-31 | Not Marked
HAPPY STOP #6 | 1525 VERNON ST | LAGRANGE | Troup | 1410106 | 2 | [5 empty] | Removed from Ground | Gas (Historical Use) | 10000 | Bare Steel | 1982-04-30 | 1899-12-31 | Galvanized Steel
CROWN STATION GA-043 | 300 VERNON RD | LAGRANGE | Troup | 1410089 | XTRA | [5 empty] | Removed from Ground | Gas (Historical Use) | 15060 | Bare Steel | 1974-04-07 | 1992-05-06 | Galvanized Steel | Pressurized
NEWSMAN CONSTRUCTION CO | 206 EAST DEPOT ST | LAGRANGE | Troup | 1410217 | 3 | [5 empty] | Removed from Ground | Diesel | 1000 | Bare Steel | 1984-01-02 | 1993-06-01 | Galvanized Steel
PETRO EXPRESS #13 | 1312 HAMILTON RD & US HWY 27 | LAGRANGE | Troup | 1410213 | 4 |  | 1998-04-01 | FALSE | 1998-04-01 | FALSE | Temporarily out of use | Regular | 4000 | Steel-Impressed Current | 1973-05-16 |  | Steel (Impressed Current) | Pressurized
PETRO EXPRESS #13 | 1312 HAMILTON RD & US HWY 27 | LAGRANGE | Troup | 1410213 | 5 |  | 1998-04-01 | FALSE | 1998-04-01 | FALSE | Temporarily out of use | Premium | 4000 | Steel-Impressed Current | 1973-05-16 |  | Steel (Impressed Current) | Pressurized
DAYS INN | 2606 WHITESMILL RD | LAGRANGE | Troup | 1410212 | 3 | [5 empty] | Closed in Ground | Gas (Historical Use) | 10000 | Bare Steel | 1971-05-12 | 1991-07-11 | Bare Steel
ROSEMONT ELEMENTARY SCHOOL | 4679 HAMILTON RD | LAGRANGE | Troup | 1410022 | 2 | [5 empty] | Removed from Ground | Diesel | 10000 | Bare Steel | 1978-01-30 | 1998-09-01 | Galvanized Steel | Suction (American)
KMART #7020 | 100 COMMERCE AVE | LAGRANGE | Troup | 1410083 | 1 |  |  | TRUE |  | TRUE | Removed from Ground | Used Oil | 1000 | Bare Steel | 1973-04-07 | 1991-05-30 | Galvanized Steel
CROCKETT BROTHERS INC | 301 VERNON ST | LAGRANGE | Troup | 1410073 | 2 | Flapper Valve | 1997-02-01 | FALSE | 1997-02-01 | FALSE | Removed from Ground | Gas (Historical Use) | 1000 | Steel-Impressed Current | 1971-04-22 | 2018-03-28 | Steel (Impressed Current) | Safe Suction (Euro)
FISHERANS ONE STOP | 3322 NEW FRANKLIN RD | LAGRANGE | Troup | 1410067 | 2 | [5 empty] | Removed from Ground | Gas (Historical Use) | 4000 | Bare Steel | 1985-01-01 | 2000-10-01 | Galvanized Steel | Pressurized
TALL TALES | 3191 NEW FRANKLIN RD | LAGRANGE | Troup | 1410053 | 2 | [5 empty] | Removed from Ground | Gas (Historical Use) | 1000 | Bare Steel | 1976-04-18 | 1999-01-19 | Bare Steel | Suction (American)
CONVENIENCE STORE | 2012 HOGANSVILLE ST | LAGRANGE | Troup | 1410138 | 1 | [5 empty] | Permanently Out of Use - historical purposes | Gas (Historical Use) | 8000 | Bare Steel | 1972-05-11 | 1899-12-31 | Galvanized Steel
CC & C GROCERY | 1276 CORINTH RD | HOGANSVILLE | Troup | 1410104 | 1 | [5 empty] | Removed from Ground | Gas (Historical Use) | 1000 | Bare Steel | 1984-04-29 | 1999-08-27 | Galvanized Steel
WINKLES TEXACO | 305 HWY 29 | HOGANSVILLE | Troup | 1410097 | 1 | [5 empty] | Permanently Out of Use - historical purposes | Gas (Historical Use) | 4000 | Bare Steel | 1961-05-05 | 1899-12-31 | Galvanized Steel
HOP IN 100498 | 1831 E MAIN ST | HOGANSVILLE | Troup | 1410190 | 1 |  | 1996-06-10 |  | 1996-06-10 |  | Currently in Use | Gas (Historical Use) | 10000 | Fiberglass | 1986-05-08 |  | Fiberglass Reinforced Plastic | Pressurized
HINES UNION 76 | HWY 29 | HOGANSVILLE | Troup | 1410152 | 2 | [5 empty] | Removed from Ground | Gas (Historical Use) | 8000 | Bare Steel | 1978-05-10 | 2016-09-21 | Galvanized Steel | Safe Suction (Euro)
GREENWAY #635 | 106 US HWY 29 NORTH | HOGANSVILLE | Troup | 1410155 | 3 | [5 empty] | Removed from Ground | Gas (Historical Use) | 1065 | Bare Steel | 1973-05-11 | 1987-10-01 | Galvanized Steel
KROGER GA-339 | 203 -A COMMERCE AVE | LAGRANGE | Troup | 10001783 | 2B | Ball Float | 2009-11-09 | FALSE | 2009-11-18 | FALSE | Currently in Use | Premium | 8000 | Fiberglass Double Walled | 2009-10-07 |  | Double-Walled Flex | Pressurized
CHEVRON/SINCLAIRS STANDARD STA | HWY 29/510 3RD AVE | WEST POINT | Troup | 720009 | 1 | [5 empty] | Removed from Ground | Other | 550 | Bare Steel | 1994-03-23 | 1994-03-23 | Bare Steel | Pressurized
BATSON-COOK CO LUMBER YARD | STATE LINE RD | WEST POINT | Troup | 9141005 | 4 | [5 empty] | Removed from Ground | Gas (Historical Use) | 3000 | Bare Steel | 1968-01-01 | 1991-12-13 | Bare Steel | Suction (American)
BATSON-COOK CO LUMBER YARD | STATE LINE RD | WEST POINT | Troup | 9141005 | 7 | [5 empty] | Removed from Ground | Gas (Historical Use) | 500 | Bare Steel | 1968-01-01 | 1991-12-13 | Bare Steel | Suction (American)
THE SERVICE STATION | 1769 WEST POINT RD | LAGRANGE | Troup | 1410099 | 6 |  | 1998-06-01 |  | 1998-06-01 |  | Removed from Ground | Gas (Historical Use) | 2000 | Fiberglass | 2005-10-31 | 2005-12-07 | Fiberglass Reinforced Plastic | Safe Suction (Euro)
Circle K 2706751 | 1503 LAFAYETTE PKWY | LAGRANGE | Troup | 1410088 | SEPARATOR |  |  | TRUE |  | TRUE | Removed from Ground | Used Oil | 550 | Bare Steel | 1981-04-05 | 1991-04-23 | Galvanized Steel
CONVENIENCE STORE | 2012 HOGANSVILLE ST | LAGRANGE | Troup | 1410138 | 2 | [5 empty] | Permanently Out of Use - historical purposes | Gas (Historical Use) | 10000 | Bare Steel | 1972-05-11 | 1899-12-31 | Galvanized Steel
RIBITZ BAIT AND TACKLE | 5618 WEST POINT RD | LAGRANGE | Troup | 1410102 | 1 | [5 empty] | Removed from Ground | Gas (Historical Use) | 1000 | Bare Steel | 1984-04-29 | 1998-06-15 | Galvanized Steel
Circle K 2706751 | 1503 LAFAYETTE PKWY | LAGRANGE | Troup | 1410088 | NO-LEAD#1 | [5 empty] | Removed from Ground | Gas (Historical Use) | 10270 | Bare Steel | 1981-04-05 | 1991-04-23 | Galvanized Steel
LAGRANGE QUARRY | VULCAN MATERIALS RD | LAGRANGE | Troup | 1410093 | 027-06 | [5 empty] | Removed from Ground | Other | 1000 | Cathodically Protected Steel | 1985-01-01 | 1993-02-01 | Galvanized Steel
WRIGHT GEN STORE | 4587 HWY 109 EAST | MOUNTVILLE | Troup | 1410059 | PLUS |  | 1999-10-20 | FALSE | 1999-10-20 | FALSE | Temporarily out of use | Empty | 500 | Steel-Impressed Current | 1979-02-25 |  | Steel (Impressed Current) | Safe Suction (Euro)
CONVENIENCE STORE | 2012 HOGANSVILLE ST | LAGRANGE | Troup | 1410138 | 3 | [5 empty] | Permanently Out of Use - historical purposes | Gas (Historical Use) | 8000 | Bare Steel | 1972-05-11 | 1899-12-31 | Galvanized Steel
ANNIE L THOMPSON GROCERY | 6942 HAMILTON RD | PINE MOUNTAIN | Troup | 1410098 | 1 | [5 empty] | Permanently Out of Use - historical purposes | Gas (Historical Use) | 560 | Bare Steel | 1966-05-04 | 1899-12-31 | Galvanized Steel
MILLIKEN & CO/UTILITY PLANT | 1402 AUSTIN ST | LAGRANGE | Troup | 9141003 | 1 | [5 empty] | Removed from Ground | Diesel | 20000 | Not Marked/Unknown | 1990-11-21 | 1990-11-21 | Not Marked
CALLAWAY HIGH SCHOOL | 211 WHITFIELD RD | HOGANSVILLE | Troup | 9141099 | 2 | Flapper Valve | 1998-12-01 | FALSE | 1998-12-01 | FALSE | Currently in Use | Diesel | 10000 | Fiberglass | 1998-12-01 |  | Fiberglass Reinforced Plastic | Safe Suction (Euro)
KING'S OIL #378 | 1339 E MAIN ST | HOGANSVILLE | Troup | 9141062 | 2 | Ball Float | 1998-01-01 | FALSE | 1998-01-01 | FALSE | Currently in Use | Premium | 8200 | Steel-Impressed Current | 1998-01-01 |  | Fiberglass Reinforced Plastic | Pressurized
JP HOGANSVILLE | 1945 EAST MAIN ST | HOGANSVILLE | Troup | 9141021 | 5 | Flapper Valve | 2018-09-20 | FALSE | 2018-09-20 | FALSE | Currently in Use | Regular | 20000 | Composite Double Walled | 2018-09-20 |  | Double-Walled Fiberglass | Pressurized
LAGRANGE GAS N GO | 2560 WHITESVILLE RD | LAGRANGE | Troup | 1410115 | E | Flapper Valve | 1993-02-01 | FALSE | 1993-02-01 | FALSE | Currently in Use | Diesel | 20000 | Fiberglass | 1993-02-25 |  | Double-Walled Fiberglass | Pressurized
TRAMMEL LUMBER CO | HWY 109 WEST | LAGRANGE | Troup | 7000104 | 1 | [5 empty] | Removed from Ground | Diesel | 10000 | Bare Steel | 1971-05-24 | 1986-07-01 | Galvanized Steel
PAL EXPRESS #1 | 415 S GREENWOOD ST | LAGRANGE | Troup | 10000537 | 1 | Ball Float | 2003-10-10 | FALSE | 2003-10-10 | FALSE | Temporarily out of use | Premium | 10000 | Fiberglass | 2003-10-10 |  | Fiberglass Reinforced Plastic | Pressurized
TEXACO-LAFAYETTE PKWY | 1511 LAFAYETTE PKWY | LAGRANGE | Troup | 9141022 | 3 | Flapper Valve | 1993-06-01 | FALSE | 1993-06-01 | FALSE | Removed from Ground | Plus | 10000 | Fiberglass | 1987-06-01 | 2019-04-24 | Fiberglass Reinforced Plastic | Pressurized
SHELL GAS STATION | 2750 ROANOKE RD | LAGRANGE | Troup | 9141025 | 4 | Flapper Valve | 1993-06-01 | FALSE | 1993-06-01 | FALSE | Currently in Use | Diesel | 1000 | Fiberglass | 1988-06-01 |  | Fiberglass Reinforced Plastic | Pressurized
SHELL GAS STATION | 2750 ROANOKE RD | LAGRANGE | Troup | 9141025 | 5 | Flapper Valve | 1993-06-01 | FALSE | 1993-06-01 | FALSE | Currently in Use | Kerosene | 1000 | Fiberglass | 1988-06-01 |  | Fiberglass Reinforced Plastic | Pressurized
BIG JIMS COUNTRY STORE | 3157 HAMMITT RD | HOGANSVILLE | Troup | 9141030 | 1 | [5 empty] | Removed from Ground | Gas (Historical Use) | 1000 | Cathodically Protected Steel | 1989-01-01 | 1990-01-01 | Fiberglass Reinforced Plastic
JP HOGANSVILLE | 1945 EAST MAIN ST | HOGANSVILLE | Troup | 9141021 | 1 | Flapper Valve | 1993-06-01 | FALSE | 1993-06-01 | FALSE | Currently in Use | Premium | 10000 | Fiberglass | 1989-06-01 |  | Fiberglass Reinforced Plastic | Pressurized
GAS STOP OF HOGANSVILLE | 300 N HWY 29 | HOGANSVILLE | Troup | 1410103 | 3 | Flapper Valve | 1999-05-01 | FALSE | 1999-05-01 | FALSE | Currently in Use | Regular | 1000 | Fiberglass | 1966-05-04 |  | Fiberglass Reinforced Plastic | Safe Suction (Euro)
KNIGHTS GROCERY | 1405 LAFAYETTE PKWY | LAGRANGE | Troup | 1410110 | 1 | [5 empty] | Removed from Ground | Gas (Historical Use) | 1000 | Bare Steel | 1978-05-01 | 1997-02-24 | Galvanized Steel
STEPHENS PURE STATION #388 | 3883 WHITESVILLE RD | LAGRANGE | Troup | 1410112 | 6 |  | 1992-09-02 |  |  |  | Removed from Ground | Gas (Historical Use) | 1000 | Fiberglass | 1992-09-02 | 1998-11-05 | Fiberglass Reinforced Plastic | Safe Suction (Euro)
J K FOOD MART | 1109 NEW FRANKLIN RD | LAGRANGE | Troup | 10000491 | 3 | Ball Float | 2003-05-01 | FALSE | 2003-05-01 | FALSE | Currently in Use | Diesel | 10000 | Fiberglass | 2003-05-01 |  | Double-Walled Flex | Pressurized
SUPER G | 2744 HAMILTON RD | LAGRANGE | Troup | 9141059 | 1 | Flapper Valve | 1997-03-27 | FALSE | 1997-03-27 | FALSE | Currently in Use | Regular | 4000 | Steel-Impressed Current | 1997-06-26 |  | Steel (Impressed Current) | Safe Suction (Euro)
QUICK CHANGE FOOD MART #49 | 1499 LAFAYETTE PKWY | LAGRANGE | Troup | 9141052 | 4 | Ball Float | 1988-11-01 | FALSE | 1988-11-01 | FALSE | Currently in Use | Diesel | 6000 | Steel-Impressed Current | 1988-11-14 |  | Fiberglass Reinforced Plastic | Pressurized
LONG CANE ELEM SCHOOL | 238 LONG CANE ROAD | LAGRANGE | Troup | 9141084 | 1 | Flapper Valve | 1988-01-01 | FALSE | 1988-01-01 | FALSE | Currently in Use | Diesel | 10000 | Fiberglass | 1988-01-01 |  | Fiberglass Reinforced Plastic | Safe Suction (Euro)
LOVES TRAVEL STOPS #376 | 1621 BASS CROSS RD | HOGANSVILLE | Troup | 9141063 | 4A | Ball Float | 2007-11-01 | FALSE | 2007-11-01 | FALSE | Currently in Use | Gas (Historical Use) | 8000 | Composite Double Walled | 2007-10-01 |  | Double-Walled Fiberglass | Pressurized
LOVES TRAVEL STOPS #376 | 1621 BASS CROSS RD | HOGANSVILLE | Troup | 9141063 | 3 | Ball Float | 2007-11-01 | FALSE | 2007-11-01 | FALSE | Currently in Use | Diesel | 20000 | Composite Double Walled | 2007-10-01 |  | Double-Walled Fiberglass | Pressurized
STEPHENS PURE STATION #388 | 3883 WHITESVILLE RD | LAGRANGE | Troup | 1410112 | 8 | Ball Float | 1998-11-01 | FALSE | 1998-11-01 | FALSE | Currently in Use | Premium | 8178 | Epoxy | 1998-11-01 |  | Fiberglass Reinforced Plastic | Pressurized
STEPHENS PURE STATION #388 | 3883 WHITESVILLE RD | LAGRANGE | Troup | 1410112 | 2 | [5 empty] | Removed from Ground | Diesel | 2000 | Bare Steel | 1976-05-01 | 1998-01-01 | Galvanized Steel
LOYD-TATUM FIRE STATION (4) | OLD WEST POINT RD | LAGRANGE | Troup | 1410028 | 1 | [5 empty] | Removed from Ground | Gas (Historical Use) | 500 | Bare Steel | 1984-03-12 | 2009-09-04 | Galvanized Steel
PAL EXPRESS #1 | 415 S GREENWOOD ST | LAGRANGE | Troup | 10000537 | 2A | Ball Float | 2003-10-10 | FALSE | 2003-10-10 | FALSE | Temporarily out of use | Plus | 4000 | Fiberglass | 2003-10-10 |  | Fiberglass Reinforced Plastic | Pressurized
TEXACO-LAFAYETTE PKWY | 1511 LAFAYETTE PKWY | LAGRANGE | Troup | 9141022 | 4 | Flapper Valve | 1993-06-01 | FALSE | 1993-06-01 | FALSE | Removed from Ground | Diesel | 10000 | Fiberglass | 1987-06-01 | 2019-04-24 | Fiberglass Reinforced Plastic | Pressurized
TEXACO-LAFAYETTE PKWY | 1511 LAFAYETTE PKWY | LAGRANGE | Troup | 9141022 | 5 | Flapper Valve | 1993-06-01 | FALSE | 1993-06-01 | FALSE | Removed from Ground | Empty | 1000 | Fiberglass | 1987-06-01 | 1990-04-01 | Fiberglass Reinforced Plastic | Pressurized
CATO'S ENTERPRISE | 103 HWY 29 SOUTH | HOGANSVILLE | Troup | 9141077 | 3 | [5 empty] | Removed from Ground | Gas (Historical Use) | 5000 | Marked Unknown | 1996-02-01 | 1996-02-01 | Galvanized Steel | Safe Suction (Euro)
PILOT TRAVEL CENTER #069 | 1960 WHITESVILLE RD | LAGRANGE | Troup | 1410124 | 89F | Flapper Valve | 1989-06-01 | FALSE | 1989-06-01 | FALSE | Removed from Ground | Diesel | 10000 | Galvanic (STIP-3) | 1989-06-01 | 2019-06-01 | Fiberglass Reinforced Plastic | Pressurized
PILOT TRAVEL CENTER #069 | 1960 WHITESVILLE RD | LAGRANGE | Troup | 1410124 | 89G | Flapper Valve | 1989-06-01 | FALSE | 1989-06-01 | FALSE | Removed from Ground | Diesel | 10000 | Galvanic (STIP-3) | 1989-06-01 | 2019-06-01 | Fiberglass Reinforced Plastic | Pressurized
Doyle's Amerilube | 610 NEW FRANKLIN RD | LAGRANGE | Troup | 7000102 | 3 | [5 empty] | Removed from Ground | Gas (Historical Use) | 6000 | Cathodically Protected Steel | 1985-11-21 | 1994-05-04 | Galvanized Steel | Suction (American)
TRAMMEL LUMBER CO | HWY 109 WEST | LAGRANGE | Troup | 7000104 | 2 | [5 empty] | Removed from Ground | Gas (Historical Use) | 550 | Bare Steel | 1972-05-23 | 1986-07-01 | Galvanized Steel
VULCAN MATERIALS CO | STONE HOOD RD | LAGRANGE | Troup | 7000103 | 1 | [5 empty] | Removed from Ground | Gas (Historical Use) | 500 | Bare Steel | 1961-06-02 | 1987-05-01 | Galvanized Steel
SOUTHERN AMBULANCE BUILDERS | 833 NEW FRANKLIN RD | LAGRANGE | Troup | 7000106 | 2 | [5 empty] | Removed from Ground | Gas (Historical Use) | 550 | Bare Steel | 1977-01-01 | 1991-01-11 | Galvanized Steel
SHELL GAS STATION | 2750 ROANOKE RD | LAGRANGE | Troup | 9141025 | 2 | Flapper Valve | 1993-06-01 | FALSE | 1993-06-01 | FALSE | Currently in Use | Premium | 6000 | Fiberglass | 1988-06-01 |  | Fiberglass Reinforced Plastic | Pressurized
ED'S SERVICE CENTER | 214 N HWY 29 | HOGANSVILLE | Troup | 9141074 | 1 | [5 empty] | Removed from Ground | Gas (Historical Use) | 2000 | Bare Steel | 1998-12-03 | 1998-12-03 | Galvanized Steel | Safe Suction (Euro)
KING'S OIL #378 | 1339 E MAIN ST | HOGANSVILLE | Troup | 9141062 | 1 | Ball Float | 1998-01-01 | FALSE | 1998-01-01 | FALSE | Currently in Use | Regular | 8200 | Steel-Impressed Current | 1998-01-01 |  | Fiberglass Reinforced Plastic | Pressurized
WEST POINT TRADING CO. | 3400 W POINT RD | LAGRANGE | Troup | 9141068 | 2 | Flapper Valve | 1988-05-01 | FALSE | 1988-05-01 | FALSE | Currently in Use | Regular | 4000 | Steel-Impressed Current | 1995-02-01 |  | Steel (Impressed Current) | Safe Suction (Euro)
ELECTA BROWN | 5025 WHITESVILLE RD | LAGRANGE | Troup | 9141069 | 1 | [5 empty] | Removed from Ground | Gas (Historical Use) | 1000 | Not Marked/Unknown | 2001-05-14 | 2001-05-14 | Not Marked
SPUR STATION #1032 | 212 GREENVILLE | LAGRANGE | Troup | 9141007 | 3 | [5 empty] | Permanently Out of Use - historical purposes | Gas (Historical Use) | 15177 | Bare Steel | 1964-01-20 | 1899-12-31 | Galvanized Steel
YANA 2016 LLC | 1231 BARTLEY RD | LAGRANGE | Troup | 9141015 | 2 | Ball Float | 1989-12-01 | TRUE | 1989-12-01 | TRUE | Currently in Use | Plus | 8000 | Composite | 1989-12-01 |  | Fiberglass Reinforced Plastic | Pressurized
JP Lagrange Travel Center | 1740 LAFAYETTE PKWY | LAGRANGE | Troup | 9141109 | 6 | Flapper Valve | 2024-06-13 | FALSE | 2024-06-13 | FALSE | Currently in Use | Diesel | 30000 | Composite Double Walled | 2024-06-13 |  | Double-Walled Fiberglass | Pressurized
JP Lagrange Travel Center | 1740 LAFAYETTE PKWY | LAGRANGE | Troup | 9141109 | 9 | Flapper Valve | 2024-12-19 | FALSE | 2024-12-19 | FALSE | Currently in Use | Premium | 15000 | Composite Double Walled | 2024-12-19 |  | Double-Walled Fiberglass | Pressurized
JP Lagrange Travel Center | 1740 LAFAYETTE PKWY | LAGRANGE | Troup | 9141109 | 8 | Flapper Valve | 2024-06-13 | FALSE | 2024-06-13 | FALSE | Currently in Use | Regular | 30000 | Composite Double Walled | 2024-06-13 |  | Double-Walled Fiberglass | Pressurized
LOVES TRAVEL STOPS #376 | 1621 BASS CROSS RD | HOGANSVILLE | Troup | 9141063 | D |  | 1993-02-24 |  | 1993-02-24 |  | Removed from Ground | Gas (Historical Use) | 8000 | Galvanic (STIP-3) | 1977-01-01 | 2007-09-01 | Fiberglass Reinforced Plastic | Pressurized
GA FC/TROUP-HEARD CO UNIT | 5730 NEW FRANKLIN RD | HOGANSVILLE | Troup | 9141033 | 1 | [5 empty] | Removed from Ground | Diesel | 560 | Bare Steel | 1970-12-11 | 1993-02-09 | Galvanized Steel | Safe Suction (Euro)
STEPHENS PURE STATION #388 | 3883 WHITESVILLE RD | LAGRANGE | Troup | 1410112 | 4 |  | 1992-09-02 |  |  |  | Removed from Ground | Gas (Historical Use) | 2000 | Fiberglass | 1992-09-02 | 1998-11-05 | Fiberglass Reinforced Plastic | Suction (American)
STEPHENS PURE STATION #388 | 3883 WHITESVILLE RD | LAGRANGE | Troup | 1410112 | 7 | Ball Float | 1998-11-01 | FALSE | 1998-11-01 | FALSE | Currently in Use | E-10 | 10152 | Epoxy | 1998-11-01 |  | Fiberglass Reinforced Plastic | Pressurized
STEPHENS PURE STATION #388 | 3883 WHITESVILLE RD | LAGRANGE | Troup | 1410112 | 1 | [5 empty] | Removed from Ground | Diesel | 1000 | Bare Steel | 1976-05-01 | 1998-01-01 | Galvanized Steel
PILOT TRAVEL CENTER #069 | 1960 WHITESVILLE RD | LAGRANGE | Troup | 1410124 | 3 | [5 empty] | Removed from Ground | Gas (Historical Use) | 10000 | Bare Steel | 1980-03-18 | 1989-06-01 | Galvanized Steel
PILOT TRAVEL CENTER #069 | 1960 WHITESVILLE RD | LAGRANGE | Troup | 1410124 | 89C | Flapper Valve | 1989-06-01 | FALSE | 1989-06-01 | FALSE | Removed from Ground | Gas (Historical Use) | 10000 | Galvanic (STIP-3) | 1989-06-01 | 2019-06-01 | Fiberglass Reinforced Plastic | Pressurized
CATO'S ENTERPRISE | 103 HWY 29 SOUTH | HOGANSVILLE | Troup | 9141077 | 2 | [5 empty] | Removed from Ground | Gas (Historical Use) | 6000 | Marked Unknown | 1996-02-01 | 1996-02-01 | Galvanized Steel | Safe Suction (Euro)
GA FC/TROUP-HEARD CO UNIT | 5730 NEW FRANKLIN RD | HOGANSVILLE | Troup | 9141033 | 2 | [5 empty] | Removed from Ground | Gas (Historical Use) | 2000 | Bare Steel | 1979-12-11 | 1993-02-09 | Galvanized Steel | Safe Suction (Euro)
LAGRANGE GAS N GO | 2560 WHITESVILLE RD | LAGRANGE | Troup | 1410115 | 1 |  |  | TRUE |  | TRUE | Removed from Ground | Used Oil | 1000 | Bare Steel | 1968-05-05 | 1993-04-26 | Galvanized Steel | Gravity Fed
PILOT TRAVEL CENTER #069 | 1960 WHITESVILLE RD | LAGRANGE | Troup | 1410124 | 89D | Flapper Valve | 1989-06-01 | FALSE | 1989-06-01 | FALSE | Removed from Ground | Gas (Historical Use) | 10000 | Galvanic (STIP-3) | 1989-06-01 | 2019-06-01 | Fiberglass Reinforced Plastic | Pressurized
DOW JONES & CO INC | 1202 ORCHARD HILL RD | LAGRANGE | Troup | 1410120 | 1 |  | 1995-04-25 |  | 1995-04-25 |  | Removed from Ground | Diesel | 6000 | Fiberglass | 1982-04-24 | 1997-05-23 | Cathodically Protected | Pressurized
SOUTHERN AMBULANCE BUILDERS | 833 NEW FRANKLIN RD | LAGRANGE | Troup | 7000106 | 1 | [5 empty] | Removed from Ground | Gas (Historical Use) | 3000 | Bare Steel | 1981-01-01 | 1991-01-11 | Galvanized Steel
FORMER COCA COLA BUILDING | 510 VERNON STREET | LAGRANGE | Troup | 10000872 | 1 |  |  | FALSE |  | FALSE | Removed from Ground | Gas (Historical Use) | 550 | Unknown | 2005-02-23 | 2005-02-23
SHELL GAS STATION | 2750 ROANOKE RD | LAGRANGE | Troup | 9141025 | 3 | Flapper Valve | 1993-06-01 | FALSE | 1993-06-01 | FALSE | Currently in Use | Regular | 6000 | Fiberglass | 1988-06-01 |  | Fiberglass Reinforced Plastic | Pressurized
DANIEL LUMBER CO/PALLET DIV | GA HWY 109 | LAGRANGE | Troup | 9141026 | 1 | [5 empty] | Removed from Ground | Empty | 10000 | Bare Steel | 1960-01-01 | 1990-06-04 | Galvanized Steel | Suction (American)
TROUP EMS | 406 RIDLEY AVE | LAGRANGE | Troup | 9141086 | 1 | [5 empty] | Removed from Ground | Empty | 550 | Bare Steel | 1997-01-27 | 1997-01-27 | Unknown
ED'S SERVICE CENTER | 214 N HWY 29 | HOGANSVILLE | Troup | 9141074 | 2 | [5 empty] | Removed from Ground | Gas (Historical Use) | 2000 | Bare Steel | 1998-12-03 | 1998-12-03 | Galvanized Steel | Safe Suction (Euro)
CATO'S ENTERPRISE | 103 HWY 29 SOUTH | HOGANSVILLE | Troup | 9141077 | 1 | [5 empty] | Removed from Ground | Gas (Historical Use) | 6000 | Marked Unknown | 1996-02-01 | 1996-02-01 | Galvanized Steel | Safe Suction (Euro)
LOVES TRAVEL STOPS #376 | 1621 BASS CROSS RD | HOGANSVILLE | Troup | 9141063 | R |  | 1995-06-01 |  | 1995-06-01 |  | Removed from Ground | Diesel | 12000 | Galvanic (STIP-3) | 1995-06-01 | 2007-09-01 | Fiberglass Reinforced Plastic | Pressurized
GAS STOP OF HOGANSVILLE | 300 N HWY 29 | HOGANSVILLE | Troup | 1410103 | 1 | Flapper Valve | 1999-05-01 | FALSE | 1999-05-01 | FALSE | Currently in Use | Regular | 2000 | Fiberglass | 1984-04-29 |  | Fiberglass Reinforced Plastic | Safe Suction (Euro)
G W MORRISON GROCERY | WEST POINT RD | LAGRANGE | Troup | 1410111 | 1 | [5 empty] | Removed from Ground | Gas (Historical Use) | 560 | Bare Steel | 1968-05-03 | 1990-06-12 | Galvanized Steel
PILOT TRAVEL CENTER #069 | 1960 WHITESVILLE RD | LAGRANGE | Troup | 1410124 | 89E | Flapper Valve | 1989-06-01 | FALSE | 1989-06-01 | FALSE | Removed from Ground | Gas (Historical Use) | 10000 | Galvanic (STIP-3) | 1989-06-01 | 2019-06-01 | Fiberglass Reinforced Plastic | Pressurized
H E SIMS LUMBER CO | HWY 109 WEST | LAGRANGE | Troup | 7000107 | 2 | [5 empty] | Removed from Ground | Diesel | 550 | Bare Steel | 1971-01-05 | 1988-01-01 | Galvanized Steel
J K FOOD MART | 1109 NEW FRANKLIN RD | LAGRANGE | Troup | 10000491 | 1 | Ball Float | 2003-05-01 | FALSE | 2003-05-01 | FALSE | Currently in Use | Regular | 15000 | Fiberglass | 2003-05-01 |  | Double-Walled Flex | Pressurized
HOP IN 100499 | 3124 HOGANSVILLE RD | LAGRANGE | Troup | 9141057 | 2 | Ball Float | 1988-10-05 | FALSE | 1988-10-05 | FALSE | Currently in Use | Premium | 8000 | Fiberglass | 1988-10-05 |  | Steel (Impressed Current) | Pressurized
CITGO | 1806 WEST POINT RD | LAGRANGE | Troup | 9141056 | 1 | Flapper Valve | 1996-06-10 | FALSE | 1996-06-10 | FALSE | Currently in Use | Regular | 10000 | Fiberglass | 1987-06-01 |  | Fiberglass Reinforced Plastic | Pressurized
BONNER'S MARKET | 1224 NEW FRANKLIN RD | LAGRANGE | Troup | 9141066 | 1 | [5 empty] | Removed from Ground | Gas (Historical Use) | 2000 | Bare Steel | 1955-01-01 | 1999-09-09 | Unknown | Suction (American)
Doyle's Amerilube | 610 NEW FRANKLIN RD | LAGRANGE | Troup | 7000102 | 2 | [5 empty] | Removed from Ground | Gas (Historical Use) | 6000 | Cathodically Protected Steel | 1985-11-21 | 1994-05-04 | Galvanized Steel | Suction (American)
RING FORK LIFT SERVICE | GORDON COMMERICAL DR | LAGRANGE | Troup | 7000105 | 1 | [5 empty] | Removed from Ground | Gas (Historical Use) | 2000 | Cathodically Protected Steel | 1986-01-01 | 1987-06-01 | Galvanized Steel
WEST GA COMMONS MALL | 1501 LAFAYETTE PKWY | LAGRANGE | Troup | 9141049 | 1 | [5 empty] | Removed from Ground | Diesel | 500 | Not Marked/Unknown | 1994-08-01 | 1994-08-01 | Not Marked
RENTAL SERVICES CORPORATION | 2123 HAMILTON ROAD | LAGRANGE | Troup | 9141089 | 2 | [5 empty] | Removed from Ground | Gas (Historical Use) | 1000 | Bare Steel | 1986-01-01 | 1997-12-30 | Bare Steel | Suction (American)
KNIGHTS GROCERY | 1405 LAFAYETTE PKWY | LAGRANGE | Troup | 1410110 | 2 | [5 empty] | Removed from Ground | Gas (Historical Use) | 1000 | Bare Steel | 1978-05-01 | 1997-02-24 | Galvanized Steel
JONES BROTHERS | 1084 STEWART RD | LAGRANGE | Troup | 1410109 | 1 | [5 empty] | Removed from Ground | Gas (Historical Use) | 1000 | Bare Steel | 1986-05-01 | 1899-12-31 | Galvanized Steel
KING'S OIL #378 | 1339 E MAIN ST | HOGANSVILLE | Troup | 9141062 | 3 | Ball Float | 1998-01-01 | FALSE | 1998-01-01 | FALSE | Temporarily out of use | Empty | 8200 | Steel-Impressed Current | 1998-01-01 |  | Fiberglass Reinforced Plastic | Pressurized
LOVES TRAVEL STOPS #376 | 1621 BASS CROSS RD | HOGANSVILLE | Troup | 9141063 | 4B | Ball Float | 2007-11-01 | FALSE | 2007-11-01 | FALSE | Currently in Use | Gas (Historical Use) | 12000 | Composite Double Walled | 2007-10-01 |  | Double-Walled Fiberglass | Pressurized
BIG JIMS COUNTRY STORE | 3157 HAMMITT RD | HOGANSVILLE | Troup | 9141030 | 2 | [5 empty] | Removed from Ground | Gas (Historical Use) | 2000 | Cathodically Protected Steel | 1989-01-01 | 1990-01-01 | Fiberglass Reinforced Plastic
G W MORRISON GROCERY | WEST POINT RD | LAGRANGE | Troup | 1410111 | 2 | [5 empty] | Removed from Ground | Gas (Historical Use) | 560 | Bare Steel | 1968-05-03 | 1990-06-12 | Galvanized Steel
STEPHENS PURE STATION #388 | 3883 WHITESVILLE RD | LAGRANGE | Troup | 1410112 | 5 |  | 1992-09-02 |  |  |  | Removed from Ground | Gas (Historical Use) | 1000 | Fiberglass | 1992-09-02 | 1998-11-05 | Fiberglass Reinforced Plastic | Safe Suction (Euro)
H E SIMS LUMBER CO | HWY 109 WEST | LAGRANGE | Troup | 7000107 | 1 | [5 empty] | Removed from Ground | Gas (Historical Use) | 550 | Bare Steel | 1971-01-05 | 1988-01-01 | Galvanized Steel
FORMER GAS STATION | 113 -115 VERNON STREET | LAGRANGE | Troup | 10000847 | 2 |  |  | FALSE |  | FALSE | Removed from Ground | Not Marked | 750 | Unknown | 2004-12-04 | 2004-12-04 | Unknown
J K FOOD MART | 1109 NEW FRANKLIN RD | LAGRANGE | Troup | 10000491 | 2 | Ball Float | 2003-05-01 | FALSE | 2003-05-01 | FALSE | Currently in Use | Premium | 10000 | Fiberglass | 2003-05-01 |  | Double-Walled Flex | Pressurized
CENTER SCHOOL SITE | WEST POINT RD | LAGRANGE | Troup | 9141024 | 1 | [5 empty] | Removed from Ground | Gas (Historical Use) | 10000 | Bare Steel | 1979-01-01 | 1989-11-29 | Unknown
TEXACO-LAFAYETTE PKWY | 1511 LAFAYETTE PKWY | LAGRANGE | Troup | 9141022 | 2 | Flapper Valve | 1993-06-01 | FALSE | 1993-06-01 | FALSE | Removed from Ground | Regular | 10000 | Fiberglass | 1987-06-01 | 2019-04-24 | Fiberglass Reinforced Plastic | Pressurized
FLAV-O-RICH INC | 1689 DAVIS RD | LAGRANGE | Troup | 9141038 | 1 | [5 empty] | Removed from Ground | Gas (Historical Use) | 1000 | Marked Unknown | 1973-01-01 | 1993-06-08 | Unknown | Safe Suction (Euro)
MILTON STRICKLAND JR | 1013 N GREENWOOD ST | LAGRANGE | Troup | 9141076 | 2 | [5 empty] | Removed from Ground | Gas (Historical Use) | 4000 | Bare Steel | 1968-01-01 | 1999-09-22 | Bare Steel | Safe Suction (Euro)
WAL-MART DISTRIBUTION CENTER #6054 | 385 CALLAWAY CHURCH ROAD | LAGRANGE | Troup | 9141105 | 4 | Flapper Valve | 1999-06-01 | TRUE | 1999-06-01 | TRUE | Currently in Use | Used Oil | 2500 | Fiberglass Double Walled | 1999-06-01 |  | Double-Walled Fiberglass | Pressurized
RACEWAY #693 | 1913 WHITESVILLE RD | LAGRANGE | Troup | 7141001 | 4 | [5 empty] | Removed from Ground | Empty | 0 | Not Marked/Unknown | 1993-05-11 | 1993-05-11 | Unknown
WEST POINT CONVENIENCE | 2255 WEST POINT RD | LAGRANGE | Troup | 9141027 | 3 | Flapper Valve | 1993-06-01 | FALSE | 1993-06-01 | FALSE | Currently in Use | Premium | 10000 | Fiberglass | 1987-06-01 |  | Fiberglass Reinforced Plastic | Pressurized
LAGRANGE | WILLIAMS RD OFF SPUR 109 | LAGRANGE | Troup | 9141028 | 1 | [5 empty] | Removed from Ground | Diesel | 1000 | Bare Steel | 1976-01-01 | 1998-03-12 | Copper | Safe Suction (Euro)
HORNSBYS COMPLETE AUTO SERVICE/W | 1503 VERNON RD | LAGRANGE | Troup | 9141039 | 3 | [5 empty] | Removed from Ground | Gas (Historical Use) | 500 | Marked Unknown | 1976-01-01 | 1993-08-18 | Unknown
QUICK CHANGE FOOD MART #49 | 1499 LAFAYETTE PKWY | LAGRANGE | Troup | 9141052 | 2 | Ball Float | 1988-11-01 | FALSE | 1988-11-01 | FALSE | Currently in Use | Premium | 10000 | Steel-Impressed Current | 1988-11-14 |  | Fiberglass Reinforced Plastic | Pressurized
PCA FOOD STORE | 1200 HOGANSVILLE RD | LAGRANGE | Troup | 9141067 | 4 | Flapper Valve | 1997-12-01 | FALSE | 1997-12-01 | FALSE | Currently in Use | Regular | 8000 | Steel-Impressed Current | 1988-01-01 |  | Fiberglass Reinforced Plastic | Pressurized
STEPHENS PURE STATION #388 | 3883 WHITESVILLE RD | LAGRANGE | Troup | 1410112 | 3 | [5 empty] | Removed from Ground | Diesel | 560 | Bare Steel | 1976-05-01 | 1998-01-01 | Galvanized Steel
PILOT TRAVEL CENTER #069 | 1960 WHITESVILLE RD | LAGRANGE | Troup | 1410124 | 4 | [5 empty] | Removed from Ground | Gas (Historical Use) | 8000 | Bare Steel | 1980-03-18 | 1989-06-01 | Galvanized Steel
PILOT TRAVEL CENTER #069 | 1960 WHITESVILLE RD | LAGRANGE | Troup | 1410124 | 5 | [5 empty] | Removed from Ground | Gas (Historical Use) | 8000 | Bare Steel | 1980-03-18 | 1989-06-01 | Galvanized Steel
PILOT TRAVEL CENTER #069 | 1960 WHITESVILLE RD | LAGRANGE | Troup | 1410124 | 89A | Flapper Valve | 1989-06-01 | FALSE | 1989-06-01 | FALSE | Removed from Ground | Diesel | 4000 | Galvanic (STIP-3) | 1989-06-01 | 2019-06-01 | Fiberglass Reinforced Plastic | Pressurized
FORMER GAS STATION | 113 -115 VERNON STREET | LAGRANGE | Troup | 10000847 | 3 |  |  | FALSE |  | FALSE | Removed from Ground | Not Marked | 750 | Unknown | 2004-12-04 | 2004-12-04 | Unknown
WEST POINT CONVENIENCE | 2255 WEST POINT RD | LAGRANGE | Troup | 9141027 | 2 | Flapper Valve | 1993-06-01 | FALSE | 1993-06-01 | FALSE | Currently in Use | Plus | 10000 | Fiberglass | 1987-06-01 |  | Fiberglass Reinforced Plastic | Pressurized
LAGRANGE TRANSFER STATION/WASTE | 844 OLD HUTCHINSON MILL RD | LAGRANGE | Troup | 9141046 | 1 | [5 empty] | Removed from Ground | Diesel | 10000 | Fiberglass | 1987-06-01 | 1994-07-27 | Not Marked | Safe Suction (Euro)
MILTON STRICKLAND JR | 1013 N GREENWOOD ST | LAGRANGE | Troup | 9141076 | 3 | [5 empty] | Removed from Ground | Gas (Historical Use) | 0 | Not Marked/Unknown | 1999-09-22 | 1999-09-22 | Not Marked
MILLIKEN & CO/CITY OF LAGRANGE | LOT 18 | LAGRANGE | Troup | 9141070 | 2 | [5 empty] | Removed from Ground | Gas (Historical Use) | 2000 | Not Marked/Unknown | 1995-06-13 | 1995-06-13 | Not Marked
SPORTSMAN'S CROSSING | 3200 MOOTY BRIDGE RD | LAGRANGE | Troup | 9141065 | 2 |  | 1999-11-18 |  | 1999-11-18 |  | Removed from Ground | Gas (Historical Use) | 2000 | Fiberglass | 1987-04-01 | 2002-09-23 | Cathodically Protected | Safe Suction (Euro)
PCA FOOD STORE | 1200 HOGANSVILLE RD | LAGRANGE | Troup | 9141067 | 3 | Flapper Valve | 1997-12-01 | FALSE | 1997-12-01 | FALSE | Currently in Use | Plus | 8000 | Steel-Impressed Current | 1988-01-01 |  | Fiberglass Reinforced Plastic | Pressurized
LAGRANGE GAS N GO | 2560 WHITESVILLE RD | LAGRANGE | Troup | 1410115 | C | Flapper Valve | 1993-02-01 | FALSE | 1993-02-01 | FALSE | Currently in Use | Premium | 15000 | Fiberglass | 1993-02-25 |  | Double-Walled Fiberglass | Pressurized
Doyle's Amerilube | 610 NEW FRANKLIN RD | LAGRANGE | Troup | 7000102 | 4 |  |  | TRUE | 2011-12-08 | TRUE | Currently in Use | Used Oil | 1000 | Galvanic (STIP-3) | 1985-11-21 |  | Galvanized Steel | Gravity Fed
DANIEL LUMBER CO/PALLET DIV | GA HWY 109 | LAGRANGE | Troup | 9141026 | 2 | [5 empty] | Removed from Ground | Empty | 1000 | Bare Steel | 1960-01-01 | 1990-06-04 | Galvanized Steel | Suction (American)
HORNSBYS COMPLETE AUTO SERVICE/W | 1503 VERNON RD | LAGRANGE | Troup | 9141039 | 1 | [5 empty] | Removed from Ground | Gas (Historical Use) | 1000 | Marked Unknown | 1976-01-01 | 1993-08-18 | Unknown
TEXACO FOOD MART | 18 NEW AIRPORT RD STE B | LAGRANGE | Troup | 9141058 | 1 | Flapper Valve | 2021-05-01 | FALSE | 2021-05-01 | FALSE | Currently in Use | Regular | 10000 | Steel-Impressed Current | 1980-01-01 |  | Fiberglass Reinforced Plastic | Pressurized
PILOT TRAVEL CENTER #069 | 1960 WHITESVILLE RD | LAGRANGE | Troup | 1410124 | 89B | Flapper Valve | 1989-06-01 | FALSE | 1989-06-01 | FALSE | Removed from Ground | Gas (Historical Use) | 10000 | Galvanic (STIP-3) | 1989-06-01 | 2019-06-01 | Fiberglass Reinforced Plastic | Pressurized
PAL EXPRESS #1 | 415 S GREENWOOD ST | LAGRANGE | Troup | 10000537 | 2B | Ball Float | 2003-10-10 | FALSE | 2003-10-10 | FALSE | Currently in Use | Diesel | 6000 | Fiberglass | 2003-10-10 |  | Fiberglass Reinforced Plastic | Pressurized
WEST POINT CONVENIENCE | 2255 WEST POINT RD | LAGRANGE | Troup | 9141027 | 1 | Flapper Valve | 1993-06-01 | FALSE | 1993-06-01 | FALSE | Currently in Use | Regular | 10000 | Fiberglass | 1987-06-01 |  | Fiberglass Reinforced Plastic | Pressurized
LARRY RICH AUTO GROUP | 427 NEW FRANKLIN RD | LAGRANGE | Troup | 9141041 | 1 |  |  | TRUE |  | TRUE | Permanently Out of Use - historical purposes | Used Oil | 1000 | Not Marked/Unknown |  | 1899-12-31 | Not Marked
HOP IN 100499 | 3124 HOGANSVILLE RD | LAGRANGE | Troup | 9141057 | 3 | Ball Float | 1988-10-05 | FALSE | 1988-10-05 | FALSE | Currently in Use | Diesel | 8000 | Fiberglass | 1988-10-05 |  | Steel (Impressed Current) | Pressurized
RENTAL SERVICES CORPORATION | 2123 HAMILTON ROAD | LAGRANGE | Troup | 9141089 | 1 | [5 empty] | Removed from Ground | Diesel | 1000 | Bare Steel | 1986-01-01 | 1997-12-30 | Bare Steel | Suction (American)
SPORTSMAN'S CROSSING | 3200 MOOTY BRIDGE RD | LAGRANGE | Troup | 9141065 | 3 |  | 1999-11-18 |  | 1999-11-18 |  | Removed from Ground | Gas (Historical Use) | 2000 | Fiberglass | 1987-04-01 | 2002-09-23 | Cathodically Protected | Safe Suction (Euro)
PCA FOOD STORE | 1200 HOGANSVILLE RD | LAGRANGE | Troup | 9141067 | 2 | Flapper Valve | 1997-12-01 | FALSE | 1997-12-01 | FALSE | Currently in Use | Premium | 8000 | Steel-Impressed Current | 1988-01-01 |  | Fiberglass Reinforced Plastic | Pressurized
WEST GEORGIA HEALTH SYSTEMS INC | 1523 VERNON RD | LAGRANGE | Troup | 9141064 | 3 |  | 1998-08-26 |  | 1998-08-26 |  | Removed from Ground | Diesel | 4000 | Steel-Impressed Current | 1964-04-14 | 2007-06-05 | Cathodically Protected | Safe Suction (Euro)
WEST POINT TRADING CO. | 3400 W POINT RD | LAGRANGE | Troup | 9141068 | 4 | Flapper Valve |  | FALSE |  | FALSE |  | Regular |  | Fiberglass |  |  | Fiberglass Reinforced Plastic | Pressurized
WEST POINT TRADING CO. | 3400 W POINT RD | LAGRANGE | Troup | 9141068 | 1 |  | 1988-05-01 |  | 1988-05-01 |  | Closed in Ground | Other | 1000 | Steel-Impressed Current | 1984-06-05 | 1999-04-09 | Cathodically Protected | Suction (American)
SPORTSMAN'S CROSSING | 3200 MOOTY BRIDGE RD | LAGRANGE | Troup | 9141065 | 1 |  | 1999-01-18 |  | 1999-01-18 |  | Removed from Ground | Gas (Historical Use) | 2000 | Fiberglass | 1987-04-01 | 2002-09-23 | Cathodically Protected | Safe Suction (Euro)
BONNER'S MARKET | 1224 NEW FRANKLIN RD | LAGRANGE | Troup | 9141066 | 2 | [5 empty] | Removed from Ground | Gas (Historical Use) | 1000 | Bare Steel | 1955-01-01 | 1999-09-09 | Unknown | Suction (American)
Circle K 2706711 | 1819 ROANOKE RD | LAGRANGE | Troup | 9141102 | 2 | Flapper Valve | 1999-08-10 | FALSE | 1999-08-10 | FALSE | Currently in Use | Regular | 15000 | Composite | 1999-08-10 |  | Flex | Pressurized
WAL-MART DISTRIBUTION CENTER #6054 | 385 CALLAWAY CHURCH ROAD | LAGRANGE | Troup | 9141105 | 1 | Flapper Valve | 1999-06-01 | FALSE | 1999-06-01 | FALSE | Currently in Use | Diesel | 20000 | Fiberglass Double Walled | 1999-06-01 |  | Double-Walled Fiberglass | Pressurized
YELLOW JACKET PUMP STATION | 999 LAKESHORE DRIVE | LAGRANGE | Troup | 9141096 | 1 |  | 2005-06-25 |  | 1999-01-07 |  | Removed from Ground | Diesel | 260 | Steel-Impressed Current | 1986-01-01 | 2015-02-24 | Copper | Suction (American)
BRADFIELD CONSTRUCTION CO | 308 N LEE ST | LAGRANGE | Troup | 9141111 | 2 | [5 empty] | Removed from Ground | Diesel | 500 | Bare Steel | 1978-01-01 | 1997-01-01 | Bare Steel
HOP IN 100501 | 208 VERNON RD | LAGRANGE | Troup | 9000712 | 3 | [5 empty] | Removed from Ground | Gas (Historical Use) | 3000 | Bare Steel | 1964-05-10 | 1994-03-16 | Galvanized Steel
CITGO FOOD MART | 2586 UPPER BIG SPRINGS RD | LAGRANGE | Troup | 9141110 | 2 | Ball Float | 2001-05-15 | FALSE | 2001-05-15 | FALSE | Currently in Use | Premium | 10000 | Fiberglass | 2001-05-15 |  | Double-Walled Fiberglass | Pressurized
JR FOOD MART | 1616 WHITESVILLE RD | LAGRANGE | Troup | 9141103 | 3 | Ball Float | 1989-12-01 | FALSE | 1989-12-01 | FALSE | Currently in Use | Premium | 8000 | Galvanic (STIP-3) | 1989-12-01 |  | Fiberglass Reinforced Plastic | Pressurized
GAS STOP OF HOGANSVILLE | 300 N HWY 29 | HOGANSVILLE | Troup | 1410103 | 2 | Flapper Valve | 1999-05-01 | FALSE | 1999-05-01 | FALSE | Temporarily out of use | Regular | 3000 | Fiberglass | 1966-05-04 |  | Fiberglass Reinforced Plastic | Safe Suction (Euro)
LAGRANGE GAS N GO | 2560 WHITESVILLE RD | LAGRANGE | Troup | 1410115 | B | Flapper Valve | 1993-02-01 | FALSE | 1993-02-01 | FALSE | Currently in Use | Regular | 6000 | Fiberglass | 1993-02-25 |  | Double-Walled Fiberglass | Pressurized
PILOT TRAVEL CENTER #069 | 1960 WHITESVILLE RD | LAGRANGE | Troup | 1410124 | 2 | [5 empty] | Removed from Ground | Gas (Historical Use) | 6000 | Bare Steel | 1980-03-18 | 1989-06-01 | Galvanized Steel
FIRESTONE STORE #0551 | 165 COMMERCE DR | LAGRANGE | Troup | 1410125 | 1 |  |  | TRUE |  | TRUE | Removed from Ground | Used Oil | 500 | Bare Steel | 1993-06-15 | 1993-06-15 | Bare Steel | Gravity Fed
WEST POINT CONVENIENCE | 2255 WEST POINT RD | LAGRANGE | Troup | 9141027 | 5 |  | 1993-06-01 | FALSE | 1993-06-01 | FALSE | Closed in Ground | Kerosene | 4000 | Fiberglass | 1987-06-01 | 1899-12-31 | Fiberglass Reinforced Plastic | Pressurized
WEST POINT CONVENIENCE | 2255 WEST POINT RD | LAGRANGE | Troup | 9141027 | 4 | Flapper Valve | 1993-06-01 | FALSE | 1993-06-01 | FALSE | Currently in Use | Diesel | 10000 | Fiberglass | 1987-06-01 |  | Fiberglass Reinforced Plastic | Pressurized
MARATHON GAS | 309 SOUTH US HWY 29 | HOGANSVILLE | Troup | 9141004 | 5B | Ball Float | 2005-07-20 | FALSE | 2005-07-20 | FALSE | Currently in Use | Diesel | 4000 | Fiberglass Double Walled | 2005-07-20 |  | Fiberglass Reinforced Plastic | Pressurized
HOP IN 100508 | 4630 HAMILTON ROAD | LAGRANGE | Troup | 9141088 | 2 | Ball Float | 1997-05-01 | FALSE | 1997-05-01 | FALSE | Currently in Use | Regular | 8000 | Fiberglass Double Walled | 1997-05-01 |  | Double-Walled Fiberglass | Pressurized
Circle K 2706711 | 1819 ROANOKE RD | LAGRANGE | Troup | 9141102 | 1 | Flapper Valve | 1999-08-10 | FALSE | 1999-08-10 | FALSE | Currently in Use | Premium | 12000 | Composite | 1999-08-10 |  | Flex | Pressurized
HOP IN 100510 | 2860 UPPER BIG SPRINGS RD | LAGRANGE | Troup | 9141098 | 1 | Ball Float | 1998-12-15 | FALSE | 1998-12-15 | FALSE | Currently in Use | Regular | 10000 | Fiberglass Double Walled | 1998-12-15 |  | Double-Walled Fiberglass | Pressurized
BRADFIELD CONSTRUCTION CO | 308 N LEE ST | LAGRANGE | Troup | 9141111 | 1 | [5 empty] | Removed from Ground | Gas (Historical Use) | 500 | Bare Steel | 1978-01-01 | 1997-01-01 | Bare Steel
SPUR STATION #1032 | 212 GREENVILLE | LAGRANGE | Troup | 9141007 | 2 | [5 empty] | Permanently Out of Use - historical purposes | Gas (Historical Use) | 15177 | Bare Steel | 1964-01-20 | 1899-12-31 | Galvanized Steel
YANA 2016 LLC | 1231 BARTLEY RD | LAGRANGE | Troup | 9141015 | 3 | Ball Float | 1989-12-01 | TRUE | 1989-12-01 | TRUE | Currently in Use | Regular | 8000 | Composite | 1989-12-01 |  | Fiberglass Reinforced Plastic | Pressurized
Hop In #1000503 | 2583 WEST POINT ROAD/HWY 29 | LAGRANGE | Troup | 9000534 | 1 |  | 1988-01-29 | FALSE | 1988-01-29 | FALSE | Currently in Use | Regular | 8000 | Galvanic (STIP-3) | 1988-01-29 |  | Fiberglass Reinforced Plastic | Pressurized
JP Lagrange Travel Center | 1740 LAFAYETTE PKWY | LAGRANGE | Troup | 9141109 | 3 | Ball Float | 2001-02-01 | FALSE | 2001-02-01 | FALSE | Removed from Ground | Diesel | 12000 | Fiberglass Double Walled | 2001-02-01 |  | Flex | Pressurized
MILLIKEN & CO-HILLSIDE/VALWAY | 1300 FOURTH AVE | LAGRANGE | Troup | 9141061 | 1 | [5 empty] | Removed from Ground | Gas (Historical Use) | 0 | Not Marked/Unknown |  | 1899-12-31 | Not Marked
CITGO | 1806 WEST POINT RD | LAGRANGE | Troup | 9141056 | 3 | Flapper Valve | 1996-06-10 | FALSE | 1996-06-10 | FALSE | Currently in Use | Diesel | 10000 | Fiberglass | 1977-01-01 |  | Fiberglass Reinforced Plastic | Pressurized
LAGRANGE TRANSFER STATION/WASTE | 844 OLD HUTCHINSON MILL RD | LAGRANGE | Troup | 9141046 | 2 | [5 empty] | Removed from Ground | Diesel | 500 | Bare Steel | 1987-06-01 | 1994-07-27 | Galvanized Steel | Gravity Fed
WEST POINT TRADING CO. | 3400 W POINT RD | LAGRANGE | Troup | 9141068 | 3 | Flapper Valve | 1998-05-01 | FALSE | 1998-05-01 | FALSE | Currently in Use | Plus | 4000 | Steel-Impressed Current | 1995-02-01 |  | Steel (Impressed Current) | Pressurized
MILLIKEN & CO/CITY OF LAGRANGE | LOT 18 | LAGRANGE | Troup | 9141070 | 1 | [5 empty] | Removed from Ground | Gas (Historical Use) | 1000 | Not Marked/Unknown | 1995-06-13 | 1995-06-13 | Not Marked
BONNER'S MARKET | 1224 NEW FRANKLIN RD | LAGRANGE | Troup | 9141066 | 3 | [5 empty] | Removed from Ground | Gas (Historical Use) | 2000 | Bare Steel | 1955-01-01 | 1999-09-09 | Unknown | Suction (American)
WAL-MART DISTRIBUTION CENTER #6054 | 385 CALLAWAY CHURCH ROAD | LAGRANGE | Troup | 9141105 | 2 | Flapper Valve | 1999-06-01 | FALSE | 1999-06-01 | FALSE | Currently in Use | Diesel | 20000 | Fiberglass Double Walled | 1999-06-01 |  | Double-Walled Fiberglass | Pressurized
HOP IN 100510 | 2860 UPPER BIG SPRINGS RD | LAGRANGE | Troup | 9141098 | 3 | Ball Float | 1998-12-15 | FALSE | 1998-12-15 | FALSE | Currently in Use | Diesel | 8000 | Fiberglass Double Walled | 1998-12-15 |  | Double-Walled Fiberglass | Pressurized
VACANT LOT | 1409 1/2 LAFAYETTE PARKWAY | LAGRANGE | Troup | 9141107 | 1 | [5 empty] | Removed from Ground | Gas (Historical Use) | 500 | Bare Steel | 2000-10-19 | 2000-10-19 | Bare Steel | Pressurized
HOP IN 100501 | 208 VERNON RD | LAGRANGE | Troup | 9000712 | 6 | Ball Float | 1994-03-20 | FALSE | 1994-03-20 | FALSE | Currently in Use | Diesel | 8000 | Fiberglass | 1994-03-26 |  | Fiberglass Reinforced Plastic | Pressurized
DISCOUNT GROCERIES | 314 STEWART RD | LAGRANGE | Troup | 9141100 | 1 | [5 empty] | Removed from Ground | Gas (Historical Use) | 8000 | Bare Steel | 1979-01-01 | 1998-12-14 | Bare Steel | Safe Suction (Euro)
QUICK CHANGE #59 | 1624 WHITESVILLE RD. | LAGRANGE | Troup | 9141073 | 1 | Ball Float | 1995-06-01 | FALSE | 1995-06-01 | FALSE | Currently in Use | Regular | 12000 | Fiberglass | 1995-06-01 |  | Fiberglass Reinforced Plastic | Pressurized
GEORGIA DEPARTMENT OF TRANSPORTA | 2100 WHITESVILLE RD | LAGRANGE | Troup | 9141032 | 318G1 | [5 empty] | Removed from Ground | Gas (Historical Use) | 1000 | Marked Unknown | 2001-07-16 | 2001-07-16 | Unknown
HORNSBYS COMPLETE AUTO SERVICE/W | 1503 VERNON RD | LAGRANGE | Troup | 9141039 | 2 | [5 empty] | Removed from Ground | Gas (Historical Use) | 1000 | Marked Unknown | 1976-01-01 | 1993-08-18 | Unknown
TEXACO FOOD MART | 18 NEW AIRPORT RD STE B | LAGRANGE | Troup | 9141058 | 2 | Flapper Valve | 2021-05-01 | FALSE | 2021-05-01 | FALSE | Currently in Use | Premium | 10000 | Steel-Impressed Current | 1980-01-01 |  | Fiberglass Reinforced Plastic | Pressurized
CITGO | 1806 WEST POINT RD | LAGRANGE | Troup | 9141056 | 2 | Flapper Valve | 1996-06-10 | FALSE | 1996-06-10 | FALSE | Currently in Use | Premium | 10000 | Fiberglass | 1987-06-01 |  | Fiberglass Reinforced Plastic | Pressurized
QUICK CHANGE FOOD MART #49 | 1499 LAFAYETTE PKWY | LAGRANGE | Troup | 9141052 | 1 | Ball Float | 1988-11-01 | FALSE | 1988-11-01 | FALSE | Currently in Use | Plus | 10000 | Steel-Impressed Current | 1988-11-14 |  | Fiberglass Reinforced Plastic | Pressurized
BELK GALLANT OF LAGRANGE INC | 1501 LAFAYETTE PKWY | LAGRANGE | Troup | 9141047 | 1 | [5 empty] | Removed from Ground | Diesel | 280 | Bare Steel | 1979-01-01 | 1994-08-01 | Galvanized Steel
BILLYS COUNTRY STORE | 25 HARMONY CHURCH RD | LAGRANGE | Troup | 9141071 | 2 | [5 empty] | Removed from Ground | Gas (Historical Use) | 1000 | Bare Steel | 1997-06-24 | 1997-06-24 | Galvanized Steel | Safe Suction (Euro)
SHOAL CREEK PUMP STATION | HAMMETT RD | LAGRANGE | Troup | 9141093 | 1 | [5 empty] | Removed from Ground | Diesel | 260 | Cathodically Protected Steel | 1986-01-01 | 1998-06-01 | Cathodically Protected | Suction (American)
TROUP COUNTY 911 EMERGENCY COMMU | 302 VERNON RD | LAGRANGE | Troup | 9141106 | 1 | [5 empty] | Closed in Ground | Diesel | 1000 | Bare Steel | 2000-06-07 | 2000-06-07 | Bare Steel | Safe Suction (Euro)
LONG CANE CREEK WPCP | 1514 OLD HUTCHINSON MILL RD | LAGRANGE | Troup | 9141095 | 1 | Flapper Valve | 1999-01-07 |  | 1999-01-07 |  | Removed from Ground | Diesel | 1000 | Steel-Impressed Current | 1986-01-01 | 2014-05-19 | Steel (Impressed Current) | Suction (American)
SHELL FOOD MART 1 | 4584 HAMILTON RD | LAGRANGE | Troup | 9141020 | 5 |  | 1993-06-01 |  | 1993-06-01 |  | Removed from Ground | Kerosene | 1000 | Fiberglass | 1988-06-01 | 1899-12-31 | Fiberglass Reinforced Plastic | Pressurized
SHELL FOOD MART 1 | 4584 HAMILTON RD | LAGRANGE | Troup | 9141020 | 4 | Ball Float | 1993-06-01 | FALSE | 1993-06-01 | FALSE | Currently in Use | Diesel | 10000 | Fiberglass | 1988-06-01 |  | Fiberglass Reinforced Plastic | Pressurized
JR FOOD MART | 1616 WHITESVILLE RD | LAGRANGE | Troup | 9141103 | 1 | Ball Float | 1989-12-01 | FALSE | 1989-12-01 | FALSE | Currently in Use | Diesel On Road | 8000 | Galvanic (STIP-3) | 1989-12-01 |  | Fiberglass Reinforced Plastic | Pressurized
TROUP COUNTY OPERATIONS CENTER | 100 NORTH DAVIS RD | LAGRANGE | Troup | 10000424 | 3 | Ball Float | 2030-05-01 | FALSE | 2003-05-01 | FALSE | Currently in Use | Diesel | 12000 | Composite | 2003-05-01 |  | Double-Walled Fiberglass | Pressurized
MOUNTVILLE MILLS INC | 1729 DAVIS RD | LAGRANGE | Troup | 1410117 | 1 | [5 empty] | Removed from Ground | Diesel | 4000 | Bare Steel | 1982-04-30 | 1998-06-01 | Bare Steel | Suction (American)
LAGRANGE LANDSCAPE AND MAINTENAN | 214 LUKIN INDUSTRIAL DR | LAGRANGE | Troup | 1410065 | 1 | [5 empty] | Removed from Ground | Gas (Historical Use) | 2000 | Cathodically Protected Steel | 1986-04-25 | 1899-12-31 | Galvanized Steel | Safe Suction (Euro)
LAGRANGE QUARRY | VULCAN MATERIALS RD | LAGRANGE | Troup | 1410093 | 027-03 | [5 empty] | Removed from Ground | Other | 1000 | Cathodically Protected Steel | 1985-01-01 | 1993-02-01 | Galvanized Steel
JONES BROTHERS | 1084 STEWART RD | LAGRANGE | Troup | 1410109 | 2 | [5 empty] | Removed from Ground | Diesel | 560 | Bare Steel | 1986-05-01 | 1899-12-31 | Galvanized Steel
PILOT TRAVEL CENTER #069 | 1960 WHITESVILLE RD | LAGRANGE | Troup | 1410124 | 1 | [5 empty] | Removed from Ground | Diesel | 20000 | Bare Steel | 1980-03-18 | 1989-06-01 | Galvanized Steel
TEXACO-LAFAYETTE PKWY | 1511 LAFAYETTE PKWY | LAGRANGE | Troup | 9141022 | 1 | Flapper Valve | 1993-06-01 | FALSE | 1993-06-01 | FALSE | Removed from Ground | Premium | 10000 | Fiberglass | 1987-06-01 | 2019-04-24 | Fiberglass Reinforced Plastic | Pressurized
LAGRANGE MOULDING | 1560 LUKKEN IND WEST | LAGRANGE | Troup | 9141043 | 1 | [5 empty] | Removed from Ground | Diesel | 20000 | Not Marked/Unknown | 1994-01-14 | 1994-01-14 | Not Marked
BARTLETT PROPERTY | 1399 LAFAYETTE PKWY | LAGRANGE | Troup | 9141050 | 1 | [5 empty] | Removed from Ground | Gas (Historical Use) | 500 | Bare Steel | 1994-08-13 | 1994-08-13 | Galvanized Steel | Safe Suction (Euro)
HOP IN 100508 | 4630 HAMILTON ROAD | LAGRANGE | Troup | 9141088 | 3 | Ball Float | 1997-05-01 | FALSE | 1997-05-01 | FALSE | Currently in Use | Diesel | 8000 | Fiberglass Double Walled | 1997-05-01 |  | Double-Walled Fiberglass | Pressurized
BILLYS COUNTRY STORE | 25 HARMONY CHURCH RD | LAGRANGE | Troup | 9141071 | 3 | Flapper Valve | 1997-06-01 |  | 1997-06-01 |  | Currently in Use | Gas (Historical Use) | 1000 | Fiberglass | 1997-06-01 |  | Fiberglass Reinforced Plastic | Suction (American)
ELECTA BROWN | 5025 WHITESVILLE RD | LAGRANGE | Troup | 9141069 | 3 | [5 empty] | Removed from Ground | Gas (Historical Use) | 250 | Not Marked/Unknown | 2001-05-14 | 2001-05-14 | Not Marked
PCA FOOD STORE | 1200 HOGANSVILLE RD | LAGRANGE | Troup | 9141067 | 1 | Flapper Valve | 1997-12-01 | FALSE | 1997-12-01 | FALSE | Currently in Use | Diesel | 8000 | Steel-Impressed Current | 1988-01-01 |  | Fiberglass Reinforced Plastic | Pressurized
DANIEL LUMBER CO | 309 PIERCE ST | LAGRANGE | Troup | 9141101 | 1 | [5 empty] | Removed from Ground | Gas (Historical Use) | 500 | Bare Steel | 1940-01-01 | 1993-01-01 | Galvanized Steel | Suction (American)
UPS LAGRANGE (UST) | 101 PEGASUS PARKWAY | LAGRANGE | Troup | 9141012 | 1 |  | 1991-07-01 |  | 1991-07-01 |  | Currently in Use | Diesel | 10000 | Fiberglass | 1989-01-01 |  | Fiberglass Reinforced Plastic | Pressurized
MILTON STRICKLAND JR | 1013 N GREENWOOD ST | LAGRANGE | Troup | 9141076 | 1 | [5 empty] | Removed from Ground | Gas (Historical Use) | 1000 | Bare Steel | 1968-01-01 | 1999-09-22 | Bare Steel | Safe Suction (Euro)
WEST GEORGIA HEALTH SYSTEMS INC | 1523 VERNON RD | LAGRANGE | Troup | 9141064 | 2 |  | 1998-08-26 |  | 1998-08-26 |  | Removed from Ground | Gas (Historical Use) | 3000 | Steel-Impressed Current | 1964-04-14 | 2007-06-05 | Cathodically Protected | Safe Suction (Euro)
HOP IN 100501 | 208 VERNON RD | LAGRANGE | Troup | 9000712 | 2 | [5 empty] | Removed from Ground | Gas (Historical Use) | 10000 | Bare Steel | 1970-05-09 | 1994-03-16 | Galvanized Steel
JP Lagrange Travel Center | 1740 LAFAYETTE PKWY | LAGRANGE | Troup | 9141109 | 4 | Flapper Valve | 2024-06-13 | FALSE | 2024-06-13 | FALSE | Currently in Use | Diesel | 30000 | Composite Double Walled | 2024-06-13 |  | Double-Walled Fiberglass | Pressurized
JP Lagrange Travel Center | 1740 LAFAYETTE PKWY | LAGRANGE | Troup | 9141109 | 5 | Flapper Valve | 2024-06-13 | FALSE | 2024-06-13 | FALSE | Currently in Use | Diesel | 30000 | Composite Double Walled | 2024-06-13 |  | Double-Walled Fiberglass | Pressurized
JP Lagrange Travel Center | 1740 LAFAYETTE PKWY | LAGRANGE | Troup | 9141109 | 7 | Flapper Valve | 2024-06-13 | FALSE | 2024-06-13 | FALSE | Currently in Use | Regular | 30000 | Composite Double Walled | 2024-06-13 |  | Double-Walled Fiberglass | Pressurized
JR FOOD MART | 1616 WHITESVILLE RD | LAGRANGE | Troup | 9141103 | 2 | Ball Float | 1989-12-01 | FALSE | 1989-12-01 | FALSE | Currently in Use | Regular | 8000 | Galvanic (STIP-3) | 1989-12-01 |  | Fiberglass Reinforced Plastic | Pressurized
HAWKINS OIL CO OF LAGRANGE INC | 109 W MULBERRY ST | LAGRANGE | Troup | 1410095 | 2 | Flapper Valve | 1995-07-01 | FALSE | 1995-07-01 | FALSE | Currently in Use | Premium | 20000 | Steel-Impressed Current | 1978-05-01 |  | Steel (Impressed Current) | Pressurized
CITY OF LAGRANGE GARAGE | 211 HILL ST | LAGRANGE | Troup | 9141072 | 2 | Ball Float | 1988-03-01 | FALSE | 1988-03-01 | FALSE | Currently in Use | Diesel | 12000 | Fiberglass | 1988-03-01 |  | Fiberglass Reinforced Plastic | Pressurized
CITY OF LAGRANGE GARAGE | 211 HILL ST | LAGRANGE | Troup | 9141072 | 8 |  |  | TRUE |  | TRUE | Removed from Ground | Used Oil | 550 | Bare Steel | 1988-03-01 | 1999-12-01 | Bare Steel | Gravity Fed
SPUR STATION #1032 | 212 GREENVILLE | LAGRANGE | Troup | 9141007 | 1 | [5 empty] | Permanently Out of Use - historical purposes | Gas (Historical Use) | 10673 | Bare Steel | 1966-01-19 | 1899-12-31 | Galvanized Steel
UPS LAGRANGE (UST) | 101 PEGASUS PARKWAY | LAGRANGE | Troup | 9141012 | 2 |  |  | TRUE |  | TRUE | Removed from Ground | Used Oil | 550 | Fiberglass | 1989-01-01 | 1991-07-09 | Fiberglass Reinforced Plastic | Pressurized
LAGRANGE GROCERY CO | 143 BUSH DR | LAGRANGE | Troup | 9141016 | 2 | [5 empty] | Removed from Ground | Gas (Historical Use) | 5000 | Bare Steel | 1977-01-01 | 1997-09-11 | Galvanized Steel | Safe Suction (Euro)
JP Lagrange Travel Center | 1740 LAFAYETTE PKWY | LAGRANGE | Troup | 9141109 | 1 | Ball Float | 2001-02-01 | FALSE | 2001-02-01 | FALSE | Removed from Ground | Gas (Historical Use) | 12000 | Fiberglass Double Walled | 2001-02-01 |  | Flex | Pressurized
DISCOUNT GROCERIES | 314 STEWART RD | LAGRANGE | Troup | 9141100 | 3 | [5 empty] | Removed from Ground | Gas (Historical Use) | 10000 | Bare Steel | 1979-01-01 | 1998-12-14 | Bare Steel | Safe Suction (Euro)
DIVERSE POWER INCORPORATED | 1400 S DAVIS RD | LAGRANGE | Troup | 9141083 | 1 | Ball Float | 1996-08-01 | FALSE | 1996-08-01 | FALSE | Currently in Use | Regular | 10000 | Fiberglass Double Walled | 1996-08-01 |  | Double-Walled Flex | Pressurized
RaceTrac #500 - LaGrange | 1519 LAFAYETTE PKWY | LAGRANGE | Troup | 9033464 | 1 | Ball Float | 1995-01-01 | FALSE | 1995-01-01 | FALSE | Currently in Use | Regular | 12000 | Composite Double Walled | 1995-02-01 |  | Double-Walled Fiberglass | Pressurized
PROPOSED TROUP COUNTY COURTHOUSE | SE CORNER OF GREENVILLE ST & RIDLEY AVE | LAGRANGE | Troup | 10000036 | 1 |  |  | FALSE |  | FALSE | Removed from Ground | Not Marked/Tank Removed | 0 | Not Marked/Unknown | 1936-01-01 | 1973-01-01 | Unknown
MOUNTVILLE MILLS INC | 1729 DAVIS RD | LAGRANGE | Troup | 1410117 | 3 | [5 empty] | Removed from Ground | Gas (Historical Use) | 1000 | Bare Steel | 1983-04-30 | 1989-01-26 | Galvanized Steel
WILEY WOODYS EXXON | 138 COMMERCE AVE | LAGRANGE | Troup | 1410092 | 6 | Flapper Valve | 1993-03-01 | FALSE | 1993-03-01 | FALSE | Removed from Ground | Plus | 4000 | Fiberglass | 1993-03-01 | 2019-06-18 | Fiberglass Reinforced Plastic | Pressurized
WOODFORD OIL/HAMMOND FUEL CO/PURE OIL CO | 304 NORTH MORGAN ST | LAGRANGE | Troup | 10002074 | 5 |  |  | FALSE |  | FALSE | Removed from Ground |  | 0 | Unknown |  | 1899-12-31
WOODFORD OIL/HAMMOND FUEL CO/PURE OIL CO | 304 NORTH MORGAN ST | LAGRANGE | Troup | 10002074 | 4 |  |  | FALSE |  | FALSE | Removed from Ground |  | 0 | Unknown |  | 1899-12-31
WEST GEORGIA HEALTH SYSTEMS INC | 1523 VERNON RD | LAGRANGE | Troup | 9141064 | 1 |  | 1998-08-26 |  | 1998-08-26 |  | Removed from Ground | Gas (Historical Use) | 7000 | Steel-Impressed Current | 1964-04-14 | 2007-06-05 | Cathodically Protected | Safe Suction (Euro)
WEST GEORGIA HEALTH SYSTEMS INC | 1523 VERNON RD | LAGRANGE | Troup | 9141064 | 4 |  |  | FALSE |  | FALSE | Removed from Ground | Not Marked/Tank Removed | 500 | Unknown | 2007-06-05 | 2007-06-05
RAWLS WOOD YARD | 1084 STEWART RD | LAGRANGE | Troup | 9141013 | 2 | [5 empty] | Removed from Ground | Gas (Historical Use) | 1000 | Bare Steel | 1988-02-09 | 1988-02-09 | Galvanized Steel
SHELL FOOD MART #1 | 101 HOFFMAN DR | LAGRANGE | Troup | 9141087 | 1 | Ball Float | 1997-05-01 | FALSE | 1997-05-01 | FALSE | Currently in Use | Premium | 12000 | Fiberglass Double Walled | 1997-05-01 |  | Double-Walled Fiberglass | Pressurized
RaceTrac #500 - LaGrange | 1519 LAFAYETTE PKWY | LAGRANGE | Troup | 9033464 | 2 | Ball Float | 1995-01-01 | FALSE | 1995-01-01 | FALSE | Currently in Use | Diesel | 12000 | Composite Double Walled | 1995-02-01 |  | Double-Walled Fiberglass | Pressurized
PROPOSED TROUP COUNTY COURTHOUSE | SE CORNER OF GREENVILLE ST & RIDLEY AVE | LAGRANGE | Troup | 10000036 | 2 |  |  | FALSE |  | FALSE | Removed from Ground | Not Marked/Tank Removed | 1500 | Bare Steel | 2003-10-30 | 2003-10-30 | Unknown
KLEEN-TEX IND | ORCHARD HILL RD | LAGRANGE | Troup | 1410201 | 2 | [5 empty] | Removed from Ground | Other | 10000 | Bare Steel | 1982-05-09 | 1993-06-28 | Bare Steel
GRAY HILL SCHOOL SITE | GRAY HILL RD | LAGRANGE | Troup | 9141019 | 1 | [5 empty] | Removed from Ground | Gas (Historical Use) | 10000 | Bare Steel | 1979-01-01 | 1989-11-30 | Unknown
CITGO FOOD MART | 2586 UPPER BIG SPRINGS RD | LAGRANGE | Troup | 9141110 | 3 | Ball Float | 2004-05-15 | FALSE | 2004-05-15 | FALSE | Currently in Use | Diesel | 10000 | Fiberglass | 2004-05-15 |  | Double-Walled Fiberglass | Pressurized
PURE FOOD MART | 1708 HAMILTON RD | LAGRANGE | Troup | 9141108 | 1 | Ball Float | 2001-04-30 | FALSE | 2001-04-30 | FALSE | Currently in Use | Regular | 8000 | Composite | 2001-04-30 |  | Fiberglass Reinforced Plastic | Pressurized
JP Lagrange Travel Center | 1740 LAFAYETTE PKWY | LAGRANGE | Troup | 9141109 | 2 | Ball Float | 2001-02-01 | FALSE | 2001-02-01 | FALSE | Removed from Ground | Regular | 10000 | Fiberglass Double Walled | 2001-02-01 |  | Flex | Pressurized
TROUP COUNTY OPERATIONS CENTER | 100 NORTH DAVIS RD | LAGRANGE | Troup | 10000424 | 2 | Ball Float | 2003-05-01 | FALSE | 2003-05-01 | FALSE | Currently in Use | Regular | 12000 | Composite | 2003-05-01 |  | Double-Walled Fiberglass | Pressurized
SHELL FOOD MART #2 | 505 VERNON ST | LAGRANGE | Troup | 1410146 | 1 | [5 empty] | Removed from Ground | Gas (Historical Use) | 6000 | Cathodically Protected Steel | 1970-05-12 | 1899-12-31 | Galvanized Steel
WOODFORD OIL/HAMMOND FUEL CO/PURE OIL CO | 304 NORTH MORGAN ST | LAGRANGE | Troup | 10002074 | 3 |  |  | FALSE |  | FALSE | Removed from Ground |  | 0 | Unknown |  | 1899-12-31
WALMART NEIGHBORHOOD MARKET #2773 | 955 LAFAYETTE PKWY | LAGRANGE | Troup | 10002398 | 2B | Flapper Valve | 2014-12-03 | FALSE | 2014-12-03 | FALSE | Currently in Use | Diesel | 7000 | Fiberglass Double Walled | 2014-08-07 |  | Double-Walled Flex | Pressurized
SHELL FOOD MART 1 | 4584 HAMILTON RD | LAGRANGE | Troup | 9141020 | 3 | Ball Float | 1993-06-01 | FALSE | 1993-06-01 | FALSE | Currently in Use | Plus | 10000 | Fiberglass | 1988-06-01 |  | Fiberglass Reinforced Plastic | Pressurized
YANA 2016 LLC | 1231 BARTLEY RD | LAGRANGE | Troup | 9141015 | 1 | Ball Float | 1989-12-01 | TRUE | 1989-12-01 | TRUE | Currently in Use | Premium | 8000 | Composite | 1989-12-01 |  | Fiberglass Reinforced Plastic | Pressurized
RAWLS WOOD YARD | 1084 STEWART RD | LAGRANGE | Troup | 9141013 | 1 | [5 empty] | Removed from Ground | Diesel | 560 | Bare Steel | 1988-02-09 | 1988-02-09 | Galvanized Steel
Hop In #1000503 | 2583 WEST POINT ROAD/HWY 29 | LAGRANGE | Troup | 9000534 | 3 |  | 1988-01-29 | FALSE | 1988-01-29 | FALSE | Currently in Use | Diesel | 8000 | Galvanic (STIP-3) | 1988-01-29 |  | Fiberglass Reinforced Plastic | Pressurized
TORRANCE CONSTRUCTION COMPANY IN | 1955 ROANOKE RD | LAGRANGE | Troup | 1410197 | 1 | [5 empty] | Removed from Ground | Gas (Historical Use) | 1000 | Bare Steel | 1981-05-09 | 1987-01-01 | Galvanized Steel
SHELL FOOD MART #2 | 505 VERNON ST | LAGRANGE | Troup | 1410146 | 3 | [5 empty] | Removed from Ground | Gas (Historical Use) | 4000 | Cathodically Protected Steel | 1970-05-12 | 1899-12-31 | Galvanized Steel
QUICK CHANGE #59 | 1624 WHITESVILLE RD. | LAGRANGE | Troup | 9141073 | 3 | Ball Float | 1995-06-01 | FALSE | 1995-06-01 | FALSE | Currently in Use | Diesel | 10000 | Fiberglass | 1995-06-01 |  | Fiberglass Reinforced Plastic | Pressurized
RaceTrac #500 - LaGrange | 1519 LAFAYETTE PKWY | LAGRANGE | Troup | 9033464 | 3 | Ball Float | 1995-01-01 | FALSE | 1995-01-01 | FALSE | Currently in Use | Premium | 12000 | Composite Double Walled | 1995-02-01 |  | Double-Walled Fiberglass | Pressurized
HAWKINS OIL CO OF LAGRANGE INC | 109 W MULBERRY ST | LAGRANGE | Troup | 1410095 | 1 | Flapper Valve | 1995-07-01 | FALSE | 1995-07-01 | FALSE | Currently in Use | Diesel | 20000 | Steel-Impressed Current | 1978-05-01 |  | Steel (Impressed Current) | Safe Suction (Euro)
SHELL FOOD MART #2 | 505 VERNON ST | LAGRANGE | Troup | 1410146 | 6 | Ball Float | 1997-05-01 | FALSE | 1997-05-01 | FALSE | Currently in Use | Regular | 12000 | Fiberglass Double Walled | 1998-05-01 |  | Double-Walled Fiberglass | Pressurized
WOODFORD OIL/HAMMOND FUEL CO/PURE OIL CO | 304 NORTH MORGAN ST | LAGRANGE | Troup | 10002074 | 2 |  |  | FALSE |  | FALSE | Removed from Ground |  | 0 | Unknown | 2012-03-06 | 1899-12-31
BILLYS COUNTRY STORE | 25 HARMONY CHURCH RD | LAGRANGE | Troup | 9141071 | 1 | [5 empty] | Removed from Ground | Gas (Historical Use) | 1000 | Bare Steel | 1997-06-24 | 1997-06-24 | Galvanized Steel | Safe Suction (Euro)
WAL-MART DISTRIBUTION CENTER #6054 | 385 CALLAWAY CHURCH ROAD | LAGRANGE | Troup | 9141105 | 3 | Flapper Valve | 1999-06-01 | FALSE | 1999-06-01 | FALSE | Currently in Use | New Oil | 6000 | Fiberglass Double Walled | 1999-06-01 |  | Double-Walled Fiberglass | Safe Suction (Euro)
GA ARNG/OMS | 3007 YOUNG'S MILL RD | LAGRANGE | Troup | 9141002 | 1 | [5 empty] | Removed from Ground | Gas (Historical Use) | 570 | Marked Unknown | 1957-01-01 | 1990-01-01 | Unknown
SHELL FOOD MART 1 | 4584 HAMILTON RD | LAGRANGE | Troup | 9141020 | 1 | Ball Float | 1993-06-01 | FALSE | 1993-06-01 | FALSE | Currently in Use | Regular | 10000 | Fiberglass | 1988-06-01 |  | Fiberglass Reinforced Plastic | Pressurized
RACEWAY #693 | 1913 WHITESVILLE RD | LAGRANGE | Troup | 7141001 | 3 | [5 empty] | Removed from Ground | Empty | 0 | Not Marked/Unknown | 1993-05-11 | 1993-05-11 | Not Marked
HOP IN 100501 | 208 VERNON RD | LAGRANGE | Troup | 9000712 | 4 | [5 empty] | Removed from Ground | Diesel | 3000 | Bare Steel | 1964-05-10 | 1994-03-16 | Galvanized Steel
HOP IN 100501 | 208 VERNON RD | LAGRANGE | Troup | 9000712 | 1 | [5 empty] | Removed from Ground | Gas (Historical Use) | 10000 | Bare Steel | 1970-05-09 | 1994-03-16 | Galvanized Steel
HOP IN 100501 | 208 VERNON RD | LAGRANGE | Troup | 9000712 | 7 | Ball Float | 1994-03-20 | FALSE | 1994-03-20 | FALSE | Currently in Use | Diesel | 8000 | Fiberglass | 1994-03-26 |  | Fiberglass Reinforced Plastic | Pressurized
CITGO FOOD MART | 2586 UPPER BIG SPRINGS RD | LAGRANGE | Troup | 9141110 | 1 | Ball Float | 2001-05-15 | FALSE | 2001-05-15 | FALSE | Currently in Use | Regular | 12000 | Fiberglass | 2001-05-15 |  | Double-Walled Fiberglass | Pressurized
DISCOUNT GROCERIES | 314 STEWART RD | LAGRANGE | Troup | 9141100 | 2 | [5 empty] | Removed from Ground | Gas (Historical Use) | 8000 | Bare Steel | 1979-01-01 | 1998-12-14 | Bare Steel | Safe Suction (Euro)
BUFFALO ROCK CO | 33 NORTH CARY ST | LAGRANGE | Troup | 1410082 | 1 | [5 empty] | Removed from Ground | Gas (Historical Use) | 1000 | Bare Steel | 1976-04-25 | 1999-02-04 | Galvanized Steel
BLUE CIRCLE WILLIAMS/LAGRANGE BL | 200 BACON STREET | LAGRANGE | Troup | 1410006 | 1 | [5 empty] | Removed from Ground | Empty | 2000 | Marked Unknown | 1986-04-14 | 1987-03-01 | Unknown
N S REDDY ENTERPRISES LLC DBA SHELL FOOD MART #002 | 1903 HAMILTON RD | LAGRANGE | Troup | 9141104 | 1 | Ball Float | 1999-07-15 | FALSE | 1999-07-15 | FALSE | Currently in Use | Premium | 12000 | Fiberglass | 1999-07-15 |  | Fiberglass Reinforced Plastic | Pressurized
CITY OF LAGRANGE GARAGE | 211 HILL ST | LAGRANGE | Troup | 9141072 | 3 | [5 empty] | Removed from Ground | Kerosene | 550 | Bare Steel | 1988-03-01 | 1999-12-01 | Bare Steel | Suction (American)
HAWKINS OIL CO OF LAGRANGE INC | 109 W MULBERRY ST | LAGRANGE | Troup | 1410095 | 6 | Flapper Valve | 1995-07-01 | FALSE | 1995-07-01 | FALSE | Currently in Use | Diesel | 12000 | Steel-Impressed Current | 1978-05-01 |  | Steel (Impressed Current) | Safe Suction (Euro)
KLEEN-TEX IND | ORCHARD HILL RD | LAGRANGE | Troup | 1410201 | 3 | [5 empty] | Removed from Ground | Other | 15000 | Bare Steel | 1982-05-09 | 1993-06-28 | Bare Steel
MILLIKEN & CO/DUNCAN STEWART PLA | BOX 2955 | LAGRANGE | Troup | 1410204 | 2 | [5 empty] | Removed from Ground | Diesel | 30000 | Bare Steel | 1977-05-10 | 1991-05-21 | Bare Steel
GA FC/TROUP-HEARD CO UNIT | 5730 NEW FRANKLIN RD | HOGANSVILLE | Troup | 9141033 | 209996 |  | 1993-02-09 |  | 1993-02-09 |  | Removed from Ground | Gas (Historical Use) | 1000 | Galvanic (STIP-3) | 1993-02-09 | 2006-01-25 | Cathodically Protected | Safe Suction (Euro)
LAGRANGE GAS N GO | 2560 WHITESVILLE RD | LAGRANGE | Troup | 1410115 | 9 | [5 empty] | Removed from Ground | Gas (Historical Use) | 10000 | Bare Steel | 1968-05-05 | 1993-04-26 | Galvanized Steel | Pressurized
LAGRANGE GAS N GO | 2560 WHITESVILLE RD | LAGRANGE | Troup | 1410115 | 2 | [5 empty] | Removed from Ground | Diesel | 10000 | Bare Steel | 1968-05-05 | 1993-04-05 | Galvanized Steel | Pressurized
LAGRANGE GAS N GO | 2560 WHITESVILLE RD | LAGRANGE | Troup | 1410115 | 8 | [5 empty] | Removed from Ground | Gas (Historical Use) | 10000 | Bare Steel | 1968-05-05 | 1993-04-26 | Galvanized Steel | Pressurized
MARATHON GAS | 309 SOUTH US HWY 29 | HOGANSVILLE | Troup | 9141004 | 5A | Ball Float | 2005-07-20 | FALSE | 2005-07-20 | FALSE | Currently in Use | Regular | 8000 | Fiberglass Double Walled | 2005-07-20 |  | Double-Walled Fiberglass | Pressurized
MARATHON GAS | 309 SOUTH US HWY 29 | HOGANSVILLE | Troup | 9141004 | 3 | [5 empty] | Removed from Ground | Empty | 6000 | Cathodically Protected Steel | 1988-01-01 | 2002-07-18 | Fiberglass Reinforced Plastic
LOVES TRAVEL STOPS #376 | 1621 BASS CROSS RD | HOGANSVILLE | Troup | 9141063 | 1 | Ball Float | 2007-11-01 | FALSE | 2007-11-01 | FALSE | Currently in Use | Diesel | 20000 | Composite Double Walled | 2007-10-01 |  | Double-Walled Fiberglass | Pressurized
GA FC/TROUP-HEARD CO UNIT | 5730 NEW FRANKLIN RD | HOGANSVILLE | Troup | 9141033 | 209999 |  | 1993-02-09 |  | 1993-02-09 |  | Removed from Ground | Diesel | 1000 | Galvanic (STIP-3) | 1993-02-09 | 2006-01-25 | Cathodically Protected | Safe Suction (Euro)
JP HOGANSVILLE | 1945 EAST MAIN ST | HOGANSVILLE | Troup | 9141021 | 4 | Flapper Valve | 1993-06-01 | FALSE | 1993-06-01 | FALSE | Currently in Use | Diesel | 10000 | Fiberglass | 1989-06-01 |  | Fiberglass Reinforced Plastic | Pressurized
LAGRANGE GAS N GO | 2560 WHITESVILLE RD | LAGRANGE | Troup | 1410115 | A |  |  | TRUE |  | TRUE | Currently in Use | Used Oil | 1000 | Galvanic (STIP-3) | 1993-02-25 |  | Double-Walled Fiberglass
LAGRANGE GAS N GO | 2560 WHITESVILLE RD | LAGRANGE | Troup | 1410115 | 3 | [5 empty] | Removed from Ground | Gas (Historical Use) | 10000 | Bare Steel | 1968-05-05 | 1993-04-26 | Galvanized Steel | Pressurized
SOUTHERN AMBULANCE BUILDERS | 833 NEW FRANKLIN RD | LAGRANGE | Troup | 7000106 | 3 | [5 empty] | Removed from Ground | Diesel | 1000 | Bare Steel | 1981-01-01 | 1991-01-11 | Galvanized Steel
SHELL GAS STATION | 2750 ROANOKE RD | LAGRANGE | Troup | 9141025 | 1 | Flapper Valve | 1993-06-01 | FALSE | 1993-06-01 | FALSE | Currently in Use | Regular | 6000 | Fiberglass | 1988-06-01 |  | Fiberglass Reinforced Plastic | Pressurized
DANIEL LUMBER CO/PALLET DIV | GA HWY 109 | LAGRANGE | Troup | 9141026 | 3 | [5 empty] | Removed from Ground | Empty | 550 | Bare Steel | 1930-01-01 | 1993-10-15 | Galvanized Steel | Suction (American)
TEXACO FOOD MART | 18 NEW AIRPORT RD STE B | LAGRANGE | Troup | 9141058 | 3 | Flapper Valve | 2021-05-01 | FALSE | 2021-05-01 | FALSE | Currently in Use | Diesel | 8000 | Steel-Impressed Current | 1980-01-01 |  | Fiberglass Reinforced Plastic | Pressurized
HOP IN 100508 | 4630 HAMILTON ROAD | LAGRANGE | Troup | 9141088 | 1 | Ball Float | 1997-05-01 | FALSE | 1997-05-01 | FALSE | Currently in Use | Premium | 10000 | Fiberglass Double Walled | 1997-05-01 |  | Double-Walled Fiberglass | Pressurized
DANIEL LUMBER CO | 309 PIERCE ST | LAGRANGE | Troup | 9141101 | 2 | [5 empty] | Removed from Ground | Gas (Historical Use) | 500 | Bare Steel | 1977-01-01 | 1993-01-01 | Galvanized Steel | Suction (American)
UPS LAGRANGE (UST) | 101 PEGASUS PARKWAY | LAGRANGE | Troup | 9141012 | 3 | [5 empty] | Removed from Ground | Other | 550 | Fiberglass | 1989-01-01 | 1991-07-01 | Fiberglass Reinforced Plastic | Pressurized
CITY OF LAGRANGE GARAGE | 211 HILL ST | LAGRANGE | Troup | 9141072 | 7 | [5 empty] | Removed from Ground | Other | 550 | Bare Steel | 1988-03-01 | 1999-12-01 | Bare Steel | Suction (American)
CITY OF LAGRANGE GARAGE | 211 HILL ST | LAGRANGE | Troup | 9141072 | 4 | [5 empty] | Removed from Ground | Other | 550 | Bare Steel | 1988-03-01 | 1999-12-01 | Bare Steel | Suction (American)
CITY OF LAGRANGE GARAGE | 211 HILL ST | LAGRANGE | Troup | 9141072 | 1 | Ball Float | 1988-03-01 | FALSE | 1988-03-01 | FALSE | Currently in Use | Regular | 12000 | Fiberglass | 1988-03-01 |  | Fiberglass Reinforced Plastic | Pressurized
DIVERSE POWER INCORPORATED | 1400 S DAVIS RD | LAGRANGE | Troup | 9141083 | 2 | Ball Float | 1996-08-01 | FALSE | 1996-08-01 | FALSE | Currently in Use | Diesel | 10000 | Fiberglass Double Walled | 1996-08-01 |  | Double-Walled Flex | Pressurized
WILEY WOODYS EXXON | 138 COMMERCE AVE | LAGRANGE | Troup | 1410092 | 3 | [5 empty] | Removed from Ground | Gas (Historical Use) | 4000 | Bare Steel | 1993-03-01 | 1993-03-01 | Unknown
SHELL FOOD MART #2 | 505 VERNON ST | LAGRANGE | Troup | 1410146 | 5 |  |  | TRUE |  | TRUE | Removed from Ground | Used Oil | 560 | Cathodically Protected Steel | 1970-05-12 | 1899-12-31 | Galvanized Steel
INTERFACE FLOORING SYSTEMS INC | 1503 ORCHARD HILL RD | LAGRANGE | Troup | 1410113 | 1 | [5 empty] | Removed from Ground | Other | 30000 | Bare Steel | 1976-06-19 | 1986-11-14 | Galvanized Steel
Doyle's Amerilube | 610 NEW FRANKLIN RD | LAGRANGE | Troup | 7000102 | 1 | [5 empty] | Removed from Ground | Gas (Historical Use) | 6000 | Cathodically Protected Steel | 1985-11-21 | 1994-05-04 | Galvanized Steel | Suction (American)
RING FORK LIFT SERVICE | GORDON COMMERICAL DR | LAGRANGE | Troup | 7000105 | 2 | [5 empty] | Removed from Ground | Diesel | 1000 | Cathodically Protected Steel | 1986-01-01 | 1987-06-01 | Galvanized Steel
CHEVRON FOOD MART | 315 NEW FRANKLIN RD | LAGRANGE | Troup | 9141029 | 2 | Flapper Valve | 1993-06-01 | FALSE | 1993-06-01 | FALSE | Currently in Use | Premium | 10000 | Fiberglass Double Walled | 1991-06-01 |  | Double-Walled Fiberglass | Pressurized
SUPER G | 2744 HAMILTON RD | LAGRANGE | Troup | 9141059 | 2 | Flapper Valve | 1997-03-27 | FALSE | 1997-03-27 | FALSE | Currently in Use | Diesel | 4000 | Steel-Impressed Current | 1997-06-26 |  | Steel (Impressed Current) | Safe Suction (Euro)
QUICK CHANGE FOOD MART #49 | 1499 LAFAYETTE PKWY | LAGRANGE | Troup | 9141052 | 3 | Ball Float | 1988-11-01 | FALSE | 1988-11-01 | FALSE | Currently in Use | Regular | 10000 | Steel-Impressed Current | 1988-11-14 |  | Fiberglass Reinforced Plastic | Pressurized
ROADWAY EXPRESS INC | 677 HUDSON RD | LAGRANGE | Troup | 9141045 | 1 | [5 empty] | Removed from Ground | Diesel | 10000 | Bare Steel | 1980-05-01 | 1994-07-25 | Bare Steel | Suction (American)
BILLYS COUNTRY STORE | 25 HARMONY CHURCH RD | LAGRANGE | Troup | 9141071 | 4 | Flapper Valve | 1997-06-01 |  | 1997-06-01 |  | Currently in Use | Gas (Historical Use) | 2000 | Fiberglass | 1997-06-01 |  | Fiberglass Reinforced Plastic | Suction (American)
KING ARTHUR PUMP STATION | KING ARTHUR DRIVE | LAGRANGE | Troup | 9141094 | 1 | [5 empty] | Removed from Ground | Diesel | 260 | Cathodically Protected Steel | 1986-01-01 | 1999-06-09 | Not Marked | Suction (American)
HOP IN 100501 | 208 VERNON RD | LAGRANGE | Troup | 9000712 | 5 | Ball Float | 1994-03-20 | FALSE | 1994-03-20 | FALSE | Currently in Use | Premium | 10000 | Fiberglass | 1994-03-26 |  | Fiberglass Reinforced Plastic | Pressurized
LAGRANGE GROCERY CO | 143 BUSH DR | LAGRANGE | Troup | 9141016 | 1 | [5 empty] | Removed from Ground | Diesel | 6000 | Bare Steel | 1977-01-01 | 1997-09-11 | Galvanized Steel | Safe Suction (Euro)
N S REDDY ENTERPRISES LLC DBA SHELL FOOD MART #002 | 1903 HAMILTON RD | LAGRANGE | Troup | 9141104 | 2 | Ball Float | 1999-07-15 | FALSE | 1999-07-15 | FALSE | Currently in Use | Regular | 10000 | Fiberglass | 1999-07-15 |  | Fiberglass Reinforced Plastic | Pressurized
CITY OF LAGRANGE GARAGE | 211 HILL ST | LAGRANGE | Troup | 9141072 | 6 | [5 empty] | Removed from Ground | Other | 550 | Bare Steel | 1988-03-01 | 1999-12-01 | Bare Steel | Suction (American)
DIVERSE POWER INCORPORATED | 1400 S DAVIS RD | LAGRANGE | Troup | 9141083 | 3 | Flapper Valve | 1996-08-01 | FALSE | 1996-08-01 | FALSE | Currently in Use | Diesel | 20000 | Fiberglass Double Walled | 2008-05-27 |  | Double-Walled Fiberglass | Pressurized
SIGNAL APPAREL CO | 150 LUKKEN INDUSTRIAL DRIVE | LAGRANGE | Troup | 9141079 | DUMMY | [5 empty] | Currently in Use | Other | 0 | Not Marked/Unknown |  |  | Not Marked
HAWKINS OIL CO OF LAGRANGE INC | 109 W MULBERRY ST | LAGRANGE | Troup | 1410095 | 7 | [5 empty] | Permanently Out Of Use | Gas (Historical Use) | 560 | Not Marked/Unknown | 1966-05-04 | 1987-01-01 | Not Marked
HAWKINS OIL CO OF LAGRANGE INC | 109 W MULBERRY ST | LAGRANGE | Troup | 1410095 | 4 | Flapper Valve | 1995-07-01 | FALSE | 1995-07-01 | FALSE | Currently in Use | Kerosene | 10000 | Steel-Impressed Current | 1978-05-01 |  | Steel (Impressed Current) | Safe Suction (Euro)
HAWKINS OIL CO OF LAGRANGE INC | 109 W MULBERRY ST | LAGRANGE | Troup | 1410095 | 5 | Flapper Valve | 1995-07-01 | FALSE | 1995-07-01 | FALSE | Currently in Use | Plus | 10000 | Steel-Impressed Current | 1978-05-01 |  | Steel (Impressed Current) | Safe Suction (Euro)
WILEY WOODYS EXXON | 138 COMMERCE AVE | LAGRANGE | Troup | 1410092 | 5 | Flapper Valve | 1993-03-01 | FALSE | 1993-03-01 | FALSE | Removed from Ground | Premium | 6000 | Fiberglass | 1993-03-01 | 2019-06-18 | Fiberglass Reinforced Plastic | Pressurized
WILEY WOODYS EXXON | 138 COMMERCE AVE | LAGRANGE | Troup | 1410092 | 4 | Flapper Valve | 1993-03-01 | FALSE | 1993-03-01 | FALSE | Removed from Ground | Regular | 6000 | Fiberglass | 1993-03-01 | 2019-06-18 | Fiberglass Reinforced Plastic | Pressurized
WILEY WOODYS EXXON | 138 COMMERCE AVE | LAGRANGE | Troup | 1410092 | 2 | [5 empty] | Removed from Ground | Gas (Historical Use) | 6000 | Bare Steel | 1993-03-01 | 1993-03-01 | Unknown
WOODFORD OIL/HAMMOND FUEL CO/PURE OIL CO | 304 NORTH MORGAN ST | LAGRANGE | Troup | 10002074 | 1 |  |  | FALSE |  | FALSE | Removed from Ground |  | 0 | Unknown | 2012-03-06 | 1899-12-31
KING'S OIL #378 | 1339 E MAIN ST | HOGANSVILLE | Troup | 9141062 | 4 | Ball Float | 1998-01-01 | FALSE | 1998-01-01 | FALSE | Currently in Use | Diesel | 6000 | Steel-Impressed Current | 1998-01-01 |  | Fiberglass Reinforced Plastic | Pressurized
KING'S OIL #378 | 1339 E MAIN ST | HOGANSVILLE | Troup | 9141062 | 5 | Ball Float | 1998-01-01 | FALSE | 1998-01-01 | FALSE | Temporarily out of use | Kerosene | 4000 | Steel-Impressed Current | 1998-01-01 |  | Fiberglass Reinforced Plastic | Pressurized
LOVES TRAVEL STOPS #376 | 1621 BASS CROSS RD | HOGANSVILLE | Troup | 9141063 | S |  | 1995-06-01 |  | 1995-06-01 |  | Removed from Ground | Diesel | 12000 | Galvanic (STIP-3) | 1995-06-01 | 2007-09-01 | Fiberglass Reinforced Plastic | Pressurized
JP HOGANSVILLE | 1945 EAST MAIN ST | HOGANSVILLE | Troup | 9141021 | 2 | Flapper Valve | 1993-06-01 | FALSE | 1993-06-01 | FALSE | Currently in Use | E-10 | 10000 | Fiberglass | 1989-06-01 |  | Fiberglass Reinforced Plastic | Pressurized
INDUSTRIAL SUPPLIERS INC | 114 HARALSON ST | LAGRANGE | Troup | 1410108 | 1 | [5 empty] | Removed from Ground | Gas (Historical Use) | 560 | Bare Steel | 1966-05-04 | 1995-01-09 | Galvanized Steel
LAGRANGE GAS N GO | 2560 WHITESVILLE RD | LAGRANGE | Troup | 1410115 | 4 | [5 empty] | Removed from Ground | Gas (Historical Use) | 10000 | Bare Steel | 1968-05-05 | 1993-04-26 | Galvanized Steel | Pressurized
LAGRANGE GAS N GO | 2560 WHITESVILLE RD | LAGRANGE | Troup | 1410115 | 7 | [5 empty] | Removed from Ground | Gas (Historical Use) | 10000 | Bare Steel | 1968-05-05 | 1993-04-26 | Galvanized Steel | Pressurized
LAGRANGE GAS N GO | 2560 WHITESVILLE RD | LAGRANGE | Troup | 1410115 | 5 | [5 empty] | Removed from Ground | Gas (Historical Use) | 10000 | Bare Steel | 1968-05-05 | 1993-04-26 | Galvanized Steel | Pressurized
MILLIKEN & CO/DUNCAN STEWART PLA | BOX 2955 | LAGRANGE | Troup | 1410204 | 1 | [5 empty] | Removed from Ground | Diesel | 10000 | Bare Steel | 1977-05-10 | 1991-05-21 | Bare Steel
LAGRANGE HAPPY STOP | RT #1 2911 HAMILTON RD | LAGRANGE | Troup | 1410141 | 2 | Flapper Valve | 1998-08-20 | FALSE | 1997-08-01 | FALSE | Currently in Use | Regular | 10000 | Steel-Impressed Current | 1984-05-08 |  | Steel (Impressed Current) | Pressurized
MILLIKEN & CO/UTILITY PLANT | 1402 AUSTIN ST | LAGRANGE | Troup | 9141003 | 2 | [5 empty] | Removed from Ground | Diesel | 20000 | Not Marked/Unknown | 1990-11-21 | 1990-11-21 | Not Marked
BST/AUTO OPRNS R3316 | 113 HILL ST | LAGRANGE | Troup | 1410206 | 2 | [5 empty] | Removed from Ground | Gas (Historical Use) | 12000 | Bare Steel | 1979-01-03 | 1991-05-01 | Unknown | Pressurized
ELECTA BROWN | 5025 WHITESVILLE RD | LAGRANGE | Troup | 9141069 | 2 | [5 empty] | Removed from Ground | Gas (Historical Use) | 250 | Not Marked/Unknown | 2001-05-14 | 2001-05-14 | Not Marked
GA POWER/LAGRANGE LINE CREW HQ | COLQUITT ST | LAGRANGE | Troup | 9141018 | 1 | [5 empty] | Removed from Ground | Gas (Historical Use) | 2000 | Bare Steel | 1990-05-01 | 1990-05-01 | Unknown
RACEWAY #693 | 1913 WHITESVILLE RD | LAGRANGE | Troup | 7141001 | 2 | [5 empty] | Removed from Ground | Empty | 0 | Not Marked/Unknown | 1993-05-11 | 1993-05-11 | Not Marked
PURE FOOD MART | 1708 HAMILTON RD | LAGRANGE | Troup | 9141108 | 2 | Ball Float | 2001-04-30 | FALSE | 2001-04-30 | FALSE | Currently in Use | Premium | 10000 | Composite | 2001-04-30 |  | Fiberglass Reinforced Plastic | Pressurized
CITY OF LAGRANGE GARAGE | 211 HILL ST | LAGRANGE | Troup | 9141072 | 5 | [5 empty] | Removed from Ground | Other | 550 | Bare Steel | 1988-03-01 | 1999-12-01 | Bare Steel | Suction (American)
TROUP COUNTY OPERATIONS CENTER | 100 NORTH DAVIS RD | LAGRANGE | Troup | 10000424 | 1 | Ball Float | 2003-05-01 | FALSE | 2003-05-01 | FALSE | Currently in Use | Diesel | 12000 | Composite | 2003-05-01 |  | Double-Walled Fiberglass | Pressurized
HAWKINS OIL CO OF LAGRANGE INC | 109 W MULBERRY ST | LAGRANGE | Troup | 1410095 | 3 | Flapper Valve | 1995-07-01 | FALSE | 1995-07-01 | FALSE | Currently in Use | Regular | 20000 | Steel-Impressed Current | 1978-05-01 |  | Steel (Impressed Current) | Pressurized
MILLIKEN & CO/DUNCAN STEWART PLA | BOX 2955 | LAGRANGE | Troup | 1410204 | 3 | [5 empty] | Removed from Ground | Other | 5000 | Bare Steel | 1977-05-10 | 1991-05-21 | Bare Steel
LAGRANGE HAPPY STOP | RT #1 2911 HAMILTON RD | LAGRANGE | Troup | 1410141 | 3 | Flapper Valve | 1998-08-20 | FALSE | 1997-08-01 | FALSE | Currently in Use | Premium | 10000 | Steel-Impressed Current | 1984-05-08 |  | Steel (Impressed Current) | Pressurized
LAGRANGE TOYOTA | 1221 LAFAYETTE PKWY | LAGRANGE | Troup | 10001338 | 1 | Ball Float | 2007-04-30 | FALSE | 2007-04-30 | FALSE | Currently in Use | Regular | 4000 | Composite Double Walled | 2007-04-30 |  | Double-Walled Fiberglass | Safe Suction (Euro)
QUICK CHANGE #59 | 1624 WHITESVILLE RD. | LAGRANGE | Troup | 9141073 | 2 | Ball Float | 1995-06-01 | FALSE | 1995-06-01 | FALSE | Currently in Use | Premium | 8000 | Fiberglass | 1995-06-01 |  | Fiberglass Reinforced Plastic | Pressurized
SHELL FOOD MART #1 | 101 HOFFMAN DR | LAGRANGE | Troup | 9141087 | 2 | Ball Float | 1997-05-01 | FALSE | 1997-05-01 | FALSE | Currently in Use | Regular | 10000 | Fiberglass Double Walled | 1997-05-01 |  | Double-Walled Fiberglass | Pressurized
SHELL FOOD MART #2 | 505 VERNON ST | LAGRANGE | Troup | 1410146 | 4 | [5 empty] | Removed from Ground | Gas (Historical Use) | 4000 | Cathodically Protected Steel | 1970-05-12 | 1899-12-31 | Galvanized Steel
SHELL FOOD MART #2 | 505 VERNON ST | LAGRANGE | Troup | 1410146 | 7 | Ball Float | 1997-05-01 |  | 1997-05-01 |  | Currently in Use | Gas (Historical Use) | 10000 | Fiberglass Double Walled | 1997-05-01 |  | Double-Walled Fiberglass | Pressurized
Picnic Basket | 2723 ROANOKE RD | LAGRANGE | Troup | 1410128 | 1 | [5 empty] | Removed from Ground | Gas (Historical Use) | 2000 | Bare Steel | 1986-05-05 | 1994-11-14 | Galvanized Steel
JAMES BONNER SERVICE STATION #17 | 1213 NEW FRANKLIN RD | LAGRANGE | Troup | 1410144 | 2 | [5 empty] | Removed from Ground | Gas (Historical Use) | 2000 | Bare Steel | 1978-05-10 | 1987-01-01 | Galvanized Steel
HAPPY STOP #1 | 412 GREENVILLE ST | LAGRANGE | Troup | 1410140 | 3 | [5 empty] | Removed from Ground | Gas (Historical Use) | 10000 | Bare Steel | 1962-05-14 | 1991-01-01 | Galvanized Steel
PIKES COUNTRY CORNER | ROANOKE RD | LAGRANGE | Troup | 1410180 | 1 | [5 empty] | Removed from Ground | Gas (Historical Use) | 1000 | Marked Unknown | 1986-01-01 | 1986-01-01 | Unknown
WEST GEORGIA HEALTH SYSTEM | 1514 VERNON RD | LAGRANGE | Troup | 1410162 | 5 | Flapper Valve | 1995-07-01 | FALSE | 1995-07-01 | FALSE | Currently in Use | Diesel | 20000 | Fiberglass Double Walled | 1995-07-01 |  | Fiberglass Reinforced Plastic | Gravity
WEST GEORGIA HEALTH SYSTEM | 1514 VERNON RD | LAGRANGE | Troup | 1410162 | 4 | [5 empty] | Closed in Ground | Diesel | 550 | Bare Steel | 1979-01-01 | 2000-06-28 | Copper | Safe Suction (Euro)
DUNSON MILL | FULTON ST | LAGRANGE | Troup | 1410189 | 1 | [5 empty] | Removed from Ground | Gas (Historical Use) | 250 | Bare Steel | 1974-05-10 | 1988-04-01 | Copper
NEWSMAN CONSTRUCTION CO | 206 EAST DEPOT ST | LAGRANGE | Troup | 1410217 | 2 | [5 empty] | Removed from Ground | Diesel | 6000 | Bare Steel | 1981-01-02 | 1998-04-24 | Galvanized Steel | Suction (American)
HIGHLAND MARINA RESORT | 1000 SEMINOLE RD | LAGRANGE | Troup | 1410012 | 1 | [5 empty] | Removed from Ground | Gas (Historical Use) | 4000 | Bare Steel | 1977-02-06 | 1998-11-01 | Galvanized Steel
Vaughan Xpress | 120 COOLEY IND WAY | LAGRANGE | Troup | 1410007 | 2 | [5 empty] | Closed in Ground | Diesel | 25000 | Bare Steel | 1980-04-15 | 1989-04-01 | Bare Steel
LARANGE WATER FILTER PLANT | 980 CAMERON MILL RD | LAGRANGE | Troup | 1410004 | 1 | [5 empty] | Closed in Ground | Diesel | 4000 | Bare Steel | 1951-03-01 | 1993-08-30 | Galvanized Steel | Gravity Fed
TROUP COUNTY BUS SHOP | 1700 WHITESVILLE RD | LAGRANGE | Troup | 1410024 | 1 | [5 empty] | Removed from Ground | Diesel | 8000 | Bare Steel | 1971-02-01 | 1998-09-01 | Galvanized Steel | Suction (American)
GEORGIA DEPARTMENT OF TRANSPORTA | GA HWY 219 1107 HOGANSVILLE RD | LAGRANGE | Troup | 1410087 | 10356-1 | [5 empty] | Removed from Ground | Gas (Historical Use) | 3000 | Bare Steel | 1970-01-01 | 1990-08-01 | Galvanized Steel
LAGRANGE MOLDED PRODUCTS | 1513 REDDING DR | LAGRANGE | Troup | 1410085 | 8 | [5 empty] | Permanently Out of Use - historical purposes | Other | 500 | Not Marked/Unknown |  | 1899-12-31 | Unknown
LAGRANGE MOLDED PRODUCTS | 1513 REDDING DR | LAGRANGE | Troup | 1410085 | 2 | [5 empty] | Removed from Ground | Diesel | 30000 | Bare Steel | 1974-05-04 | 1995-04-28 | Not Marked
FISHERANS ONE STOP | 3322 NEW FRANKLIN RD | LAGRANGE | Troup | 1410067 | 3 | [5 empty] | Removed from Ground | Gas (Historical Use) | 4000 | Bare Steel | 1985-01-01 | 2000-10-01 | Galvanized Steel | Pressurized
TALL TALES | 3191 NEW FRANKLIN RD | LAGRANGE | Troup | 1410053 | 3 | [5 empty] | Removed from Ground | Gas (Historical Use) | 1000 | Bare Steel | 1976-04-18 | 1999-01-19 | Bare Steel | Suction (American)
TROUP COUNTY SHOP | 2508 HAMILTON RD | LAGRANGE | Troup | 1410040 | 1 | Flapper Valve | 1994-04-01 | FALSE | 1994-04-01 | FALSE | Removed from Ground | Regular | 10000 | Steel-Impressed Current | 1976-03-14 |  | Steel (Impressed Current) | Suction (American)
THE SERVICE STATION | 1769 WEST POINT RD | LAGRANGE | Troup | 1410099 | 2 | [5 empty] | Removed from Ground | Gas (Historical Use) | 4000 | Bare Steel | 1966-05-04 | 1998-06-01 | Galvanized Steel
YELLOW JACKET BAIT & TACKLE | 3056 NEW FRANKLIN | LAGRANGE | Troup | 1410096 | 3 | [5 empty] | Removed from Ground | Gas (Historical Use) | 560 | Bare Steel | 1971-05-03 | 1997-12-26 | Galvanized Steel
UTILITY BUILDING | 303 WEST LUKKEN IND DR | LAGRANGE | Troup | 9141092 | 1 | [5 empty] | Removed from Ground | Gas (Historical Use) | 10000 | Bare Steel | 1975-06-01 | 1998-07-01 | Galvanized Steel | Safe Suction (Euro)
LAGRANGE LANDSCAPE AND MAINTENAN | 214 LUKIN INDUSTRIAL DR | LAGRANGE | Troup | 1410065 | 2 | [5 empty] | Removed from Ground | Diesel | 1000 | Cathodically Protected Steel | 1987-04-25 | 1899-12-31 | Galvanized Steel | Safe Suction (Euro)
MILLIKEN DESIGN CENTER | 201 INDUSTRIAL RD | LAGRANGE | Troup | 1410210 | 1 | [5 empty] | Removed from Ground | Diesel | 550 | Bare Steel | 1981-01-01 | 1991-05-30 | Bare Steel
TORRANCE CONSTRUCTION COMPANY IN | 1955 ROANOKE RD | LAGRANGE | Troup | 1410197 | 2 | [5 empty] | Removed from Ground | Gas (Historical Use) | 500 | Bare Steel | 1981-05-09 | 1987-01-01 | Galvanized Steel
LAGRANGE HAPPY STOP | RT #1 2911 HAMILTON RD | LAGRANGE | Troup | 1410141 | 1 | Flapper Valve | 1998-08-20 | FALSE | 1997-08-01 | FALSE | Currently in Use | Diesel | 10000 | Steel-Impressed Current | 1984-05-08 |  | Steel (Impressed Current) | Pressurized
SHELL FOOD MART 1 | 4584 HAMILTON RD | LAGRANGE | Troup | 9141020 | 2 | Ball Float | 1993-06-01 | FALSE | 1993-06-01 | FALSE | Currently in Use | Premium | 10000 | Fiberglass | 1988-06-01 |  | Fiberglass Reinforced Plastic | Pressurized
RACEWAY #693 | 1913 WHITESVILLE RD | LAGRANGE | Troup | 7141001 | 1 | [5 empty] | Removed from Ground | Empty | 0 | Not Marked/Unknown | 1993-05-11 | 1993-05-11 | Not Marked
Hop In #1000503 | 2583 WEST POINT ROAD/HWY 29 | LAGRANGE | Troup | 9000534 | 2 |  | 1988-01-29 | FALSE | 1988-01-29 | FALSE | Currently in Use | Premium | 10000 | Galvanic (STIP-3) | 1988-01-29 |  | Fiberglass Reinforced Plastic | Pressurized
LAGRANGE HOUSING AUTHORITY | 201 CHATHAM RD | LAGRANGE | Troup | 9141001 | 1 | [5 empty] | Removed from Ground | Other | 250 | Marked Unknown | 1992-03-10 | 1992-03-10 | Unknown
BUFFALO ROCK CO | 33 NORTH CARY ST | LAGRANGE | Troup | 1410082 | 2 | [5 empty] | Removed from Ground | Diesel | 1000 | Bare Steel | 1982-04-24 | 1999-02-04 | Galvanized Steel
BLUE CIRCLE WILLIAMS/LAGRANGE BL | 200 BACON STREET | LAGRANGE | Troup | 1410006 | 2 | [5 empty] | Removed from Ground | Empty | 0 | Marked Unknown | 1986-04-14 | 1987-03-01 | Unknown
BST/AUTO OPRNS R3316 | 113 HILL ST | LAGRANGE | Troup | 1410206 | 1 |  |  | TRUE |  | TRUE | Removed from Ground | Used Oil | 550 | Bare Steel | 1979-01-03 | 1991-05-01 | Unknown | Gravity Fed
LAGRANGE HAPPY STOP | RT #1 2911 HAMILTON RD | LAGRANGE | Troup | 1410141 | 4 | Flapper Valve | 1998-08-20 | FALSE | 1997-08-01 | FALSE | Currently in Use | Diesel | 4000 | Steel-Impressed Current | 1984-05-08 |  | Steel (Impressed Current) | Pressurized
SHELL FOOD MART #2 | 505 VERNON ST | LAGRANGE | Troup | 1410146 | 2 | [5 empty] | Removed from Ground | Gas (Historical Use) | 6000 | Cathodically Protected Steel | 1974-05-11 | 1899-12-31 | Galvanized Steel
KLEEN-TEX IND | ORCHARD HILL RD | LAGRANGE | Troup | 1410201 | 1 | [5 empty] | Removed from Ground | Other | 10000 | Bare Steel | 1982-05-09 | 1993-06-28 | Bare Steel
MILLIKEN & CO/DUNCAN STEWART PLA | BOX 2955 | LAGRANGE | Troup | 1410204 | 4 |  |  | TRUE |  | TRUE | Removed from Ground | Used Oil | 1000 | Bare Steel | 1977-05-10 | 1991-05-21 | Bare Steel
TORRANCE CONSTRUCTION COMPANY IN | 1955 ROANOKE RD | LAGRANGE | Troup | 1410197 | 3 |  | 1988-01-01 |  | 1988-01-01 |  | Currently in Use | Gas (Historical Use) | 3000 | Bare Steel | 1988-01-01 |  | Fiberglass Reinforced Plastic | Safe Suction (Euro)
LOVE'S TRAVEL STOP #771 | 1917 HWY 18 | WEST POINT | Troup | 10003379 | 1 | Flapper Valve | 2023-10-03 | FALSE | 2023-04-14 | FALSE | Currently in Use | Regular | 20000 | Fiberglass Double Walled | 2023-04-07 |  | Double-Walled Flex | Pressurized
FORMER GAS STATION | 113 -115 VERNON STREET | LAGRANGE | Troup | 10000847 | 1 |  |  | FALSE |  | FALSE | Removed from Ground | Not Marked | 750 | Unknown | 2004-12-04 | 2004-12-04 | Unknown
JORDAN & BRADLEY BLDG SUPPLY INC | BY-PASS RD | LAGRANGE | Troup | 9141017 | 1 | [5 empty] | Removed from Ground | Gas (Historical Use) | 500 | Bare Steel | 1982-01-01 | 1989-05-05 | Not Marked
CHEVRON FOOD MART | 315 NEW FRANKLIN RD | LAGRANGE | Troup | 9141029 | 1 | Flapper Valve | 1993-06-01 | FALSE | 1993-06-01 | FALSE | Currently in Use | Regular | 12000 | Fiberglass Double Walled | 1991-06-01 |  | Double-Walled Fiberglass | Pressurized
HOP IN 100499 | 3124 HOGANSVILLE RD | LAGRANGE | Troup | 9141057 | 1 | Ball Float | 1988-10-05 | FALSE | 1988-10-05 | FALSE | Currently in Use | Regular | 8000 | Fiberglass | 1988-10-05 |  | Steel (Impressed Current) | Pressurized
HOP IN 100510 | 2860 UPPER BIG SPRINGS RD | LAGRANGE | Troup | 9141098 | 2 | Ball Float | 1998-12-15 | FALSE | 1998-12-15 | FALSE | Currently in Use | Premium | 8000 | Fiberglass Double Walled | 1998-12-15 |  | Double-Walled Fiberglass | Pressurized
VACANT LOT | 1409 1/2 LAFAYETTE PARKWAY | LAGRANGE | Troup | 9141107 | 2 | [5 empty] | Removed from Ground | Gas (Historical Use) | 500 | Bare Steel | 2000-10-19 | 2000-10-19 | Bare Steel | Pressurized
MOUNTVILLE MILLS INC | 1729 DAVIS RD | LAGRANGE | Troup | 1410117 | 2 | [5 empty] | Removed from Ground | Gas (Historical Use) | 1000 | Bare Steel | 1983-04-30 | 1989-01-26 | Galvanized Steel
WILEY WOODYS EXXON | 138 COMMERCE AVE | LAGRANGE | Troup | 1410092 | 7 | Flapper Valve | 1993-03-01 | FALSE | 1993-03-01 | FALSE | Removed from Ground | Diesel | 2000 | Fiberglass | 1993-03-01 | 2019-06-18 | Fiberglass Reinforced Plastic | Suction (American)
WILEY WOODYS EXXON | 138 COMMERCE AVE | LAGRANGE | Troup | 1410092 | 1 | [5 empty] | Removed from Ground | Gas (Historical Use) | 6000 | Bare Steel | 1993-03-01 | 1993-03-01 | Unknown
CHARITABLE SERVICES CO | DALLIS ST LANDSCAPE DEPT | LAGRANGE | Troup | 1410043 | 1 | [5 empty] | Removed from Ground | Gas (Historical Use) | 1000 | Bare Steel | 1982-04-17 | 1999-06-08 | Unknown | Suction (American)
WALMART NEIGHBORHOOD MARKET #2773 | 955 LAFAYETTE PKWY | LAGRANGE | Troup | 10002398 | 1 | Flapper Valve | 2014-12-03 | FALSE | 2014-12-03 | FALSE | Currently in Use | Regular | 15000 | Fiberglass Double Walled | 2014-08-07 |  | Double-Walled Flex | Pressurized
LAGRANGE CIRCLE K #263 | 2390 Whitesville Rd | LaGrange | Troup | 10003221 | 3 | Flapper Valve | 2021-03-18 | FALSE | 2021-08-24 | FALSE | Currently in Use |  | 1000 | Composite Double Walled | 2021-08-16 |  | Double-Walled Flex | Pressurized
LAGRANGE CIRCLE K #263 | 2390 Whitesville Rd | LaGrange | Troup | 10003221 | 2B | Flapper Valve | 2021-03-18 | FALSE | 2021-08-24 | FALSE | Currently in Use | E-85 | 5000 | Composite Double Walled | 2021-08-16 |  | Double-Walled Flex | Pressurized
LAGRANGE CIRCLE K #263 | 2390 Whitesville Rd | LaGrange | Troup | 10003221 | 1B | Flapper Valve | 2021-03-18 | FALSE | 2021-08-24 | FALSE | Currently in Use | Premium | 5000 | Composite Double Walled | 2021-08-16 |  | Double-Walled Flex | Pressurized
LAGRANGE CIRCLE K #263 | 2390 Whitesville Rd | LaGrange | Troup | 10003221 | 2A | Flapper Valve | 2021-03-18 | FALSE | 2021-08-24 | FALSE | Currently in Use | Diesel On Road | 10000 | Composite Double Walled | 2021-08-16 |  | Double-Walled Flex | Pressurized
LOVE'S TRAVEL STOP #771 | 1917 HWY 18 | WEST POINT | Troup | 10003379 | 3 | Flapper Valve | 2023-10-03 | FALSE | 2023-04-14 | FALSE | Currently in Use | Diesel On Road | 30000 | Fiberglass Double Walled | 2023-04-07 |  | Double-Walled Flex | Safe Suction (Euro)
SUNNY POINT B&T | 3278 MOOTY BRIGE RD | LAGRANGE | Troup | 10003265 | 2C | Overfill Alarm | 2021-12-06 | FALSE | 2021-12-06 | FALSE | Currently in Use | Regular | 4000 | Tank Jacket Double Walled | 2021-11-03 |  | Double-Walled Fiberglass | Pressurized
SUNNY POINT B&T | 3278 MOOTY BRIGE RD | LAGRANGE | Troup | 10003265 | 2B | Overfill Alarm | 2021-12-06 | FALSE | 2021-12-06 | FALSE | Currently in Use | Diesel | 4000 | Tank Jacket Double Walled | 2021-11-03 |  | Double-Walled Fiberglass | Pressurized
SUNNY POINT B&T | 3278 MOOTY BRIGE RD | LAGRANGE | Troup | 10003265 | 1 | Flapper Valve | 2021-12-06 | FALSE | 2021-12-06 | FALSE | Currently in Use | Regular | 12000 | Tank Jacket Double Walled | 2021-11-03 |  | Double-Walled Fiberglass | Pressurized
SPEEDWAY #42377 | 1898 GREENVILLE RD | LAGRANGE | Troup | 10003558 | 2A | Flapper Valve |  | FALSE |  | FALSE | Currently in Use | Premium | 8000 | Fiberglass Double Walled | 2024-06-12 |  | Double-Walled Flex | Pressurized
SPEEDWAY #42377 | 1898 GREENVILLE RD | LAGRANGE | Troup | 10003558 | 3 | Flapper Valve |  | FALSE |  | FALSE | Currently in Use | Diesel On Road | 20000 | Fiberglass Double Walled | 2024-06-12 |  | Double-Walled Flex | Pressurized
SPEEDWAY #42377 | 1898 GREENVILLE RD | LAGRANGE | Troup | 10003558 | 1 | Flapper Valve |  | FALSE |  | FALSE | Currently in Use | Regular | 20000 | Fiberglass Double Walled | 2024-06-12 |  | Double-Walled Flex | Pressurized
SPEEDWAY #42377 | 1898 GREENVILLE RD | LAGRANGE | Troup | 10003558 | 2B | Flapper Valve |  | FALSE |  | FALSE | Currently in Use | Diesel On Road | 12000 | Fiberglass Double Walled | 2024-06-12 |  | Double-Walled Flex | Pressurized
SPEEDWAY #42377 | 1898 GREENVILLE RD | LAGRANGE | Troup | 10003558 | 4A | Flapper Valve |  | FALSE |  | FALSE | Currently in Use | Diesel On Road | 20000 | Fiberglass Double Walled | 2024-06-12 |  | Double-Walled Flex | Pressurized
COE WP | 500 Resource Management Rd | West Point | Troup | UST-SLOC-9141035 | 2 | [5 empty] | Removed from Ground | Diesel | 1000 | Marked Unknown | 1992-05-02 | 1992-05-02 | Unknown
COE WP | 500 Resource Management Rd | West Point | Troup | UST-SLOC-9141036 | 2 | [5 empty] | Removed from Ground | Diesel | 550 | Marked Unknown | 1992-05-02 | 1992-05-02 | Unknown
COE WP | 500 Resource Management Rd | West Point | Troup | UST-SLOC-9141036 | 1 | [5 empty] | Removed from Ground | Diesel | 550 | Marked Unknown | 1992-05-02 | 1992-05-02 | Unknown
COE WP | 500 Resource Management Rd | West Point | Troup | UST-SLOC-1410038 | 4 | [5 empty] | Removed from Ground | Empty | 1000 | Bare Steel | 1971-02-07 | 1992-06-26 | Galvanized Steel
COE WP | 500 Resource Management Rd | West Point | Troup | UST-SLOC-1410038 | 2 | [5 empty] | Removed from Ground | Diesel | 1000 | Bare Steel | 1971-02-07 | 1992-06-26 | Galvanized Steel
COE WP | 500 Resource Management Rd | West Point | Troup | UST-SLOC-9141035 | 1 | [5 empty] | Removed from Ground | Gas (Historical Use) | 1000 | Marked Unknown | 1992-05-05 | 1992-05-05 | Unknown
COE WP | 500 Resource Management Rd | West Point | Troup | UST-SLOC-1410038 | 1 | [5 empty] | Removed from Ground | Gas (Historical Use) | 1000 | Bare Steel | 1971-02-07 | 1992-06-26 | Galvanized Steel
USA Food Mart | 1001 Kia Pkwy | West Point | Troup | 10002873 | 2B | Overfill Alarm | 2018-08-07 | FALSE | 2018-02-14 | FALSE | Currently in Use | Diesel | 5000 | Composite Double Walled | 2018-01-30 |  | Double-Walled Fiberglass | Pressurized
COE WP | 500 Resource Management Rd | West Point | Troup | UST-SLOC-1410038 | 3 | [5 empty] | Removed from Ground | Empty | 1000 | Bare Steel | 1971-02-07 | 1992-06-26 | Galvanized Steel
COE WP | 500 Resource Management Rd | West Point | Troup | UST-SLOC-9141037 | 1 | [5 empty] | Removed from Ground | Diesel | 550 | Marked Unknown | 1992-05-02 | 1992-05-02 | Unknown
USA Food Mart | 1001 Kia Pkwy | West Point | Troup | 10002873 | 1 | Overfill Alarm | 2018-08-07 | FALSE | 2018-02-14 | FALSE | Currently in Use | Regular | 15000 | Composite Double Walled | 2018-01-30 |  | Double-Walled Fiberglass | Pressurized
USA Food Mart | 1001 Kia Pkwy | West Point | Troup | 10002873 | 2A | Overfill Alarm | 2018-08-07 | FALSE | 2018-02-14 | FALSE | Currently in Use | Premium | 5000 | Composite Double Walled | 2018-01-30 |  | Double-Walled Fiberglass | Pressurized
218 N US HIGHWAY 29 | 218 N US HIGHWAY 29 | HOGANSVILLE | Troup | 10002912 | 2 |  |  | FALSE |  | FALSE | Removed from Ground | Diesel | 1200 | Bare Steel |  | 2019-04-08 | Bare Steel
SUNNY POINT B&T | 3278 MOOTY BRIGE RD | LAGRANGE | Troup | 10003265 | 2A | Overfill Alarm | 2021-12-06 | FALSE | 2021-12-06 | FALSE | Currently in Use | Premium | 4000 | Tank Jacket Double Walled | 2021-11-03 |  | Double-Walled Fiberglass | Pressurized
FORMER GAS STATION | 700 HAMILTON RD | LAGRANGE | Troup | 10003002 | 1 |  |  | FALSE |  | FALSE | Removed from Ground |  | 1000 | Bare Steel |  | 2020-02-14 | Steel (Impressed Current)
218 N US HIGHWAY 29 | 218 N US HIGHWAY 29 | HOGANSVILLE | Troup | 10002912 | 1 |  |  | FALSE |  | FALSE | Removed from Ground | Gas (Historical Use) | 1200 | Bare Steel |  | 2019-04-08 | Bare Steel
WESTPOINT 201 | 3000 Kia Blvd | West Point | Troup | 10003060 | 4B | Flapper Valve |  | FALSE |  | FALSE | Currently in Use | Diesel On Road | 5000 | Composite Double Walled | 2019-08-06 |  | Double-Walled Flex | Pressurized
WESTPOINT 201 | 3000 Kia Blvd | West Point | Troup | 10003060 | 2 | Flapper Valve |  | FALSE |  | FALSE | Currently in Use | Diesel Off Road | 4000 | Composite Double Walled | 2019-08-06 |  | Double-Walled Flex | Pressurized
FORMER GAS STATION | 700 HAMILTON RD | LAGRANGE | Troup | 10003002 | 2 |  |  | FALSE |  | FALSE | Removed from Ground |  | 1000 | Bare Steel |  | 2020-02-14 | Steel (Impressed Current)
WESTPOINT 201 | 3000 Kia Blvd | West Point | Troup | 10003060 | 3B | Flapper Valve |  | FALSE |  | FALSE | Currently in Use | Premium | 5000 | Composite Double Walled | 2019-08-06 |  | Double-Walled Flex | Pressurized
WESTPOINT 201 | 3000 Kia Blvd | West Point | Troup | 10003060 | 3A | Flapper Valve |  | FALSE |  | FALSE | Currently in Use | Regular | 15000 | Composite Double Walled | 2019-08-06 |  | Double-Walled Flex | Pressurized
WESTPOINT 201 | 3000 Kia Blvd | West Point | Troup | 10003060 | 1 | Flapper Valve |  | FALSE |  | FALSE | Currently in Use | Diesel On Road | 20000 | Composite Double Walled | 2019-08-06 |  | Double-Walled Flex | Pressurized
WESTPOINT 201 | 3000 Kia Blvd | West Point | Troup | 10003060 | 4C | Flapper Valve |  | FALSE |  | FALSE | Currently in Use | E-0 | 5000 | Composite Double Walled | 2019-08-06 |  | Double-Walled Flex | Pressurized
WESTPOINT 201 | 3000 Kia Blvd | West Point | Troup | 10003060 | 4A | Flapper Valve |  | FALSE |  | FALSE | Currently in Use | E-85 | 5000 | Composite Double Walled | 2019-08-06 |  | Double-Walled Flex | Pressurized
OK GAS STATION | 1270 BUSSEY RD | SYCAMORE | Turner | 1420041 | 1 | Ball Float | 1997-04-18 | FALSE | 1997-04-18 | FALSE | Temporarily out of use | E-10 | 8000 | Steel-Impressed Current | 1983-05-08 |  | Fiberglass Reinforced Plastic | Safe Suction (Euro)
PACK & SACK FOOD STORE #117 | RAILROAD & DASHER ST | SYCAMORE | Turner | 1420007 | 1 | [5 empty] | Removed from Ground | Gas (Historical Use) | 3000 | Bare Steel | 1959-03-05 | 1899-12-31 | Galvanized Steel | Suction (American)
SHORTYS QUICK STOP #23 (ABANDONED) | 1970 INAHA RD E | SYCAMORE | Turner | 9142013 | 2 | [5 empty] | Removed from Ground | Gas (Historical Use) | 6000 | Bare Steel | 1995-12-01 | 1995-12-01 | Galvanized Steel | Pressurized
CORNERSTONE MANUFACTURING | 1865 INDUSTRIAL BLVD | SYCAMORE | Turner | 9142021 | 1 | [5 empty] | Removed from Ground | Gas (Historical Use) | 8000 | Not Marked/Unknown | 1997-07-01 | 1997-07-01 | Not Marked
CORNERSTONE MANUFACTURING | 1865 INDUSTRIAL BLVD | SYCAMORE | Turner | 9142021 | 2 | [5 empty] | Removed from Ground | Gas (Historical Use) | 8000 | Not Marked/Unknown | 1997-07-01 | 1997-07-01 | Not Marked
SUMNER FARMS | 315 SUMNER RD | SYCAMORE | Turner | 9142012 | 1 |  | 1998-11-01 |  | 1998-11-01 |  | Removed from Ground | Diesel | 10000 | Steel-Impressed Current | 1998-11-01 | 2010-05-20 | Cathodically Protected | Suction (American)
Sycamore Marathon | 1261 BUSSEY RD | SYCAMORE | Turner | 1420010 | 2 | [5 empty] | Removed from Ground | Gas (Historical Use) | 3970 | Bare Steel | 1974-01-01 | 1994-03-01 | Galvanized Steel
SING STORE | BUSSEY RD & I-75 | SYCAMORE | Turner | 760146 | 2 | [5 empty] | Removed from Ground | Empty | 6000 | Bare Steel | 1974-05-10 | 1977-05-11 | Galvanized Steel
CHEVRON STATION #43100 | I-75 AND HWY 32 | SYCAMORE | Turner | 9142001 | 1 | [5 empty] | Removed from Ground | Gas (Historical Use) | 0 | Not Marked/Unknown | 1981-10-01 | 1981-10-01 | Not Marked
PACK & SACK FOOD STORE #117 | RAILROAD & DASHER ST | SYCAMORE | Turner | 1420007 | 3 | [5 empty] | Removed from Ground | Gas (Historical Use) | 3000 | Bare Steel | 1959-03-05 | 1899-12-31 | Galvanized Steel
PACK & SACK FOOD STORE #117 | RAILROAD & DASHER ST | SYCAMORE | Turner | 1420007 | 2 | [5 empty] | Removed from Ground | Gas (Historical Use) | 3000 | Bare Steel | 1959-03-05 | 1899-12-31 | Galvanized Steel | Suction (American)
SING STORE | BUSSEY RD & I-75 | SYCAMORE | Turner | 760146 | 1 | [5 empty] | Removed from Ground | Empty | 6000 | Bare Steel | 1974-05-10 | 1977-05-11 | Galvanized Steel
SHORTYS QUICK STOP #23 (ABANDONED) | 1970 INAHA RD E | SYCAMORE | Turner | 9142013 | 5 | Ball Float | 1996-01-01 | FALSE | 1996-01-01 | FALSE | Removed from Ground | Gas (Historical Use) | 8000 | Composite | 1996-01-01 |  | Fiberglass Reinforced Plastic | Pressurized
SHORTYS QUICK STOP #23 (ABANDONED) | 1970 INAHA RD E | SYCAMORE | Turner | 9142013 | 4 | Ball Float | 1996-01-01 | FALSE | 1996-01-01 | FALSE | Removed from Ground | Gas (Historical Use) | 10000 | Composite | 1996-01-01 |  | Fiberglass Reinforced Plastic | Pressurized
SING STORE | BUSSEY RD & I-75 | SYCAMORE | Turner | 760146 | 4 | [5 empty] | Removed from Ground | Diesel | 4000 | Bare Steel | 1974-05-10 | 1899-12-31 | Galvanized Steel
SHORTYS QUICK STOP #23 (ABANDONED) | 1970 INAHA RD E | SYCAMORE | Turner | 9142013 | 1 | [5 empty] | Removed from Ground | Gas (Historical Use) | 6000 | Bare Steel | 1995-12-01 | 1995-12-01 | Galvanized Steel
D & M PETRO #214 | 2695 HWY 41 | SYCAMORE | Turner | 9142014 | 2 | Ball Float | 1997-06-25 | FALSE | 1997-06-25 | FALSE | Currently in Use | E-10 | 8000 | Steel-Impressed Current | 1990-04-01 |  | Double-Walled Fiberglass | Pressurized
PACK & SACK FOOD STORE #117 | RAILROAD & DASHER ST | SYCAMORE | Turner | 1420007 | 4 | [5 empty] | Removed from Ground | Empty | 550 | Bare Steel | 1959-03-05 | 1899-12-31 | Galvanized Steel
PACK & SACK FOOD STORE #117 | RAILROAD & DASHER ST | SYCAMORE | Turner | 1420007 | 5 | [5 empty] | Removed from Ground | Empty | 260 | Bare Steel | 1959-03-05 | 1899-12-31 | Galvanized Steel
GA DOT #10477 TURNER CO MAINT HD | 206 COUNTY RD | SYCAMORE | Turner | 9142005 | 10477-1 | [5 empty] | Removed from Ground | Gas (Historical Use) | 500 | Bare Steel | 1993-04-08 | 1993-04-08 | Unknown
D & M PETRO #214 | 2695 HWY 41 | SYCAMORE | Turner | 9142014 | 1 | Ball Float | 1997-06-25 | FALSE | 1997-06-25 | FALSE | Currently in Use | E-0 | 8000 | Steel-Impressed Current | 1990-04-01 |  | Double-Walled Fiberglass | Pressurized
SHORTYS QUICK STOP #23 (ABANDONED) | 1970 INAHA RD E | SYCAMORE | Turner | 9142013 | 3 | [5 empty] | Removed from Ground | Gas (Historical Use) | 6000 | Bare Steel | 1995-12-01 | 1995-12-01 | Galvanized Steel | Pressurized
SYCAMORE CITGO | 1041 BUSSEY RD | SYCAMORE | Turner | 1420046 | 5 |  | 1999-01-01 | FALSE | 1999-01-01 | FALSE | Removed from Ground | Diesel | 8000 | Galvanic (STIP-3) | 1999-01-01 |  | Fiberglass Reinforced Plastic | Pressurized
GA DOT #10446/SYCAMORE MAINT HDQ | 2 MI WEST I-75 ON BUSSY RD | SYCAMORE | Turner | 1420022 | 10446-5 | [5 empty] | Removed from Ground | Diesel | 550 | Bare Steel | 1981-04-30 | 1993-04-08 | Galvanized Steel
GA DOT #10446/SYCAMORE MAINT HDQ | 2 MI WEST I-75 ON BUSSY RD | SYCAMORE | Turner | 1420022 | 10446-4 | [5 empty] | Removed from Ground | Gas (Historical Use) | 550 | Bare Steel | 1980-04-30 | 1993-04-08 | Galvanized Steel
STUCKEYS PECAN SHOPPE #136 | I-75 & INAHA RD | SYCAMORE | Turner | 1420049 | 2 |  | 1999-02-18 |  | 1999-02-18 |  | Removed from Ground | Gas (Historical Use) | 4000 | Steel-Impressed Current | 1976-05-25 | 2002-04-11 | Cathodically Protected | Pressurized
SYCAMORE CITGO | 1041 BUSSEY RD | SYCAMORE | Turner | 1420046 | 4 |  | 1998-06-01 |  | 1998-06-01 |  | Removed from Ground | Diesel | 6000 | Cathodically Protected Steel | 1998-06-01 | 2016-12-16 | Fiberglass Reinforced Plastic | Pressurized
SYCAMORE CITGO | 1041 BUSSEY RD | SYCAMORE | Turner | 1420046 | 1 |  | 1998-06-01 |  | 1998-06-01 |  | Removed from Ground | Gas (Historical Use) | 6000 | Cathodically Protected Steel | 1998-06-01 | 2016-12-16 | Fiberglass Reinforced Plastic | Pressurized
DENHAM'S ONE STOP | 2731 SOUTH US HWY 41 | SYCAMORE | Turner | 10000234 | 1 | Ball Float | 2002-09-01 | FALSE | 2002-09-01 | FALSE | Currently in Use | E-10 | 12000 | Composite | 2002-09-01 |  | Fiberglass Reinforced Plastic | Pressurized
Sycamore Marathon | 1261 BUSSEY RD | SYCAMORE | Turner | 1420010 | 11 | Flapper Valve | 1994-04-01 | FALSE | 1994-04-01 | FALSE | Currently in Use | Premium | 8000 | Fiberglass | 1994-04-01 |  | Flex | Pressurized
Sycamore Marathon | 1261 BUSSEY RD | SYCAMORE | Turner | 1420010 | 9 | Flapper Valve | 1994-04-01 | FALSE | 1994-04-01 | FALSE | Currently in Use | Diesel | 12000 | Fiberglass | 1994-04-01 |  | Flex | Pressurized
Sycamore Marathon | 1261 BUSSEY RD | SYCAMORE | Turner | 1420010 | 8 | Flapper Valve | 1994-04-01 | FALSE | 1994-04-01 | FALSE | Temporarily out of use | Diesel | 12000 | Fiberglass | 1994-04-01 |  | Flex | Pressurized
STUCKEYS #027 (ABANDONED) | 1805 E INAHA RD | SYCAMORE | Turner | 10001179 | 2 | Flapper Valve | 2011-04-04 | FALSE | 2011-04-04 | FALSE | Removed from Ground | Gas (Historical Use) | 6000 | Composite | 2006-09-14 |  | Fiberglass Reinforced Plastic | Pressurized
SYCAMORE CITGO | 1041 BUSSEY RD | SYCAMORE | Turner | 1420046 | 7A | Flapper Valve | 2016-12-23 | FALSE | 2016-12-23 | FALSE | Temporarily out of use | Diesel | 15000 | Composite Double Walled | 2016-12-23 |  | Double-Walled Fiberglass | Pressurized
GA DOT #10446/SYCAMORE MAINT HDQ | 2 MI WEST I-75 ON BUSSY RD | SYCAMORE | Turner | 1420022 | 446D1 |  | 1988-12-18 |  | 1988-12-18 |  | Removed from Ground | Diesel | 1000 | Cathodically Protected Steel | 1988-12-18 | 2001-08-30 | Galvanized Steel | Suction (American)
Sycamore Marathon | 1261 BUSSEY RD | SYCAMORE | Turner | 1420010 | 5 | [5 empty] | Removed from Ground | Gas (Historical Use) | 3970 | Not Marked/Unknown | 1974-01-01 | 1994-03-01 | Not Marked
Sycamore Marathon | 1261 BUSSEY RD | SYCAMORE | Turner | 1420010 | 10 | Flapper Valve | 1994-04-01 | FALSE | 1994-04-01 | FALSE | Currently in Use | E-10 | 12000 | Fiberglass | 1994-04-01 |  | Flex | Pressurized
Sycamore Marathon | 1261 BUSSEY RD | SYCAMORE | Turner | 1420010 | 6 | [5 empty] | Removed from Ground | Gas (Historical Use) | 3970 | Bare Steel | 1974-01-01 | 1994-03-01 | Galvanized Steel
STUCKEYS PECAN SHOPPE #136 | I-75 & INAHA RD | SYCAMORE | Turner | 1420049 | 5 |  | 1999-02-18 |  | 1999-02-18 |  | Removed from Ground | Gas (Historical Use) | 4000 | Steel-Impressed Current | 1976-05-25 | 2002-04-11 | Cathodically Protected | Pressurized
STUCKEYS PECAN SHOPPE #136 | I-75 & INAHA RD | SYCAMORE | Turner | 1420049 | 4 |  | 1999-02-18 |  | 1999-02-18 |  | Removed from Ground | Gas (Historical Use) | 4000 | Steel-Impressed Current | 1976-05-25 | 2002-04-11 | Cathodically Protected | Pressurized
GA DOT #10446/SYCAMORE MAINT HDQ | 2 MI WEST I-75 ON BUSSY RD | SYCAMORE | Turner | 1420022 | 446G1 |  | 1988-12-18 |  | 1988-12-18 |  | Removed from Ground | Gas (Historical Use) | 1040 | Cathodically Protected Steel | 1988-12-18 | 2001-08-30 | Galvanized Steel | Suction (American)
LASALLE-DEITCH SALES DIVISION EA | ASHBURN IND PARK | SYCAMORE | Turner | 1420024 | 1 | [5 empty] | Removed from Ground | Diesel | 3000 | Bare Steel | 1988-12-22 | 1988-12-22 | Galvanized Steel
STUCKEYS PECAN SHOPPE #136 | I-75 & INAHA RD | SYCAMORE | Turner | 1420049 | 6 |  | 1999-02-18 |  | 1999-02-18 |  | Removed from Ground | Gas (Historical Use) | 4000 | Steel-Impressed Current | 1976-05-25 | 2002-04-11 | Cathodically Protected | Pressurized
STUCKEYS PECAN SHOPPE #136 | I-75 & INAHA RD | SYCAMORE | Turner | 1420049 | 1 |  | 1999-02-18 |  | 1999-02-18 |  | Removed from Ground | Gas (Historical Use) | 4000 | Steel-Impressed Current | 1976-05-25 | 2002-04-11 | Cathodically Protected | Pressurized
Sycamore Marathon | 1261 BUSSEY RD | SYCAMORE | Turner | 1420010 | 1 | [5 empty] | Removed from Ground | Gas (Historical Use) | 3970 | Bare Steel | 1983-01-01 | 1994-03-01 | Galvanized Steel
DENHAM'S ONE STOP | 2731 SOUTH US HWY 41 | SYCAMORE | Turner | 10000234 | 2A | Ball Float | 2002-09-01 | FALSE | 2002-09-01 | FALSE | Currently in Use | Premium | 5000 | Composite | 2002-09-01 |  | Fiberglass Reinforced Plastic | Pressurized
SYCAMORE CITGO | 1041 BUSSEY RD | SYCAMORE | Turner | 1420046 | 2 |  | 1998-06-01 |  | 1998-06-01 |  | Removed from Ground | Gas (Historical Use) | 6000 | Cathodically Protected Steel | 1998-06-01 | 2016-12-16 | Fiberglass Reinforced Plastic | Pressurized
STUCKEYS #027 (ABANDONED) | 1805 E INAHA RD | SYCAMORE | Turner | 10001179 | 1 |  | 2011-04-04 | FALSE | 2011-04-04 | FALSE | Removed from Ground | Gas (Historical Use) | 10000 | Composite | 2006-09-14 |  | Fiberglass Reinforced Plastic | Pressurized
OK GAS STATION | 1270 BUSSEY RD | SYCAMORE | Turner | 1420041 | 3 | Ball Float | 1997-04-18 | FALSE | 1997-04-18 | FALSE | Temporarily out of use | Gas (Historical Use) | 6000 | Steel-Impressed Current | 2015-02-24 |  | Fiberglass Reinforced Plastic | Safe Suction (Euro)
OK GAS STATION | 1270 BUSSEY RD | SYCAMORE | Turner | 1420041 | 2 | Ball Float | 1997-04-18 | FALSE | 1997-04-18 | FALSE | Temporarily out of use | Gas (Historical Use) | 6000 | Steel-Impressed Current | 2015-02-24 |  | Fiberglass Reinforced Plastic | Safe Suction (Euro)
SYCAMORE CITGO | 1041 BUSSEY RD | SYCAMORE | Turner | 1420046 | 3 |  | 1998-06-01 |  | 1998-06-01 |  | Removed from Ground | Gas (Historical Use) | 6000 | Cathodically Protected Steel | 1998-06-01 | 2016-12-16 | Fiberglass Reinforced Plastic | Pressurized
DENHAM'S ONE STOP | 2731 SOUTH US HWY 41 | SYCAMORE | Turner | 10000234 | 2B | Ball Float | 2002-09-01 | FALSE | 2002-09-01 | FALSE | Currently in Use | Diesel | 5000 | Composite | 2002-09-01 |  | Fiberglass Reinforced Plastic | Pressurized
SYCAMORE CITGO | 1041 BUSSEY RD | SYCAMORE | Turner | 1420046 | 7B | Flapper Valve | 2016-12-23 | FALSE | 2016-12-23 | FALSE | Temporarily out of use | Premium | 5000 | Composite Double Walled | 2016-12-23 |  | Double-Walled Fiberglass | Pressurized
Sycamore Marathon | 1261 BUSSEY RD | SYCAMORE | Turner | 1420010 | 3 | [5 empty] | Removed from Ground | Diesel | 7896 | Bare Steel | 1974-01-01 | 1994-03-01 | Galvanized Steel
Sycamore Marathon | 1261 BUSSEY RD | SYCAMORE | Turner | 1420010 | 7 | [5 empty] | Removed from Ground | Gas (Historical Use) | 3970 | Bare Steel | 1974-01-01 | 1994-03-01 | Galvanized Steel
Sycamore Marathon | 1261 BUSSEY RD | SYCAMORE | Turner | 1420010 | 4 | [5 empty] | Removed from Ground | Diesel | 7896 | Not Marked/Unknown | 1974-01-01 | 1994-03-01 | Not Marked
GA DOT #10446/SYCAMORE MAINT HDQ | 2 MI WEST I-75 ON BUSSY RD | SYCAMORE | Turner | 1420022 | 10446-3 | [5 empty] | Removed from Ground | Gas (Historical Use) | 1000 | Bare Steel | 1971-05-03 | 1993-04-08 | Galvanized Steel
STUCKEYS PECAN SHOPPE #136 | I-75 & INAHA RD | SYCAMORE | Turner | 1420049 | 3 |  | 1999-02-18 |  | 1999-02-18 |  | Removed from Ground | Gas (Historical Use) | 4000 | Steel-Impressed Current | 1976-05-25 | 2002-04-11 | Cathodically Protected | Pressurized
SING STORE | BUSSEY RD & I-75 | SYCAMORE | Turner | 760146 | 3 | [5 empty] | Removed from Ground | Empty | 4000 | Bare Steel | 1974-05-10 | 1977-05-11 | Galvanized Steel
SYCAMORE CITGO | 1041 BUSSEY RD | SYCAMORE | Turner | 1420046 | 6 | Flapper Valve | 2016-12-23 | FALSE | 2016-12-23 | FALSE | Temporarily out of use | E-10 | 20000 | Composite Double Walled | 2016-12-23 |  | Double-Walled Fiberglass | Pressurized
SHELL GAS AND FOOD MART | 2199 NORTH ST | ASHBURN | Turner | 7000112 | 7 |  | 1996-07-10 |  | 1996-07-10 |  | Removed from Ground | Gas (Historical Use) | 12000 | Fiberglass | 1996-07-10 | 2014-10-21 | Flex | Pressurized
SHELL GAS AND FOOD MART | 2199 NORTH ST | ASHBURN | Turner | 7000112 | 1 | [5 empty] | Removed from Ground | Gas (Historical Use) | 12000 | Bare Steel | 1966-04-26 | 1899-12-31 | Galvanized Steel
TURNER COUNTY SCHOOLS BUS SHOP | 494 INDUSTRIAL BLVD | ASHBURN | Turner | 7000115 | 3 | [5 empty] | Removed from Ground | Gas (Historical Use) | 6000 | Bare Steel | 1977-03-29 | 1997-07-01 | Galvanized Steel | Safe Suction (Euro)
SCOTT OIL CO INC | 333 EAST WASHINGTON | ASHBURN | Turner | 1420032 | 1 | Flapper Valve | 1998-09-01 | FALSE | 1987-01-08 | FALSE | Temporarily out of use | Regular | 18000 | Steel-Impressed Current | 1964-01-01 |  | Steel (Impressed Current) | Suction (American)
G&S P-66 SERV STATION/SCOTT OIL | 341 EAST WASHINGTON ST | ASHBURN | Turner | 1420033 | 3 | [5 empty] | Removed from Ground | Empty | 6000 | Bare Steel | 1968-05-09 | 1987-01-01 | Galvanized Steel
BP STATION | 1941 NORTH ST | ASHBURN | Turner | 1420005 | 5 | [5 empty] | Removed from Ground | Diesel | 550 | Bare Steel | 1961-01-01 | 1899-12-31 | Galvanized Steel
BP STATION | 1941 NORTH ST | ASHBURN | Turner | 1420005 | 4 |  |  | TRUE |  | TRUE | Removed from Ground | Used Oil | 550 | Bare Steel | 1961-01-01 | 1990-05-11 | Galvanized Steel
GOLDEN PEANUT COMPANY | 304 WEST WASHINGTON AVENUE | ASHBURN | Turner | 10001587 | 1 |  |  | FALSE |  | FALSE | Removed from Ground | Gas (Historical Use) | 1000 | Bare Steel |  | 1899-12-31 | Bare Steel
SOUTH GA OIL | 657 SYLVIA DR | ASHBURN | Turner | 10002565 | 2 | Ball Float | 2016-04-16 | FALSE | 2016-04-16 | FALSE | Currently in Use | Regular | 4000 | Composite Double Walled | 2016-04-16 |  | Double-Walled Fiberglass | Pressurized
STRICKLAND'S TEXACO | I-75 AND GA HWY 159 | ASHBURN | Turner | 7000111 | 6 | [5 empty] | Removed from Ground | Gas (Historical Use) | 4000 | Bare Steel | 1966-04-26 | 1899-12-31 | Galvanized Steel
TURNER COUNTY SCHOOLS BUS SHOP | 494 INDUSTRIAL BLVD | ASHBURN | Turner | 7000115 | 2 | [5 empty] | Removed from Ground | Gas (Historical Use) | 6000 | Bare Steel | 1977-03-29 | 1997-07-01 | Galvanized Steel | Safe Suction (Euro)
STRICKLAND'S TEXACO | I-75 AND GA HWY 159 | ASHBURN | Turner | 7000111 | 1 | [5 empty] | Removed from Ground | Gas (Historical Use) | 4000 | Bare Steel | 1966-04-26 | 1899-12-31 | Galvanized Steel
STRICKLAND'S TEXACO | I-75 AND GA HWY 159 | ASHBURN | Turner | 7000111 | 4 | [5 empty] | Removed from Ground | Gas (Historical Use) | 4000 | Bare Steel | 1966-04-26 | 1899-12-31 | Galvanized Steel
STOP N SAVE | 415 W WASHINGTON AVE | ASHBURN | Turner | 1420031 | 1 | Flapper Valve | 1996-09-01 | FALSE | 1996-02-01 | FALSE | Temporarily out of use | E-10 | 10000 | Steel-Impressed Current | 1978-05-07 |  | Steel (Impressed Current) | Safe Suction (Euro)
HONEYBEAR-ASHBURN SHELL | 754 E WASHINGTON AVE | ASHBURN | Turner | 1420015 | 6A | Overfill Alarm | 2021-10-14 | FALSE | 2021-10-11 | FALSE | Currently in Use | Premium | 8000 | Tank Jacket Double Walled | 2021-07-27 |  | Double-Walled Fiberglass | Pressurized
TURNER CO EMERGENCY SERVICES | 717 HUDSON AVE | ASHBURN | Turner | 7000118 | 1 | [5 empty] | Removed from Ground | Gas (Historical Use) | 4000 | Bare Steel | 1982-04-08 | 1899-12-31 | Galvanized Steel
G&S P-66 SERV STATION/SCOTT OIL | 341 EAST WASHINGTON ST | ASHBURN | Turner | 1420033 | 1 | [5 empty] | Removed from Ground | Other | 4000 | Bare Steel | 1987-01-01 | 1987-01-01 | Galvanized Steel
GOLD KIST PROCUREMENT | WEST WASHINGTON ST | ASHBURN | Turner | 1420044 | 1 | [5 empty] | Removed from Ground | Gas (Historical Use) | 3000 | Bare Steel | 1966-05-12 | 1988-01-01 | Galvanized Steel
SHELL GAS AND FOOD MART | 2199 NORTH ST | ASHBURN | Turner | 7000112 | 8 |  | 1996-07-10 |  | 1996-07-10 |  | Removed from Ground | Gas (Historical Use) | 10000 | Fiberglass | 1996-07-10 | 2014-10-21 | Flex | Pressurized
SHELL GAS AND FOOD MART | 2199 NORTH ST | ASHBURN | Turner | 7000112 | 6 | [5 empty] | Removed from Ground | Diesel | 5000 | Not Marked/Unknown |  | 1899-12-31 | Not Marked
SHELL GAS AND FOOD MART | 2199 NORTH ST | ASHBURN | Turner | 7000112 | 9 |  | 1996-07-10 |  | 1996-07-10 |  | Removed from Ground | Diesel | 10000 | Fiberglass | 1996-07-10 | 2014-10-21 | Flex | Pressurized
SCOTT OIL CO INC | 333 EAST WASHINGTON | ASHBURN | Turner | 1420032 | 2 | Flapper Valve | 1998-09-01 | FALSE | 1987-01-01 | FALSE | Temporarily out of use | Diesel | 18000 | Steel-Impressed Current | 1964-01-01 |  | Steel (Impressed Current) | Suction (American)
G&S P-66 SERV STATION/SCOTT OIL | 341 EAST WASHINGTON ST | ASHBURN | Turner | 1420033 | 5 | Flapper Valve | 1998-10-01 | FALSE | 1998-10-01 | FALSE | Currently in Use | E-0 | 6000 | Steel-Impressed Current | 1987-01-01 |  | Steel (Impressed Current) | Pressurized
G&S P-66 SERV STATION/SCOTT OIL | 341 EAST WASHINGTON ST | ASHBURN | Turner | 1420033 | 4 | Flapper Valve | 1998-10-01 | FALSE | 1998-10-01 | FALSE | Currently in Use | E-0 | 6000 | Steel-Impressed Current | 1987-01-01 |  | Steel (Impressed Current) | Pressurized
PERRY FUNERAL CHAPEL INC | MAIN & MURRAY AVE | ASHBURN | Turner | 9142026 | 2 | [5 empty] | Removed from Ground | Gas (Historical Use) | 550 | Bare Steel | 2000-02-29 | 2000-02-29 | Bare Steel | Suction (American)
TURNER COUNTY FOOD MART | 742 WASHINGTON ST | ASHBURN | Turner | 9142024 | 3A | Ball Float | 1998-08-05 | FALSE | 1998-08-05 | FALSE | Removed from Ground | Diesel Off Road | 2000 | Composite | 1998-08-05 |  | Double-Walled Flex | Pressurized
WILLIAMS-PITTS OIL #2 | 1916 NORTH ST | ASHBURN | Turner | 9142004 | 1 | [5 empty] | Removed from Ground | Gas (Historical Use) | 8000 | Bare Steel | 1965-01-01 | 1989-12-01 | Galvanized Steel
SCOTT OIL CO INC | 333 EAST WASHINGTON | ASHBURN | Turner | 1420032 | 3 | Overfill Alarm | 1998-09-01 | FALSE | 1987-01-01 | FALSE | Temporarily out of use | Diesel | 18000 | Steel-Impressed Current | 1964-01-01 |  | Steel (Impressed Current) | Suction (American)
SHELL GAS AND FOOD MART | 2199 NORTH ST | ASHBURN | Turner | 7000112 | 3 | [5 empty] | Removed from Ground | Gas (Historical Use) | 10000 | Bare Steel | 1966-04-26 | 1899-12-31 | Galvanized Steel
STRICKLAND'S TEXACO | I-75 AND GA HWY 159 | ASHBURN | Turner | 7000111 | 2 | [5 empty] | Removed from Ground | Gas (Historical Use) | 4000 | Bare Steel | 1966-04-26 | 1899-12-31 | Galvanized Steel
STOP N SAVE | 415 W WASHINGTON AVE | ASHBURN | Turner | 1420031 | 2 | Flapper Valve | 1996-09-01 | FALSE | 1996-02-01 | FALSE | Temporarily out of use | E-10 | 10000 | Steel-Impressed Current | 1978-05-07 |  | Steel (Impressed Current) | Safe Suction (Euro)
GOLD KIST STORE | 110 WEST END AVE | ASHBURN | Turner | 1420042 | 2 | [5 empty] | Removed from Ground | Diesel | 500 | Bare Steel | 1974-05-10 | 1990-06-19 | Galvanized Steel
CITY SHOP | 210 MILL ST | ASHBURN | Turner | 1420004 | 1 | Flapper Valve | 1998-10-12 | FALSE | 1998-10-12 | FALSE | Currently in Use | Gas (Historical Use) | 10000 | Steel-Impressed Current | 1986-03-03 |  | Steel (Impressed Current) | Safe Suction (Euro)
Circle K 2745191 | 823 E WASHINGTON AVE | ASHBURN | Turner | 10002621 | 3 | Flapper Valve | 2016-08-22 | FALSE | 2016-08-22 | FALSE | Currently in Use | Diesel | 30000 | Fiberglass Double Walled | 2016-08-22 |  | Double-Walled Flex | Pressurized
HONEYBEAR-ASHBURN SHELL | 754 E WASHINGTON AVE | ASHBURN | Turner | 1420015 | 6B | Overfill Alarm | 2021-10-14 | FALSE | 2021-10-11 | FALSE | Currently in Use | Diesel | 6000 | Tank Jacket Double Walled | 2021-07-27 |  | Double-Walled Fiberglass | Pressurized
DOLLAR GENERAL #4021 | 155 W WASHINGTON AVE | ASHBURN | Turner | 10002401 | 1 | Flapper Valve | 2014-10-16 | FALSE | 2014-10-16 | FALSE | Currently in Use | E-10 | 15000 | Fiberglass Double Walled | 2016-03-18 |  | Double-Walled Flex | Pressurized
BP STATION | 1941 NORTH ST | ASHBURN | Turner | 1420005 | 3 | [5 empty] | Removed from Ground | Gas (Historical Use) | 6000 | Bare Steel | 1961-01-01 | 1899-12-31 | Galvanized Steel | Pressurized
SOUTH GA OIL | 657 SYLVIA DR | ASHBURN | Turner | 10002565 | 3 | Ball Float | 2016-04-16 | FALSE | 2016-04-16 | FALSE | Currently in Use | Diesel Off Road | 12000 | Composite Double Walled | 2016-04-16 |  | Double-Walled Fiberglass | Pressurized
TURNER COUNTY FOOD MART | 742 WASHINGTON ST | ASHBURN | Turner | 9142024 | 1 | Ball Float | 1998-08-05 | FALSE | 1998-08-05 | FALSE | Removed from Ground | E-10 | 8000 | Composite | 1998-08-05 |  | Double-Walled Flex | Pressurized
TURNER COUNTY FOOD MART | 742 WASHINGTON ST | ASHBURN | Turner | 9142024 | 3B | Ball Float | 1998-08-05 | FALSE | 1998-08-05 | FALSE | Removed from Ground | E-10 | 2000 | Composite | 1998-08-05 |  | Double-Walled Flex | Pressurized
TURNER COUNTY MOTOR CO INC | 821 NORTH ST | ASHBURN | Turner | 1420013 | 1 | [5 empty] | Removed from Ground | Gas (Historical Use) | 1000 | Bare Steel | 1966-01-01 | 1993-01-01 | Galvanized Steel
HONEYBEAR-ASHBURN SHELL | 754 E WASHINGTON AVE | ASHBURN | Turner | 1420015 | 1 | Flapper Valve | 1996-06-09 | FALSE | 1996-06-09 | FALSE | Removed from Ground | E-10 | 6000 | Steel-Impressed Current | 1978-03-09 |  | Fiberglass Reinforced Plastic | Pressurized
HONEYBEAR-ASHBURN SHELL | 754 E WASHINGTON AVE | ASHBURN | Turner | 1420015 | 4 | Flapper Valve | 1996-06-01 | FALSE | 1996-06-01 | FALSE | Removed from Ground | Premium | 6000 | Steel-Impressed Current | 1978-03-09 |  | Fiberglass Reinforced Plastic | Pressurized
G-NEZ EXPRESS | 507 S JEFFERSON ST | ASHBURN | Turner | 10000921 | 1B | Ball Float | 2004-10-01 | FALSE | 2004-10-01 | FALSE | Currently in Use | Premium | 4000 | Composite | 2004-10-01 |  | Fiberglass Reinforced Plastic | Pressurized
UNKNOWN | 415 SOUTH MAIN STREET | ASHBURN | Turner | 10001247 | 2 |  |  | FALSE |  | FALSE | Removed from Ground | Kerosene | 500 | Bare Steel | 1951-01-01 | 2006-10-23 | Galvanized Steel
CHEVRON FOOD MART | 2005 NORTH ST | ASHBURN | Turner | 9000363 | 1 | Flapper Valve | 1996-09-30 | FALSE | 1996-09-30 | FALSE | Temporarily out of use | E-10 | 10000 | Fiberglass | 1981-04-02 |  | Fiberglass Reinforced Plastic | Pressurized
PERRY FUNERAL CHAPEL INC | MAIN & MURRAY AVE | ASHBURN | Turner | 9142026 | 3 | [5 empty] | Removed from Ground | Gas (Historical Use) | 550 | Bare Steel | 2000-02-29 | 2000-02-29 | Bare Steel | Suction (American)
TURNER COUNTY STOCKYARD | 1315 US HWY 41 SOUTH | ASHBURN | Turner | 9142025 | 1 | [5 empty] | Removed from Ground | Gas (Historical Use) | 8000 | Bare Steel | 1998-12-28 | 1998-12-28 | Galvanized Steel
STOP N SAVE | 415 W WASHINGTON AVE | ASHBURN | Turner | 1420031 | 3 | Flapper Valve | 1996-09-01 | FALSE | 1996-09-01 | FALSE | Temporarily out of use | E-10 | 6000 | Steel-Impressed Current | 1989-01-01 |  | Steel (Impressed Current) | Pressurized
G&S P-66 SERV STATION/SCOTT OIL | 341 EAST WASHINGTON ST | ASHBURN | Turner | 1420033 | 2 | [5 empty] | Removed from Ground | Empty | 3000 | Bare Steel | 1966-05-10 | 1998-10-01 | Galvanized Steel
BUSY CORNER #176 | 106 East Monroe Ave | ASHBURN | Turner | 1420039 | T3 | Flapper Valve | 1997-05-01 | FALSE | 1997-05-01 | FALSE | Currently in Use | E-10 | 5000 | Steel-Impressed Current | 1979-05-09 |  | Double-Walled Flex | Pressurized
BP STATION | 1941 NORTH ST | ASHBURN | Turner | 1420005 | 2 | [5 empty] | Removed from Ground | Gas (Historical Use) | 6000 | Bare Steel | 1961-01-01 | 1899-12-31 | Galvanized Steel | Pressurized
G-NEZ EXPRESS | 507 S JEFFERSON ST | ASHBURN | Turner | 10000921 | 1A | Ball Float | 2004-10-01 | FALSE | 2004-10-01 | FALSE | Currently in Use | E-10 | 8000 | Composite | 2005-10-01 |  | Fiberglass Reinforced Plastic | Pressurized
DOLLAR GENERAL #4021 | 155 W WASHINGTON AVE | ASHBURN | Turner | 10002401 | 2B | Flapper Valve | 2014-10-16 | FALSE | 2014-10-16 | FALSE | Currently in Use | Diesel | 7000 | Fiberglass Double Walled | 2016-03-18 |  | Double-Walled Flex | Pressurized
GOLD KIST STORE | 110 WEST END AVE | ASHBURN | Turner | 1420042 | 1 | [5 empty] | Removed from Ground | Gas (Historical Use) | 1000 | Bare Steel | 1974-05-10 | 1990-06-19 | Galvanized Steel
CITY SHOP | 210 MILL ST | ASHBURN | Turner | 1420004 | 2 | [5 empty] | Removed from Ground | Diesel | 1010 | Bare Steel | 1986-03-03 | 1997-10-01 | Galvanized Steel | Suction (American)
TURNER COUNTY FOOD MART | 742 WASHINGTON ST | ASHBURN | Turner | 9142024 | 2A | Ball Float | 1998-08-05 | FALSE | 1998-08-05 | FALSE | Removed from Ground | E-0 | 4000 | Composite | 1998-08-05 |  | Double-Walled Flex | Pressurized
TURNER COUNTY GA | 200 EAST COLLEGE AVE | ASHBURN | Turner | 1420002 | 4 | [5 empty] | Removed from Ground | Diesel | 8000 | Bare Steel | 1974-04-17 | 1899-12-31 | Galvanized Steel
TURNER COUNTY GA | 200 EAST COLLEGE AVE | ASHBURN | Turner | 1420002 | 1 | [5 empty] | Removed from Ground | Gas (Historical Use) | 500 | Bare Steel | 1966-04-19 | 1899-12-31 | Galvanized Steel
Circle K 2745191 | 823 E WASHINGTON AVE | ASHBURN | Turner | 10002621 | 4 | Flapper Valve | 2016-08-22 | FALSE | 2016-08-22 | FALSE | Currently in Use | Diesel | 30000 | Fiberglass Double Walled | 2016-08-22 |  | Double-Walled Flex | Pressurized
CHEVRON FOOD MART | 2005 NORTH ST | ASHBURN | Turner | 9000363 | 5 | Flapper Valve | 1996-09-30 | FALSE | 1996-09-30 | FALSE | Temporarily out of use | Diesel | 12000 | Fiberglass | 1991-04-15 |  | Fiberglass Reinforced Plastic | Pressurized
ICE CREAM CHURN/TEXACO | I-75 & AMBOY RD | ASHBURN | Turner | 9142010 | 4 | [5 empty] | Removed from Ground | Gas (Historical Use) | 4000 | Not Marked/Unknown | 1991-06-18 | 1991-06-18 | Not Marked
ICE CREAM CHURN/TEXACO | I-75 & AMBOY RD | ASHBURN | Turner | 9142010 | 5 | [5 empty] | Removed from Ground | Gas (Historical Use) | 4000 | Not Marked/Unknown | 1991-06-18 | 1991-06-18 | Not Marked
BUSY CORNER #176 | 106 East Monroe Ave | ASHBURN | Turner | 1420039 | T1 | Flapper Valve | 1997-05-01 | FALSE | 1997-05-01 | FALSE | Currently in Use | E-10 | 5000 | Steel-Impressed Current | 1979-05-09 |  | Double-Walled Flex | Pressurized
E-Z SERVE #4360 | 224 SOUTH MAIN | ASHBURN | Turner | 1422000 | 2 | [5 empty] | Removed from Ground | Gas (Historical Use) | 8068 | Bare Steel | 1975-03-01 | 1997-05-01 | Galvanized Steel | Suction (American)
CHEVRON FOOD MART | 2005 NORTH ST | ASHBURN | Turner | 9000363 | 2 | Flapper Valve | 1996-09-30 | FALSE | 1996-09-30 | FALSE | Temporarily out of use | E-10 | 10000 | Fiberglass | 1981-04-24 |  | Fiberglass Reinforced Plastic | Pressurized
TRAVEL STOP | 828 WASHINGTON AVE | ASHBURN | Turner | 9142011 | 3 | Ball Float | 1988-10-01 | FALSE | 1988-10-01 | FALSE | Currently in Use | E-10 | 8000 | Galvanic (STIP-3) | 1988-10-01 |  | Fiberglass Reinforced Plastic | Pressurized
HANDY MART #095 | 708 NORTH ST | ASHBURN | Turner | 9142015 | 7041 | Ball Float | 1995-05-24 | FALSE | 1995-06-01 | FALSE | Currently in Use | E-10 | 12000 | Epoxy | 1995-05-22 |  | Double-Walled Flex | Pressurized
ICE CREAM CHURN/TEXACO | I-75 & AMBOY RD | ASHBURN | Turner | 9142010 | 2 | [5 empty] | Removed from Ground | Gas (Historical Use) | 4000 | Not Marked/Unknown | 1991-06-18 | 1991-06-18 | Not Marked
REBECCA FOOD MART | 5 W ASHLEY ST | REBECCA | Turner | 9142002 | 1 | Flapper Valve | 1997-02-11 | FALSE | 1997-02-11 | FALSE | Currently in Use | Diesel On Road | 6000 | Galvanic (STIP-3) | 1986-01-01 |  | Flex | Pressurized
ALLTEL | DEPOT ST | REBECCA | Turner | 1420048 | 1 | [5 empty] | Removed from Ground | Diesel | 250 | Bare Steel | 1985-01-01 | 1994-09-22 | Bare Steel | Suction (American)
SHELL GAS AND FOOD MART | 2199 NORTH ST | ASHBURN | Turner | 7000112 | 2 | [5 empty] | Removed from Ground | Gas (Historical Use) | 10000 | Bare Steel | 1966-04-26 | 1899-12-31 | Galvanized Steel
WILLIAMS-PITTS OIL #2 | 1916 NORTH ST | ASHBURN | Turner | 9142004 | 2 | [5 empty] | Removed from Ground | Gas (Historical Use) | 8000 | Bare Steel | 1965-01-01 | 1989-12-01 | Galvanized Steel
ICE CREAM CHURN/TEXACO | I-75 & AMBOY RD | ASHBURN | Turner | 9142010 | 3 | [5 empty] | Removed from Ground | Gas (Historical Use) | 4000 | Not Marked/Unknown | 1991-06-18 | 1991-06-18 | Not Marked
OSCAR WILKERSON | CORNER OF 90 & 112 | REBECCA | Turner | 1420012 | 2 | [5 empty] | Removed from Ground | Gas (Historical Use) | 8000 | Bare Steel | 1971-02-24 | 1899-12-31 | Galvanized Steel
NO FACILITY NAME | 322 SOUTH MAIN ST | ASHBURN | Turner | 9142003 | 4 | [5 empty] | Removed from Ground | Gas (Historical Use) | 3000 | Bare Steel | 1959-01-01 | 1988-01-01 | Galvanized Steel
NO FACILITY NAME | 322 SOUTH MAIN ST | ASHBURN | Turner | 9142003 | 1 | [5 empty] | Removed from Ground | Gas (Historical Use) | 3000 | Bare Steel | 1959-01-01 | 1988-01-01 | Galvanized Steel
GA FC-TURNER CO UNIT | US HWY 112 3 MI EAST | ASHBURN | Turner | 9142007 | 1 | [5 empty] | Removed from Ground | Gas (Historical Use) | 1000 | Bare Steel | 1975-06-01 | 1994-02-09 | Galvanized Steel | Safe Suction (Euro)
PACK & SACK #120 | 708 NORTH ST | ASHBURN | Turner | 9000500 | 1 | [5 empty] | Removed from Ground | Gas (Historical Use) | 5000 | Bare Steel | 1981-02-27 | 1992-07-27 | Galvanized Steel
UNKNOWN | ASHLEY & N JACKSON ST | REBECCA | Turner | 9142028 | 2 | [5 empty] | Removed from Ground | Gas (Historical Use) | 8000 | Bare Steel | 2001-06-01 | 2001-06-01 | Galvanized Steel | Suction (American)
DIVYA FOOD MART | 264 W ASHLEY ST | REBECCA | Turner | 10001164 | 2A | Ball Float | 2006-07-01 | FALSE | 2006-07-01 | FALSE | Currently in Use | Diesel | 4000 | Composite | 2006-06-01 |  | Fiberglass Reinforced Plastic | Pressurized
TURNER COUNTY FOOD MART | 742 WASHINGTON ST | ASHBURN | Turner | 9142024 | 4 | Ball Float | 1998-08-05 | FALSE | 1998-08-05 | FALSE | Removed from Ground | Diesel On Road | 4000 | Composite | 1998-08-05 |  | Double-Walled Flex | Pressurized
WILLIAMS-PITTS OIL #2 | 1916 NORTH ST | ASHBURN | Turner | 9142004 | 3 | [5 empty] | Removed from Ground | Diesel | 3000 | Bare Steel | 1965-01-01 | 1989-12-01 | Galvanized Steel
NO FACILITY NAME | 322 SOUTH MAIN ST | ASHBURN | Turner | 9142003 | 2 | [5 empty] | Removed from Ground | Gas (Historical Use) | 3000 | Bare Steel | 1959-01-01 | 1988-01-01 | Galvanized Steel
UNKNOWN | ASHLEY & N JACKSON ST | REBECCA | Turner | 9142028 | 1 | [5 empty] | Removed from Ground | Gas (Historical Use) | 8000 | Bare Steel | 2001-06-01 | 2001-06-01 | Galvanized Steel | Suction (American)
TURNER COUNTY ELEM C EUREKA | 1060 WEST WASHINGTON | ASHBURN | Turner | 1420027 | 1 | [5 empty] | Removed from Ground | Empty | 5000 | Bare Steel | 1956-04-01 | 1965-08-01 | Galvanized Steel
G&S P-66 SERV STATION/SCOTT OIL | 341 EAST WASHINGTON ST | ASHBURN | Turner | 1420033 | 6 |  |  | TRUE |  | TRUE | Removed from Ground | Used Oil | 500 | Bare Steel | 1964-01-01 | 1998-10-01 | Galvanized Steel | Gravity Fed
CHEVRON FOOD MART | 2005 NORTH ST | ASHBURN | Turner | 9000363 | 3 | Flapper Valve | 1996-09-30 | FALSE | 1996-09-30 | FALSE | Temporarily out of use | Premium | 10000 | Fiberglass | 1981-04-24 |  | Fiberglass Reinforced Plastic | Pressurized
TRAVEL STOP | 828 WASHINGTON AVE | ASHBURN | Turner | 9142011 | 2 | Ball Float | 1988-10-01 | FALSE | 1988-10-01 | FALSE | Currently in Use | Premium | 8000 | Galvanic (STIP-3) | 1988-10-01 |  | Fiberglass Reinforced Plastic | Pressurized
ASHBURN SERVICE CENTER | 307 WASHINGTON | ASHBURN | Turner | 9142022 | 1 | [5 empty] | Removed from Ground | Gas (Historical Use) | 1000 | Bare Steel |  | 1899-12-31 | Galvanized Steel | Suction (American)
ASHBURN SERVICE CENTER | 307 WASHINGTON | ASHBURN | Turner | 9142022 | 4 | [5 empty] | Removed from Ground | Gas (Historical Use) | 10000 | Bare Steel |  | 1899-12-31 | Galvanized Steel | Suction (American)
HONEYBEAR-ASHBURN SHELL | 754 E WASHINGTON AVE | ASHBURN | Turner | 1420015 | 2 | Flapper Valve | 1996-06-01 | FALSE | 1996-06-01 | FALSE | Removed from Ground | E-10 | 6000 | Steel-Impressed Current | 1978-03-09 |  | Fiberglass Reinforced Plastic | Pressurized
Circle K 2745191 | 823 E WASHINGTON AVE | ASHBURN | Turner | 10002621 | 2B | Flapper Valve | 2016-08-22 | FALSE | 2016-08-22 | FALSE | Currently in Use | Diesel | 9000 | Fiberglass Double Walled | 2016-08-22 |  | Double-Walled Flex | Pressurized
E-Z SERVE #4360 | 224 SOUTH MAIN | ASHBURN | Turner | 1422000 | 1 | [5 empty] | Removed from Ground | Gas (Historical Use) | 8068 | Bare Steel | 1975-03-01 | 1997-05-01 | Galvanized Steel | Suction (American)
DEPT OF TRANS BOARD OF EDUCATION | 821 NORTH ST (HWY 159) | ASHBURN | Turner | 9142027 | 1B | Flapper Valve | 2001-10-01 | FALSE | 2001-10-01 | FALSE | Currently in Use | E-0 | 2000 | Galvanic (STIP-3) | 2001-10-01 |  | Double-Walled Flex | Safe Suction (Euro)
PERRY FUNERAL CHAPEL INC | MAIN & MURRAY AVE | ASHBURN | Turner | 9142026 | 1 | [5 empty] | Removed from Ground | Gas (Historical Use) | 550 | Bare Steel | 2000-02-29 | 2000-02-29 | Bare Steel | Suction (American)
ASHBURN SERVICE CENTER | 307 WASHINGTON | ASHBURN | Turner | 9142022 | 5 |  |  | TRUE |  | TRUE | Removed from Ground | Used Oil | 550 | Bare Steel |  | 1899-12-31 | Galvanized Steel | Gravity Fed
HANDY MART #095 | 708 NORTH ST | ASHBURN | Turner | 9142015 | 7042 | Ball Float | 1995-05-24 | FALSE | 1995-06-01 | FALSE | Currently in Use | Diesel | 8000 | Epoxy | 1995-05-22 |  | Double-Walled Flex | Pressurized
TURNER COUNTY SCHOOLS BUS SHOP | 494 INDUSTRIAL BLVD | ASHBURN | Turner | 7000115 | 1 | [5 empty] | Removed from Ground | Gas (Historical Use) | 1000 | Bare Steel | 1977-03-29 | 1997-07-01 | Galvanized Steel | Safe Suction (Euro)
GOLD KIST PEANUTS | WEST WASHINGTON ST | ASHBURN | Turner | 1420043 | 1 | [5 empty] | Removed from Ground | Diesel | 8000 | Bare Steel | 1971-05-11 | 1988-01-01 | Galvanized Steel
BUSY CORNER #176 | 106 East Monroe Ave | ASHBURN | Turner | 1420039 | T2 | Flapper Valve | 1997-05-01 | FALSE | 1997-05-01 | FALSE | Currently in Use | Premium | 8000 | Steel-Impressed Current | 1979-05-09 |  | Double-Walled Flex | Pressurized
HONEYBEAR-ASHBURN SHELL | 754 E WASHINGTON AVE | ASHBURN | Turner | 1420015 | 5 | Overfill Alarm | 2021-10-14 | FALSE | 2021-10-11 | FALSE | Currently in Use | E-10 | 25000 | Tank Jacket Double Walled | 2021-07-27 |  | Double-Walled Fiberglass | Pressurized
SOUTH GA OIL | 657 SYLVIA DR | ASHBURN | Turner | 10002565 | 1 | Ball Float | 2016-04-16 | FALSE | 2016-04-16 | FALSE | Currently in Use | Diesel On Road | 12000 | Composite Double Walled | 2016-04-12 |  | Double-Walled Fiberglass | Pressurized
ASHBURN SERVICE CENTER | 307 WASHINGTON | ASHBURN | Turner | 9142022 | 2 | [5 empty] | Removed from Ground | Gas (Historical Use) | 1000 | Bare Steel |  | 1899-12-31 | Galvanized Steel | Suction (American)
GA FC-TURNER CO UNIT | US HWY 112 3 MI EAST | ASHBURN | Turner | 9142007 | 4 |  | 1993-11-18 |  | 1993-11-18 |  | Removed from Ground | Gas (Historical Use) | 1000 | Galvanic (STIP-3) | 1993-11-18 | 2008-04-11 | Cathodically Protected | Safe Suction (Euro)
GA DOT #10489 |  | REBECCA | Turner | 4400032 | 10489-1 | [5 empty] | Removed from Ground | Other | 500 | Bare Steel | 1971-02-05 | 1987-01-01 | Galvanized Steel
Circle K 2745191 | 823 E WASHINGTON AVE | ASHBURN | Turner | 10002621 | 2A | Flapper Valve | 2016-08-22 | FALSE | 2016-08-22 | FALSE | Currently in Use | Premium | 8000 | Fiberglass Double Walled | 2016-08-22 |  | Double-Walled Flex | Pressurized
DEPT OF TRANS BOARD OF EDUCATION | 821 NORTH ST (HWY 159) | ASHBURN | Turner | 9142027 | 1A | Flapper Valve | 2001-10-01 | FALSE | 2001-10-01 | FALSE | Currently in Use | Diesel | 10000 | Galvanic (STIP-3) | 2001-10-01 |  | Double-Walled Flex | Safe Suction (Euro)
STRICKLAND'S TEXACO | I-75 AND GA HWY 159 | ASHBURN | Turner | 7000111 | 5 | [5 empty] | Removed from Ground | Gas (Historical Use) | 4000 | Bare Steel | 1966-04-26 | 1899-12-31 | Galvanized Steel
TURNER COUNTY ROAD DEPT | 284 COUNTY FARM RD | ASHBURN | Turner | 9142023 | 1 | Flapper Valve | 1995-01-05 | FALSE | 1995-01-05 | FALSE | Currently in Use | Regular | 10000 | Epoxy | 1995-01-05 |  | Flex | Safe Suction (Euro)
GRAY DISTRIBUTION SVCS | 1737 INDUSTRIAL AVE | ASHBURN | Turner | 9142009 | 1 | [5 empty] | Removed from Ground | Gas (Historical Use) | 2000 | Not Marked/Unknown | 1992-08-24 | 1992-08-24 | Not Marked
STOP N SAVE | 415 W WASHINGTON AVE | ASHBURN | Turner | 1420031 | 4 | Flapper Valve | 1996-09-01 | FALSE | 1996-09-01 | FALSE | Temporarily out of use | Diesel | 10000 | Galvanic (STIP-3)/Sacrificial Anodes | 1989-09-01 |  | Steel/Sacrificial Anodes | Pressurized
ASHBURN FAA RADAR SITE/QHN | CO RD 88/1MI N OF GA 32 | ASHBURN | Turner | 1420016 | 1 | [5 empty] | Removed from Ground | Diesel | 2000 | Bare Steel | 1981-04-24 | 1996-07-02 | Bare Steel
TURNER COUNTY GA | 200 EAST COLLEGE AVE | ASHBURN | Turner | 1420002 | 3 | [5 empty] | Removed from Ground | Gas (Historical Use) | 1000 | Bare Steel | 1972-04-17 | 1899-12-31 | Galvanized Steel
E-Z SERVE #4360 | 224 SOUTH MAIN | ASHBURN | Turner | 1422000 | 3 |  |  | FALSE |  | FALSE | Removed from Ground | Not Marked/Tank Removed | 0 | Unknown | 2002-09-23 | 2002-09-24 | Unknown
CHEVRON FOOD MART | 2005 NORTH ST | ASHBURN | Turner | 9000363 | 6 | Flapper Valve | 1996-09-30 | FALSE | 1996-09-30 | FALSE | Temporarily out of use | Diesel | 12000 | Fiberglass | 1990-08-25 |  | Fiberglass Reinforced Plastic | Pressurized
OSCAR WILKERSON | CORNER OF 90 & 112 | REBECCA | Turner | 1420012 | 3 | [5 empty] | Removed from Ground | Diesel | 3000 | Bare Steel | 1976-02-23 | 1899-12-31 | Galvanized Steel
SHELL GAS AND FOOD MART | 2199 NORTH ST | ASHBURN | Turner | 7000112 | 5 | [5 empty] | Removed from Ground | Gas (Historical Use) | 5000 | Not Marked/Unknown |  | 1899-12-31 | Not Marked
SHELL GAS AND FOOD MART | 2199 NORTH ST | ASHBURN | Turner | 7000112 | 4 | [5 empty] | Removed from Ground | Diesel | 5000 | Bare Steel | 1966-04-26 | 1899-12-31 | Galvanized Steel
BP STATION | 1941 NORTH ST | ASHBURN | Turner | 1420005 | 1 | [5 empty] | Removed from Ground | Gas (Historical Use) | 6000 | Bare Steel | 1961-01-01 | 1899-12-31 | Galvanized Steel | Pressurized
HONEYBEAR-ASHBURN SHELL | 754 E WASHINGTON AVE | ASHBURN | Turner | 1420015 | 3 | Flapper Valve | 1996-06-01 | FALSE | 1996-06-01 | FALSE | Removed from Ground | Diesel | 6000 | Steel-Impressed Current | 1978-03-09 |  | Fiberglass Reinforced Plastic | Pressurized
DOLLAR GENERAL #4021 | 155 W WASHINGTON AVE | ASHBURN | Turner | 10002401 | 2A | Flapper Valve | 2014-10-16 | FALSE | 2014-10-16 | FALSE | Currently in Use | Premium | 8000 | Fiberglass Double Walled | 2016-03-18 |  | Double-Walled Flex | Pressurized
TURNER COUNTY FOOD MART | 742 WASHINGTON ST | ASHBURN | Turner | 9142024 | 2B | Ball Float | 1998-08-05 | FALSE | 1998-08-05 | FALSE | Removed from Ground | Premium | 4000 | Composite | 1998-08-05 |  | Double-Walled Flex | Pressurized
WILLIAMS-PITTS OIL #2 | 1916 NORTH ST | ASHBURN | Turner | 9142004 | 4 |  | 1990-02-01 |  | 1990-02-01 |  | Removed from Ground | Gas (Historical Use) | 6000 | Galvanic (STIP-3) | 1990-02-01 | 2015-03-03 | Fiberglass Reinforced Plastic | Safe Suction (Euro)
WILLIAMS-PITTS OIL #2 | 1916 NORTH ST | ASHBURN | Turner | 9142004 | 5 |  | 1990-02-01 |  | 1990-02-01 |  | Removed from Ground | Gas (Historical Use) | 4000 | Galvanic (STIP-3) | 1990-02-01 | 2015-03-03 | Fiberglass Reinforced Plastic | Safe Suction (Euro)
DIVYA FOOD MART | 264 W ASHLEY ST | REBECCA | Turner | 10001164 | 1 | Ball Float | 2006-07-01 | FALSE | 2006-07-01 | FALSE | Currently in Use | E-10 | 8000 | Composite | 2006-06-01 |  | Fiberglass Reinforced Plastic | Pressurized
GA FC-TURNER CO UNIT | US HWY 112 3 MI EAST | ASHBURN | Turner | 9142007 | 2 | [5 empty] | Removed from Ground | Gas (Historical Use) | 560 | Bare Steel | 1960-01-11 | 1994-02-09 | Galvanized Steel | Safe Suction (Euro)
OSCAR WILKERSON | CORNER OF 90 & 112 | REBECCA | Turner | 1420012 | 1 | [5 empty] | Removed from Ground | Gas (Historical Use) | 11000 | Bare Steel | 1971-02-24 | 1899-12-31 | Galvanized Steel
GA FC-TURNER CO UNIT | US HWY 112 3 MI EAST | ASHBURN | Turner | 9142007 | 3 | [5 empty] | Removed from Ground | Diesel | 560 | Bare Steel | 1960-01-11 | 1994-02-08 | Galvanized Steel | Safe Suction (Euro)
PACK & SACK #120 | 708 NORTH ST | ASHBURN | Turner | 9000500 | 3 | [5 empty] | Removed from Ground | Gas (Historical Use) | 1000 | Bare Steel | 1981-02-27 | 1992-07-27 | Galvanized Steel
REBECCA FOOD MART | 5 W ASHLEY ST | REBECCA | Turner | 9142002 | 3 | Flapper Valve | 1997-02-11 |  | 1997-02-11 |  | Temporarily out of use | Empty | 6000 | Galvanic (STIP-3) | 1986-01-01 |  | Flex | Pressurized
TURNER COUNTY GA | 200 EAST COLLEGE AVE | ASHBURN | Turner | 1420002 | 2 | [5 empty] | Removed from Ground | Gas (Historical Use) | 1000 | Bare Steel | 1972-04-17 | 1899-12-31 | Galvanized Steel
ASHBURN SERVICE CENTER | 307 WASHINGTON | ASHBURN | Turner | 9142022 | 3 | [5 empty] | Removed from Ground | Gas (Historical Use) | 1000 | Bare Steel |  | 1899-12-31 | Galvanized Steel | Suction (American)
CHEVRON #51259 (ABANDONED) | I-75 & BUSSEY RD | ASHBURN | Turner | 9142006 | 1 | [5 empty] | Removed from Ground | Gas (Historical Use) | 0 | Marked Unknown | 1970-01-01 | 1970-01-01 | Unknown
TRAVEL STOP | 828 WASHINGTON AVE | ASHBURN | Turner | 9142011 | 4 | Ball Float | 1988-10-01 | FALSE | 1988-10-01 | FALSE | Currently in Use | Diesel | 8000 | Galvanic (STIP-3) | 1988-10-01 |  | Fiberglass Reinforced Plastic | Pressurized
GA FC-TURNER CO UNIT | US HWY 112 3 MI EAST | ASHBURN | Turner | 9142007 | 5 |  | 1993-11-18 |  | 1993-11-18 |  | Removed from Ground | Diesel | 1000 | Galvanic (STIP-3) | 1993-11-18 | 2008-04-11 | Cathodically Protected | Safe Suction (Euro)
STRICKLAND'S TEXACO | I-75 AND GA HWY 159 | ASHBURN | Turner | 7000111 | 3 | [5 empty] | Removed from Ground | Gas (Historical Use) | 4000 | Bare Steel | 1966-04-26 | 1899-12-31 | Galvanized Steel
TURNER CO ELEM ASHBURN | 330 GILMORE ST | ASHBURN | Turner | 7000116 | 1 | [5 empty] | Removed from Ground | Empty | 5000 | Bare Steel | 1956-04-01 | 1965-08-01 | Galvanized Steel
TURNER COUNTY GA | 200 EAST COLLEGE AVE | ASHBURN | Turner | 1420002 | 5 | [5 empty] | Removed from Ground | Diesel | 6000 | Bare Steel | 1986-04-14 | 1899-12-31 | Galvanized Steel
CHEVRON FOOD MART | 2005 NORTH ST | ASHBURN | Turner | 9000363 | 4 |  |  | FALSE |  | FALSE | Removed from Ground | Used Oil | 1000 | Fiberglass | 1981-04-24 | 1989-01-01
TRAVEL STOP | 828 WASHINGTON AVE | ASHBURN | Turner | 9142011 | 1 | Ball Float | 1988-10-01 | FALSE | 1988-10-01 | FALSE | Currently in Use | E-10 | 8000 | Galvanic (STIP-3) | 1988-10-01 |  | Fiberglass Reinforced Plastic | Pressurized
TURNER COUNTY ROAD DEPT | 284 COUNTY FARM RD | ASHBURN | Turner | 9142023 | 2 | Flapper Valve | 1995-01-05 | FALSE | 1995-01-05 | FALSE | Currently in Use | Diesel | 10000 | Epoxy | 1995-01-05 |  | Flex | Pressurized
NO FACILITY NAME | 322 SOUTH MAIN ST | ASHBURN | Turner | 9142003 | 3 | [5 empty] | Removed from Ground | Gas (Historical Use) | 3000 | Bare Steel | 1959-01-01 | 1988-01-01 | Galvanized Steel
ICE CREAM CHURN/TEXACO | I-75 & AMBOY RD | ASHBURN | Turner | 9142010 | 1 | [5 empty] | Removed from Ground | Gas (Historical Use) | 4000 | Not Marked/Unknown | 1991-06-18 | 1991-06-18 | Not Marked
PACK & SACK #120 | 708 NORTH ST | ASHBURN | Turner | 9000500 | 2 | [5 empty] | Removed from Ground | Gas (Historical Use) | 4000 | Bare Steel | 1981-02-27 | 1992-07-27 | Galvanized Steel
REBECCA FOOD MART | 5 W ASHLEY ST | REBECCA | Turner | 9142002 | 2 | Flapper Valve | 1997-02-11 | FALSE | 1997-02-11 | FALSE | Currently in Use | E-10 | 6000 | Galvanic (STIP-3) | 1986-01-01 |  | Flex | Pressurized
DIVYA FOOD MART | 264 W ASHLEY ST | REBECCA | Turner | 10001164 | 2B | Ball Float | 2006-07-01 | FALSE | 2006-07-01 | FALSE | Currently in Use | Premium | 4000 | Composite | 2006-06-01 |  | Fiberglass Reinforced Plastic | Pressurized
OSCAR WILKERSON | CORNER OF 90 & 112 | REBECCA | Turner | 1420012 | 4 | [5 empty] | Removed from Ground | Diesel | 3000 | Bare Steel | 1976-02-23 | 1899-12-31 | Galvanized Steel
WASHINGTON STREET GROCERY & MEAT | 833 W WASHINGTON ST | ASHBURN | Turner | 9130007 | 1A | Ball Float | 1995-01-10 | FALSE | 1995-01-10 | FALSE | Temporarily out of use | E-10 | 8147 | Composite | 1995-01-10 |  | Fiberglass Reinforced Plastic | Pressurized
WASHINGTON STREET GROCERY & MEAT | 833 W WASHINGTON ST | ASHBURN | Turner | 9130007 | 1B | Ball Float | 1995-01-10 | FALSE | 1995-01-10 | FALSE | Temporarily out of use | Premium | 4136 | Composite | 2014-02-27 |  | Fiberglass Reinforced Plastic | Pressurized
JM HUBER CORP | I-16 @ GA HWY 19 | HUBER | Twiggs | 1430011 | 1 | [5 empty] | Removed from Ground | Gas (Historical Use) | 2000 | Cathodically Protected Steel | 1966-02-15 | 1990-12-01 | Bare Steel
BOBS TIRE SERVICE | US HWY 80 | JEFFERSONVILLE | Twiggs | 1430010 | 5 | [5 empty] | Removed from Ground | Gas (Historical Use) | 560 | Bare Steel | 1961-04-29 | 1991-05-21 | Galvanized Steel
BOBS TIRE SERVICE | US HWY 80 | JEFFERSONVILLE | Twiggs | 1430010 | 4 | [5 empty] | Removed from Ground | Gas (Historical Use) | 560 | Bare Steel | 1966-04-28 | 1991-05-21 | Galvanized Steel
JM HUBER CORP | I-16 @ GA HWY 19 | HUBER | Twiggs | 1430011 | 3 | [5 empty] | Closed in Ground | Kerosene | 1000 | Bare Steel | 1946-02-20 | 1981-06-15 | Bare Steel
JM HUBER CORP | I-16 @ GA HWY 19 | HUBER | Twiggs | 1430011 | 2 | [5 empty] | Removed from Ground | Gas (Historical Use) | 6500 | Bare Steel | 1954-02-18 | 1990-12-01 | Bare Steel
BOBS TIRE SERVICE | US HWY 80 | JEFFERSONVILLE | Twiggs | 1430010 | 3 | [5 empty] | Removed from Ground | Gas (Historical Use) | 1000 | Bare Steel | 1966-04-28 | 1991-05-21 | Galvanized Steel
EIGHTY MART | HWY 80 EAST | JEFFERSONVILLE | Twiggs | 1420030 | 2 | [5 empty] | Removed from Ground | Gas (Historical Use) | 4000 | Bare Steel | 1979-05-07 | 1997-08-10 | Galvanized Steel
FORMER NIKE MISSLE BASE | MISSLE BASE ROAD | JEFFERSONVILLE | Twiggs | 10000990 | 3 |  |  | FALSE |  | FALSE | Removed from Ground | Kerosene | 1600 | Epoxy | 2008-02-11 | 2008-02-11 | Bare Steel
TWIGGS COUNTY BD OF EDUCATION BU | HAMLIN FLOYD RD | JEFFERSONVILLE | Twiggs | 7000109 | 2#BS | [5 empty] | Removed from Ground | Gas (Historical Use) | 3000 | Bare Steel | 1961-03-13 | 1995-05-01 | Galvanized Steel
PATTERSONS GROCERY | HWY 80 | JEFFERSONVILLE | Twiggs | 7000067 | 3 | [5 empty] | Removed from Ground | Gas (Historical Use) | 4000 | Bare Steel | 1982-04-30 | 1999-09-22 | Galvanized Steel
NORD KAOLIN CO | HWY 80 WEST INTER ALL FARM ROAD | JEFFERSONVILLE | Twiggs | 1430012 | 1 | [5 empty] | Removed from Ground | Gas (Historical Use) | 1000 | Bare Steel | 1968-01-21 | 1899-12-31 | Bare Steel
METHVINS IGA | 105 MAGNOLIA STREET | JEFFERSONVILLE | Twiggs | 1430001 | REG |  | 1998-12-01 |  | 1998-12-01 |  | Removed from Ground | Gas (Historical Use) | 6000 | Cathodically Protected Steel | 1981-05-09 | 2006-04-26 | Cathodically Protected | Suction (American)
GRADY W POPE | RT 1 | JEFFERSONVILLE | Twiggs | 9143016 | 1 | [5 empty] | Currently in Use | Gas (Historical Use) | 3000 | Not Marked/Unknown | 1966-01-01 |  | Not Marked
PATTERSON GROCERY | RT 2 | JEFFERSONVILLE | Twiggs | 1420018 | 1 | [5 empty] | Removed from Ground | Gas (Historical Use) | 500 | Bare Steel | 1971-04-25 | 1991-12-03 | Galvanized Steel
LAMB GROCERY | RT 1 | DANVILLE | Twiggs | 7000007 | 2 | [5 empty] | Removed from Ground | Gas (Historical Use) | 1000 | Bare Steel | 1983-04-24 | 1991-01-10 | Galvanized Steel
J M HUBER CORP/MINE SHOP | MARIAN RD 1 MILE EAST OF SGODA R | HUBER | Twiggs | 9143004 | 6-MINE | [5 empty] | Removed from Ground | Gas (Historical Use) | 6141 | Bare Steel | 1974-02-13 | 1990-12-01 | Bare Steel
J M HUBER CORP/MINE SHOP | MARIAN RD 1 MILE EAST OF SGODA R | HUBER | Twiggs | 9143004 | 7-MINE | [5 empty] | Removed from Ground | Other | 800 | Bare Steel | 1965-02-15 | 1990-12-01 | Bare Steel
NORD KAOLIN CO | HWY 80 WEST INTER ALL FARM ROAD | JEFFERSONVILLE | Twiggs | 1430012 | 2 | [5 empty] | Removed from Ground | Kerosene | 15000 | Bare Steel | 1971-01-20 | 1899-12-31 | Bare Steel
JET FOOD STORE #54 | HWY 57 & RIDGE RD | MACON | Twiggs | 9143009 | 2 | Flapper Valve | 1992-06-01 |  | 1992-06-01 |  | Currently in Use | Gas (Historical Use) | 6000 | Composite | 1992-06-01 |  | Fiberglass Reinforced Plastic | Pressurized
METHVINS IGA | 105 MAGNOLIA STREET | JEFFERSONVILLE | Twiggs | 1430001 | UN |  | 1998-12-01 |  | 1998-12-01 |  | Removed from Ground | Gas (Historical Use) | 6000 | Cathodically Protected Steel | 1981-05-09 | 2006-04-26 | Cathodically Protected | Suction (American)
PATTERSON GROCERY | RT 2 | JEFFERSONVILLE | Twiggs | 1420018 | 3 | [5 empty] | Removed from Ground | Gas (Historical Use) | 1000 | Bare Steel | 1978-04-23 | 1991-12-03 | Galvanized Steel
EXPRESS MART #2 | 13595 HWY 80 | JEFFERSONVILLE | Twiggs | 1420025 | 2 | Flapper Valve | 1977-06-15 | FALSE | 1977-06-15 | FALSE | Currently in Use | Premium | 6000 | Steel-Impressed Current | 1976-03-29 |  | Steel (Impressed Current) | Pressurized
PRENTICES GROCERY | 474 HWY 80 | DRY BRANCH | Twiggs | 9143007 | 2 |  | 1997-01-03 |  | 1997-01-03 |  | Removed from Ground | Gas (Historical Use) | 2000 | Steel-Impressed Current | 1979-04-15 | 2014-09-16 | Cathodically Protected | Suction (American)
TWIGGS COUNTY FORESTRY UNIT | US 80 CITY LIMITS NW OF JEFFERSO | JEFFERSONVILLE | Twiggs | 1430008 | 4 |  | 1990-01-01 |  | 1990-01-01 |  | Removed from Ground | Diesel | 1000 | Galvanic (STIP-3) | 1990-01-01 | 2008-04-16 | Cathodically Protected | Safe Suction (Euro)
BOBS TIRE SERVICE | US HWY 80 | JEFFERSONVILLE | Twiggs | 1430010 | 6 | [5 empty] | Removed from Ground | Gas (Historical Use) | 560 | Bare Steel | 1961-04-29 | 1991-05-21 | Galvanized Steel
PATTERSON GROCERY | RT 2 | JEFFERSONVILLE | Twiggs | 1420018 | 2 | [5 empty] | Removed from Ground | Gas (Historical Use) | 500 | Bare Steel | 1971-04-25 | 1991-12-03 | Galvanized Steel
MARATHON MART #16 | 4838 GA HWY 96 | JEFFERSONVILLE | Twiggs | 1420034 | 1 | [5 empty] | Removed from Ground | Gas (Historical Use) | 10000 | Bare Steel | 1985-05-05 | 1899-12-31 | Galvanized Steel | Pressurized
TWIGGS COUNTY ROAD DEPARTMENT | E RAILROAD ST | JEFFERSONVILLE | Twiggs | 7000117 | 3 |  | 1998-12-01 |  | 1998-12-01 |  | Removed from Ground | Diesel | 6016 | Steel-Impressed Current | 1983-05-09 | 2004-08-19 | Cathodically Protected | Safe Suction (Euro)
PATTERSONS GROCERY | HWY 80 | JEFFERSONVILLE | Twiggs | 7000067 | 2 | [5 empty] | Removed from Ground | Diesel | 4000 | Bare Steel | 1982-04-30 | 1999-09-22 | Galvanized Steel
MARY THOMPSON GRO | COUNTY RD | DANVILLE | Twiggs | 1430005 | 3A |  | 1996-10-01 |  | 1996-10-01 |  | Temporarily out of use | Gas (Historical Use) | 2000 | Cathodically Protected Steel | 1996-10-01 |  | Cathodically Protected | Suction (American)
TWIGGS COUNTY BOARD OF COMMISSIONERS | 5524 HWY 96 | JEFFERSONVILLE | Twiggs | 9143023 | 3 | Ball Float | 2001-12-15 | FALSE | 2001-12-15 | FALSE | Currently in Use | Diesel | 6000 | Fiberglass | 2001-12-15 |  | Fiberglass Reinforced Plastic | Pressurized
CORNER SHOP | 22 GA HIGHWAY 96 W | JEFFERSONVILLE | Twiggs | 1420026 | 2 | Flapper Valve | 1993-10-01 | FALSE | 1995-01-01 | FALSE | Currently in Use | Regular | 4000 | Galvanic (STIP-3) | 1995-01-01 |  | Fiberglass Reinforced Plastic | Pressurized
EXPRESS MART #2 | 13595 HWY 80 | JEFFERSONVILLE | Twiggs | 1420025 | 3 | Flapper Valve | 1977-06-15 | FALSE | 1977-06-15 | FALSE | Currently in Use | Plus | 6000 | Steel-Impressed Current | 1976-03-29 |  | Steel (Impressed Current) | Pressurized
TWIGGS COUNTY ROAD DEPARTMENT | E RAILROAD ST | JEFFERSONVILLE | Twiggs | 7000117 | 2 |  | 1998-12-01 |  | 1998-12-01 |  | Removed from Ground | Gas (Historical Use) | 2005 | Steel-Impressed Current | 1980-05-09 | 2004-08-19 | Cathodically Protected | Safe Suction (Euro)
PRENTICES GROCERY | 474 HWY 80 | DRY BRANCH | Twiggs | 9143007 | 1 | Flapper Valve | 1997-01-03 |  | 1997-01-03 |  | Removed from Ground | Gas (Historical Use) | 3000 | Steel-Impressed Current | 1979-04-15 | 2014-09-16 | Cathodically Protected | Suction (American)
DANVILLE SER STA | US 80 | DANVILLE | Twiggs | 1430003 | 2 | [5 empty] | Removed from Ground | Gas (Historical Use) | 2000 | Bare Steel | 1981-05-09 | 1994-06-01 | Galvanized Steel
DRY BRANCH KAOLIN COMPANY - JEFF | HWY 80 WEST INTER DURHAM MILL RD | JEFFERSONVILLE | Twiggs | 9143003 | GAS-1 |  | 1991-06-19 |  | 1991-06-19 |  | Removed from Ground | Gas (Historical Use) | 2000 | Galvanic (STIP-3) | 1991-06-19 | 2002-01-22 | Cathodically Protected | Safe Suction (Euro)
CORNER SHOP | 22 GA HIGHWAY 96 W | JEFFERSONVILLE | Twiggs | 1420026 | 6 | Flapper Valve | 1993-10-01 | FALSE | 1995-01-01 | FALSE | Temporarily out of use | Kerosene | 1000 | Galvanic (STIP-3) | 1995-01-01 |  | Fiberglass Reinforced Plastic | Pressurized
BOBS TIRE SERVICE | US HWY 80 | JEFFERSONVILLE | Twiggs | 1430010 | 2 | [5 empty] | Removed from Ground | Gas (Historical Use) | 1000 | Bare Steel | 1966-04-28 | 1991-05-21 | Galvanized Steel
DOT 10396/OLF JEFFERSON MAINT HQ | EVERRETT CIRCLE | JEFFERSONVILLE | Twiggs | 9143005 | 10396-1 | [5 empty] | Removed from Ground | Diesel | 1000 | Not Marked/Unknown | 1993-05-20 | 1993-05-20 | Not Marked
FORMER NIKE MISSLE BASE | MISSLE BASE ROAD | JEFFERSONVILLE | Twiggs | 10000990 | 2 |  |  | FALSE |  | FALSE | Removed from Ground | Not Marked/Tank Removed | 1100 | Bare Steel | 2005-09-01 | 2005-09-01
DANVILLE SER STA | US 80 | DANVILLE | Twiggs | 1430003 | 3 | [5 empty] | Removed from Ground | Gas (Historical Use) | 1000 | Bare Steel | 1981-05-09 | 1994-06-01 | Galvanized Steel
CHEVRON (SUPER FOOD MART) | 22244 HWY 80 | DANVILLE | Twiggs | 9143010 | 4 | Ball Float | 1989-07-31 | FALSE | 1989-07-31 | FALSE | Currently in Use | Diesel | 6000 | Galvanic (STIP-3) | 1990-08-20 |  | Fiberglass Reinforced Plastic | Pressurized
GEORGIA DEPARTMENT OF TRANSPORTA | 3 .1 MILES NE OF I-16 SQODA RD | HUBER | Twiggs | 1420017 | 346G1 | [5 empty] | Removed from Ground | Gas (Historical Use) | 1060 | Bare Steel | 1972-04-24 | 1999-10-14 | Galvanized Steel
TWIGGS COUNTY FORESTRY UNIT | US 80 CITY LIMITS NW OF JEFFERSO | JEFFERSONVILLE | Twiggs | 1430008 | 2 | [5 empty] | Removed from Ground | Diesel | 560 | Bare Steel | 1955-04-30 | 1990-05-01 | Bare Steel | Safe Suction (Euro)
METHVINS IGA | 105 MAGNOLIA STREET | JEFFERSONVILLE | Twiggs | 1430001 | KEROSENE | [5 empty] | Removed from Ground | Kerosene | 560 | Bare Steel | 1984-05-08 | 2006-04-26 | Galvanized Steel
96 TRUCK PLAZA INC | I16 & HWY 96 | JEFFERSONVILLE | Twiggs | 9143012 | 3 | Ball Float | 1995-05-01 | FALSE | 1995-04-20 | FALSE | Currently in Use | Diesel | 20000 | Composite | 1995-04-04 |  | Double-Walled Fiberglass | Pressurized
FLOYDS MINI STORE | RT 1 DRY BRANCH RD | JEFFERSONVILLE | Twiggs | 1420020 | 3 | [5 empty] | Removed from Ground | Empty | 1000 | Bare Steel | 1973-04-25 | 1991-12-05 | Galvanized Steel
MUSSELWHITE #10 | RT 2 | MACON | Twiggs | 9143002 | 2 | [5 empty] | Removed from Ground | Gas (Historical Use) | 2000 | Bare Steel | 1961-01-01 | 1989-07-11 | Galvanized Steel
MARATHON SO/SO | 3621 SGODA RD | MACON | Twiggs | 9143011 | 1 | Ball Float | 1990-08-20 | FALSE | 1990-08-20 | FALSE | Currently in Use | Diesel | 10000 | Galvanic (STIP-3) | 1990-08-20 |  | Fiberglass Reinforced Plastic | Pressurized
PARCEL OF LAND | RT 1 BOX 1435 | GORDON | Twiggs | 9143013 | 1 | [5 empty] | Currently in Use | Other | 0 | Marked Unknown | 1995-08-08 |  | Unknown
MUSSELWHITE #10 | RT 2 | MACON | Twiggs | 9143002 | 3 | [5 empty] | Removed from Ground | Gas (Historical Use) | 1000 | Bare Steel | 1981-01-01 | 1989-07-11 | Galvanized Steel
MARATHON SO/SO | 3621 SGODA RD | MACON | Twiggs | 9143011 | 2 | Ball Float | 1990-08-20 | FALSE | 1990-08-20 | FALSE | Currently in Use | E-10 | 8000 | Galvanic (STIP-3) | 1990-08-20 |  | Fiberglass Reinforced Plastic | Pressurized
EIGHTY MART | HWY 80 EAST | JEFFERSONVILLE | Twiggs | 1420030 | 3 | [5 empty] | Removed from Ground | Gas (Historical Use) | 5000 | Bare Steel | 1984-05-05 | 1997-08-10 | Galvanized Steel
J M HUBER CORP/MINE SHOP | MARIAN RD 1 MILE EAST OF SGODA R | HUBER | Twiggs | 9143004 | 5-MINE | [5 empty] | Removed from Ground | Gas (Historical Use) | 6507 | Bare Steel | 1954-02-18 | 1990-12-01 | Bare Steel
CORNER SHOP | 22 GA HIGHWAY 96 W | JEFFERSONVILLE | Twiggs | 1420026 | 4 | Flapper Valve | 1993-10-01 | FALSE | 1993-10-01 | FALSE | Currently in Use | Diesel | 2000 | Galvanic (STIP-3) | 1993-10-01 |  | Fiberglass Reinforced Plastic | Pressurized
CORNER SHOP | 22 GA HIGHWAY 96 W | JEFFERSONVILLE | Twiggs | 1420026 | 5 | Flapper Valve | 1993-10-01 | FALSE | 1993-10-01 | FALSE | Currently in Use | Premium | 1000 | Galvanic (STIP-3) | 1993-10-01 |  | Fiberglass Reinforced Plastic | Pressurized
EXPRESS MART #2 | 13595 HWY 80 | JEFFERSONVILLE | Twiggs | 1420025 | 1 | Flapper Valve | 1977-06-15 | FALSE | 1977-06-15 | FALSE | Currently in Use | Regular | 10000 | Steel-Impressed Current | 1963-04-02 |  | Steel (Impressed Current) | Pressurized
PATTERSONS GROCERY | HWY 80 | JEFFERSONVILLE | Twiggs | 7000067 | 1 | [5 empty] | Removed from Ground | Gas (Historical Use) | 6000 | Bare Steel | 1982-04-30 | 1999-09-22 | Galvanized Steel
PRENTICES GROCERY | 474 HWY 80 | DRY BRANCH | Twiggs | 9143007 | 3 |  | 1997-01-03 |  | 1997-01-03 |  | Removed from Ground | Gas (Historical Use) | 2000 | Steel-Impressed Current | 1979-04-15 | 2014-09-16 | Cathodically Protected | Suction (American)
KEN'S STORE | 203 SECOND STREET & HWY 80 | DANVILLE | Twiggs | 9143020 | 1 | [5 empty] | Removed from Ground | Gas (Historical Use) | 5000 | Bare Steel |  | 1899-12-31 | Bare Steel | Suction (American)
KEN'S STORE | 203 SECOND STREET & HWY 80 | DANVILLE | Twiggs | 9143020 | 4 | [5 empty] | Removed from Ground | Diesel | 1500 | Bare Steel |  | 1899-12-31 | Bare Steel | Suction (American)
B F BRIDGES S/S | US 80 | ALLENTOWN | Twiggs | 1430004 | 2 | [5 empty] | Removed from Ground | Gas (Historical Use) | 1 | Bare Steel | 1978-05-10 | 1998-12-23 | Unknown
JET FOOD STORE #54 | HWY 57 & RIDGE RD | MACON | Twiggs | 9143009 | 1 | Flapper Valve | 1992-06-01 |  | 1992-06-01 |  | Currently in Use | Gas (Historical Use) | 6000 | Composite | 1992-06-01 |  | Fiberglass Reinforced Plastic | Pressurized
TRI-NATIONAL INC | 345 MISSILE BASE RD | JEFFERSONVILLE | Twiggs | 10001730 | 1 | Flapper Valve | 2009-03-25 | FALSE | 2009-03-25 | FALSE | Currently in Use | Diesel | 20000 | Composite Double Walled | 2009-03-25 |  | Double-Walled Fiberglass | Pressurized
DRY BRANCH KAOLIN CO | ROUTE 1 | DRY BRANCH | Twiggs | 1420035 | TS2 | [5 empty] | Removed from Ground | Gas (Historical Use) | 1000 | Bare Steel | 1978-05-07 | 1899-12-31 | Galvanized Steel
BERRYS WELL DRILLING | 2070 PARKER RD | DRY BRANCH | Twiggs | 9143022 | 1 | [5 empty] | Removed from Ground | Diesel | 4000 | Not Marked/Unknown | 1999-12-13 | 1999-12-13 | Not Marked
MARY THOMPSON GRO | COUNTY RD | DANVILLE | Twiggs | 1430005 | 1 | [5 empty] | Removed from Ground | Gas (Historical Use) | 1000 | Bare Steel | 1976-05-10 | 1996-10-01 | Unknown | Suction (American)
TRINITY TRIP | 20980 HIGHWAY 80 | DANVILLE | Twiggs | 9143015 | 4 | Ball Float | 1998-01-01 | FALSE | 1988-01-01 | FALSE | Currently in Use | Diesel Off Road | 6000 | Galvanic (STIP-3) | 1988-11-01 |  | Fiberglass Reinforced Plastic | Pressurized
TWIGGS COUNTY ROAD DEPARTMENT | E RAILROAD ST | JEFFERSONVILLE | Twiggs | 7000117 | 1 |  | 1998-12-01 |  | 1998-12-01 |  | Removed from Ground | Gas (Historical Use) | 1500 | Steel-Impressed Current | 1980-05-09 | 2004-08-19 | Cathodically Protected | Safe Suction (Euro)
DRY BRANCH KAOLIN CO | ROUTE 1 | DRY BRANCH | Twiggs | 1420035 | W1 | [5 empty] | Removed from Ground | Gas (Historical Use) | 1000 | Bare Steel | 1948-05-14 | 1899-12-31 | Galvanized Steel
VINES PROPERTY (STORE) | US HWY 129/23-COCHRAN SHORT ROUT | DRY BRANCH | Twiggs | 9143021 | 2 | [5 empty] | Permanently Out of Use - historical purposes | Gas (Historical Use) | 0 | Not Marked/Unknown |  | 1899-12-31 | Not Marked
SAVAGE CREEK FIREARMS & GEN STOR | 10610 HWY 129A | DRY BRANCH | Twiggs | 1430006 | 2 | Flapper Valve | 1999-01-01 | FALSE | 1999-01-01 | FALSE | Temporarily out of use | Gas (Historical Use) | 1000 | Galvanic (STIP-3) | 1986-05-08 |  | Double-Walled Flex | Safe Suction (Euro)
ALLTEL | HWY US 80 & MAGNOLIA ST | DANVILLE | Twiggs | 1430032 | 1 | [5 empty] | Removed from Ground | Diesel | 500 | Bare Steel | 1985-01-01 | 1994-09-20 | Bare Steel | Suction (American)
DANVILLE SER STA | US 80 | DANVILLE | Twiggs | 1430003 | 1 | [5 empty] | Removed from Ground | Gas (Historical Use) | 3000 | Bare Steel | 1981-05-09 | 1994-06-01 | Galvanized Steel
CHEVRON (SUPER FOOD MART) | 22244 HWY 80 | DANVILLE | Twiggs | 9143010 | 3 | Ball Float | 1989-07-31 | FALSE | 1989-07-31 | FALSE | Currently in Use | Premium | 6000 | Galvanic (STIP-3) | 1989-07-31 |  | Fiberglass Reinforced Plastic | Pressurized
TWIGGS COUNTY FORESTRY UNIT | US 80 CITY LIMITS NW OF JEFFERSO | JEFFERSONVILLE | Twiggs | 1430008 | 1 | [5 empty] | Removed from Ground | Gas (Historical Use) | 2000 | Bare Steel | 1977-04-24 | 1990-05-01 | Bare Steel | Safe Suction (Euro)
METHVINS IGA | 105 MAGNOLIA STREET | JEFFERSONVILLE | Twiggs | 1430001 | PREM |  | 1998-12-01 |  | 1998-12-01 |  | Removed from Ground | Gas (Historical Use) | 4000 | Cathodically Protected Steel | 1981-05-09 | 2006-04-26 | Cathodically Protected | Suction (American)
MARATHON MART #16 | 4838 GA HWY 96 | JEFFERSONVILLE | Twiggs | 1420034 | 4 | Flapper Valve |  | FALSE |  | FALSE | Temporarily out of use | Diesel | 4000 | Bare Steel | 1987-12-31 | 2000-01-12 | Galvanized Steel | Pressurized
MARATHON MART #16 | 4838 GA HWY 96 | JEFFERSONVILLE | Twiggs | 1420034 | 5 | Flapper Valve | 1996-02-17 | FALSE | 1996-02-17 | FALSE | Temporarily out of use | E-10 | 6000 | Composite | 1996-02-01 |  | Fiberglass Reinforced Plastic | Pressurized
EIGHTY MART | HWY 80 EAST | JEFFERSONVILLE | Twiggs | 1420030 | 1 | [5 empty] | Removed from Ground | Diesel | 3000 | Bare Steel | 1984-05-05 | 1997-08-10 | Galvanized Steel
DRY BRANCH KAOLIN CO | ROUTE 1 | DRY BRANCH | Twiggs | 1420035 | L1 | [5 empty] | Removed from Ground | Gas (Historical Use) | 500 | Bare Steel | 1961-05-11 | 1899-12-31 | Galvanized Steel
DRY BRANCH KAOLIN CO | ROUTE 1 | DRY BRANCH | Twiggs | 1420035 | TS1 | [5 empty] | Removed from Ground | Gas (Historical Use) | 1000 | Bare Steel | 1952-05-13 | 1899-12-31 | Galvanized Steel
MARY THOMPSON GRO | COUNTY RD | DANVILLE | Twiggs | 1430005 | 2 | [5 empty] | Removed from Ground | Gas (Historical Use) | 1000 | Bare Steel | 1976-05-10 | 1996-10-01 | Unknown | Suction (American)
96 TRUCK PLAZA INC | I16 & HWY 96 | JEFFERSONVILLE | Twiggs | 9143012 | 4 | Ball Float | 1995-05-01 | FALSE | 1995-04-20 | FALSE | Currently in Use | Diesel Off Road | 8000 | Composite | 1999-05-05 |  | Double-Walled Fiberglass | Pressurized
96 TRUCK PLAZA INC | I16 & HWY 96 | JEFFERSONVILLE | Twiggs | 9143012 | 1 | Ball Float | 1995-05-01 | FALSE | 1995-04-20 | FALSE | Currently in Use | Regular | 15000 | Composite | 1995-04-04 |  | Double-Walled Fiberglass | Pressurized
CITY OF JEFFERSONVILLE | 18 N CHURCH ST | JEFFERSONVILLE | Twiggs | 9143014 | 1 | [5 empty] | Removed from Ground | Gas (Historical Use) | 550 | Marked Unknown | 1995-09-29 | 1995-09-29 | Unknown
96 TRUCK PLAZA INC | I16 & HWY 96 | JEFFERSONVILLE | Twiggs | 9143012 | 2 | Ball Float | 1995-05-01 | FALSE | 1995-04-20 | FALSE | Currently in Use | Premium | 15000 | Composite | 1995-04-04 |  | Double-Walled Fiberglass | Pressurized
CITY OF JEFFERSONVILLE | 18 N CHURCH ST | JEFFERSONVILLE | Twiggs | 9143014 | 2 |  | 2013-05-01 | FALSE | 2013-05-01 | FALSE | Currently in Use | Regular | 500 | Galvanic (STIP-3) | 1995-09-29 |  | Galvanized Steel | Safe Suction (Euro)
FLOYDS MINI STORE | RT 1 DRY BRANCH RD | JEFFERSONVILLE | Twiggs | 1420020 | 2 | [5 empty] | Removed from Ground | Gas (Historical Use) | 1000 | Bare Steel | 1978-04-24 | 1991-12-05 | Galvanized Steel
CORNER SHOP | 22 GA HIGHWAY 96 W | JEFFERSONVILLE | Twiggs | 1420026 | 1 | Flapper Valve | 1993-10-01 | FALSE | 1995-01-01 | FALSE | Currently in Use | Regular | 4000 | Galvanic (STIP-3) | 1995-01-01 |  | Fiberglass Reinforced Plastic | Pressurized
TWIGGS COUNTY BD OF EDUCATION BU | HAMLIN FLOYD RD | JEFFERSONVILLE | Twiggs | 7000109 | 1#BS | [5 empty] | Removed from Ground | Gas (Historical Use) | 12000 | Bare Steel | 1981-03-08 | 1995-02-01 | Galvanized Steel
GA KAOLIN/TRUCK SHOP #2 | GEORGIA KAOLIN RD | DRY BRANCH | Twiggs | 9000524 | DUMMY | [5 empty] | Currently in Use | Other | 0 | Not Marked/Unknown |  |  | Not Marked
LAMB GROCERY | RT 1 | DANVILLE | Twiggs | 7000007 | 3 | [5 empty] | Removed from Ground | Gas (Historical Use) | 1000 | Bare Steel | 1983-04-24 | 1991-01-10 | Cathodically Protected
B F BRIDGES S/S | US 80 | ALLENTOWN | Twiggs | 1430004 | 1 | [5 empty] | Removed from Ground | Gas (Historical Use) | 1 | Bare Steel | 1978-05-10 | 1998-12-23 | Unknown
TWIGGS COUNTY FORESTRY UNIT | US 80 CITY LIMITS NW OF JEFFERSO | JEFFERSONVILLE | Twiggs | 1430008 | 3 |  | 1990-01-01 |  | 1990-01-01 |  | Removed from Ground | Gas (Historical Use) | 1000 | Galvanic (STIP-3) | 1990-01-01 | 2008-04-16 | Cathodically Protected | Safe Suction (Euro)
96 TRUCK PLAZA INC | I16 & HWY 96 | JEFFERSONVILLE | Twiggs | 9143012 | 5 | Flapper Valve | 2000-04-18 | FALSE | 2000-04-18 | FALSE | Currently in Use | Kerosene | 2000 | Fiberglass | 2000-03-15 |  | Fiberglass Reinforced Plastic | Suction (American)
EIGHTY MART | HWY 80 EAST | JEFFERSONVILLE | Twiggs | 1420030 | 4 | [5 empty] | Removed from Ground | Gas (Historical Use) | 4000 | Bare Steel | 1979-05-07 | 1997-08-10 | Galvanized Steel
FORMER NIKE MISSLE BASE | MISSLE BASE ROAD | JEFFERSONVILLE | Twiggs | 10000990 | 1 |  |  | FALSE |  | FALSE | Removed from Ground | Not Marked/Tank Removed | 1300 | Bare Steel | 2005-09-01 | 2005-09-01
LONELY PINES | 15176 HIGHWAY 80 WEST | JEFFERSONVILLE | Twiggs | 10002584 | 2 |  |  | FALSE |  | FALSE | Removed from Ground | Gas (Historical Use) | 5000 | Bare Steel | 1975-01-01 | 2016-08-03 | Bare Steel
VINES PROPERTY (STORE) | US HWY 129/23-COCHRAN SHORT ROUT | DRY BRANCH | Twiggs | 9143021 | 1 | [5 empty] | Permanently Out of Use - historical purposes | Gas (Historical Use) | 0 | Not Marked/Unknown |  | 1899-12-31 | Not Marked
SAVAGE CREEK FIREARMS & GEN STOR | 10610 HWY 129A | DRY BRANCH | Twiggs | 1430006 | 1 | Flapper Valve | 1999-01-01 | FALSE | 1999-01-01 | FALSE | Temporarily out of use | Regular | 1000 | Galvanic (STIP-3) | 1986-05-08 |  | Double-Walled Flex | Safe Suction (Euro)
GRADY W POPE | RT 1 | JEFFERSONVILLE | Twiggs | 9143016 | 3 | [5 empty] | Currently in Use | Gas (Historical Use) | 3000 | Not Marked/Unknown | 1966-01-01 |  | Not Marked
TWIGGS COUNTY BOARD OF COMMISSIONERS | 5524 HWY 96 | JEFFERSONVILLE | Twiggs | 9143023 | 2 | Ball Float | 2001-12-15 | FALSE | 2001-12-15 | FALSE | Currently in Use | Diesel Off Road | 10000 | Fiberglass | 2001-12-15 |  | Fiberglass Reinforced Plastic | Pressurized
MARATHON MART #16 | 4838 GA HWY 96 | JEFFERSONVILLE | Twiggs | 1420034 | 3 | Flapper Valve | 1996-02-17 | FALSE | 1996-02-17 | FALSE | Temporarily out of use | Diesel | 10000 | STIP-3/Impressed Current | 1985-05-05 |  | Fiberglass Reinforced Plastic | Pressurized
TRINITY TRIP | 20980 HIGHWAY 80 | DANVILLE | Twiggs | 9143015 | 1 | Ball Float | 1998-01-01 | FALSE | 1988-01-01 | FALSE | Currently in Use | E-0 | 6000 | Galvanic (STIP-3) | 1988-11-01 |  | Fiberglass Reinforced Plastic | Pressurized
CHEVRON (SUPER FOOD MART) | 22244 HWY 80 | DANVILLE | Twiggs | 9143010 | 2 | Ball Float | 1989-07-31 | FALSE | 1989-07-31 | FALSE | Currently in Use | Plus | 6000 | Galvanic (STIP-3) | 1989-07-31 |  | Fiberglass Reinforced Plastic | Pressurized
MARATHON SO/SO | 3621 SGODA RD | MACON | Twiggs | 9143011 | 4 | Ball Float | 1990-08-20 | FALSE | 1990-08-20 | FALSE | Currently in Use | E-10 | 6000 | Galvanic (STIP-3) | 1990-08-20 |  | Fiberglass Reinforced Plastic | Pressurized
JET FOOD STORE #54 | HWY 57 & RIDGE RD | MACON | Twiggs | 9143009 | 3 | Flapper Valve | 1992-06-01 |  | 1992-06-01 |  | Currently in Use | Gas (Historical Use) | 8000 | Composite | 1992-06-01 |  | Fiberglass Reinforced Plastic | Pressurized
BULLARD'S CONV STR | HWY 129 | BULLARD | Twiggs | 9143018 | 2 | [5 empty] | Removed from Ground | Gas (Historical Use) | 1000 | Bare Steel | 1993-09-01 | 1993-09-01 | Not Marked
MUSSELWHITE #10 | RT 2 | MACON | Twiggs | 9143002 | 1 | [5 empty] | Removed from Ground | Gas (Historical Use) | 2000 | Bare Steel | 1971-01-01 | 1989-07-11 | Galvanized Steel
PARCEL OF LAND | RT 1 BOX 1435 | GORDON | Twiggs | 9143013 | 2 | [5 empty] | Currently in Use | Other | 0 | Marked Unknown | 1995-08-08 |  | Unknown
MARY THOMPSON GRO | COUNTY RD | DANVILLE | Twiggs | 1430005 | 3B |  | 1996-10-01 |  | 1996-10-01 |  | Temporarily out of use | Gas (Historical Use) | 2000 | Cathodically Protected Steel | 1996-10-01 |  | Cathodically Protected | Suction (American)
KEN'S STORE | 203 SECOND STREET & HWY 80 | DANVILLE | Twiggs | 9143020 | 5 |  | 1998-12-17 |  | 1998-12-17 |  | Permanently Out Of Use | Gas (Historical Use) | 6000 | Composite | 1998-12-17 | 2003-10-10 | Fiberglass Reinforced Plastic | Pressurized
TRINITY TRIP | 20980 HIGHWAY 80 | DANVILLE | Twiggs | 9143015 | 3 | Ball Float | 1998-01-01 | FALSE | 1988-01-01 | FALSE | Currently in Use | Diesel | 6000 | Galvanic (STIP-3) | 1988-11-01 |  | Fiberglass Reinforced Plastic | Pressurized
TWIGGS COUNTY BOARD OF COMMISSIONERS | 5524 HWY 96 | JEFFERSONVILLE | Twiggs | 9143023 | 1 | Ball Float | 2001-12-15 | FALSE | 2001-12-15 | FALSE | Currently in Use | Regular | 10000 | Fiberglass | 2001-12-15 |  | Fiberglass Reinforced Plastic | Pressurized
MARATHON MART #16 | 4838 GA HWY 96 | JEFFERSONVILLE | Twiggs | 1420034 | 2 | Flapper Valve | 1996-02-17 | FALSE | 1996-02-17 | FALSE | Temporarily out of use | E-10 | 10000 | Steel-Impressed Current | 1985-05-05 |  | Fiberglass Reinforced Plastic | Pressurized
LONELY PINES | 15176 HIGHWAY 80 WEST | JEFFERSONVILLE | Twiggs | 10002584 | 1 |  |  | FALSE |  | FALSE | Removed from Ground | Gas (Historical Use) | 5000 | Bare Steel | 1975-01-01 | 2016-08-13 | Bare Steel
UNKNOWN | SE CORNER SOUTH RAILROAD ST & EVERETTE | JEFFERSONVILLE | Twiggs | 10002334 | 1 |  |  | FALSE |  | FALSE | Removed from Ground | Gas (Historical Use) | 2000 | Bare Steel | 2014-03-24 | 2014-03-24 | Unknown
KEN'S STORE | 203 SECOND STREET & HWY 80 | DANVILLE | Twiggs | 9143020 | 3 | [5 empty] | Removed from Ground | Gas (Historical Use) | 1000 | Bare Steel |  | 1899-12-31 | Bare Steel | Suction (American)
TRINITY TRIP | 20980 HIGHWAY 80 | DANVILLE | Twiggs | 9143015 | 2 | Ball Float | 1998-01-01 | FALSE | 1988-01-01 | FALSE | Currently in Use | Regular | 6000 | Galvanic (STIP-3) | 1988-11-01 |  | Fiberglass Reinforced Plastic | Pressurized
CHEVRON (SUPER FOOD MART) | 22244 HWY 80 | DANVILLE | Twiggs | 9143010 | 1 | Ball Float | 1989-07-31 | FALSE | 1989-07-31 | FALSE | Currently in Use | Regular | 8000 | Galvanic (STIP-3) | 1989-07-31 |  | Fiberglass Reinforced Plastic | Pressurized
JM HUBER CORP | I-16 @ GA HWY 19 | HUBER | Twiggs | 1430011 | 4 | [5 empty] | Closed in Ground | Diesel | 250 | Bare Steel | 1946-02-20 | 1978-01-15 | Bare Steel
ALLTEL/CTC OF THE SOUTH JEFFERSO | MAIN & MAGNOLIA/HWY 18 | JEFFERSONVILLE | Twiggs | 1430031 | 1 | [5 empty] | Removed from Ground | Diesel | 500 | Bare Steel | 1983-01-02 | 1994-09-19 | Bare Steel | Suction (American)
BOBS TIRE SERVICE | US HWY 80 | JEFFERSONVILLE | Twiggs | 1430010 | 1 | [5 empty] | Removed from Ground | Gas (Historical Use) | 2000 | Bare Steel | 1971-04-27 | 1991-05-21 | Galvanized Steel
GRADY W POPE | RT 1 | JEFFERSONVILLE | Twiggs | 9143016 | 2 | [5 empty] | Currently in Use | Gas (Historical Use) | 3000 | Not Marked/Unknown | 1966-01-01 |  | Not Marked
CORNER SHOP | 22 GA HIGHWAY 96 W | JEFFERSONVILLE | Twiggs | 1420026 | 3 | Flapper Valve | 1993-10-01 | FALSE | 1995-01-01 | FALSE | Currently in Use | Plus | 2000 | Galvanic (STIP-3) | 1995-01-01 |  | Fiberglass Reinforced Plastic | Pressurized
KEN'S STORE | 203 SECOND STREET & HWY 80 | DANVILLE | Twiggs | 9143020 | 2 | [5 empty] | Removed from Ground | Gas (Historical Use) | 3000 | Bare Steel |  | 1899-12-31 | Bare Steel | Suction (American)
LAMB GROCERY | RT 1 | DANVILLE | Twiggs | 7000007 | 1 | [5 empty] | Removed from Ground | Gas (Historical Use) | 500 | Bare Steel | 1976-04-25 | 1991-01-10 | Galvanized Steel
MARATHON SO/SO | 3621 SGODA RD | MACON | Twiggs | 9143011 | 3 | Ball Float | 1990-08-20 | FALSE | 1990-08-20 | FALSE | Currently in Use | E-10 | 8000 | Galvanic (STIP-3) | 1990-08-20 |  | Fiberglass Reinforced Plastic | Pressurized
PARCEL OF LAND | RT 1 BOX 1435 | GORDON | Twiggs | 9143013 | 3 | [5 empty] | Currently in Use | Other | 0 | Marked Unknown | 1995-08-08 |  | Unknown
BULLARD'S CONV STR | HWY 129 | BULLARD | Twiggs | 9143018 | 1 | [5 empty] | Removed from Ground | Gas (Historical Use) | 1000 | Bare Steel | 1993-09-01 | 1993-09-01 | Not Marked
PRIDE ROCK II INC | 21 IVY LOG RD | BLAIRSVILLE | Union | 1440046 | 1 | Flapper Valve | 1992-07-21 | FALSE | 1992-07-21 | FALSE | Currently in Use | Regular | 12000 | Fiberglass | 1992-07-21 |  | Fiberglass Reinforced Plastic | Pressurized
CARTWRIGHTS | HWY 19 & 129 N | BLAIRSVILLE | Union | 1440045 | 2 | [5 empty] | Removed from Ground | Gas (Historical Use) | 4010 | Bare Steel | 1983-01-02 | 1999-04-01 | Unknown
PRIDE ROCK II INC | 21 IVY LOG RD | BLAIRSVILLE | Union | 1440046 | 3 | Flapper Valve | 1992-07-21 | FALSE | 1992-07-21 | FALSE | Currently in Use | Diesel | 4000 | Fiberglass | 1992-07-21 |  | Fiberglass Reinforced Plastic | Pressurized
UNION GENERAL HOSPITAL | 214 HOSPITAL CIR | BLAIRSVILLE | Union | 1440002 | 3 | [5 empty] | Removed from Ground | Diesel | 250 | Bare Steel | 1973-03-20 | 1899-12-31 | Bare Steel | Safe Suction (Euro)
C E BREEDLOVE | 462 NOTTELY DAM RD | BLAIRSVILLE | Union | 1440042 | 4 | [5 empty] | Removed from Ground | Gas (Historical Use) | 6000 | Fiberglass | 1987-01-01 | 1998-11-01 | Bare Steel
WAYNE E COLWELL | HIWAY 119 AT TUCKER INN ROAD | BLAIRSVILLE | Union | 1440044 | 3 | [5 empty] | Removed from Ground | Gas (Historical Use) | 1000 | Bare Steel | 1973-06-11 | 1980-01-20 | Galvanized Steel | Suction (American)
BLAIRSVILLE MUNICIPAL AIRPORT | 2223 AIRPORT RD | BLAIRSVILLE | Union | 1440004 | 2 | [5 empty] | Removed from Ground | Other | 6000 | Bare Steel | 1964-02-27 | 1998-12-18 | Galvanized Steel
BRASSTOWN WORK CENTER | US HWY 76 EAST | BLAIRSVILLE | Union | 1440005 | 1 | [5 empty] | Currently in Use | Gas (Historical Use) | 0 | Not Marked/Unknown |  |  | Not Marked
OWLTOWN MARKET | 2193 GAINESVILLE HWY | BLAIRSVILLE | Union | 1440001 | 4 | [5 empty] | Removed from Ground | Gas (Historical Use) | 2000 | Bare Steel | 1984-04-14 | 1998-12-01 | Galvanized Steel | Safe Suction (Euro)
UNION GENERAL HOSPITAL | 214 HOSPITAL CIR | BLAIRSVILLE | Union | 1440002 | 1 | [5 empty] | Closed in Ground | Empty | 500 | Bare Steel | 1973-03-20 | 1990-01-01 | Copper
C E BREEDLOVE | 462 NOTTELY DAM RD | BLAIRSVILLE | Union | 1440042 | 2 | [5 empty] | Removed from Ground | Gas (Historical Use) | 6000 | Fiberglass | 1987-01-01 | 1998-11-01 | Bare Steel
WAYNE E COLWELL | HIWAY 119 AT TUCKER INN ROAD | BLAIRSVILLE | Union | 1440044 | 1 | [5 empty] | Removed from Ground | Gas (Historical Use) | 1000 | Bare Steel | 1973-06-11 | 1980-01-20 | Galvanized Steel | Suction (American)
OWLTOWN MARKET | 2193 GAINESVILLE HWY | BLAIRSVILLE | Union | 1440001 | 9 | Flapper Valve | 1998-12-15 | FALSE | 1998-12-15 | FALSE | Currently in Use | Diesel | 4000 | Fiberglass | 1998-12-15 |  | Fiberglass Reinforced Plastic | Pressurized
OWLTOWN MARKET | 2193 GAINESVILLE HWY | BLAIRSVILLE | Union | 1440001 | 6 | Ball Float | 1998-12-15 | FALSE | 1998-12-15 | FALSE | Currently in Use | Gas (Historical Use) | 12000 | Fiberglass | 1998-12-15 |  | Fiberglass Reinforced Plastic | Pressurized
TANNER SERVICE CENTER | GAINEVILLE HWY | BLAIRSVILLE | Union | 1440040 | 4 | [5 empty] | Removed from Ground | Diesel | 560 | Bare Steel | 1978-01-03 | 1899-12-31 | Galvanized Steel
OWLTOWN MARKET | 2193 GAINESVILLE HWY | BLAIRSVILLE | Union | 1440001 | 8 | Flapper Valve | 1998-12-15 | FALSE | 1998-12-15 | FALSE | Currently in Use | Diesel | 2000 | Fiberglass | 1998-12-15 |  | Fiberglass Reinforced Plastic | Safe Suction (Euro)
CARTWRIGHTS | HWY 19 & 129 N | BLAIRSVILLE | Union | 1440045 | 1 | [5 empty] | Removed from Ground | Gas (Historical Use) | 560 | Bare Steel | 1981-01-02 | 1999-04-01 | Unknown
BLAIRSVILLE MUNICIPAL AIRPORT | 2223 AIRPORT RD | BLAIRSVILLE | Union | 1440004 | 1 | [5 empty] | Removed from Ground | Other | 6000 | Bare Steel | 1964-02-27 | 1998-12-18 | Galvanized Steel
TANNER SERVICE CENTER | GAINEVILLE HWY | BLAIRSVILLE | Union | 1440040 | 1 | [5 empty] | Removed from Ground | Diesel | 2000 | Cathodically Protected Steel | 1978-01-03 | 1899-12-31 | Galvanized Steel
C E BREEDLOVE | 462 NOTTELY DAM RD | BLAIRSVILLE | Union | 1440042 | 3 | [5 empty] | Removed from Ground | Gas (Historical Use) | 6000 | Fiberglass | 1987-01-01 | 1998-11-01 | Bare Steel
UNION GENERAL HOSPITAL | 214 HOSPITAL CIR | BLAIRSVILLE | Union | 1440002 | 2 | [5 empty] | Closed in Ground | Empty | 3000 | Bare Steel | 1973-03-20 | 1990-01-01 | Copper
BRASSTOWN WORK CENTER | US HWY 76 EAST | BLAIRSVILLE | Union | 1440005 | 4B |  |  | FALSE |  | FALSE | Removed from Ground | Gas (Historical Use) | 1000 | Bare Steel | 1978-02-15 | 1988-01-01 | Galvanized Steel
OWLTOWN MARKET | 2193 GAINESVILLE HWY | BLAIRSVILLE | Union | 1440001 | 10 | Flapper Valve | 1998-12-15 | FALSE | 1998-12-15 | FALSE | Temporarily out of use | Kerosene | 2000 | Fiberglass | 1998-12-15 |  | Fiberglass Reinforced Plastic | Safe Suction (Euro)
C E BREEDLOVE | 462 NOTTELY DAM RD | BLAIRSVILLE | Union | 1440042 | 77402 | [5 empty] | Removed from Ground | Diesel | 2000 | Cathodically Protected Steel | 1998-11-01 | 1998-11-01 | Bare Steel
CARTWRIGHTS | HWY 19 & 129 N | BLAIRSVILLE | Union | 1440045 | 3 | [5 empty] | Removed from Ground | Gas (Historical Use) | 2000 | Bare Steel | 1983-01-02 | 1999-04-01 | Unknown
PRIDE ROCK II INC | 21 IVY LOG RD | BLAIRSVILLE | Union | 1440046 | 2 | Flapper Valve | 1992-07-21 | FALSE | 1992-07-21 | FALSE | Currently in Use | Premium | 8000 | Fiberglass | 1992-07-21 |  | Fiberglass Reinforced Plastic | Pressurized
OWLTOWN MARKET | 2193 GAINESVILLE HWY | BLAIRSVILLE | Union | 1440001 | 7 | Ball Float | 1998-12-15 | FALSE | 1998-12-15 | FALSE | Currently in Use | Gas (Historical Use) | 6000 | Fiberglass | 1998-12-15 |  | Fiberglass Reinforced Plastic | Pressurized
OWLTOWN MARKET | 2193 GAINESVILLE HWY | BLAIRSVILLE | Union | 1440001 | 1 | [5 empty] | Removed from Ground | Gas (Historical Use) | 2000 | Bare Steel | 1970-04-18 | 1998-12-01 | Galvanized Steel | Safe Suction (Euro)
UNION COUNTY SCHOOL BUS GARAGE | 10 HUGHES ST | BLAIRSVILLE | Union | 1440008 | 2 | [5 empty] | Removed from Ground | Gas (Historical Use) | 2000 | Bare Steel | 1979-01-01 | 1997-03-05 | Bare Steel
WAYNE E COLWELL | HIWAY 119 AT TUCKER INN ROAD | BLAIRSVILLE | Union | 1440044 | 2 | [5 empty] | Removed from Ground | Gas (Historical Use) | 3000 | Bare Steel | 1973-06-11 | 1980-01-20 | Galvanized Steel | Suction (American)
HOSPITAL STREET |  | BLAIRSVILLE | Union | 1440006 | 2 | [5 empty] | Removed from Ground | Gas (Historical Use) | 10000 | Bare Steel | 1978-02-26 | 1990-02-01 | Galvanized Steel
BUNKER HILL GROCERY | US HWY 76 (BLUERIDGE HWY) | BLAIRSVILLE | Union | 1440023 | 4 | [5 empty] | Removed from Ground | Diesel | 280 | Bare Steel | 1976-05-08 | 1899-12-31 | Galvanized Steel
GOLDEN PANTRY #57/FORMER THOMAS | GEARING DR/GA HWY 11 | BLAIRSVILLE | Union | 9000483 | 3 | [5 empty] | Removed from Ground | Gas (Historical Use) | 10000 | Bare Steel | 1980-04-18 | 1993-11-11 | Fiberglass Reinforced Plastic | Pressurized
H H RICHARDS GEN MDSE | 10862 BLUE RIDGE HWY | BLAIRSVILLE | Union | 1440016 | 3 | [5 empty] | Removed from Ground | Gas (Historical Use) | 2000 | Bare Steel | 1961-04-10 | 1995-02-21 | Galvanized Steel | Safe Suction (Euro)
CIRCLE K #2702008 | 12 MURPHY HWY | BLAIRSVILLE | Union | 1440037 | 2 | Flapper Valve | 1994-05-31 | FALSE | 1994-05-31 | FALSE | Currently in Use | Regular | 8000 | Steel-Impressed Current | 1982-05-08 |  | Fiberglass Reinforced Plastic | Pressurized
HAMPTON GROCERY | US HWY 76 | BLAIRSVILLE | Union | 1440024 | 1 | [5 empty] | Removed from Ground | Gas (Historical Use) | 550 | Bare Steel | 1961-05-14 | 1899-12-31 | Galvanized Steel
UNIV OF GA | 2565 GA MTN EXP STATION | BLAIRSVILLE | Union | 1440010 | 3 | [5 empty] | Removed from Ground | Gas (Historical Use) | 500 | Bare Steel | 1986-01-22 | 1995-05-11 | Bare Steel | Suction (American)
UNION CO MAINT HQ #10121 | 0 .5 MI NORTH OF SR 11 ON CR 269 | BLAIRSVILLE | Union | 1440015 | 121G1 | [5 empty] | Removed from Ground | Diesel | 1000 | Cathodically Protected Steel | 1988-01-01 | 2001-09-18 | Galvanized Steel
BLAIRSVILLE CHEVRON | MAIN ST | BLAIRSVILLE | Union | 1440029 | 2 | Flapper Valve | 1994-04-27 |  | 1994-04-27 |  | Removed from Ground | Gas (Historical Use) | 4000 | Steel-Impressed Current | 1971-05-12 | 2014-07-22 | Steel (Impressed Current) | Safe Suction (Euro)
HAMPTON GROCERY | US HWY 76 | BLAIRSVILLE | Union | 1440024 | 3 | [5 empty] | Removed from Ground | Gas (Historical Use) | 1000 | Bare Steel | 1981-05-09 | 1899-12-31 | Galvanized Steel
SUNRISE GROCERY | 7568 GAINESVILLE HWY | BLAIRSVILLE | Union | 1440022 | 3 | Flapper Valve | 1992-02-01 | FALSE | 1992-02-01 | FALSE | Currently in Use | Regular | 6000 | Fiberglass | 1992-04-03 |  | Fiberglass Reinforced Plastic | Safe Suction (Euro)
F E DYER | 3466 GAINESVILLE HWY | BLAIRSVILLE | Union | 1440018 | DIESEL | [5 empty] | Removed from Ground | Diesel | 550 | Bare Steel | 1966-05-04 | 1992-01-01 | Galvanized Steel
UNIV OF GA | 2565 GA MTN EXP STATION | BLAIRSVILLE | Union | 1440010 | 1 | [5 empty] | Closed in Ground | Diesel | 500 | Bare Steel | 1950-01-31 | 1996-05-11 | Bare Steel | Suction (American)
H H RICHARDS GEN MDSE | 10862 BLUE RIDGE HWY | BLAIRSVILLE | Union | 1440016 | 6 |  | 1995-05-01 |  | 1995-05-01 |  | Temporarily out of use | Gas (Historical Use) | 4000 | Galvanic (STIP-3) | 1995-05-01 |  | Fiberglass Reinforced Plastic | Safe Suction (Euro)
ARBOR ACRE FARM INC | HWY 129 N | BLAIRSVILLE | Union | 1440019 | 1 | [5 empty] | Removed from Ground | Diesel | 10000 | Bare Steel | 1980-05-02 | 1992-06-01 | Bare Steel
GOLDEN PANTRY #57/FORMER THOMAS | GEARING DR/GA HWY 11 | BLAIRSVILLE | Union | 9000483 | 1 | [5 empty] | Removed from Ground | Gas (Historical Use) | 10000 | Bare Steel | 1980-04-18 | 1993-11-11 | Fiberglass Reinforced Plastic | Pressurized
UNION CO FORESTRY UNIT | 3021 PAT COLWELL RD | BLAIRSVILLE | Union | 9144005 | 1 | [5 empty] | Removed from Ground | Gas (Historical Use) | 560 | Bare Steel | 1985-09-25 | 1991-12-13 | Bare Steel | Safe Suction (Euro)
MOUNTAIN VIEW MARKET | 2554 HWY 515 E | BLAIRSVILLE | Union | 9144016 | RUL | Flapper Valve | 1988-04-01 | FALSE | 1988-04-01 | FALSE | Removed from Ground | Gas (Historical Use) | 10000 | Steel-Impressed Current | 1988-04-01 | 2020-03-28 | Steel (Impressed Current) | Pressurized
LOST CREEK ONE STOP | 2096 MULKY GAP RD | BLAIRSVILLE | Union | 9144013 | 1 | Ball Float | 1994-08-24 | FALSE | 1994-08-24 | FALSE | Currently in Use | Regular | 10000 | Composite | 1994-08-20 |  | Fiberglass Reinforced Plastic | Pressurized
VOGEL STATE PARK | 405 VOGEL PARK RD | BLAIRSVILLE | Union | 1440011 | 1 | [5 empty] | Removed from Ground | Gas (Historical Use) | 1050 | Bare Steel | 1973-01-25 | 1995-07-18 | Unknown
H H RICHARDS GEN MDSE | 10862 BLUE RIDGE HWY | BLAIRSVILLE | Union | 1440016 | 2 | [5 empty] | Removed from Ground | Gas (Historical Use) | 1000 | Bare Steel | 1961-04-10 | 1995-02-21 | Galvanized Steel | Safe Suction (Euro)
CIRCLE K #2702008 | 12 MURPHY HWY | BLAIRSVILLE | Union | 1440037 | 3 | Flapper Valve | 1994-05-31 | FALSE | 1994-05-31 | FALSE | Currently in Use | Plus | 8000 | Steel-Impressed Current | 1982-05-08 |  | Fiberglass Reinforced Plastic | Pressurized
CIRCLE K #2701094 | 325 Cleveland Street | BLAIRSVILLE | Union | 1440036 | 2 | [5 empty] | Removed from Ground | Gas (Historical Use) | 4000 | Bare Steel | 1976-05-01 | 1995-11-04 | Galvanized Steel | Suction (American)
CIRCLE K #2701094 | 325 Cleveland Street | BLAIRSVILLE | Union | 1440036 | 6 | Flapper Valve | 1995-11-17 | FALSE | 1995-11-17 | FALSE | Currently in Use | Diesel | 9816 | Fiberglass | 1995-11-17 |  | Fiberglass Reinforced Plastic | Pressurized
BUNKER HILL GROCERY | US HWY 76 (BLUERIDGE HWY) | BLAIRSVILLE | Union | 1440023 | 1 | [5 empty] | Removed from Ground | Gas (Historical Use) | 550 | Bare Steel | 1961-05-12 | 1899-12-31 | Galvanized Steel
US FOREST SERV-BRASSTOWN WORK CE | HWY 76 EAST | BLAIRSVILLE | Union | 9144006 | 45 | [5 empty] | Removed from Ground | Gas (Historical Use) | 1000 | Bare Steel | 1975-01-01 | 1988-12-01 | Galvanized Steel
HWY 515 SHELL | 434 HWY 515 W | BLAIRSVILLE | Union | 9144007 | 3 | Ball Float | 1988-01-01 | FALSE | 1988-01-01 | FALSE | Currently in Use | Premium | 10000 | Steel-Impressed Current | 1988-01-01 |  | Fiberglass Reinforced Plastic | Pressurized
Valero Food Mart | 1775 MURPHY HWY | BLAIRSVILLE | Union | 9144012 | 1R | Ball Float | 1997-01-01 | FALSE | 1997-01-01 | TRUE | Currently in Use | Gas (Historical Use) | 8000 | Galvanic (STIP-3) | 1986-01-01 |  | Fiberglass Reinforced Plastic | Pressurized
Valero Food Mart | 1775 MURPHY HWY | BLAIRSVILLE | Union | 9144012 | 5B | Ball Float | 1997-01-01 | FALSE | 1997-01-01 | TRUE | Temporarily out of use | Kerosene | 1000 | Composite | 1997-01-01 |  | Fiberglass Reinforced Plastic | Safe Suction (Euro)
CCTD PARTNERSHIP | 10 COURTHOUSE SQ | BLAIRSVILLE | Union | 9144015 | 3 | [5 empty] | Removed from Ground | Gas (Historical Use) | 3000 | Marked Unknown | 1978-01-01 | 1978-01-01 | Unknown
F E DYER | 3466 GAINESVILLE HWY | BLAIRSVILLE | Union | 1440018 | PREM | [5 empty] | Removed from Ground | Gas (Historical Use) | 1000 | Bare Steel | 1966-05-04 | 1995-01-01 | Galvanized Steel
UNION CO FORESTRY UNIT | 3021 PAT COLWELL RD | BLAIRSVILLE | Union | 9144005 | 196183 |  | 1991-12-03 |  | 1991-12-03 |  | Removed from Ground | Gas (Historical Use) | 1000 | Galvanic (STIP-3) | 1991-12-13 | 2002-10-22 | Cathodically Protected | Safe Suction (Euro)
HWY 515 SHELL | 434 HWY 515 W | BLAIRSVILLE | Union | 9144007 | 1 | Ball Float | 1988-01-01 | FALSE | 1988-01-01 | FALSE | Currently in Use | Regular | 10000 | Steel-Impressed Current | 1988-01-01 |  | Fiberglass Reinforced Plastic | Pressurized
HWY 515 SHELL | 434 HWY 515 W | BLAIRSVILLE | Union | 9144007 | 4 | Ball Float | 1988-01-01 | FALSE | 1988-01-01 | FALSE | Currently in Use | Diesel | 8000 | Steel-Impressed Current | 1988-01-01 |  | Fiberglass Reinforced Plastic | Pressurized
Valero Food Mart | 1775 MURPHY HWY | BLAIRSVILLE | Union | 9144012 | 5A | Ball Float | 1997-01-01 | FALSE | 1997-01-01 | TRUE | Currently in Use | Diesel | 3000 | Composite | 1997-01-01 |  | Fiberglass Reinforced Plastic | Pressurized
DYERS EXXON | RT 2 HWY 180 | BLAIRSVILLE | Union | 1440026 | 1 | [5 empty] | Removed from Ground | Gas (Historical Use) | 1000 | Bare Steel | 1974-05-11 | 1998-12-01 | Galvanized Steel
ALLTEL STANDARD TELEPHONE CO | 835 RIVER RD | BLAIRSVILLE | Union | 9144001 | 1 |  | 1992-01-01 |  | 1992-01-01 |  | Removed from Ground | Gas (Historical Use) | 10000 | Galvanic (STIP-3) | 1992-01-01 | 1999-04-26 | Fiberglass Reinforced Plastic | Suction (American)
ALEXANDERS GENERAL STORE | 4966 TOWN CREEK SCHOOL RD | BLAIRSVILLE | Union | 9144003 | 3 | [5 empty] | Removed from Ground | Gas (Historical Use) | 4000 | Bare Steel | 1994-12-01 | 1994-12-01 | Galvanized Steel | Safe Suction (Euro)
Union Co. Road Dept. | 311 INDUSTRIAL BLVD | BLAIRSVILLE | Union | 9144010 | 3A | Flapper Valve | 2020-04-15 | FALSE | 2020-04-15 | FALSE | Currently in Use | Regular | 6000 | Composite Double Walled | 2019-12-18 |  | Double-Walled Flex | Pressurized
MOUNTAIN VIEW MARKET | 2554 HWY 515 E | BLAIRSVILLE | Union | 9144016 | SUPER | Flapper Valve | 1988-04-01 | FALSE | 1988-04-01 | FALSE | Removed from Ground | Gas (Historical Use) | 10000 | Steel-Impressed Current | 1988-04-01 | 2020-03-28 | Steel (Impressed Current) | Pressurized
OLD UNION CO MAINT HQ 10193 | OFF GA HWY 11/INDUSTRIAL PARK | BLAIRSVILLE | Union | 9144014 | 10193-2 | [5 empty] | Removed from Ground | Diesel | 500 | Bare Steel | 1968-05-03 | 1990-06-01 | Galvanized Steel
ALBA MART LLC | 26 Deavers Rd | BLAIRSVILLE | Union | 9144017 | 1 | Flapper Valve | 1995-06-01 | FALSE | 1995-06-01 | FALSE | Currently in Use | Regular | 6000 | Steel-Impressed Current | 1995-05-01 |  | Flex | Suction (American)
VOGEL STATE PARK | 405 VOGEL PARK RD | BLAIRSVILLE | Union | 1440011 | 2 | Flapper Valve | 2002-04-01 | FALSE | 2002-04-01 | FALSE | Temporarily out of use | Diesel | 1000 | Fiberglass Double Walled | 2002-04-01 |  | Fiberglass Reinforced Plastic | Safe Suction (Euro)
CIRCLE K #2701094 | 325 Cleveland Street | BLAIRSVILLE | Union | 1440036 | 1 | [5 empty] | Removed from Ground | Gas (Historical Use) | 4000 | Bare Steel | 1976-05-01 | 1995-11-04 | Galvanized Steel | Suction (American)
CIRCLE K #2701094 | 325 Cleveland Street | BLAIRSVILLE | Union | 1440036 | 4 | Flapper Valve | 1995-11-17 | FALSE | 1995-11-17 | FALSE | Currently in Use | Regular | 9816 | Fiberglass | 1995-11-17 |  | Fiberglass Reinforced Plastic | Pressurized
F E DYER | 3466 GAINESVILLE HWY | BLAIRSVILLE | Union | 1440018 | REG | [5 empty] | Removed from Ground | Gas (Historical Use) | 1000 | Bare Steel | 1971-05-03 | 1995-01-01 | Galvanized Steel
HAMPTON GROCERY | US HWY 76 | BLAIRSVILLE | Union | 1440024 | 2 | [5 empty] | Removed from Ground | Gas (Historical Use) | 550 | Bare Steel | 1961-05-14 | 1899-12-31 | Galvanized Steel
SUNRISE GROCERY | 7568 GAINESVILLE HWY | BLAIRSVILLE | Union | 1440022 | 4 | Flapper Valve | 1992-02-01 | FALSE | 1992-02-01 | FALSE | Currently in Use | Plus | 4000 | Fiberglass | 1992-04-03 |  | Fiberglass Reinforced Plastic | Safe Suction (Euro)
SUNRISE GROCERY | 7568 GAINESVILLE HWY | BLAIRSVILLE | Union | 1440022 | 1 | [5 empty] | Removed from Ground | Gas (Historical Use) | 1000 | Bare Steel | 1986-05-06 | 1992-03-13 | Galvanized Steel
COLWELL PROBATION DETENTION CTR | 797 BEASLEY ST | BLAIRSVILLE | Union | 9144004 | 1 | [5 empty] | Removed from Ground | Gas (Historical Use) | 5000 | Composite | 1990-01-01 | 2002-10-23 | Fiberglass Reinforced Plastic
CHEVRON FOOD MART #2 | 5224 MURPHY HWY | BLAIRSVILLE | Union | 9144009 | 2 | Flapper Valve | 1988-12-26 | FALSE | 1988-12-26 | FALSE | Currently in Use | Premium | 4000 | Fiberglass | 1989-01-01 |  | Fiberglass Reinforced Plastic | Pressurized
H H RICHARDS GEN MDSE | 10862 BLUE RIDGE HWY | BLAIRSVILLE | Union | 1440016 | 9 |  | 1995-05-01 |  | 1995-05-01 |  | Temporarily out of use | Gas (Historical Use) | 1000 | Galvanic (STIP-3) | 1995-05-01 |  | Fiberglass Reinforced Plastic | Safe Suction (Euro)
H H RICHARDS GEN MDSE | 10862 BLUE RIDGE HWY | BLAIRSVILLE | Union | 1440016 | 8 |  | 1995-05-01 |  | 1995-05-01 |  | Temporarily out of use | Gas (Historical Use) | 1000 | Galvanic (STIP-3) | 1995-05-01 |  | Fiberglass Reinforced Plastic | Safe Suction (Euro)
UNIV OF GA | 2565 GA MTN EXP STATION | BLAIRSVILLE | Union | 1440010 | 2 | [5 empty] | Closed in Ground | Gas (Historical Use) | 1000 | Bare Steel | 1985-01-22 | 1996-05-11 | Galvanized Steel | Suction (American)
H H RICHARDS GEN MDSE | 10862 BLUE RIDGE HWY | BLAIRSVILLE | Union | 1440016 | 1 | [5 empty] | Removed from Ground | Gas (Historical Use) | 1000 | Bare Steel | 1995-02-21 | 1995-02-21 | Galvanized Steel | Safe Suction (Euro)
CIRCLE K #2702008 | 12 MURPHY HWY | BLAIRSVILLE | Union | 1440037 | 4 | Flapper Valve | 1994-05-31 | FALSE | 1994-05-31 | FALSE | Currently in Use | Premium | 8000 | Steel-Impressed Current | 1982-05-08 |  | Fiberglass Reinforced Plastic | Pressurized
BUNKER HILL GROCERY | US HWY 76 (BLUERIDGE HWY) | BLAIRSVILLE | Union | 1440023 | 2 | [5 empty] | Removed from Ground | Gas (Historical Use) | 550 | Bare Steel | 1961-05-12 | 1899-12-31 | Galvanized Steel
SUNRISE GROCERY | 7568 GAINESVILLE HWY | BLAIRSVILLE | Union | 1440022 | 2 | [5 empty] | Removed from Ground | Gas (Historical Use) | 1000 | Bare Steel | 1986-05-06 | 1992-03-13 | Galvanized Steel
GOLDEN PANTRY #57/FORMER THOMAS | GEARING DR/GA HWY 11 | BLAIRSVILLE | Union | 9000483 | 2 | [5 empty] | Removed from Ground | Gas (Historical Use) | 10000 | Bare Steel | 1980-04-18 | 1993-11-11 | Fiberglass Reinforced Plastic | Pressurized
STANDARD TELEPHONE | CLEVELAND ST | BLAIRSVILLE | Union | 9144002 | 1 | [5 empty] | Removed from Ground | Gas (Historical Use) | 10000 | Bare Steel | 1982-01-01 | 1990-02-01 | Unknown
Valero Food Mart | 1775 MURPHY HWY | BLAIRSVILLE | Union | 9144012 | 4D | Ball Float | 1997-01-01 | FALSE | 1997-01-01 | TRUE | Currently in Use | Diesel | 8000 | Galvanic (STIP-3) | 1986-01-01 |  | Fiberglass Reinforced Plastic | Pressurized
VOGEL STATE PARK | 405 VOGEL PARK RD | BLAIRSVILLE | Union | 1440011 | 3 | Flapper Valve | 2002-04-01 | FALSE | 2002-04-01 | FALSE | Temporarily out of use | Gas (Historical Use) | 1000 | Fiberglass Double Walled | 2002-04-01 |  | Fiberglass Reinforced Plastic | Safe Suction (Euro)
H H RICHARDS GEN MDSE | 10862 BLUE RIDGE HWY | BLAIRSVILLE | Union | 1440016 | 5 | [5 empty] | Removed from Ground | Kerosene | 550 | Bare Steel | 1961-04-10 | 1995-02-21 | Galvanized Steel | Safe Suction (Euro)
TANNER SERVICE CENTER | GAINEVILLE HWY | BLAIRSVILLE | Union | 1440040 | 3 | [5 empty] | Removed from Ground | Gas (Historical Use) | 560 | Bare Steel | 1978-01-03 | 1899-12-31 | Galvanized Steel
PRIDE ROCK II INC | 21 IVY LOG RD | BLAIRSVILLE | Union | 1440046 | 4 | Flapper Valve | 1992-07-21 | FALSE | 1992-07-21 | FALSE | Currently in Use | E-0 | 1000 | Fiberglass | 1986-01-01 |  | Fiberglass Reinforced Plastic | Safe Suction (Euro)
BRASSTOWN WORK CENTER | US HWY 76 EAST | BLAIRSVILLE | Union | 1440005 | 4D |  |  | FALSE |  | FALSE | Removed from Ground | Diesel | 500 | Bare Steel | 1980-02-15 | 1988-01-01 | Galvanized Steel
UNION CO MIDDLE SHCOOL LUNCHROOM | NO LOCATION GIVEN | BLAIRSVILLE | Union | 1440007 | 1 | [5 empty] | Currently in Use | Other | 1000 | Marked Unknown |  |  | Unknown
TANNER SERVICE CENTER | GAINEVILLE HWY | BLAIRSVILLE | Union | 1440040 | 2 | [5 empty] | Removed from Ground | Gas (Historical Use) | 1000 | Bare Steel | 1978-01-03 | 1899-12-31 | Galvanized Steel
OWLTOWN MARKET | 2193 GAINESVILLE HWY | BLAIRSVILLE | Union | 1440001 | 2 | [5 empty] | Removed from Ground | Gas (Historical Use) | 2000 | Bare Steel | 1970-04-18 | 1998-12-01 | Galvanized Steel | Safe Suction (Euro)
UNION COUNTY SCHOOL BUS GARAGE | 10 HUGHES ST | BLAIRSVILLE | Union | 1440008 | 1 | [5 empty] | Removed from Ground | Gas (Historical Use) | 1000 | Marked Unknown | 1986-01-01 | 1997-03-05 | Unknown
BRASSTOWN WORK CENTER | US HWY 76 EAST | BLAIRSVILLE | Union | 1440005 | 4C |  |  | FALSE |  | FALSE | Removed from Ground | Gas (Historical Use) | 1000 | Bare Steel | 1978-02-15 | 1988-01-01 | Galvanized Steel
BRASSTOWN WORK CENTER | US HWY 76 EAST | BLAIRSVILLE | Union | 1440005 | 4A |  |  | FALSE |  | FALSE | Removed from Ground | Gas (Historical Use) | 500 | Bare Steel | 1963-02-19 | 1988-01-01 | Galvanized Steel
HOSPITAL STREET |  | BLAIRSVILLE | Union | 1440006 | 1 | [5 empty] | Removed from Ground | Gas (Historical Use) | 3000 | Bare Steel | 1976-02-27 | 1990-02-01 | Galvanized Steel
UNION COUNTY SCHOOL BUS GARAGE | 10 HUGHES ST | BLAIRSVILLE | Union | 1440008 | 3 |  | 1989-07-01 |  |  |  | Removed from Ground | Diesel | 2000 | Galvanic (STIP-3) | 1989-07-01 | 1997-03-07 | Bare Steel | Suction (American)
UNDER PARKING LOT OF HILL |  | BLAIRSVILLE | Union | 1440041 | DUMMY | [5 empty] | Removed from Ground | Other | 1 | Not Marked/Unknown | 1958-01-01 | 1970-01-01 | Not Marked
OWLTOWN MARKET | 2193 GAINESVILLE HWY | BLAIRSVILLE | Union | 1440001 | 3 | [5 empty] | Removed from Ground | Gas (Historical Use) | 2000 | Bare Steel | 1970-04-18 | 1998-12-01 | Galvanized Steel | Safe Suction (Euro)
CIRCLE K #2701094 | 325 Cleveland Street | BLAIRSVILLE | Union | 1440036 | 3 | [5 empty] | Removed from Ground | Gas (Historical Use) | 8000 | Bare Steel | 1976-05-01 | 1995-11-04 | Galvanized Steel | Pressurized
DYERS EXXON | RT 2 HWY 180 | BLAIRSVILLE | Union | 1440026 | 2 | [5 empty] | Removed from Ground | Gas (Historical Use) | 1000 | Bare Steel | 1974-05-11 | 1998-12-01 | Galvanized Steel
ALEXANDERS GENERAL STORE | 4966 TOWN CREEK SCHOOL RD | BLAIRSVILLE | Union | 9144003 | 1 | [5 empty] | Removed from Ground | Gas (Historical Use) | 4000 | Bare Steel | 1994-12-01 | 1994-12-01 | Galvanized Steel | Safe Suction (Euro)
CHEVRON FOOD MART #2 | 5224 MURPHY HWY | BLAIRSVILLE | Union | 9144009 | 6A | Ball Float | 1998-06-30 | FALSE | 1998-06-30 | FALSE | Currently in Use | Diesel | 4000 | Fiberglass | 1998-06-20 |  | Flex | Pressurized
CHEVRON FOOD MART #2 | 5224 MURPHY HWY | BLAIRSVILLE | Union | 9144009 | 6B | Ball Float | 1998-06-30 | FALSE | 1998-06-30 | FALSE | Currently in Use | Kerosene | 2000 | Fiberglass | 1998-06-20 |  | Fiberglass Reinforced Plastic | Pressurized
LOST CREEK ONE STOP | 2096 MULKY GAP RD | BLAIRSVILLE | Union | 9144013 | 3A | Ball Float | 1994-08-24 | FALSE | 1994-08-24 | FALSE | Currently in Use | Diesel | 5000 | Composite | 1994-08-20 |  | Fiberglass Reinforced Plastic | Pressurized
HARRYS PANTRY | 40 HWY 325 | BLAIRSVILLE | Union | 9144022 | 5 | Flapper Valve | 1998-11-20 | FALSE | 1998-11-20 | FALSE | Currently in Use | Diesel Off Road | 2000 | Fiberglass | 1998-11-20 |  | Fiberglass Reinforced Plastic | Safe Suction (Euro)
HARRYS PANTRY | 40 HWY 325 | BLAIRSVILLE | Union | 9144022 | 4 | Ball Float | 1998-11-20 | FALSE | 1998-11-20 | FALSE | Currently in Use | Diesel | 4000 | Fiberglass | 1998-11-20 |  | Fiberglass Reinforced Plastic | Safe Suction (Euro)
BLAIRSVILLE MARATHON | 16 BRACKETTS WAY | BLAIRSVILLE | Union | 9144023 | 3A | Ball Float | 1998-09-29 | FALSE | 1998-09-30 | FALSE | Currently in Use | Premium | 7500 | Composite | 1998-09-25 |  | Double-Walled Flex | Pressurized
UNIV OF GA | 2565 GA MTN EXP STATION | BLAIRSVILLE | Union | 1440010 | 4 | [5 empty] | Closed in Ground | Other | 0 | Not Marked/Unknown | 1995-05-11 | 1995-05-11 | Not Marked
BLAIRSVILLE CHEVRON | MAIN ST | BLAIRSVILLE | Union | 1440029 | 3 | Flapper Valve | 1991-06-05 |  | 1991-06-05 |  | Removed from Ground | Gas (Historical Use) | 3000 | Steel-Impressed Current | 1971-05-12 | 2014-07-22 | Steel (Impressed Current) | Safe Suction (Euro)
LOST CREEK ONE STOP | 2096 MULKY GAP RD | BLAIRSVILLE | Union | 9144013 | 4 | Ball Float | 1994-08-20 | FALSE | 1994-08-24 | FALSE | Currently in Use | Kerosene | 2000 | Composite | 1994-08-20 |  | Fiberglass Reinforced Plastic | Pressurized
FOOD HEAVEN | 6011 YOUNG HARRIS HWY | BLAIRSVILLE | Union | 9144021 | 3A |  | 1997-08-01 | FALSE | 1997-08-01 | FALSE | Removed from Ground | Diesel | 8000 | Composite | 1997-08-01 |  | Fiberglass Reinforced Plastic | Pressurized
H & S TRADING LLC | 58 MULKEY GAP RD | BLAIRSVILLE | Union | 9144020 | 1 |  | 1996-04-01 | FALSE | 1996-04-01 | FALSE | Temporarily out of use | Gas (Historical Use) | 12000 | Fiberglass | 1996-04-01 |  | Fiberglass Reinforced Plastic | Pressurized
REDS COUNTRY STORE | 199 FOSTER RD | BLAIRSVILLE | Union | 10001654 | 2A | Ball Float | 2008-09-01 | FALSE | 2008-09-01 | FALSE | Currently in Use | Premium | 12000 | Composite | 2008-08-29 |  | Double-Walled Fiberglass | Pressurized
WOLFPEN GAP COUNTRY STORE | 41 WOLF PEN GAP RD | SUCHES | Union | 1440020 | 6 |  |  | TRUE |  | TRUE | Removed from Ground | Used Oil | 280 | Bare Steel | 1971-05-10 | 1998-11-01 | Galvanized Steel | Safe Suction (Euro)
JIMMY WATKINS GROCERY | 6196 HWY 60 | SUCHES | Union | 1440021 | 2 | [5 empty] | Removed from Ground | Gas (Historical Use) | 1000 | Bare Steel | 1961-05-12 | 1899-12-31 | Galvanized Steel | Suction (American)
WOODY GAP SCHOOL | RT 1 | SUCHES | Union | 1440009 | 2 | [5 empty] | Removed from Ground | Gas (Historical Use) | 500 | Marked Unknown | 1986-01-03 | 1990-03-01 | Unknown
BOOGER HOLLOW STORE | 5315 GAINESVILLE HWY | BLAIRSVILLE | Union | 9144026 | 1 | Ball Float | 1999-07-09 | FALSE | 1999-07-09 | FALSE | Currently in Use | Regular | 10000 | Composite | 1999-07-02 |  | Fiberglass Reinforced Plastic | Pressurized
ARBOR ACRE FARM INC | HWY 129 N | BLAIRSVILLE | Union | 1440019 | 2 | [5 empty] | Removed from Ground | Gas (Historical Use) | 5000 | Bare Steel | 1982-05-02 | 1998-11-01 | Bare Steel | Suction (American)
UNION CO FORESTRY UNIT | 3021 PAT COLWELL RD | BLAIRSVILLE | Union | 9144005 | 2 | [5 empty] | Removed from Ground | Diesel | 560 | Bare Steel | 1985-09-25 | 1991-12-13 | Bare Steel | Safe Suction (Euro)
CHEVRON FOOD MART #2 | 5224 MURPHY HWY | BLAIRSVILLE | Union | 9144009 | 3 | Flapper Valve | 1988-12-26 | FALSE | 1988-12-26 | FALSE | Currently in Use | E-0 | 6000 | Fiberglass | 1989-01-01 |  | Fiberglass Reinforced Plastic | Pressurized
THOMAS EXXON (FORMER) | OLD US HWY 76 | BLAIRSVILLE | Union | 9144008 | 1 | [5 empty] | Removed from Ground | Used Oil | 0 | Not Marked/Unknown | 1972-01-01 | 1972-01-01 | Not Marked
Valero Food Mart | 1775 MURPHY HWY | BLAIRSVILLE | Union | 9144012 | 2UL+ | Ball Float | 1997-01-01 | FALSE | 1997-01-01 | TRUE | Currently in Use | Gas (Historical Use) | 8000 | Galvanic (STIP-3) | 1986-01-01 |  | Fiberglass Reinforced Plastic | Pressurized
Union Co. Road Dept. | 311 INDUSTRIAL BLVD | BLAIRSVILLE | Union | 9144010 | 1 | Flapper Valve | 1998-12-01 | FALSE | 1998-12-01 | FALSE | Removed from Ground | Diesel | 8000 | Steel-Impressed Current | 1983-01-01 |  | Steel (Impressed Current) | Safe Suction (Euro)
FOOD HEAVEN | 6011 YOUNG HARRIS HWY | BLAIRSVILLE | Union | 9144021 | 3B |  | 1997-08-01 | FALSE | 1997-08-01 | FALSE | Removed from Ground | Diesel | 2000 | Composite | 1997-08-01 |  | Fiberglass Reinforced Plastic | Suction (American)
BLAIRSVILLE MARATHON | 16 BRACKETTS WAY | BLAIRSVILLE | Union | 9144023 | 3B | Ball Float | 1998-09-29 | FALSE | 1998-09-30 | FALSE | Currently in Use | Diesel | 7500 | Composite | 1998-12-15 |  | Double-Walled Flex | Pressurized
Marathon | 10613 MURPHY HWY | BLAIRSVILLE | Union | 9144027 | 1 |  | 1999-01-01 | FALSE | 1999-01-01 | FALSE | Currently in Use | Gas (Historical Use) | 12000 | Epoxy | 1999-01-01 |  | Double-Walled Flex | Pressurized
VICTORY EXPRESS | 1058 KIUTUESTIA CREEK RD | BLAIRSVILLE | Union | 10002137 | 1C |  | 2012-08-20 | FALSE | 2012-08-21 | FALSE | Currently in Use | Gas (Historical Use) | 5000 | Composite Double Walled | 2012-08-15 |  | Double-Walled Fiberglass | Pressurized
H H RICHARDS GEN MDSE | 10862 BLUE RIDGE HWY | BLAIRSVILLE | Union | 1440016 | 7 |  | 1995-05-01 |  | 1995-05-01 |  | Temporarily out of use | Gas (Historical Use) | 1000 | Galvanic (STIP-3) | 1995-05-01 |  | Fiberglass Reinforced Plastic | Safe Suction (Euro)
H H RICHARDS GEN MDSE | 10862 BLUE RIDGE HWY | BLAIRSVILLE | Union | 1440016 | 4 | [5 empty] | Removed from Ground | Diesel | 1000 | Bare Steel | 1961-04-10 | 1995-02-21 | Galvanized Steel | Safe Suction (Euro)
CIRCLE K #2702008 | 12 MURPHY HWY | BLAIRSVILLE | Union | 1440037 | 1 | Flapper Valve | 1994-05-31 | FALSE | 1994-05-31 | FALSE | Currently in Use | Regular | 8000 | Steel-Impressed Current | 1982-05-01 |  | Fiberglass Reinforced Plastic | Pressurized
GOLD KIST | WELLBOR ST | BLAIRSVILLE | Union | 1440028 | 1 | [5 empty] | Removed from Ground | Gas (Historical Use) | 2000 | Bare Steel | 1974-05-11 | 1990-09-04 | Galvanized Steel
MOUNTAIN VIEW MARKET | 2554 HWY 515 E | BLAIRSVILLE | Union | 9144016 | PLUS | Flapper Valve | 1988-04-01 | FALSE | 1988-04-01 | FALSE | Removed from Ground | Gas (Historical Use) | 10000 | Steel-Impressed Current | 1988-04-01 | 2020-03-28 | Steel (Impressed Current) | Pressurized
Valero Food Mart | 1775 MURPHY HWY | BLAIRSVILLE | Union | 9144012 | 3PREM | Ball Float | 1997-01-01 | FALSE | 1997-01-01 | TRUE | Currently in Use | Gas (Historical Use) | 8000 | Galvanic (STIP-3) | 1986-01-01 |  | Fiberglass Reinforced Plastic | Pressurized
Union Co. Road Dept. | 311 INDUSTRIAL BLVD | BLAIRSVILLE | Union | 9144010 | 2 | Flapper Valve | 1998-12-01 | FALSE | 1998-12-01 | FALSE | Removed from Ground | Regular | 10000 | Steel-Impressed Current | 1983-01-01 |  | Steel (Impressed Current) | Safe Suction (Euro)
H & S TRADING LLC | 58 MULKEY GAP RD | BLAIRSVILLE | Union | 9144020 | 4 |  | 1996-04-01 | FALSE | 1996-04-01 | FALSE | Temporarily out of use | Kerosene | 1000 | Fiberglass | 1996-04-01 |  | Fiberglass Reinforced Plastic | Pressurized
H & S TRADING LLC | 58 MULKEY GAP RD | BLAIRSVILLE | Union | 9144020 | 5 |  | 1999-02-12 | FALSE | 1999-02-15 | FALSE | Temporarily out of use | Diesel | 6000 | Fiberglass | 1999-02-04 |  | Fiberglass Reinforced Plastic | Pressurized
INGLES GAS EXPRESS #98 | 229 HWY 515 BLAIRSVILLE BYPASS | BLAIRSVILLE | Union | 10001915 | 2B | Flapper Valve | 2010-10-01 | FALSE | 2010-10-01 | FALSE | Currently in Use | Diesel | 5000 | Fiberglass Double Walled | 2010-05-01 |  | Double-Walled Flex | Pressurized
Marathon | 10613 MURPHY HWY | BLAIRSVILLE | Union | 9144027 | 2B |  | 1999-01-01 | FALSE | 1999-01-01 | FALSE | Currently in Use | Kerosene | 2000 | Epoxy | 1999-01-01 |  | Double-Walled Flex | Pressurized
BOOGER HOLLOW STORE | 5315 GAINESVILLE HWY | BLAIRSVILLE | Union | 9144026 | 4 | Flapper Valve | 1999-07-09 | FALSE | 1999-07-09 | FALSE | Currently in Use | Diesel Off Road | 4000 | Composite | 1999-07-02 |  | Fiberglass Reinforced Plastic | Pressurized
BOOGER HOLLOW STORE | 5315 GAINESVILLE HWY | BLAIRSVILLE | Union | 9144026 | 5 | Ball Float | 1999-07-09 | FALSE | 1999-07-09 | FALSE | Currently in Use | E-0 | 2000 | Composite | 1999-07-02 |  | Fiberglass Reinforced Plastic | Pressurized
REDS COUNTRY STORE | 199 FOSTER RD | BLAIRSVILLE | Union | 10001654 | 1A | Ball Float | 2008-09-01 | FALSE | 2008-09-01 | FALSE | Currently in Use | Gas (Historical Use) | 10000 | Composite | 2008-08-29 |  | Double-Walled Fiberglass | Pressurized
WINFIELD SCOTT GROCERY | 3971 WOLF PEN GAP RD | SUCHES | Union | 1440039 | 1 | [5 empty] | Removed from Ground | Diesel | 560 | Bare Steel | 1972-01-05 | 1997-01-01 | Galvanized Steel
ALLTEL STANDARD TELEPHONE CO | 835 RIVER RD | BLAIRSVILLE | Union | 9144001 | 2 |  | 1992-01-01 |  | 1992-01-01 |  | Removed from Ground | Diesel | 2000 | Galvanic (STIP-3) | 1992-01-01 | 1999-04-26 | Fiberglass Reinforced Plastic | Suction (American)
ALEXANDERS GENERAL STORE | 4966 TOWN CREEK SCHOOL RD | BLAIRSVILLE | Union | 9144003 | 2 | [5 empty] | Removed from Ground | Gas (Historical Use) | 1000 | Bare Steel | 1994-12-01 | 1994-12-01 | Galvanized Steel | Safe Suction (Euro)
US FOREST SERV-BRASSTOWN WORK CE | HWY 76 EAST | BLAIRSVILLE | Union | 9144006 | 49 | [5 empty] | Removed from Ground | Gas (Historical Use) | 500 | Bare Steel | 1968-01-01 | 1988-12-01 | Galvanized Steel
Union Co. Road Dept. | 311 INDUSTRIAL BLVD | BLAIRSVILLE | Union | 9144010 | 3B | Flapper Valve | 2020-04-15 | FALSE | 2020-04-15 | FALSE | Currently in Use | Diesel On Road | 10000 | Composite Double Walled | 2019-12-18 |  | Double-Walled Flex | Pressurized
FOOD HEAVEN | 6011 YOUNG HARRIS HWY | BLAIRSVILLE | Union | 9144021 | 1 |  | 1997-08-01 | FALSE | 1997-08-01 | FALSE | Removed from Ground | Gas (Historical Use) | 12000 | Composite | 1997-08-01 |  | Fiberglass Reinforced Plastic | Pressurized
HARRYS PANTRY | 40 HWY 325 | BLAIRSVILLE | Union | 9144022 | 3 | Flapper Valve | 1998-11-20 | FALSE | 1998-11-20 | FALSE | Currently in Use | E-10 | 2000 | Fiberglass | 1998-11-20 |  | Fiberglass Reinforced Plastic | Pressurized
BLAIRSVILLE MARATHON | 16 BRACKETTS WAY | BLAIRSVILLE | Union | 9144023 | 4 |  | 1998-09-29 |  | 1998-09-30 |  | Currently in Use | Gas (Historical Use) | 7500 | Composite | 1998-09-25 |  | Double Walled | Pressurized
CCTD PARTNERSHIP | 10 COURTHOUSE SQ | BLAIRSVILLE | Union | 9144015 | 5 | [5 empty] | Removed from Ground | Kerosene | 500 | Marked Unknown | 1978-01-01 | 1978-01-01 | Unknown
ALBA MART LLC | 26 Deavers Rd | BLAIRSVILLE | Union | 9144017 | 2 | Flapper Valve | 1995-06-01 | FALSE | 1995-06-01 | FALSE | Currently in Use | Premium | 6000 | Steel-Impressed Current | 1995-05-01 |  | Flex | Suction (American)
H & S TRADING LLC | 58 MULKEY GAP RD | BLAIRSVILLE | Union | 9144020 | 2 |  | 1996-04-01 | FALSE | 1996-04-01 | FALSE | Temporarily out of use | Gas (Historical Use) | 4000 | Fiberglass | 1996-04-01 |  | Fiberglass Reinforced Plastic | Pressurized
BLAIRSVILLE MARATHON | 16 BRACKETTS WAY | BLAIRSVILLE | Union | 9144023 | 2 |  | 1998-09-29 |  | 1998-09-30 |  | Currently in Use | Diesel | 4000 | Composite | 1998-09-25 |  | Double Walled | Pressurized
Marathon | 10613 MURPHY HWY | BLAIRSVILLE | Union | 9144027 | 2A |  | 1999-01-01 | FALSE | 1999-01-01 | FALSE | Currently in Use | Gas (Historical Use) | 10000 | Epoxy | 1999-01-01 |  | Double-Walled Flex | Pressurized
REDS COUNTRY STORE | 199 FOSTER RD | BLAIRSVILLE | Union | 10001654 | 1B | Ball Float | 2008-09-01 | FALSE | 2008-09-01 | FALSE | Currently in Use | Gas (Historical Use) | 5000 | Composite | 2008-08-29 |  | Double-Walled Fiberglass | Pressurized
MURPHY STORE #7660 | 2257 B GA HWY 515 | BLAIRSVILLE | Union | 10002608 | 2A |  | 2016-09-26 | FALSE | 2016-08-15 | FALSE | Currently in Use | E-10 | 6000 | Fiberglass Double Walled | 2016-06-29 |  | Double-Walled Fiberglass | Pressurized
FARMERS MUTUAL EXCHANGE | HIAWASSEE ST | BLAIRSVILLE | Union | 1440038 | 1 | [5 empty] | Removed from Ground | Gas (Historical Use) | 2000 | Bare Steel | 1978-01-03 | 1899-12-31 | Galvanized Steel
F E DYER | 3466 GAINESVILLE HWY | BLAIRSVILLE | Union | 1440018 | UL | [5 empty] | Removed from Ground | Gas (Historical Use) | 550 | Bare Steel | 1966-05-04 | 1995-01-01 | Galvanized Steel
LOST CREEK ONE STOP | 2096 MULKY GAP RD | BLAIRSVILLE | Union | 9144013 | 2B | Ball Float | 1994-08-24 | FALSE | 1994-08-24 | FALSE | Currently in Use | Diesel | 5000 | Composite | 1994-08-20 |  | Fiberglass Reinforced Plastic | Pressurized
COZY COVE MARINA & GENERAL STORE | 6036 ST HWY 325 | BLAIRSVILLE | Union | 9144018 | 2 |  | 1995-01-01 |  | 1995-01-01 |  | Removed from Ground | Gas (Historical Use) | 4000 | Galvanic (STIP-3) | 1995-01-01 | 2011-06-13 | Fiberglass Reinforced Plastic | Pressurized
INGLES GAS EXPRESS #98 | 229 HWY 515 BLAIRSVILLE BYPASS | BLAIRSVILLE | Union | 10001915 | 2A | Flapper Valve | 2010-10-01 | FALSE | 2010-10-01 | FALSE | Currently in Use | Diesel | 5000 | Fiberglass Double Walled | 2010-10-01 |  | Double-Walled Flex | Pressurized
WOLFPEN GAP COUNTRY STORE | 41 WOLF PEN GAP RD | SUCHES | Union | 1440020 | 2 |  | 1998-12-21 |  | 1998-12-21 |  | Removed from Ground | Diesel | 2000 | Steel-Impressed Current | 1971-05-10 | 2004-07-19 | Fiberglass Reinforced Plastic | Safe Suction (Euro)
REDS COUNTRY STORE | 199 FOSTER RD | BLAIRSVILLE | Union | 10001654 | 2B | Flapper Valve | 2008-09-01 | FALSE | 2008-09-01 | FALSE | Currently in Use | Diesel Off Road | 3000 | Composite | 2008-08-29 |  | Double-Walled Fiberglass | Safe Suction (Euro)
WOLFPEN GAP COUNTRY STORE | 41 WOLF PEN GAP RD | SUCHES | Union | 1440020 | 1 |  | 1998-12-21 |  | 1998-12-21 |  | Removed from Ground | Kerosene | 2000 | Steel-Impressed Current | 1971-05-10 | 2004-07-19 | Fiberglass Reinforced Plastic | Safe Suction (Euro)
SARAS GROCERY | HWY 76 | YOUNG HARRIS | Union | 1440030 | 2 | [5 empty] | Removed from Ground | Gas (Historical Use) | 2000 | Bare Steel | 1974-05-10 | 1989-01-01 | Galvanized Steel
CCTD PARTNERSHIP | 10 COURTHOUSE SQ | BLAIRSVILLE | Union | 9144015 | 1 | [5 empty] | Removed from Ground | Gas (Historical Use) | 3000 | Marked Unknown | 1978-01-01 | 1978-01-01 | Unknown
CCTD PARTNERSHIP | 10 COURTHOUSE SQ | BLAIRSVILLE | Union | 9144015 | 4 | [5 empty] | Removed from Ground | Diesel | 3000 | Marked Unknown | 1978-01-01 | 1978-01-01 | Unknown
COZY COVE MARINA & GENERAL STORE | 6036 ST HWY 325 | BLAIRSVILLE | Union | 9144018 | 1 | [5 empty] | Closed in Ground | Gas (Historical Use) | 500 | Bare Steel | 1940-01-01 | 1995-11-09 | Bare Steel | Suction (American)
BLAIRSVILLE MARATHON | 16 BRACKETTS WAY | BLAIRSVILLE | Union | 9144023 | 2A | Ball Float | 1998-09-29 | FALSE | 1998-09-30 | FALSE | Currently in Use | Diesel | 4000 | Composite | 1998-09-25 |  | Double-Walled Flex | Pressurized
Marathon | 10613 MURPHY HWY | BLAIRSVILLE | Union | 9144027 | 3A |  | 1999-01-01 | FALSE | 1999-01-01 | FALSE | Currently in Use | Diesel | 8000 | Epoxy | 1999-01-01 |  | Double-Walled Flex | Pressurized
VICTORY EXPRESS | 1058 KIUTUESTIA CREEK RD | BLAIRSVILLE | Union | 10002137 | 1B |  | 2012-08-20 | FALSE | 2012-08-21 | FALSE | Currently in Use | Diesel | 8000 | Composite Double Walled | 2012-08-15 |  | Double-Walled Fiberglass | Pressurized
INGLES GAS EXPRESS #98 | 229 HWY 515 BLAIRSVILLE BYPASS | BLAIRSVILLE | Union | 10001915 | 1B | Flapper Valve | 2010-10-01 | FALSE | 2010-10-01 | FALSE | Currently in Use | Premium | 7000 | Fiberglass Double Walled | 2010-05-01 |  | Double-Walled Flex | Pressurized
WINFIELD SCOTT GROCERY | 3971 WOLF PEN GAP RD | SUCHES | Union | 1440039 | 4A |  | 1997-01-01 |  | 1997-01-01 |  | Temporarily out of use | Gas (Historical Use) | 1000 | Composite | 1997-01-01 |  | Fiberglass Reinforced Plastic | Safe Suction (Euro)
LOST CREEK ONE STOP | 2096 MULKY GAP RD | BLAIRSVILLE | Union | 9144013 | 2A | Ball Float | 1994-08-24 | FALSE | 1994-08-24 | FALSE | Currently in Use | Premium |  | Composite | 1994-08-20 |  | Fiberglass Reinforced Plastic | Pressurized
HARRYS PANTRY | 40 HWY 325 | BLAIRSVILLE | Union | 9144022 | 1 | Ball Float | 1998-11-20 | FALSE | 1998-11-20 | FALSE | Currently in Use | Regular | 12000 | Fiberglass | 1998-11-20 |  | Fiberglass Reinforced Plastic | Pressurized
CHEVRON FOOD MART | 430A YOUNG HARRIS HWY | BLAIRSVILLE | Union | 10000468 | 2A | Flapper Valve | 2003-08-13 | FALSE | 2003-08-13 | FALSE | Currently in Use | Premium | 10000 | Composite | 2003-08-13 |  | Fiberglass Reinforced Plastic | Pressurized
WOLFPEN GAP COUNTRY STORE | 41 WOLF PEN GAP RD | SUCHES | Union | 1440020 | 7 |  | 2000-04-12 | FALSE | 2000-04-12 | FALSE | Currently in Use | Premium | 6000 | Epoxy | 2000-04-12 |  | Fiberglass Reinforced Plastic | Pressurized
WOLFPEN GAP COUNTRY STORE | 41 WOLF PEN GAP RD | SUCHES | Union | 1440020 | 4 |  | 2000-04-12 | FALSE | 2000-04-12 | FALSE | Currently in Use | Regular | 8000 | Epoxy | 2000-04-12 |  | Fiberglass Reinforced Plastic | Pressurized
WOLFPEN GAP COUNTRY STORE | 41 WOLF PEN GAP RD | SUCHES | Union | 1440020 | 5 | [5 empty] | Removed from Ground | Diesel | 550 | Bare Steel | 1971-05-10 | 1998-11-13 | Galvanized Steel | Suction (American)
WINFIELD SCOTT GROCERY | 3971 WOLF PEN GAP RD | SUCHES | Union | 1440039 | 2 | [5 empty] | Removed from Ground | Gas (Historical Use) | 1000 | Bare Steel | 1972-01-05 | 1997-01-01 | Galvanized Steel
BLAIRSVILLE CHEVRON | MAIN ST | BLAIRSVILLE | Union | 1440029 | 1 | Flapper Valve | 1998-07-14 |  | 1998-07-14 |  | Removed from Ground | Gas (Historical Use) | 4000 | Steel-Impressed Current | 1971-05-12 | 2014-07-22 | Steel (Impressed Current) | Safe Suction (Euro)
CIRCLE K #2701094 | 325 Cleveland Street | BLAIRSVILLE | Union | 1440036 | 5 | Flapper Valve | 1995-11-17 | FALSE | 1995-11-17 | FALSE | Currently in Use | Premium | 9816 | Fiberglass | 1995-11-17 |  | Fiberglass Reinforced Plastic | Pressurized
DYERS EXXON | RT 2 HWY 180 | BLAIRSVILLE | Union | 1440026 | 3 | [5 empty] | Removed from Ground | Gas (Historical Use) | 2000 | Bare Steel | 1974-05-11 | 1998-12-01 | Galvanized Steel
HWY 515 SHELL | 434 HWY 515 W | BLAIRSVILLE | Union | 9144007 | 2 | Overfill Alarm | 1988-01-01 | FALSE | 1988-01-01 | FALSE | Temporarily out of use | Regular | 10000 | Steel-Impressed Current | 1988-01-01 |  | Fiberglass Reinforced Plastic | Pressurized
CHEVRON FOOD MART #2 | 5224 MURPHY HWY | BLAIRSVILLE | Union | 9144009 | 5 | Ball Float | 1999-05-01 | FALSE | 1999-05-01 | FALSE | Currently in Use | Diesel | 10000 | Fiberglass | 1998-06-20 |  | Flex | Pressurized
CHEVRON FOOD MART #2 | 5224 MURPHY HWY | BLAIRSVILLE | Union | 9144009 | 4 | Flapper Valve | 1988-12-26 | FALSE | 1988-12-26 | FALSE | Currently in Use | Regular | 10000 | Fiberglass | 1993-01-01 |  | Flex | Pressurized
BLAIRSVILLE MARATHON | 16 BRACKETTS WAY | BLAIRSVILLE | Union | 9144023 | 5 |  | 1998-09-29 |  | 1998-09-30 |  | Currently in Use | Diesel | 7500 | Composite | 1998-12-15 |  | Double Walled | Pressurized
INGLES GAS EXPRESS #98 | 229 HWY 515 BLAIRSVILLE BYPASS | BLAIRSVILLE | Union | 10001915 | 1A | Flapper Valve | 2010-10-01 | FALSE | 2010-10-01 | FALSE | Currently in Use | Regular | 25000 | Fiberglass Double Walled | 2010-05-01 |  | Double-Walled Flex | Pressurized
MURPHY STORE #7660 | 2257 B GA HWY 515 | BLAIRSVILLE | Union | 10002608 | 2B |  | 2015-08-26 | FALSE | 2016-08-15 | FALSE | Currently in Use | Diesel | 10000 | Fiberglass Double Walled | 2016-06-29 |  | Double-Walled Fiberglass | Pressurized
H E TRITT | GA HWY 60 | SUCHES | Union | 1440017 | PREM | [5 empty] | Closed in Ground | Gas (Historical Use) | 1000 | Bare Steel | 1964-05-04 | 1989-01-01 | Unknown
WOODY GAP SCHOOL | RT 1 | SUCHES | Union | 1440009 | 3 | [5 empty] | Removed from Ground | Gas (Historical Use) | 1000 | Cathodically Protected Steel | 1990-04-01 | 1999-09-01 | Bare Steel | Suction (American)
UNION CO MAINT HQ #10121 | 0 .5 MI NORTH OF SR 11 ON CR 269 | BLAIRSVILLE | Union | 1440015 | 121D1 | [5 empty] | Removed from Ground | Gas (Historical Use) | 1000 | Cathodically Protected Steel | 1988-01-01 | 2001-09-18 | Galvanized Steel
BLAIRSVILLE CHEVRON | MAIN ST | BLAIRSVILLE | Union | 1440029 | 4 | Flapper Valve | 1998-07-14 |  | 1998-07-14 |  | Removed from Ground | Diesel | 1000 | Steel-Impressed Current | 1971-05-12 | 2014-07-22 | Steel (Impressed Current) | Safe Suction (Euro)
BUNKER HILL GROCERY | US HWY 76 (BLUERIDGE HWY) | BLAIRSVILLE | Union | 1440023 | 3 | [5 empty] | Removed from Ground | Gas (Historical Use) | 1000 | Bare Steel | 1976-05-08 | 1899-12-31 | Galvanized Steel
STANDARD TELEPHONE | CLEVELAND ST | BLAIRSVILLE | Union | 9144002 | 2 | [5 empty] | Removed from Ground | Diesel | 30000 | Bare Steel | 1982-01-01 | 1990-02-01 | Unknown
US FOREST SERV-BRASSTOWN WORK CE | HWY 76 EAST | BLAIRSVILLE | Union | 9144006 | 46 | [5 empty] | Removed from Ground | Diesel | 1000 | Bare Steel | 1975-01-01 | 1988-12-01 | Galvanized Steel
US FOREST SERV-BRASSTOWN WORK CE | HWY 76 EAST | BLAIRSVILLE | Union | 9144006 | 43 | [5 empty] | Removed from Ground | Gas (Historical Use) | 500 | Bare Steel | 1979-01-01 | 1988-12-01 | Galvanized Steel
UNION CO FORESTRY UNIT | 3021 PAT COLWELL RD | BLAIRSVILLE | Union | 9144005 | 196184 |  | 1991-12-03 |  | 1991-12-03 |  | Removed from Ground | Diesel | 1000 | Galvanic (STIP-3) | 1991-12-13 | 2002-10-22 | Cathodically Protected | Safe Suction (Euro)
OLD UNION CO MAINT HQ 10193 | OFF GA HWY 11/INDUSTRIAL PARK | BLAIRSVILLE | Union | 9144014 | 10193-1 | [5 empty] | Removed from Ground | Gas (Historical Use) | 2000 | Bare Steel | 1968-05-03 | 1990-06-01 | Galvanized Steel
H & S TRADING LLC | 58 MULKEY GAP RD | BLAIRSVILLE | Union | 9144020 | 3 |  | 1996-04-01 | FALSE | 1996-04-01 | FALSE | Temporarily out of use | Diesel | 2000 | Fiberglass | 1996-04-01 |  | Fiberglass Reinforced Plastic | Pressurized
BOOGER HOLLOW STORE | 5315 GAINESVILLE HWY | BLAIRSVILLE | Union | 9144026 | 2 | Ball Float | 1999-07-09 | FALSE | 1999-07-09 | FALSE | Currently in Use | Premium | 8000 | Composite | 1999-07-02 |  | Fiberglass Reinforced Plastic | Pressurized
WINFIELD SCOTT GROCERY | 3971 WOLF PEN GAP RD | SUCHES | Union | 1440039 | 3 | [5 empty] | Removed from Ground | Gas (Historical Use) | 1000 | Bare Steel | 1972-01-05 | 1997-01-01 | Galvanized Steel
BLAIRSVILLE MARATHON | 16 BRACKETTS WAY | BLAIRSVILLE | Union | 9144023 | 1 | Ball Float | 1998-09-29 | FALSE | 1998-09-30 | FALSE | Currently in Use | Regular | 15000 | Composite | 1998-09-25 |  | Double-Walled Flex | Pressurized
Marathon | 10613 MURPHY HWY | BLAIRSVILLE | Union | 9144027 | 3B |  | 1999-01-01 | FALSE | 1999-01-01 | FALSE | Currently in Use | Diesel | 4000 | Epoxy | 1999-01-01 |  | Double-Walled Flex | Pressurized
MURPHY STORE #7660 | 2257 B GA HWY 515 | BLAIRSVILLE | Union | 10002608 | 2C |  | 2015-09-26 | FALSE | 2016-08-15 | FALSE | Currently in Use | E-85 | 8000 | Fiberglass Double Walled | 2016-06-29 |  | Double-Walled Fiberglass | Pressurized
WOLFPEN GAP COUNTRY STORE | 41 WOLF PEN GAP RD | SUCHES | Union | 1440020 | 3 |  | 1998-12-21 |  | 1998-12-21 |  | Removed from Ground | Diesel | 2000 | Steel-Impressed Current | 1971-05-10 | 2004-07-19 | Fiberglass Reinforced Plastic | Safe Suction (Euro)
JIMMY WATKINS GROCERY | 6196 HWY 60 | SUCHES | Union | 1440021 | 1 | [5 empty] | Removed from Ground | Gas (Historical Use) | 550 | Bare Steel | 1961-05-12 | 1899-12-31 | Galvanized Steel | Suction (American)
LOST CREEK ONE STOP | 2096 MULKY GAP RD | BLAIRSVILLE | Union | 9144013 | 3B | Ball Float | 1994-08-24 | FALSE | 1994-08-24 | FALSE | Currently in Use | Diesel | 3000 | Composite | 1994-08-20 |  | Fiberglass Reinforced Plastic | Pressurized
ROBERT W WOODRUFF SCOUT RESERVAT | 10387 BOY SCOUT ROAD | BLAIRSVILLE | Union | 9144025 | 1 | [5 empty] | Removed from Ground | Gas (Historical Use) | 500 | Marked Unknown | 1999-03-01 | 1999-03-01 | Unknown
J R RICH | HWY 129 & 19 S | BLAIRSVILLE | Union | 9114009 | 1 | [5 empty] | Removed from Ground | Gas (Historical Use) | 550 | Bare Steel | 1993-10-16 | 1993-10-16 | Bare Steel | Suction (American)
MURPHY STORE #7660 | 2257 B GA HWY 515 | BLAIRSVILLE | Union | 10002608 | 1A |  | 2016-09-26 | FALSE | 2016-08-15 | FALSE | Currently in Use | E-10 | 25000 | Fiberglass Double Walled | 2016-06-29 |  | Double-Walled Fiberglass | Pressurized
SARAS GROCERY | HWY 76 | YOUNG HARRIS | Union | 1440030 | 1 | [5 empty] | Removed from Ground | Gas (Historical Use) | 4000 | Bare Steel | 1974-05-10 | 1989-01-01 | Galvanized Steel
BLAIRSVILLE MARATHON | 16 BRACKETTS WAY | BLAIRSVILLE | Union | 9144023 | 3 |  | 1998-09-29 |  | 1998-09-30 |  | Currently in Use | Diesel | 4000 | Composite | 1998-09-25 |  | Double Walled | Pressurized
CHEVRON FOOD MART | 430A YOUNG HARRIS HWY | BLAIRSVILLE | Union | 10000468 | 1 | Flapper Valve | 2003-08-13 | FALSE | 2003-08-13 | FALSE | Currently in Use | Regular | 20000 | Composite | 2003-08-13 |  | Fiberglass Reinforced Plastic | Pressurized
VICTORY EXPRESS | 1058 KIUTUESTIA CREEK RD | BLAIRSVILLE | Union | 10002137 | 1A |  | 2012-08-20 | FALSE | 2012-08-21 | FALSE | Currently in Use | Gas (Historical Use) | 12000 | Composite Double Walled | 2012-08-12 |  | Double-Walled Fiberglass | Pressurized
VICTORY EXPRESS | 1058 KIUTUESTIA CREEK RD | BLAIRSVILLE | Union | 10002137 | 1D |  | 2012-08-20 | FALSE | 2012-08-21 | FALSE | Currently in Use | Diesel | 5000 | Composite Double Walled | 2012-08-15 |  | Double-Walled Fiberglass | Pressurized
WINFIELD SCOTT GROCERY | 3971 WOLF PEN GAP RD | SUCHES | Union | 1440039 | 4B |  | 1997-01-01 |  | 1997-01-01 |  | Temporarily out of use | Gas (Historical Use) | 2000 | Composite | 1997-01-01 |  | Fiberglass Reinforced Plastic | Safe Suction (Euro)
SARAS GROCERY | HWY 76 | YOUNG HARRIS | Union | 1440030 | 3 | [5 empty] | Removed from Ground | Gas (Historical Use) | 1000 | Bare Steel | 1974-05-10 | 1989-01-01 | Galvanized Steel
HARRYS PANTRY | 40 HWY 325 | BLAIRSVILLE | Union | 9144022 | 2 | Ball Float | 1998-11-20 | FALSE | 1998-11-20 | FALSE | Currently in Use | Premium | 4000 | Fiberglass | 1998-11-20 |  | Fiberglass Reinforced Plastic | Pressurized
BLAIRSVILLE MARATHON | 16 BRACKETTS WAY | BLAIRSVILLE | Union | 9144023 | 2B | Ball Float | 1998-09-29 | FALSE | 1998-09-30 | FALSE | Currently in Use | E-0 | 4000 | Composite | 1998-09-25 |  | Double-Walled Flex | Pressurized
BOOGER HOLLOW STORE | 5315 GAINESVILLE HWY | BLAIRSVILLE | Union | 9144026 | 3 | Ball Float | 1999-07-09 | FALSE | 1999-07-09 | FALSE | Currently in Use | Diesel | 8000 | Composite | 1999-07-02 |  | Fiberglass Reinforced Plastic | Pressurized
J R RICH | HWY 129 & 19 S | BLAIRSVILLE | Union | 9114009 | 2 | [5 empty] | Removed from Ground | Gas (Historical Use) | 550 | Bare Steel | 1993-10-16 | 1993-10-16 | Bare Steel | Suction (American)
CHEVRON FOOD MART | 430A YOUNG HARRIS HWY | BLAIRSVILLE | Union | 10000468 | 2B | Flapper Valve | 2003-08-13 | FALSE | 2003-08-13 | FALSE | Currently in Use | Diesel | 10000 | Composite | 2003-08-13 |  | Fiberglass Reinforced Plastic | Pressurized
CHEVRON FOOD MART #2 | 5224 MURPHY HWY | BLAIRSVILLE | Union | 9144009 | 1 | Flapper Valve | 1988-12-26 | FALSE | 1988-12-26 | FALSE | Currently in Use | Regular | 6000 | Fiberglass | 1989-01-01 |  | Fiberglass Reinforced Plastic | Pressurized
WINFIELD SCOTT GROCERY | 3971 WOLF PEN GAP RD | SUCHES | Union | 1440039 | 5 |  | 1997-01-01 |  | 1997-01-01 |  | Temporarily out of use | Gas (Historical Use) | 1000 | Composite | 1997-01-01 |  | Fiberglass Reinforced Plastic | Safe Suction (Euro)
HWY 515 SHELL | 434 HWY 515 W | BLAIRSVILLE | Union | 9144007 | 5 | Overfill Alarm | 1988-01-01 | FALSE | 1988-01-01 | FALSE | Temporarily out of use | Diesel | 2000 | Steel-Impressed Current | 1988-01-01 |  | Fiberglass Reinforced Plastic | Pressurized
MOUNTAIN VIEW MARKET | 2554 HWY 515 E | BLAIRSVILLE | Union | 9144016 | DIESEL | Flapper Valve | 1988-04-01 | FALSE | 1988-04-01 | FALSE | Removed from Ground | Diesel | 10000 | Steel-Impressed Current | 1988-04-01 | 2020-03-28 | Steel (Impressed Current) | Pressurized
CCTD PARTNERSHIP | 10 COURTHOUSE SQ | BLAIRSVILLE | Union | 9144015 | 2 | [5 empty] | Removed from Ground | Gas (Historical Use) | 3000 | Marked Unknown | 1978-01-01 | 1978-01-01 | Unknown
FOOD HEAVEN | 6011 YOUNG HARRIS HWY | BLAIRSVILLE | Union | 9144021 | 2 |  | 1997-08-01 | FALSE | 1997-08-01 | FALSE | Removed from Ground | Gas (Historical Use) | 8000 | Composite | 1997-08-01 |  | Fiberglass Reinforced Plastic | Pressurized
NOTTELY MARINE INC | 86 DOUCETTE CIR | BLAIRSVILLE | Union | 10002219 | 1 |  | 2013-06-28 | FALSE |  | FALSE | Currently in Use | Gas (Historical Use) | 4000 | Fiberglass | 1993-06-28 |  | Double-Walled Fiberglass | Pressurized
WOLFPEN GAP COUNTRY STORE | 41 WOLF PEN GAP RD | SUCHES | Union | 1440020 | 8 |  | 2004-07-19 | FALSE | 2004-07-19 | FALSE | Currently in Use | Diesel | 4000 | Epoxy | 2004-07-19 |  | Fiberglass Reinforced Plastic | Suction (American)
H E TRITT | GA HWY 60 | SUCHES | Union | 1440017 | REG | [5 empty] | Closed in Ground | Gas (Historical Use) | 550 | Bare Steel | 1964-05-04 | 1989-01-01 | Unknown
FLINTSIDE RESTAURANT & MOTEL | US HWY 19 | CULLODEN | Upson | 9145038 | 1 | [5 empty] | Removed from Ground | Used Oil | 1000 | Not Marked/Unknown | 1996-07-25 | 1996-07-25 | Not Marked
FLINTSIDE RESTAURANT & MOTEL | US HWY 19 | CULLODEN | Upson | 9145038 | 2 | [5 empty] | Removed from Ground | Empty | 1000 | Not Marked/Unknown | 1996-07-25 | 1996-07-25 | Not Marked
KEADLE LUMBER ENTERPRISES INC | 889 RAILROAD ST | THOMASTON | Upson | 1450054 | KUL-1 | [5 empty] | Removed from Ground | Gas (Historical Use) | 510 | Bare Steel | 1979-05-10 | 1997-07-07 | Galvanized Steel | Safe Suction (Euro)
WAYNES FINA/SOUTH CENTER TEXACO | 300 SOUTH CENTER ST | THOMASTON | Upson | 1450039 | 56 |  |  | FALSE |  | FALSE | Temporarily out of use | Empty | 3000 | Bare Steel | 1978-05-09 |  |  | Safe Suction (Euro)
NORTHCREEK SHELL | 1078 US HWY 19 NORTH | THOMASTON | Upson | 1450041 | 4 | Ball Float | 2000-05-18 | FALSE | 2000-05-18 | FALSE | Currently in Use | Regular | 15000 | Composite | 2000-05-18 |  |  | Pressurized
KEADLE LUMBER ENTERPRISES INC | 889 RAILROAD ST | THOMASTON | Upson | 1450054 | YARD-1 | [5 empty] | Removed from Ground | Diesel | 1500 | Bare Steel | 1979-05-10 | 1997-07-07 | Galvanized Steel | Safe Suction (Euro)
SUNNY SIDE COUNTRY STORE | 3108 CREST HWY | THOMASTON | Upson | 1450058 | 4 | Flapper Valve | 1999-06-01 | FALSE | 1999-06-01 | FALSE | Currently in Use | Diesel | 6000 | Composite | 1999-06-01 |  | Double-Walled Fiberglass | Pressurized
SUNNY SIDE COUNTRY STORE | 3108 CREST HWY | THOMASTON | Upson | 1450058 | 7 | Flapper Valve | 2025-05-28 | FALSE | 2025-05-28 | FALSE | Currently in Use | Diesel On Road | 8000 | Composite Double Walled | 2025-05-28 |  | Double-Walled Flex | Pressurized
SUNNY SIDE COUNTRY STORE | 3108 CREST HWY | THOMASTON | Upson | 1450058 | 5 | Flapper Valve | 2025-05-28 | FALSE | 2025-05-28 | FALSE | Currently in Use | Regular | 10000 | Composite Double Walled | 2025-05-28 |  | Double-Walled Flex | Pressurized
SOUTHSIDE AMOCO | 500 SOUTH CENTER ST | THOMASTON | Upson | 1450042 | 2 | [5 empty] | Removed from Ground | Gas (Historical Use) | 3000 | Bare Steel | 1965-05-10 | 1993-03-05 | Unknown
SOUTHSIDE AMOCO | 500 SOUTH CENTER ST | THOMASTON | Upson | 1450042 | 12 | Flapper Valve | 1993-05-01 | FALSE | 1993-05-01 | FALSE | Currently in Use | Kerosene | 6000 | Composite | 1993-03-09 |  | Fiberglass Reinforced Plastic | Pressurized
HANDY MART | 204 EAST WALKER ST | THOMASTON | Upson | 1450043 | 1 | [5 empty] | Removed from Ground | Gas (Historical Use) | 6000 | Bare Steel | 1966-05-10 | 1992-11-10 | Unknown
COLONIAL BAKING CO | COUNTY RD | THOMASTON | Upson | 1450045 | 1 | [5 empty] | Closed in Ground | Empty | 1000 | Bare Steel | 1973-05-10 | 1988-12-01 | Galvanized Steel
SRI-TECH INC T/A BEST VALUE FOOD STORE | 350 SOUTH CHURCH ST | THOMASTON | Upson | 1450044 | 3 | [5 empty] | Removed from Ground | Gas (Historical Use) | 6000 | Bare Steel | 1970-05-10 | 1989-09-20 | Galvanized Steel
SUNNY SIDE COUNTRY STORE | 3108 CREST HWY | THOMASTON | Upson | 1450058 | 2 | Flapper Valve | 1987-01-01 | FALSE | 1987-01-01 | FALSE | Removed from Ground | Diesel Off Road | 8000 | Fiberglass | 1987-01-01 |  | Fiberglass Reinforced Plastic | Suction (American)
WAYNES FINA/SOUTH CENTER TEXACO | 300 SOUTH CENTER ST | THOMASTON | Upson | 1450039 | 55 |  |  | FALSE |  | FALSE | Temporarily out of use | Gas (Historical Use) | 4000 | Bare Steel | 1978-05-09 |  |  | Safe Suction (Euro)
NORTHCREEK SHELL | 1078 US HWY 19 NORTH | THOMASTON | Upson | 1450041 | 2 |  | 1998-10-27 |  | 1998-10-27 |  | Removed from Ground | Gas (Historical Use) | 8000 | Steel-Impressed Current | 1981-05-06 | 1999-07-01 | Cathodically Protected | Pressurized
SOUTHSIDE AMOCO | 500 SOUTH CENTER ST | THOMASTON | Upson | 1450042 | 10 | Ball Float | 1993-05-01 | FALSE | 1993-05-01 | FALSE | Currently in Use | Premium | 10000 | Composite | 1993-03-09 |  | Fiberglass Reinforced Plastic | Pressurized
HANDY MART | 204 EAST WALKER ST | THOMASTON | Upson | 1450043 | 3 | [5 empty] | Removed from Ground | Gas (Historical Use) | 4000 | Bare Steel | 1966-05-10 | 1992-11-10 | Unknown
SRI-TECH INC T/A BEST VALUE FOOD STORE | 350 SOUTH CHURCH ST | THOMASTON | Upson | 1450044 | 1 | [5 empty] | Removed from Ground | Gas (Historical Use) | 6000 | Bare Steel | 1970-05-10 | 1989-09-20 | Galvanized Steel
TROYS FOOD STORE | 213 A ST | THOMASTON | Upson | 1450020 | 1 | [5 empty] | Removed from Ground | Gas (Historical Use) | 4000 | Bare Steel | 1976-04-12 | 1996-10-01 | Galvanized Steel
SOUTHSIDE GROCERY | 5775 INDIAN TRAIL | THOMASTON | Upson | 1450018 | C-2 |  | 1999-03-01 |  | 1999-03-01 | TRUE | Removed from Ground | Gas (Historical Use) | 5000 | Steel-Impressed Current | 1983-04-11 | 2012-04-04 | Double Walled | Safe Suction (Euro)
EDENFIELD FOOD SERVICE INC | 1954 HWY 19 SOUTH | THOMASTON | Upson | 1450050 | 1 | [5 empty] | Removed from Ground | Gas (Historical Use) | 3000 | Marked Unknown | 1978-05-10 | 1998-08-11 | Unknown
NORTHCREEK SHELL | 1078 US HWY 19 NORTH | THOMASTON | Upson | 1450041 | 6 | Ball Float | 2000-05-18 | FALSE | 2000-05-18 | FALSE | Currently in Use | Diesel On Road | 12000 | Composite | 2000-05-18 |  |  | Pressurized
NORTHCREEK SHELL | 1078 US HWY 19 NORTH | THOMASTON | Upson | 1450041 | 8 | Ball Float | 2000-05-18 | FALSE | 2000-05-18 | FALSE | Currently in Use | Kerosene | 4000 | Composite | 2000-05-18 |  | Flex | Pressurized
SOUTHSIDE AMOCO | 500 SOUTH CENTER ST | THOMASTON | Upson | 1450042 | 3 | [5 empty] | Removed from Ground | Gas (Historical Use) | 3000 | Bare Steel | 1965-05-10 | 1993-03-05 | Unknown
WAYNES FINA/SOUTH CENTER TEXACO | 300 SOUTH CENTER ST | THOMASTON | Upson | 1450039 | 57 |  |  | FALSE |  | FALSE | Temporarily out of use | Gas (Historical Use) | 3000 | Bare Steel | 1978-05-09 |  |  | Safe Suction (Euro)
SRI-TECH INC T/A BEST VALUE FOOD STORE | 350 SOUTH CHURCH ST | THOMASTON | Upson | 1450044 | 4 | [5 empty] | Removed from Ground | Gas (Historical Use) | 6000 | Bare Steel | 1974-05-09 | 1989-09-20 | Galvanized Steel
FLASH FOODS #134 | 1450 US HWY 19 NORTH & HART ST | THOMASTON | Upson | 1450024 | 1 |  | 1996-06-18 |  | 1996-06-18 |  | Removed from Ground | Empty | 8000 | Steel-Impressed Current | 1980-01-01 | 2001-02-01 | Galvanized Steel | Pressurized
COMMUNITY SUPERETTE | 424 JEFF DAVIS RD | THOMASTON | Upson | 1450030 | 4 | Flapper Valve | 1999-05-31 | FALSE | 1999-05-31 | FALSE | Currently in Use | Diesel | 3000 | Steel-Impressed Current | 1982-05-09 |  | Steel (Impressed Current) | Pressurized
KEADLE LUMBER ENTERPRISES INC | 889 RAILROAD ST | THOMASTON | Upson | 1450054 | SHOPUL-1 | [5 empty] | Removed from Ground | Gas (Historical Use) | 1000 | Bare Steel | 1979-05-10 | 1997-07-07 | Galvanized Steel | Safe Suction (Euro)
KEADLE LUMBER ENTERPRISES INC | 889 RAILROAD ST | THOMASTON | Upson | 1450054 | OLIN-1 | [5 empty] | Removed from Ground | Diesel | 3000 | Bare Steel | 1979-05-10 | 1997-07-07 | Galvanized Steel | Safe Suction (Euro)
KEADLE LUMBER ENTERPRISES INC | 889 RAILROAD ST | THOMASTON | Upson | 1450054 | ROAD-1 | [5 empty] | Removed from Ground | Diesel | 560 | Bare Steel | 1979-05-10 | 1997-07-07 | Galvanized Steel | Safe Suction (Euro)
SUNNY SIDE COUNTRY STORE | 3108 CREST HWY | THOMASTON | Upson | 1450058 | 1 | Flapper Valve | 1987-01-01 | FALSE | 1987-01-01 | FALSE | Removed from Ground | Regular | 10000 | Fiberglass | 1987-01-01 |  | Fiberglass Reinforced Plastic | Suction (American)
SOUTHSIDE AMOCO | 500 SOUTH CENTER ST | THOMASTON | Upson | 1450042 | 8 | Ball Float | 1993-05-01 | FALSE | 1993-05-01 | FALSE | Currently in Use | Regular | 10000 | Composite | 1993-03-09 |  | Fiberglass Reinforced Plastic | Pressurized
SOUTHSIDE AMOCO | 500 SOUTH CENTER ST | THOMASTON | Upson | 1450042 | 9 | Ball Float | 1993-05-01 | FALSE | 1993-05-01 | FALSE | Currently in Use | Regular | 10000 | Composite | 1993-03-09 |  | Fiberglass Reinforced Plastic | Pressurized
SOUTHSIDE AMOCO | 500 SOUTH CENTER ST | THOMASTON | Upson | 1450042 | 6 | [5 empty] | Removed from Ground | Gas (Historical Use) | 10000 | Bare Steel | 1978-05-07 | 1993-03-05 | Galvanized Steel | Pressurized
COCHRANS GULF/CLOSED BP STATION | 900 BARNESVILLE ST | THOMASTON | Upson | 1450019 | 3 | [5 empty] | Removed from Ground | Gas (Historical Use) | 3000 | Bare Steel | 1966-04-15 | 1994-12-03 | Bare Steel | Safe Suction (Euro)
EDENFIELD FOOD SERVICE INC | 1954 HWY 19 SOUTH | THOMASTON | Upson | 1450050 | 2 | [5 empty] | Removed from Ground | Gas (Historical Use) | 1000 | Bare Steel | 1978-05-10 | 1992-02-04 | Bare Steel | Safe Suction (Euro)
SRI-TECH INC T/A BEST VALUE FOOD STORE | 350 SOUTH CHURCH ST | THOMASTON | Upson | 1450044 | 2R |  | 1998-10-01 | FALSE | 1998-10-01 | FALSE | Currently in Use | Premium | 6000 | Composite | 1989-11-08 |  | Fiberglass Reinforced Plastic | Pressurized
ELLINGTON EXXON | 302 SOUTH CHURCH ST | THOMASTON | Upson | 1450022 | 5 |  |  | TRUE |  | TRUE | Removed from Ground | Used Oil | 500 | Bare Steel | 1968-05-10 | 1998-12-19 | Galvanized Steel
KELLY'S KORNER | 2011 YATESVILLE HWY | THOMASTON | Upson | 1450048 | 4 |  | 1998-03-01 | FALSE | 1998-03-01 | FALSE | Currently in Use | E-0 | 3000 | Steel-Impressed Current | 1980-05-09 |  | Fiberglass Reinforced Plastic | Pressurized
KELLY'S KORNER | 2011 YATESVILLE HWY | THOMASTON | Upson | 1450048 | 1 |  | 1998-03-01 | FALSE | 1998-03-01 | FALSE | Currently in Use | Regular | 4000 | Steel-Impressed Current | 1980-05-09 |  | Fiberglass Reinforced Plastic | Pressurized
COCHRANS GULF/CLOSED BP STATION | 900 BARNESVILLE ST | THOMASTON | Upson | 1450019 | 6 | [5 empty] | Removed from Ground | Gas (Historical Use) | 550 | Bare Steel | 1930-01-01 | 1994-12-03 | Bare Steel | Safe Suction (Euro)
BELL COLONIAL @ 1112 HWY 19 N | 1112 US HWY 19 N | THOMASTON | Upson | 1450057 | 3 |  | 1993-09-15 |  | 1993-09-15 |  | Removed from Ground | Gas (Historical Use) | 4000 | Steel-Impressed Current | 1982-05-14 | 2004-04-25 | Cathodically Protected | Safe Suction (Euro)
WORTHYS STOP & SHOP | 640 TRIUNE MILL RD | THOMASTON | Upson | 1450055 | CENTER | [5 empty] | Closed in Ground | Empty | 4000 | Bare Steel | 1982-05-09 | 1990-12-01 | Unknown
SRI-TECH INC T/A BEST VALUE FOOD STORE | 350 SOUTH CHURCH ST | THOMASTON | Upson | 1450044 | 3R |  | 1998-10-01 | FALSE | 1998-10-01 | FALSE | Currently in Use | Regular | 10000 | Composite | 1989-11-08 |  | Fiberglass Reinforced Plastic | Pressurized
WESTWOOD ACADEMY | 96 PICKARD RD | THOMASTON | Upson | 1450049 | 1 | [5 empty] | Permanently Out of Use - historical purposes | Empty | 500 | Marked Unknown | 1972-05-11 | 1899-12-31 | Unknown
BELL COLONIAL @ 1112 HWY 19 N | 1112 US HWY 19 N | THOMASTON | Upson | 1450057 | 1 |  | 1993-09-15 |  | 1993-09-15 |  | Removed from Ground | Gas (Historical Use) | 10000 | Steel-Impressed Current | 1982-05-14 | 2004-04-25 | Cathodically Protected | Safe Suction (Euro)
WORTHYS STOP & SHOP | 640 TRIUNE MILL RD | THOMASTON | Upson | 1450055 | EAST | [5 empty] | Closed in Ground | Empty | 4000 | Bare Steel | 1982-05-09 | 1990-12-01 | Unknown
SOUTHSIDE AMOCO | 500 SOUTH CENTER ST | THOMASTON | Upson | 1450042 | 11 | Ball Float | 1993-05-01 | FALSE | 1993-05-01 | FALSE | Currently in Use | Diesel | 6000 | Composite | 1993-03-09 |  | Fiberglass Reinforced Plastic | Pressurized
HANDY MART | 204 EAST WALKER ST | THOMASTON | Upson | 1450043 | 4 |  | 1992-11-01 | FALSE | 1992-11-01 | FALSE | Currently in Use | Regular | 8000 | Composite | 1992-11-20 |  | Fiberglass Reinforced Plastic | Pressurized
HANDY MART | 204 EAST WALKER ST | THOMASTON | Upson | 1450043 | 5 |  | 1992-11-01 | FALSE | 1992-11-01 | FALSE | Temporarily out of use | Gas (Historical Use) | 8000 | Composite | 1992-11-20 |  | Fiberglass Reinforced Plastic | Pressurized
GEORGIA DEPARTMENT OF TRANSPORTA | SR-3 S TO DOT DR (CR 474) APPROX | THOMASTON | Upson | 1450021 | 13 |  |  | TRUE |  | TRUE | Removed from Ground | Used Oil | 500 | Not Marked/Unknown | 1993-06-03 | 1993-06-03 | Not Marked
COMMUNITY SUPERETTE | 424 JEFF DAVIS RD | THOMASTON | Upson | 1450030 | 3 | Flapper Valve | 1999-05-31 | FALSE | 1999-05-31 | FALSE | Currently in Use | Gas (Historical Use) | 3000 | Steel-Impressed Current | 1982-05-09 |  | Steel (Impressed Current) | Pressurized
NORTHCREEK SHELL | 1078 US HWY 19 NORTH | THOMASTON | Upson | 1450041 | 3 |  | 1998-12-30 |  | 1998-12-30 |  | Removed from Ground | Gas (Historical Use) | 8000 | Steel-Impressed Current | 1981-05-06 | 1999-07-01 | Cathodically Protected | Pressurized
GEORGIA DEPARTMENT OF TRANSPORTA | SR-3 S TO DOT DR (CR 474) APPROX | THOMASTON | Upson | 1450021 | 301D2 | [5 empty] | Removed from Ground | Diesel | 1000 | Bare Steel | 1986-04-29 | 1999-02-08 | Galvanized Steel | Safe Suction (Euro)
FLASH FOODS #134 | 1450 US HWY 19 NORTH & HART ST | THOMASTON | Upson | 1450024 | 2 |  | 1996-06-18 |  | 1996-06-18 |  | Removed from Ground | Empty | 8000 | Steel-Impressed Current | 1980-01-01 | 2001-02-01 | Galvanized Steel | Pressurized
FORMER SPUR STATION NO 1083 | 308 NORTH CHURCH | THOMASTON | Upson | 1450028 | 1 |  |  | TRUE |  | TRUE | Permanently Out of Use - historical purposes | Used Oil | 540 | Bare Steel | 1963-05-11 | 1899-12-31 | Unknown
A'S CORNER GROCERY | 517 SOUTH CENTER ST | THOMASTON | Upson | 1450029 | 1 | [5 empty] | Removed from Ground | Gas (Historical Use) | 6000 | Bare Steel | 1980-05-09 | 1899-12-31 | Galvanized Steel
COUNTRY CORNER | 800 W MAIN ST | THOMASTON | Upson | 1450033 | 3 | Flapper Valve | 1997-04-23 | FALSE | 1997-04-23 | FALSE | Currently in Use | Diesel | 4000 | Steel-Impressed Current | 1981-05-08 |  | Double-Walled Fiberglass | Pressurized
BELL COLONIAL @ 1112 HWY 19 N | 1112 US HWY 19 N | THOMASTON | Upson | 1450057 | 2 |  | 1993-09-15 |  | 1993-09-15 |  | Removed from Ground | Gas (Historical Use) | 10000 | Steel-Impressed Current | 1982-05-14 | 2004-04-25 | Cathodically Protected | Safe Suction (Euro)
NORTHCREEK SHELL | 1078 US HWY 19 NORTH | THOMASTON | Upson | 1450041 | 7 | Ball Float | 2000-05-18 | FALSE | 2000-05-18 | FALSE | Currently in Use | Diesel Off Road | 6000 | Composite | 2000-05-18 |  |  | Pressurized
NORTHCREEK SHELL | 1078 US HWY 19 NORTH | THOMASTON | Upson | 1450041 | 1 |  | 1998-10-27 |  | 1998-10-27 |  | Removed from Ground | Gas (Historical Use) | 10000 | Steel-Impressed Current | 1981-05-06 | 1999-07-01 | Cathodically Protected | Pressurized
HANDY MART | 204 EAST WALKER ST | THOMASTON | Upson | 1450043 | 6 |  | 1992-11-01 |  | 1992-11-01 |  | Temporarily out of use | Gas (Historical Use) | 8000 | Composite | 1992-11-20 |  | Fiberglass Reinforced Plastic | Pressurized
TROYS FOOD STORE | 213 A ST | THOMASTON | Upson | 1450020 | 2 | [5 empty] | Removed from Ground | Gas (Historical Use) | 6000 | Bare Steel | 1976-04-12 | 1996-10-01 | Galvanized Steel
SOUTHSIDE GROCERY | 5775 INDIAN TRAIL | THOMASTON | Upson | 1450018 | GG-1 |  | 1999-03-01 |  | 1999-03-01 | TRUE | Removed from Ground | Gas (Historical Use) | 6000 | Steel-Impressed Current | 1983-04-11 | 2012-04-04 | Double Walled | Safe Suction (Euro)
FLASH FOODS #134 | 1450 US HWY 19 NORTH & HART ST | THOMASTON | Upson | 1450024 | 3 |  | 1996-06-18 |  | 1996-06-18 |  | Removed from Ground | Gas (Historical Use) | 8000 | Steel-Impressed Current | 1980-01-01 | 2001-02-01 | Galvanized Steel | Pressurized
GEORGIA DEPARTMENT OF TRANSPORTA | SR-3 S TO DOT DR (CR 474) APPROX | THOMASTON | Upson | 1450021 | 301D1 | [5 empty] | Removed from Ground | Diesel | 1030 | Bare Steel | 1978-01-01 | 1999-02-08 | Galvanized Steel | Suction (American)
TROYS FOOD STORE | 213 A ST | THOMASTON | Upson | 1450020 | 3 | [5 empty] | Removed from Ground | Gas (Historical Use) | 6000 | Bare Steel | 1976-04-12 | 1996-10-01 | Galvanized Steel
MR BS CITGO | 401 N CENTER ST | THOMASTON | Upson | 1450016 | 1 | Ball Float | 1995-04-01 | FALSE | 1995-04-01 | FALSE | Currently in Use | Regular | 6000 | Fiberglass | 1995-04-10 |  | Double-Walled Fiberglass | Pressurized
SRI-TECH INC T/A BEST VALUE FOOD STORE | 350 SOUTH CHURCH ST | THOMASTON | Upson | 1450044 | 1R | Ball Float | 1998-10-01 | FALSE | 1998-10-01 | FALSE | Currently in Use | Diesel | 6000 | Composite | 1989-11-08 |  | Fiberglass Reinforced Plastic | Pressurized
KELLY'S KORNER | 2011 YATESVILLE HWY | THOMASTON | Upson | 1450048 | 5 |  | 1998-03-01 | FALSE | 1998-03-01 | FALSE | Removed from Ground | Kerosene | 550 | Bare Steel | 1998-02-20 | 1998-02-20 | Bare Steel | Pressurized
COCHRANS GULF/CLOSED BP STATION | 900 BARNESVILLE ST | THOMASTON | Upson | 1450019 | 2 | [5 empty] | Removed from Ground | Gas (Historical Use) | 3000 | Bare Steel | 1966-04-15 | 1994-12-03 | Bare Steel | Safe Suction (Euro)
NORTHSIDE GULF | 1415 US HWY 19 NORTH | THOMASTON | Upson | 1450017 | 4 | [5 empty] | Removed from Ground | Diesel | 2000 | Not Marked/Unknown | 1993-04-05 | 1993-04-05 | Not Marked
KELLY'S KORNER | 2011 YATESVILLE HWY | THOMASTON | Upson | 1450048 | 2 |  | 1998-03-01 | FALSE | 1998-03-01 | FALSE | Currently in Use | Regular | 4000 | Steel-Impressed Current | 1980-05-09 |  | Fiberglass Reinforced Plastic | Pressurized
NORTHSIDE GULF | 1415 US HWY 19 NORTH | THOMASTON | Upson | 1450017 | 2 | [5 empty] | Removed from Ground | Gas (Historical Use) | 4000 | Bare Steel | 1973-04-13 | 1993-04-05 | Galvanized Steel
B&B UPSON INC | 1104 SOUTH CHURCH ST | THOMASTON | Upson | 1450023 | 3-SUL | Ball Float | 1998-03-01 | FALSE | 1998-03-01 | FALSE | Currently in Use | Diesel | 4000 | Steel-Impressed Current | 1971-05-05 |  | Fiberglass Reinforced Plastic | Pressurized
FORMER SPUR STATION NO 1083 | 308 NORTH CHURCH | THOMASTON | Upson | 1450028 | 4 | [5 empty] | Permanently Out of Use - historical purposes | Gas (Historical Use) | 9800 | Bare Steel | 1963-05-11 | 1899-12-31 | Unknown
Ankit Patel | 2235 BARNESVILLE HWY | THOMASTON | Upson | 1450059 | 1 | Ball Float | 1987-01-01 | FALSE | 1987-01-01 | FALSE | Currently in Use | Regular | 10000 | Fiberglass | 1987-01-01 |  | Fiberglass Reinforced Plastic | Pressurized
COOKS MARKET | 211 S CENTER ST | THOMASTON | Upson | 1450015 | 4 |  | 2014-03-14 | TRUE | 1998-08-05 | TRUE | Temporarily out of use | Used Oil | 250 | Bare Steel | 1971-04-14 |  | Galvanized Steel
COOKS MARKET | 211 S CENTER ST | THOMASTON | Upson | 1450015 | 7 | Ball Float | 2014-03-14 | FALSE | 1998-08-05 | FALSE | Currently in Use | Premium | 6000 | Composite | 1995-03-24 |  | Fiberglass Reinforced Plastic | Pressurized
COOKS MARKET | 211 S CENTER ST | THOMASTON | Upson | 1450015 | 1 | [5 empty] | Removed from Ground | Gas (Historical Use) | 3000 | Bare Steel | 1971-04-14 | 1995-03-17 | Galvanized Steel
GA FORESTRY COMMISSION | 2429 YATESVILLE HWY | THOMASTON | Upson | 1450013 | 3 |  | 1989-06-01 |  | 1989-06-01 |  | Removed from Ground | Gas (Historical Use) | 1000 | Galvanic (STIP-3) | 1989-06-01 | 2005-09-08 | Cathodically Protected | Safe Suction (Euro)
SOUTHSIDE AMOCO | 500 SOUTH CENTER ST | THOMASTON | Upson | 1450042 | 5 | [5 empty] | Removed from Ground | Gas (Historical Use) | 10000 | Bare Steel | 1978-05-07 | 1993-03-05 | Unknown
SOUTHSIDE AMOCO | 500 SOUTH CENTER ST | THOMASTON | Upson | 1450042 | 7 |  |  | TRUE |  | TRUE | Removed from Ground | Used Oil | 550 | Bare Steel | 1965-05-10 | 1993-03-05 | Galvanized Steel | Gravity Fed
SOUTHSIDE AMOCO | 500 SOUTH CENTER ST | THOMASTON | Upson | 1450042 | 4 | [5 empty] | Removed from Ground | Gas (Historical Use) | 3000 | Bare Steel | 1965-05-10 | 1993-03-05 | Unknown
GEORGIA DEPARTMENT OF TRANSPORTA | SR-3 S TO DOT DR (CR 474) APPROX | THOMASTON | Upson | 1450021 | 301G1 | [5 empty] | Removed from Ground | Gas (Historical Use) | 5000 | Bare Steel | 1978-01-01 | 1999-02-08 | Galvanized Steel | Suction (American)
SOUTHSIDE GROCERY | 5775 INDIAN TRAIL | THOMASTON | Upson | 1450018 | 1A | Ball Float | 2013-09-18 | FALSE | 2013-09-18 | FALSE | Currently in Use | Regular | 6000 | Composite Double Walled | 2013-09-18 |  | Double-Walled Fiberglass | Pressurized
MR BS CITGO | 401 N CENTER ST | THOMASTON | Upson | 1450016 | 4 |  |  | TRUE |  | TRUE | Permanently Out of Use - historical purposes | Used Oil | 500 | Bare Steel |  | 1899-12-31 | Bare Steel
WESTEK INC | 325 GOODRICH AVE | THOMASTON | Upson | 1450025 | 2 | [5 empty] | Removed from Ground | Gas (Historical Use) | 550 | Cathodically Protected Steel | 1985-03-26 | 1997-10-15 | Galvanized Steel
COMMUNITY SUPERETTE | 424 JEFF DAVIS RD | THOMASTON | Upson | 1450030 | 2 | Flapper Valve | 1999-05-31 | FALSE | 1999-05-31 | FALSE | Currently in Use | Regular | 4000 | Steel-Impressed Current | 1982-05-09 |  | Steel (Impressed Current) | Pressurized
SUNNY SIDE COUNRTY STORE | 3108 CREST HWY | THOMASTON | Upson | 1450037 | 2 | Flapper Valve | 2025-05-28 | FALSE | 2025-05-28 | FALSE | Currently in Use | Regular | 10000 | Composite Double Walled | 2025-05-28 |  | Double-Walled Flex | Pressurized
WORTHYS STOP & SHOP | 640 TRIUNE MILL RD | THOMASTON | Upson | 1450055 | WEST | [5 empty] | Closed in Ground | Empty | 4000 | Bare Steel | 1982-05-09 | 1990-12-01 | Unknown
WAYNES FINA/SOUTH CENTER TEXACO | 300 SOUTH CENTER ST | THOMASTON | Upson | 1450039 | 58 |  |  | FALSE |  | FALSE | Temporarily out of use | Diesel | 550 | Bare Steel | 1984-05-07 |  | Galvanized Steel | Safe Suction (Euro)
SRI-TECH INC T/A BEST VALUE FOOD STORE | 350 SOUTH CHURCH ST | THOMASTON | Upson | 1450044 | 2 | [5 empty] | Removed from Ground | Gas (Historical Use) | 6000 | Bare Steel | 1970-05-10 | 1989-09-20 | Galvanized Steel
ATC THOMASTON GA FACILITY | DAY COUNTY RD | THOMASTON | Upson | 1140012 | 1 | [5 empty] | Removed from Ground | Diesel | 1000 | Bare Steel | 1963-01-01 | 1992-03-05 | Copper | Suction (American)
SUNNY SIDE COUNTRY STORE | 3108 CREST HWY | THOMASTON | Upson | 1450058 | 3 | Flapper Valve | 1987-01-01 | FALSE | 1987-01-01 | FALSE | Removed from Ground | Gas (Historical Use) | 8000 | Fiberglass | 1987-01-01 |  | Fiberglass Reinforced Plastic | Suction (American)
KELLY'S KORNER | 2011 YATESVILLE HWY | THOMASTON | Upson | 1450048 | 3 |  | 1998-03-01 | FALSE | 1998-03-01 | FALSE | Currently in Use | E-0 | 3000 | Steel-Impressed Current | 1980-05-09 |  | Fiberglass Reinforced Plastic | Pressurized
ELLINGTON EXXON | 302 SOUTH CHURCH ST | THOMASTON | Upson | 1450022 | 4 | [5 empty] | Removed from Ground | Diesel | 1060 | Bare Steel | 1968-05-10 | 1998-12-22 | Not Marked
ELLINGTON EXXON | 302 SOUTH CHURCH ST | THOMASTON | Upson | 1450022 | 1 |  | 1996-04-30 | FALSE | 1996-04-30 | FALSE | Removed from Ground | Gas (Historical Use) | 4000 | Lined Interior | 1968-05-10 | 2017-12-12 | Fiberglass Reinforced Plastic | Pressurized
NORTH CHURCH ST TEXACO STATION | 107 NORTH CHURCH ST | THOMASTON | Upson | 1450038 | 3 | [5 empty] | Removed from Ground | Gas (Historical Use) | 4000 | Bare Steel | 1977-05-09 | 1991-07-01 | Galvanized Steel
SHORT E TEXACO STATION | SHORT EAST ST | THOMASTON | Upson | 1450036 | 1 | [5 empty] | Removed from Ground | Gas (Historical Use) | 3000 | Bare Steel | 1976-05-09 | 1986-10-01 | Unknown
SUNOCO ONE STOP #118 | 2055 US HWY 19 NORTH | THOMASTON | Upson | 1450060 | 2 | [5 empty] | Removed from Ground | Gas (Historical Use) | 1000 | Bare Steel |  | 1899-12-31 | Unknown
THOMASTON FORD INC | 1011 HWY 19 N | THOMASTON | Upson | 1450007 | C |  | 1997-07-21 |  | 1997-07-21 |  | Currently in Use | Gas (Historical Use) | 1000 | Composite | 1997-07-21 |  | Fiberglass Reinforced Plastic | Safe Suction (Euro)
THOMASTON MILLS PEERLESS DIV | 1 PEERLESS RD | THOMASTON | Upson | 1450002 | 1 | [5 empty] | Removed from Ground | Gas (Historical Use) | 250 | Bare Steel | 1932-04-29 | 1993-04-20 | Bare Steel
SOUTHSIDE GROCERY | 5775 INDIAN TRAIL | THOMASTON | Upson | 1450018 | S-3 |  | 1999-03-01 |  | 1999-03-01 | TRUE | Removed from Ground | Gas (Historical Use) | 5000 | Steel-Impressed Current | 1983-04-11 | 2012-04-04 | Double Walled | Safe Suction (Euro)
B&B UPSON INC | 1104 SOUTH CHURCH ST | THOMASTON | Upson | 1450023 | 2-UNL | Ball Float | 1998-03-01 | FALSE | 1998-03-01 | FALSE | Currently in Use | Gas (Historical Use) | 4000 | Steel-Impressed Current | 1971-05-05 |  | Fiberglass Reinforced Plastic | Pressurized
FORMER SPUR STATION NO 1083 | 308 NORTH CHURCH | THOMASTON | Upson | 1450028 | 3 | [5 empty] | Permanently Out of Use - historical purposes | Gas (Historical Use) | 6000 | Bare Steel | 1963-05-11 | 1899-12-31 | Unknown
A'S CORNER GROCERY | 517 SOUTH CENTER ST | THOMASTON | Upson | 1450029 | 3 | [5 empty] | Removed from Ground | Gas (Historical Use) | 3000 | Bare Steel | 1980-05-09 | 1899-12-31 | Galvanized Steel
Ankit Patel | 2235 BARNESVILLE HWY | THOMASTON | Upson | 1450059 | 3 | Ball Float | 1987-01-01 | FALSE | 1987-01-01 | FALSE | Currently in Use | Diesel | 8000 | Fiberglass | 1987-01-01 |  | Fiberglass Reinforced Plastic | Pressurized
COUNTRY CORNER | 800 W MAIN ST | THOMASTON | Upson | 1450033 | 1 | Flapper Valve | 1997-04-23 | FALSE | 1998-04-23 | FALSE | Currently in Use | Premium | 6000 | Steel-Impressed Current | 1981-05-08 |  | Double-Walled Flex | Pressurized
GRANT MEMORIAL AIRPORT | 48 A AVIATION DR | THOMASTON | Upson | 1450011 | 3 | [5 empty] | Removed from Ground | Gas (Historical Use) | 2000 | Bare Steel | 1971-03-24 | 1998-10-14 | Not Marked
COMMUNITY SUPERETTE | 424 JEFF DAVIS RD | THOMASTON | Upson | 1450030 | 1 | Flapper Valve | 1999-05-31 | FALSE | 1999-05-31 | FALSE | Currently in Use | Regular | 4000 | Steel-Impressed Current | 1982-05-09 |  | Steel (Impressed Current) | Pressurized
SUNNY SIDE COUNRTY STORE | 3108 CREST HWY | THOMASTON | Upson | 1450037 | FAR | [5 empty] | Removed from Ground | Gas (Historical Use) | 550 | Bare Steel | 1978-05-09 | 1986-06-01 | Galvanized Steel
SUNOCO ONE STOP #118 | 2055 US HWY 19 NORTH | THOMASTON | Upson | 1450060 | 1 | [5 empty] | Removed from Ground | Gas (Historical Use) | 1000 | Bare Steel |  | 1899-12-31 | Unknown
MR BS CITGO | 401 N CENTER ST | THOMASTON | Upson | 1450016 | 2 | Ball Float | 1995-04-01 | FALSE | 1995-04-01 | FALSE | Currently in Use | Regular | 4000 | Fiberglass | 1995-04-10 |  | Fiberglass Reinforced Plastic | Pressurized
ELLINGTON EXXON | 302 SOUTH CHURCH ST | THOMASTON | Upson | 1450022 | 2 |  | 1996-04-30 | FALSE | 1996-04-30 | FALSE | Removed from Ground | Gas (Historical Use) | 6000 | Lined Interior | 1968-05-10 | 2017-12-12 | Fiberglass Reinforced Plastic | Pressurized
B&B UPSON INC | 1104 SOUTH CHURCH ST | THOMASTON | Upson | 1450023 | 1-REG | Ball Float | 1998-03-01 | FALSE | 1998-03-01 | FALSE | Currently in Use | Regular | 10000 | Steel-Impressed Current | 1971-05-05 |  | Fiberglass Reinforced Plastic | Pressurized
FLASH FOODS #134 | 1450 US HWY 19 NORTH & HART ST | THOMASTON | Upson | 1450024 | 4 |  | 1996-06-18 |  | 1996-06-18 |  | Removed from Ground | Empty | 500 | Steel-Impressed Current | 1980-01-01 | 2001-02-01 | Galvanized Steel | Suction (American)
GA ARMY NATIONAL GUARD | 303 VETERANS DR | THOMASTON | Upson | 1450027 | 1 | [5 empty] | Removed from Ground | Diesel | 550 | Bare Steel | 1971-05-05 | 1991-01-01 | Galvanized Steel
GTE | HWY 19 NORTH | THOMASTON | Upson | 1450061 | 1 | [5 empty] | Removed from Ground | Diesel | 300 | Bare Steel | 1980-01-03 | 1992-06-01 | Bare Steel
ROGERS CASH & CARRY SUPPLY INC | 108 SHORT EAST ST | THOMASTON | Upson | 1450065 | 2 | [5 empty] | Permanently Out of Use - historical purposes | Gas (Historical Use) | 2000 | Bare Steel | 1979-05-18 | 1899-12-31 | Galvanized Steel
ELLINGTON EXXON | 302 SOUTH CHURCH ST | THOMASTON | Upson | 1450022 | 6 |  | 1998-12-21 | TRUE | 1998-12-21 | TRUE | Removed from Ground | Used Oil | 500 | Composite | 1998-12-21 | 2017-12-12 | Fiberglass Reinforced Plastic
WESTEK INC | 325 GOODRICH AVE | THOMASTON | Upson | 1450025 | 1 | [5 empty] | Removed from Ground | Hazardous Substance | 1000 | Not Marked/Unknown | 1975-03-29 | 1990-01-01 | Unknown
FORMER SPUR STATION NO 1083 | 308 NORTH CHURCH | THOMASTON | Upson | 1450028 | 2 | [5 empty] | Permanently Out of Use - historical purposes | Gas (Historical Use) | 9800 | Bare Steel | 1963-05-11 | 1899-12-31 | Unknown
NORTH CHURCH ST TEXACO STATION | 107 NORTH CHURCH ST | THOMASTON | Upson | 1450038 | 2 | [5 empty] | Removed from Ground | Gas (Historical Use) | 4000 | Bare Steel | 1977-05-09 | 1991-07-01 | Galvanized Steel
SUNOCO ONE STOP #118 | 2055 US HWY 19 NORTH | THOMASTON | Upson | 1450060 | 3 | [5 empty] | Removed from Ground | Gas (Historical Use) | 1000 | Bare Steel | 1987-01-01 | 1899-12-31 | Unknown
THOMASTON MILLS THOMASTON DIVISI | 1001 BARNESVILLE ST | THOMASTON | Upson | 1450003 | 1 | [5 empty] | Removed from Ground | Gas (Historical Use) | 1000 | Bare Steel | 1976-04-18 | 1899-12-31 | Bare Steel
THOMASTON MILLS THOMASTON DIVISI | 1001 BARNESVILLE ST | THOMASTON | Upson | 1450003 | 2 | [5 empty] | Removed from Ground | Diesel | 2000 | Bare Steel | 1972-04-19 | 1899-12-31 | Bare Steel
WILSONS MARKET | 6456 CREST HWY (GA HWY 74) | THOMASTON | Upson | 9145029 | 4 |  | 2001-01-01 | FALSE | 2001-01-01 | FALSE | Currently in Use | Diesel | 2000 | Not Marked/Unknown |  |  | Double-Walled Flex | Pressurized
SUNOCO ONE STOP #118 | 2055 US HWY 19 NORTH | THOMASTON | Upson | 1450060 | 4 | Ball Float | 1988-11-03 |  | 1988-11-03 |  | Removed from Ground | Gas (Historical Use) | 10000 | Composite | 1988-11-03 | 2012-01-25 | Fiberglass Reinforced Plastic | Pressurized
SMOKEY WHITES GULF | 219 NORTH CHURCH ST | THOMASTON | Upson | 1450014 | 2 | [5 empty] | Permanently Out of Use - historical purposes | Gas (Historical Use) | 4000 | Bare Steel | 1966-04-15 | 1899-12-31 | Galvanized Steel
GA FORESTRY COMMISSION | 2429 YATESVILLE HWY | THOMASTON | Upson | 1450013 | 2 | [5 empty] | Removed from Ground | Diesel | 560 | Bare Steel | 1961-04-28 | 1989-05-28 | Galvanized Steel
GRANT MEMORIAL AIRPORT | 48 A AVIATION DR | THOMASTON | Upson | 1450011 | 4 | [5 empty] | Removed from Ground | Gas (Historical Use) | 4000 | Bare Steel | 1981-03-21 | 1998-10-14 | Galvanized Steel
EZ STOP | 1030 BARNESVILLE ST | THOMASTON | Upson | 10000154 | 2A | Ball Float | 2002-06-01 | FALSE | 2002-06-01 | FALSE | Currently in Use | Diesel | 4000 | Epoxy | 2002-06-01 |  | Flex | Pressurized
UPSON COUNTY PUBLIC WORKS | 2440 YATESVILLE HWY | THOMASTON | Upson | 9145025 | 1PLUS | [5 empty] | Removed from Ground | Gas (Historical Use) | 8000 | Bare Steel | 1998-03-03 | 1998-03-03 | Galvanized Steel | Suction (American)
NEHI BOTTLING COMPANY | 215 BARNESVILLE ST | THOMASTON | Upson | 9145016 | 1 | [5 empty] | Removed from Ground | Gas (Historical Use) | 550 | Marked Unknown |  | 1899-12-31 | Unknown
COCHRANS GULF/CLOSED BP STATION | 900 BARNESVILLE ST | THOMASTON | Upson | 1450019 | 4 | [5 empty] | Removed from Ground | Gas (Historical Use) | 550 | Bare Steel | 1930-01-01 | 1994-12-03 | Bare Steel | Safe Suction (Euro)
COCHRANS GULF/CLOSED BP STATION | 900 BARNESVILLE ST | THOMASTON | Upson | 1450019 | 1 | [5 empty] | Removed from Ground | Gas (Historical Use) | 3000 | Bare Steel | 1966-04-15 | 1994-12-03 | Bare Steel | Safe Suction (Euro)
SOUTHSIDE GROCERY | 5775 INDIAN TRAIL | THOMASTON | Upson | 1450018 | 1B | Ball Float | 2014-09-18 | FALSE | 2014-09-18 | FALSE | Currently in Use | Premium | 3000 | Composite Double Walled | 2013-09-18 |  | Double-Walled Fiberglass | Pressurized
MR BS CITGO | 401 N CENTER ST | THOMASTON | Upson | 1450016 | 3 | Ball Float | 1995-04-01 | FALSE | 1995-04-01 | FALSE | Currently in Use | Premium | 6000 | Fiberglass | 1995-04-10 |  | Fiberglass Reinforced Plastic | Pressurized
SUNNY SIDE COUNRTY STORE | 3108 CREST HWY | THOMASTON | Upson | 1450037 | 1 | Flapper Valve | 1987-11-01 | FALSE | 1987-11-01 | FALSE | Currently in Use | Diesel Off Road | 6000 | Composite | 1987-11-01 |  | Double-Walled Flex | Pressurized
ELLINGTON EXXON | 302 SOUTH CHURCH ST | THOMASTON | Upson | 1450022 | 3 |  | 1996-04-30 | FALSE | 1996-04-30 | FALSE | Removed from Ground | Gas (Historical Use) | 6000 | Lined Interior | 1968-05-10 | 2017-12-12 | Fiberglass Reinforced Plastic | Pressurized
SUNNY SIDE COUNRTY STORE | 3108 CREST HWY | THOMASTON | Upson | 1450037 | WEST | [5 empty] | Removed from Ground | Gas (Historical Use) | 1000 | Bare Steel | 1976-05-09 | 1986-06-01 | Galvanized Steel
THOMASTON MILLS THOMASTON DIVISI | 1001 BARNESVILLE ST | THOMASTON | Upson | 1450003 | 4 | [5 empty] | Removed from Ground | Empty | 1 | Fiberglass | 1961-04-22 | 1899-12-31 | Bare Steel
OLD TAXI STAND/THOMASTON MILLS F | 900 NORTH HIGHTOWER ST | THOMASTON | Upson | 1450001 | 1 | [5 empty] | Removed from Ground | Gas (Historical Use) | 1500 | Bare Steel | 1984-04-16 | 1993-04-20 | Galvanized Steel
SMITH SEPTIC TANK SERVICE | 196 E MOORES CROSSING RD | THOMASTON | Upson | 9145020 | 1 | [5 empty] | Removed from Ground | Gas (Historical Use) | 500 | Bare Steel | 1986-07-30 | 1995-01-01 | Bare Steel | Suction (American)
WILSONS MARKET | 6456 CREST HWY (GA HWY 74) | THOMASTON | Upson | 9145029 | 3 | Flapper Valve | 1998-12-01 | FALSE | 1998-12-01 | FALSE | Currently in Use | Diesel Off Road | 4000 | Galvanic (STIP-3) | 1998-12-01 |  | Double-Walled Flex | Pressurized
WINSTONS SERVICE STATION | 904 BARNESVILLE ST | THOMASTON | Upson | 9145014 | PREM |  |  | FALSE |  | FALSE | Temporarily out of use | Gas (Historical Use) | 3000 |  | 1979-06-12
Circle K 2745055 | 1501 HWY 19 N | THOMASTON | Upson | 9145036 | 8 |  | 1998-10-01 | FALSE | 1998-10-01 | FALSE | Removed from Ground | Diesel | 4000 | Composite | 1998-10-01 | 2018-04-03 | Flex | Pressurized
Circle K 2745055 | 1501 HWY 19 N | THOMASTON | Upson | 9145036 | 2 |  | 1998-09-15 |  | 1998-09-15 |  | Removed from Ground | Gas (Historical Use) | 10000 | Composite | 1998-09-01 | 1998-09-01 | Secondary Containment | Pressurized
Circle K 2745055 | 1501 HWY 19 N | THOMASTON | Upson | 9145036 | 9 |  |  | FALSE |  | FALSE | Removed from Ground | Diesel | 1750 |  |  | 2018-08-21
UNKNOWN | US 19 SPUR 22 | THOMASTON | Upson | 9145045 | 4 | [5 empty] | Removed from Ground | Gas (Historical Use) | 550 | Bare Steel | 1940-01-01 | 1997-01-16 | Bare Steel | Suction (American)
UNKNOWN | US 19 SPUR 22 | THOMASTON | Upson | 9145045 | 5 | [5 empty] | Removed from Ground | Gas (Historical Use) | 550 | Bare Steel | 1940-01-01 | 1997-01-16 | Bare Steel | Suction (American)
THOMASTON UPSON BUS SHOP | 2555 YATESVILLE HWY | THOMASTON | Upson | 9145046 | 2 | [5 empty] | Removed from Ground | Gas (Historical Use) | 1000 | Not Marked/Unknown | 1970-01-01 | 1997-09-01 | Not Marked
Circle K 2745055 | 1501 HWY 19 N | THOMASTON | Upson | 9145036 | 1 |  | 1998-09-15 |  | 1998-09-15 |  | Removed from Ground | Gas (Historical Use) | 10000 | Composite | 1998-09-01 | 1998-09-01 | Double Walled | Pressurized
GA FORESTRY COMMISSION | 2429 YATESVILLE HWY | THOMASTON | Upson | 1450013 | 1 | [5 empty] | Removed from Ground | Gas (Historical Use) | 560 | Bare Steel | 1961-04-28 | 1989-05-28 | Galvanized Steel
CITY OF THOMASTON WAREHOUSE | 309 VETERANS DRIVE | THOMASTON | Upson | 9145026 | 1 | [5 empty] | Removed from Ground | Gas (Historical Use) | 10000 | Marked Unknown | 1986-03-17 | 1998-12-30 | Unknown | Safe Suction (Euro)
Circle K 2745055 | 1501 HWY 19 N | THOMASTON | Upson | 9145036 | 12B | Overfill Alarm | 2018-12-01 | FALSE | 2018-12-01 | FALSE | Currently in Use | Diesel On Road | 10000 | Fiberglass Double Walled | 2018-06-06 |  | Double-Walled Flex | Pressurized
GILBERT OIL COMPANY | 403 BARNESVILLE ST | THOMASTON | Upson | 9145031 | 1 | Flapper Valve | 1991-08-01 | FALSE | 1991-08-01 | FALSE | Temporarily out of use | Plus | 10000 | Steel-Impressed Current | 1992-01-01 |  | Aboveground | Pressurized
HANNAH MILL FOOD | 1403 HANNAHS MILL RD | THOMASTON | Upson | 9145032 | 2 | Flapper Valve | 1992-05-01 | FALSE | 1992-05-01 | FALSE | Temporarily out of use | Regular | 3000 | Epoxy | 1992-05-01 |  | Fiberglass Reinforced Plastic | Safe Suction (Euro)
KELLYS TRUCK STOP | 2000 BARNESVILLE HWY | THOMASTON | Upson | 9145042 | 4 | Ball Float | 1996-08-16 | FALSE | 1996-08-16 | FALSE | Currently in Use | Diesel | 12000 | Composite | 1996-08-16 |  |  | Pressurized
SUNNY SIDE COUNRTY STORE | 3108 CREST HWY | THOMASTON | Upson | 1450037 | EAST | [5 empty] | Removed from Ground | Gas (Historical Use) | 1000 | Bare Steel | 1976-05-09 | 1986-06-01 | Galvanized Steel
SUNOCO ONE STOP #118 | 2055 US HWY 19 NORTH | THOMASTON | Upson | 1450060 | 5 | Ball Float | 1988-11-03 |  | 1988-11-03 |  | Removed from Ground | Gas (Historical Use) | 8000 | Composite | 1988-11-03 | 2012-01-25 | Fiberglass Reinforced Plastic | Pressurized
TIRE & AUTO MASTER | 609 NORTH CHURCH ST | THOMASTON | Upson | 1450006 | 2 | [5 empty] | Closed in Ground | Other | 1000 | Bare Steel | 1956-03-03 | 1968-01-01 | Unknown
EZ STOP | 1030 BARNESVILLE ST | THOMASTON | Upson | 10000154 | 1B |  | 2002-06-01 | FALSE | 2002-06-01 | FALSE | Currently in Use | Premium | 4000 | Epoxy | 2002-06-01 |  | Flex | Pressurized
MAC'S SERVICE STATION | 101 BARNESVILLE ST | THOMASTON | Upson | 9145027 | 2 | [5 empty] | Removed from Ground | Gas (Historical Use) | 3000 | Bare Steel | 2000-01-19 | 2000-01-19 | Bare Steel | Suction (American)
WILSONS MARKET | 6456 CREST HWY (GA HWY 74) | THOMASTON | Upson | 9145029 | 2 | Flapper Valve | 1998-12-01 | FALSE | 1998-12-01 | FALSE | Currently in Use | Regular | 6000 | Galvanic (STIP-3) | 1998-12-01 |  | Double-Walled Flex | Pressurized
OLD GAS STATION | 205 WEST CHURCH ST | THOMASTON | Upson | 9145013 | 2 | [5 empty] | Permanently Out of Use - historical purposes | Empty | 3000 | Marked Unknown |  | 1899-12-31 | Unknown
MULLING GROCERY | GA HWY 74 | YATESVILLE | Upson | 1450035 | N-073 | [5 empty] | Removed from Ground | Gas (Historical Use) | 1000 | Bare Steel | 1960-01-01 | 1991-07-01 | Unknown
YATESVILLE CHEVRON | 6525 HWY 74 E | YATESVILLE | Upson | 9145028 | 2 | [5 empty] | Removed from Ground | Gas (Historical Use) | 3000 | Bare Steel | 2001-11-27 | 2001-11-27 | Galvanized Steel | Safe Suction (Euro)
GA KRAFT CO | PO BOX 56 | YATESVILLE | Upson | 1450032 | 1 | [5 empty] | Removed from Ground | Gas (Historical Use) | 550 | Cathodically Protected Steel | 1961-05-14 | 1988-12-01 | Unknown
TRUITT & PITTS LOGGIN CO | 1189 REST HAVEN RD | YATESVILLE | Upson | 1450051 | SOUTH | [5 empty] | Removed from Ground | Gas (Historical Use) | 500 | Marked Unknown | 1975-05-11 | 1997-12-03 | Unknown
YATESVILLE CHEVRON | 6525 HWY 74 E | YATESVILLE | Upson | 9145028 | 4 | [5 empty] | Removed from Ground | Diesel | 1000 | Bare Steel | 2001-11-27 | 2001-11-27 | Galvanized Steel | Safe Suction (Euro)
YATESVILLE CHEVRON | 6525 HWY 74 E | YATESVILLE | Upson | 9145028 | 3 | [5 empty] | Removed from Ground | Gas (Historical Use) | 8000 | Bare Steel | 2001-11-27 | 2001-11-27 | Galvanized Steel | Safe Suction (Euro)
SUTTON CONSTRUCTION | JOHNSTONVILLE RD | BARNESVILLE | Upson | 1450056 | ONLY | [5 empty] | Removed from Ground | Gas (Historical Use) | 1000 | Bare Steel | 1983-05-09 | 1986-10-01 | Galvanized Steel
SLEEPY HOLLOW C STORE | 6355 HWY 74 | YATESVILLE | Upson | 9145018 | PREM4000 |  | 1998-12-13 |  | 1998-12-13 |  | Removed from Ground | Gas (Historical Use) | 4000 | Epoxy | 1998-11-28 | 2013-03-01 | Cathodically Protected | Safe Suction (Euro)
GTE | HWY 74 EAST | YATESVILLE | Upson | 1450063 | 1 | [5 empty] | Removed from Ground | Diesel | 300 | Bare Steel | 1982-01-02 | 1993-08-01 | Bare Steel
NORTHSIDE GULF | 1415 US HWY 19 NORTH | THOMASTON | Upson | 1450017 | 1 | [5 empty] | Removed from Ground | Gas (Historical Use) | 4000 | Bare Steel | 1973-04-13 | 1993-04-05 | Galvanized Steel
A'S CORNER GROCERY | 517 SOUTH CENTER ST | THOMASTON | Upson | 1450029 | 2 | [5 empty] | Removed from Ground | Gas (Historical Use) | 6000 | Bare Steel | 1980-05-09 | 1899-12-31 | Galvanized Steel
THOMASTON FORD INC | 1011 HWY 19 N | THOMASTON | Upson | 1450007 | A | [5 empty] | Removed from Ground | Gas (Historical Use) | 560 | Bare Steel | 1977-12-13 | 1997-07-21 | Unknown | Suction (American)
TIRE & AUTO MASTER | 609 NORTH CHURCH ST | THOMASTON | Upson | 1450006 | 1 |  |  | TRUE |  | TRUE | Removed from Ground | Used Oil | 1000 | Bare Steel | 1956-03-03 | 1997-12-01 | Unknown
COOKS MARKET | 211 S CENTER ST | THOMASTON | Upson | 1450015 | 5 | Ball Float | 2014-03-14 | FALSE | 1998-08-05 | FALSE | Currently in Use | Regular | 6000 | Composite | 1995-03-24 |  | Fiberglass Reinforced Plastic | Pressurized
EZ STOP | 1030 BARNESVILLE ST | THOMASTON | Upson | 10000154 | 1A | Ball Float | 2002-06-01 | FALSE | 2002-06-01 | FALSE | Currently in Use | Regular | 8000 | Epoxy | 2002-06-01 |  | Flex | Pressurized
GA KRAFT CO | PO BOX 56 | YATESVILLE | Upson | 1450032 | 2 | [5 empty] | Removed from Ground | Gas (Historical Use) | 550 | Cathodically Protected Steel | 1961-05-14 | 1988-12-01 | Cathodically Protected
YATESVILLE CHEVRON | 6525 HWY 74 E | YATESVILLE | Upson | 9145028 | 1 | [5 empty] | Removed from Ground | Gas (Historical Use) | 3000 | Bare Steel | 2001-11-27 | 2001-11-27 | Galvanized Steel | Safe Suction (Euro)
UPSON GROCERY | 1038 ATWATER RD | THOMASTON | Upson | 9145010 | 1 | Ball Float | 1994-04-15 | FALSE | 1994-04-15 | FALSE | Currently in Use | Regular | 8000 | Galvanic (STIP-3) | 1994-03-08 |  | Fiberglass Reinforced Plastic | Pressurized
UNKNOWN | US 19 SPUR 22 | THOMASTON | Upson | 9145045 | 3 | [5 empty] | Removed from Ground | Gas (Historical Use) | 1000 | Bare Steel | 1940-01-01 | 1997-01-16 | Bare Steel | Suction (American)
THOMASTON UPSON BUS SHOP | 2555 YATESVILLE HWY | THOMASTON | Upson | 9145046 | 3 | [5 empty] | Removed from Ground | Gas (Historical Use) | 1000 | Not Marked/Unknown | 1970-01-01 | 1997-09-01 | Not Marked
Circle K 2745055 | 1501 HWY 19 N | THOMASTON | Upson | 9145036 | 12A | Overfill Alarm | 2018-12-01 | FALSE | 2018-12-01 | FALSE | Currently in Use | Premium | 10000 | Fiberglass Double Walled | 2018-06-06 |  | Double-Walled Flex | Pressurized
Circle K 2745055 | 1501 HWY 19 N | THOMASTON | Upson | 9145036 | 10 | Overfill Alarm | 2018-12-01 | FALSE | 2018-12-01 | FALSE | Currently in Use | Regular | 20000 | Fiberglass Double Walled | 2018-06-06 |  | Double-Walled Flex | Pressurized
UPSON COUNTY SHERIFF'S DEPT | 613 1/2 N CHURCH STREET | THOMASTON | Upson | 9145035 | 2 |  |  | FALSE |  | FALSE | Removed from Ground | Gas (Historical Use) | 10000 | Unknown | 2006-10-10 | 2006-10-10 | Unknown
HANNAH MILL FOOD | 1403 HANNAHS MILL RD | THOMASTON | Upson | 9145032 | 3 | Ball Float | 1992-05-01 | FALSE | 1992-05-01 | FALSE | Temporarily out of use | Diesel | 2000 | Epoxy | 1992-05-01 |  | Fiberglass Reinforced Plastic | Safe Suction (Euro)
SHORT E TEXACO STATION | SHORT EAST ST | THOMASTON | Upson | 1450036 | 3 | [5 empty] | Removed from Ground | Gas (Historical Use) | 3000 | Bare Steel | 1976-05-09 | 1986-10-01 | Unknown
HINSON AUTOMOBILE CO | 202 -6 NORTH CHURCH ST | THOMASTON | Upson | 1450034 | 1 | [5 empty] | Removed from Ground | Empty | 200 | Bare Steel | 1936-05-19 | 1993-08-23 | Unknown
GEORGIA STATE PATROL POST 26 | 622 N CHURCH ST | THOMASTON | Upson | 1450004 | 1 | [5 empty] | Permanently Out of Use - historical purposes | Gas (Historical Use) | 3000 | Bare Steel | 1964-03-11 | 1899-12-31 | Galvanized Steel
COOKS MARKET | 211 S CENTER ST | THOMASTON | Upson | 1450015 | 6 | Ball Float | 2014-03-14 | FALSE | 1998-08-05 | FALSE | Currently in Use | Regular | 4000 | Composite | 1995-03-24 |  | Fiberglass Reinforced Plastic | Pressurized
GRANT MEMORIAL AIRPORT | 48 A AVIATION DR | THOMASTON | Upson | 1450011 | 2 | [5 empty] | Removed from Ground | Kerosene | 4000 | Bare Steel | 1971-03-24 | 1998-10-14 | Galvanized Steel
OLD TAXI STAND/THOMASTON MILLS F | 900 NORTH HIGHTOWER ST | THOMASTON | Upson | 1450001 | 2 | [5 empty] | Removed from Ground | Gas (Historical Use) | 1500 | Not Marked/Unknown | 1993-04-20 | 1993-04-20 | Not Marked
COUNTRY CORNER | 800 W MAIN ST | THOMASTON | Upson | 1450033 | 2 | Flapper Valve | 1997-04-23 | FALSE | 1997-04-23 | FALSE | Currently in Use | Regular | 6000 | Steel-Impressed Current | 1981-05-08 |  | Double-Walled Flex | Pressurized
JACK W BRADDY/BRADDYS SVC STA | 810 BARNESVILLE ST | THOMASTON | Upson | 1450005 | 2 | [5 empty] | Removed from Ground | Gas (Historical Use) | 1000 | Bare Steel | 1966-03-08 | 1998-10-13 | Galvanized Steel
SMOKEY WHITES GULF | 219 NORTH CHURCH ST | THOMASTON | Upson | 1450014 | 3 | [5 empty] | Permanently Out of Use - historical purposes | Gas (Historical Use) | 4000 | Bare Steel | 1966-04-15 | 1899-12-31 | Galvanized Steel
EZ STOP | 1030 BARNESVILLE ST | THOMASTON | Upson | 10000154 | 2B | Ball Float | 2002-06-01 | FALSE | 2002-06-01 | FALSE | Currently in Use | Diesel Off Road | 2000 | Epoxy | 2002-06-01 |  | Flex | Pressurized
WINSTONS SERVICE STATION | 904 BARNESVILLE ST | THOMASTON | Upson | 9145014 | MG |  |  | FALSE |  | FALSE | Temporarily out of use | Gas (Historical Use) | 3000 |  | 1979-06-12
NORTHSIDE SUPERETTE | 1103 HWY 19 N | THOMASTON | Upson | 9145033 | 2 | [5 empty] | Removed from Ground | Gas (Historical Use) | 1000 | Bare Steel | 2003-01-09 | 2003-01-09 | Bare Steel | Suction (American)
UPSON COUNTY ELECTRIC MEMBERSHIP | 607 E MAIN STREET | THOMASTON | Upson | 9145037 | 1 | Flapper Valve | 1991-03-06 | FALSE | 1991-03-06 | FALSE | Currently in Use | Regular | 1000 | Galvanic (STIP-3) | 1991-03-06 |  | Fiberglass Reinforced Plastic | Suction (American)
KELLYS TRUCK STOP | 2000 BARNESVILLE HWY | THOMASTON | Upson | 9145042 | 1 | Flapper Valve | 1996-08-16 |  | 1996-08-16 |  | Currently in Use | Kerosene | 2000 | Composite | 1996-08-16 |  |  | Safe Suction (Euro)
CITY OF THOMASTON WAREHOUSE | 309 VETERANS DRIVE | THOMASTON | Upson | 9145026 | 2 | [5 empty] | Removed from Ground | Diesel | 2000 | Marked Unknown | 1986-03-17 | 1998-12-30 | Unknown | Safe Suction (Euro)
OLD GAS STATION | 205 WEST CHURCH ST | THOMASTON | Upson | 9145013 | 1 | [5 empty] | Permanently Out of Use - historical purposes | Empty | 3000 | Marked Unknown |  | 1899-12-31 | Unknown
UPSON GROCERY | 1038 ATWATER RD | THOMASTON | Upson | 9145010 | 2 | Ball Float | 1994-04-15 | FALSE | 1994-04-15 | FALSE | Currently in Use | Premium | 4000 | Galvanic (STIP-3) | 1994-03-08 |  | Fiberglass Reinforced Plastic | Pressurized
Circle K 2745055 | 1501 HWY 19 N | THOMASTON | Upson | 9145036 | 11B | Overfill Alarm | 2018-12-01 | FALSE | 2018-12-01 | FALSE | Currently in Use | E-0 | 10000 | Fiberglass Double Walled | 2018-06-06 |  | Double-Walled Flex | Pressurized
UPSON COUNTY SHERIFF'S DEPT | 613 1/2 N CHURCH STREET | THOMASTON | Upson | 9145035 | 3 |  |  | FALSE |  | FALSE | Removed from Ground | Kerosene | 10000 | Unknown | 2006-10-10 | 2006-10-10 | Unknown
GILBERT OIL COMPANY | 403 BARNESVILLE ST | THOMASTON | Upson | 9145031 | 2 | Flapper Valve | 1991-08-01 | FALSE | 1991-08-01 | FALSE | Temporarily out of use | Gas (Historical Use) | 10000 | Steel-Impressed Current | 1992-01-01 |  | Aboveground | Pressurized
Shamrock Food Mart | 1100 HWY 19 N | THOMASTON | Upson | 9145001 | 3 | Flapper Valve | 1988-03-01 | FALSE | 1988-03-01 | FALSE | Currently in Use | Premium | 10000 | Fiberglass | 1988-03-01 |  | Fiberglass Reinforced Plastic | Pressurized
SMOKEY WHITES GULF | 219 NORTH CHURCH ST | THOMASTON | Upson | 1450014 | 1 | [5 empty] | Permanently Out of Use - historical purposes | Gas (Historical Use) | 3000 | Bare Steel | 1966-04-15 | 1899-12-31 | Galvanized Steel
THOMASTON UPSON SCHOOLS | 205 CIVIC CENTER DRIVE | THOMASTON | Upson | 9145047 | 1 | Flapper Valve | 1998-08-01 | FALSE | 1998-08-01 | FALSE | Currently in Use | Diesel | 10000 | Steel-Impressed Current | 1993-06-01 |  | Steel (Impressed Current) | Pressurized
Circle K 2745055 | 1501 HWY 19 N | THOMASTON | Upson | 9145036 | 6 | Flapper Valve | 1998-10-01 | FALSE | 1998-10-01 | FALSE | Removed from Ground |  | 10000 | Composite | 1998-10-01 | 2018-04-03 | Flex | Pressurized
HANNAH MILL FOOD | 1403 HANNAHS MILL RD | THOMASTON | Upson | 9145032 | 1 | Flapper Valve | 1992-05-01 | FALSE | 1992-05-01 | FALSE | Temporarily out of use | Regular | 3000 | Epoxy | 1992-05-01 |  | Fiberglass Reinforced Plastic | Safe Suction (Euro)
THOMASTON FORD INC | 1011 HWY 19 N | THOMASTON | Upson | 1450007 | D |  | 1997-07-21 | TRUE | 1997-07-21 | TRUE | Currently in Use | Used Oil | 500 | Composite | 1997-07-21 |  | Fiberglass Reinforced Plastic | Gravity Fed
JACK W BRADDY/BRADDYS SVC STA | 810 BARNESVILLE ST | THOMASTON | Upson | 1450005 | 3 | [5 empty] | Removed from Ground | Empty | 1000 | Bare Steel | 1966-03-08 | 1998-10-13 | Galvanized Steel
SMOKEY WHITES GULF | 219 NORTH CHURCH ST | THOMASTON | Upson | 1450014 | 4 | [5 empty] | Permanently Out of Use - historical purposes | Diesel | 4000 | Bare Steel | 1966-04-15 | 1899-12-31 | Galvanized Steel
UPSON COUNTY PUBLIC WORKS | 2440 YATESVILLE HWY | THOMASTON | Upson | 9145025 | 2DIESEL | [5 empty] | Removed from Ground | Diesel | 10000 | Bare Steel | 1998-03-03 | 1998-03-03 | Galvanized Steel | Suction (American)
SUNOCO ONE STOP #118 | 2055 US HWY 19 NORTH | THOMASTON | Upson | 1450060 | 6 | Ball Float | 1988-11-03 |  | 1988-11-03 |  | Removed from Ground | Gas (Historical Use) | 8000 | Composite | 1988-11-03 | 2012-01-25 | Fiberglass Reinforced Plastic | Pressurized
ROGERS CASH & CARRY SUPPLY INC | 108 SHORT EAST ST | THOMASTON | Upson | 1450065 | 1 | [5 empty] | Removed from Ground | Diesel | 2000 | Bare Steel | 1979-05-18 | 1991-12-01 | Galvanized Steel
MURPHY USA #6862 | 851 N CHURCH ST | THOMASTON | Upson | 10000167 | 2A | Flapper Valve | 2002-09-23 | FALSE | 2002-09-23 | FALSE | Currently in Use | Diesel | 12000 | Fiberglass Double Walled | 2002-09-23 |  | Double-Walled Flex | Pressurized
WILSONS MARKET | 6456 CREST HWY (GA HWY 74) | THOMASTON | Upson | 9145029 | 1 | Flapper Valve | 1998-12-01 | FALSE | 1998-12-01 | FALSE | Currently in Use | E-0 | 6000 | Galvanic (STIP-3) | 1998-12-01 |  | Double-Walled Flex | Pressurized
SARINAS BP | 1782 HWY 19 N | THOMASTON | Upson | 9145041 | 3 |  | 1996-08-23 | FALSE | 1996-08-23 | FALSE | Removed from Ground | Gas (Historical Use) | 12000 | Composite | 1996-08-23 | 2017-11-03 |  | Pressurized
MAC'S SERVICE STATION | 101 BARNESVILLE ST | THOMASTON | Upson | 9145027 | 3 | [5 empty] | Removed from Ground | Gas (Historical Use) | 4000 | Bare Steel | 1995-01-01 | 1995-01-01 | Bare Steel | Suction (American)
OLD GAS STATION | 205 WEST CHURCH ST | THOMASTON | Upson | 9145013 | 3 | [5 empty] | Permanently Out of Use - historical purposes | Empty | 600 | Not Marked/Unknown |  | 1899-12-31 | Unknown
J W LOGGINS | 3707 BARNESVILLE HWY | THOMASTON | Upson | 9145034 | 1 | [5 empty] | Currently in Use | Gas (Historical Use) | 1600 | Epoxy | 1978-01-01 |  | Galvanized Steel | Gravity Fed
GILBERT SERVICE STATION | 300 EAST THOMPSON ST | THOMASTON | Upson | 9145030 | 1 | [5 empty] | Removed from Ground | Gas (Historical Use) | 8000 | Bare Steel | 1995-01-01 | 1995-01-01 | Bare Steel | Pressurized
WINSTONS SERVICE STATION | 904 BARNESVILLE ST | THOMASTON | Upson | 9145014 | REG |  |  | FALSE |  | FALSE | Temporarily out of use | Diesel | 8000 |  | 1979-06-12
REDDICK CONSTRUCTION COMPANY | 605 E MAIN STREET | THOMASTON | Upson | 9145015 | 1 | [5 empty] | Removed from Ground | Gas (Historical Use) | 1000 | Marked Unknown | 1995-08-16 | 1995-08-16 | Unknown
UPSON GROCERY | 1038 ATWATER RD | THOMASTON | Upson | 9145010 | 4 | Flapper Valve | 1994-04-15 | FALSE | 1994-04-15 | FALSE | Currently in Use | Kerosene | 1000 | Galvanic (STIP-3) | 1994-03-08 |  | Fiberglass Reinforced Plastic | Safe Suction (Euro)
NANDKISHOR 1001 LLC | 213 A ST | THOMASTON | Upson | 9145043 | 1 | Ball Float | 1996-11-06 | FALSE | 1996-11-06 | FALSE | Currently in Use | Premium | 4000 | Fiberglass Double Walled | 1996-11-06 |  | Double-Walled Fiberglass | Pressurized
Circle K 2745055 | 1501 HWY 19 N | THOMASTON | Upson | 9145036 | 3 |  | 1998-09-15 |  | 1998-09-15 |  | Removed from Ground | Diesel | 10000 | Composite | 1998-09-01 | 1998-09-01 | Secondary Containment | Pressurized
MURPHY USA #6862 | 851 N CHURCH ST | THOMASTON | Upson | 10000167 | 1 | Flapper Valve | 2002-09-27 | FALSE | 2002-09-27 | FALSE | Currently in Use | Regular | 20000 | Fiberglass Double Walled | 2002-09-23 |  | Double-Walled Flex | Pressurized
GILBERT SERVICE STATION | 300 EAST THOMPSON ST | THOMASTON | Upson | 9145030 | 3 | [5 empty] | Removed from Ground | Gas (Historical Use) | 8000 | Bare Steel | 1995-01-01 | 1995-01-01 | Bare Steel | Pressurized
RYDER TS #0587 | 1415 COUNTY RD | THOMASTON | Upson | 9145012 | 1 | [5 empty] | Removed from Ground | Diesel | 12000 | Epoxy | 1986-06-15 | 1998-04-14 | Bare Steel | Pressurized
Circle K 2745055 | 1501 HWY 19 N | THOMASTON | Upson | 9145036 | 11A | Overfill Alarm | 2018-12-01 | FALSE | 2018-12-01 | FALSE | Currently in Use | Regular | 10000 | Fiberglass Double Walled | 2018-06-06 |  | Double-Walled Flex | Pressurized
SARINAS BP | 1782 HWY 19 N | THOMASTON | Upson | 9145041 | 2 |  | 1996-08-23 | FALSE | 1996-08-23 | FALSE | Removed from Ground | Gas (Historical Use) | 8000 | Composite | 1996-08-23 | 2017-11-03 |  | Pressurized
TIRE & AUTO MASTER | 609 NORTH CHURCH ST | THOMASTON | Upson | 1450006 | 3 | [5 empty] | Closed in Ground | Other | 1000 | Bare Steel | 1956-03-03 | 1968-01-01 | Unknown
COOKS MARKET | 211 S CENTER ST | THOMASTON | Upson | 1450015 | 2 | [5 empty] | Removed from Ground | Gas (Historical Use) | 3000 | Bare Steel | 1971-04-14 | 1995-03-17 | Galvanized Steel
GA FORESTRY COMMISSION | 2429 YATESVILLE HWY | THOMASTON | Upson | 1450013 | 4 |  | 1989-06-01 |  | 1989-06-01 |  | Removed from Ground | Diesel | 1000 | Galvanic (STIP-3) | 1989-06-01 | 2005-09-08 | Cathodically Protected | Safe Suction (Euro)
MURPHY USA #6862 | 851 N CHURCH ST | THOMASTON | Upson | 10000167 | 2B | Flapper Valve | 2002-09-23 | FALSE | 2002-09-23 | FALSE | Currently in Use | Premium | 8000 | Fiberglass Double Walled | 2002-09-23 |  | Double-Walled Flex | Pressurized
CITY OF THOMASTON WAREHOUSE | 309 VETERANS DRIVE | THOMASTON | Upson | 9145026 | 5 | Flapper Valve | 1999-05-07 | FALSE | 1999-05-07 | FALSE | Currently in Use | Diesel | 2000 | Fiberglass | 1999-05-07 |  |  | Safe Suction (Euro)
UNKNOWN | US 19 SPUR 22 | THOMASTON | Upson | 9145045 | 1 | [5 empty] | Removed from Ground | Gas (Historical Use) | 1000 | Bare Steel | 1940-01-01 | 1997-01-16 | Bare Steel | Suction (American)
GA DOT DIST 3 THOMASTON | 45 JIMMERSON RD | THOMASTON | Upson | 9145048 | 2 | Flapper Valve | 1998-10-01 | FALSE | 1998-10-01 | FALSE | Currently in Use | Diesel | 10000 | Fiberglass | 1998-10-01 |  | Double-Walled Fiberglass | Pressurized
NORTHSIDE SUPERETTE | 1103 HWY 19 N | THOMASTON | Upson | 9145033 | 1 | [5 empty] | Removed from Ground | Gas (Historical Use) | 500 | Bare Steel | 2003-01-09 | 2003-01-09 | Bare Steel | Suction (American)
CITY OF THOMASTON WAREHOUSE | 309 VETERANS DRIVE | THOMASTON | Upson | 9145026 | 4 | Flapper Valve | 1999-05-07 | FALSE | 1999-05-07 | FALSE | Currently in Use | Regular | 8000 | Fiberglass | 1999-05-07 |  |  | Safe Suction (Euro)
UNKNOWN | US 19 SPUR 22 | THOMASTON | Upson | 9145045 | 2 | [5 empty] | Removed from Ground | Gas (Historical Use) | 550 | Bare Steel | 1940-01-01 | 1997-01-16 | Bare Steel | Suction (American)
GA DOT DIST 3 THOMASTON | 45 JIMMERSON RD | THOMASTON | Upson | 9145048 | 1 | Flapper Valve | 1998-10-01 | FALSE | 1998-10-01 | FALSE | Currently in Use | Regular | 10000 | Fiberglass | 1998-10-01 |  | Double-Walled Fiberglass | Pressurized
UPSON COUNTY SHERIFF'S DEPT | 613 1/2 N CHURCH STREET | THOMASTON | Upson | 9145035 | 1 |  | 1998-07-01 |  | 1998-07-01 |  | Removed from Ground | Gas (Historical Use) | 10000 | Steel-Impressed Current | 1998-07-01 | 2006-10-10 | Cathodically Protected | Suction (American)
GILBERT OIL COMPANY | 403 BARNESVILLE ST | THOMASTON | Upson | 9145031 | 4 | Flapper Valve | 1991-08-01 | FALSE | 1991-08-01 | FALSE | Currently in Use | Diesel Off Road | 10000 | Steel-Impressed Current | 1992-01-01 |  | Aboveground | Pressurized
NORTHCREEK SHELL | 1078 US HWY 19 NORTH | THOMASTON | Upson | 1450041 | 5 | Ball Float | 2000-05-18 | FALSE | 2000-05-18 | FALSE | Currently in Use | Premium | 8000 | Composite | 2000-05-18 |  |  | Pressurized
NORTHSIDE GULF | 1415 US HWY 19 NORTH | THOMASTON | Upson | 1450017 | 3 | [5 empty] | Removed from Ground | Gas (Historical Use) | 4000 | Bare Steel | 1973-04-13 | 1993-04-05 | Galvanized Steel
NORTH CHURCH ST TEXACO STATION | 107 NORTH CHURCH ST | THOMASTON | Upson | 1450038 | 1 | [5 empty] | Removed from Ground | Gas (Historical Use) | 4000 | Bare Steel | 1977-05-09 | 1991-07-01 | Galvanized Steel
SHORT E TEXACO STATION | SHORT EAST ST | THOMASTON | Upson | 1450036 | 2 | [5 empty] | Removed from Ground | Gas (Historical Use) | 3000 | Bare Steel | 1976-05-09 | 1986-10-01 | Unknown
Ankit Patel | 2235 BARNESVILLE HWY | THOMASTON | Upson | 1450059 | 2 | Ball Float | 1987-01-01 | FALSE | 1987-01-01 | FALSE | Currently in Use | Premium | 8000 | Fiberglass | 1987-01-01 |  | Fiberglass Reinforced Plastic | Pressurized
GTE/CTC OF THE SOUTH THOMASTON | 118 EAST GORDON | THOMASTON | Upson | 1450062 | 1 | [5 empty] | Removed from Ground | Diesel | 500 | Bare Steel | 1980-01-03 | 1993-08-01 | Bare Steel
THOMASTON FORD INC | 1011 HWY 19 N | THOMASTON | Upson | 1450007 | B |  |  | TRUE |  | TRUE | Removed from Ground | Used Oil | 300 | Bare Steel | 1977-12-13 | 1997-07-21 | Unknown | Suction (American)
GEORGIA STATE PATROL POST 26 | 622 N CHURCH ST | THOMASTON | Upson | 1450004 | 2 | [5 empty] | Removed from Ground | Empty | 1000 | Bare Steel | 1953-03-14 | 1899-12-31 | Unknown
COOKS MARKET | 211 S CENTER ST | THOMASTON | Upson | 1450015 | 3 | [5 empty] | Removed from Ground | Gas (Historical Use) | 3000 | Bare Steel | 1971-04-14 | 1995-03-17 | Galvanized Steel
SARINAS BP | 1782 HWY 19 N | THOMASTON | Upson | 9145041 | 1 | Flapper Valve | 1996-08-23 | FALSE | 1996-08-23 | FALSE | Currently in Use | Diesel | 2000 | Composite | 1996-08-23 |  |  | Safe Suction (Euro)
UPSON GROCERY | 1038 ATWATER RD | THOMASTON | Upson | 9145010 | 3 | Ball Float | 1994-04-15 | FALSE | 1994-04-15 | FALSE | Temporarily out of use | Diesel | 2000 | Galvanic (STIP-3) | 1994-03-08 |  | Fiberglass Reinforced Plastic | Pressurized
RESIDENCE-ON EXISTING R/W STA 48 | 3167 US HWY 19 SOUTH | THOMASTON | Upson | 9145007 | 1 | [5 empty] | Removed from Ground | Other | 0 | Not Marked/Unknown | 1993-11-23 | 1993-11-23 | Not Marked
KELLYS TRUCK STOP | 2000 BARNESVILLE HWY | THOMASTON | Upson | 9145042 | 3 | Ball Float | 1996-08-16 | FALSE | 1996-08-16 | FALSE | Currently in Use | Regular | 12000 | Composite | 1996-08-16 |  |  | Pressurized
ATC THOMASTON GA FACILITY | DAY COUNTY RD | THOMASTON | Upson | 1140012 | 2 |  | 1992-06-30 |  | 1992-06-30 |  | Removed from Ground | Diesel | 1000 | Double Walled | 1992-06-03 | 2013-10-24 | Copper | Suction (American)
SUNNY SIDE COUNTRY STORE | 3108 CREST HWY | THOMASTON | Upson | 1450058 | 6 | Flapper Valve | 2025-05-28 | FALSE | 2025-05-28 | FALSE | Currently in Use | Premium | 8000 | Composite Double Walled | 2025-05-28 |  | Double-Walled Flex | Pressurized
WAYNES FINA/SOUTH CENTER TEXACO | 300 SOUTH CENTER ST | THOMASTON | Upson | 1450039 | 59 |  |  | FALSE |  | FALSE | Temporarily out of use | Kerosene | 260 | Bare Steel | 1978-01-01
SOUTHSIDE AMOCO | 500 SOUTH CENTER ST | THOMASTON | Upson | 1450042 | 1 | [5 empty] | Removed from Ground | Gas (Historical Use) | 3000 | Bare Steel | 1965-05-10 | 1993-03-05 | Galvanized Steel | Pressurized
HANDY MART | 204 EAST WALKER ST | THOMASTON | Upson | 1450043 | 2 | [5 empty] | Removed from Ground | Gas (Historical Use) | 4000 | Bare Steel | 1966-05-10 | 1992-11-10 | Unknown
COCHRANS GULF/CLOSED BP STATION | 900 BARNESVILLE ST | THOMASTON | Upson | 1450019 | 5 | [5 empty] | Removed from Ground | Gas (Historical Use) | 550 | Bare Steel | 1930-01-01 | 1994-12-03 | Bare Steel | Safe Suction (Euro)
MULLING GROCERY | GA HWY 74 | YATESVILLE | Upson | 1450035 | S-074 | [5 empty] | Removed from Ground | Gas (Historical Use) | 1000 | Bare Steel | 1986-05-07 | 1991-07-01 | Unknown
DON PARTIN PROPERTY | 317 /321 S CHURCH ST | THOMASTON | Upson | 10002204 | 3 |  |  | FALSE |  | FALSE | Removed from Ground | Kerosene | 500 | Unknown | 2013-03-13 | 2013-03-13
MAC'S SERVICE STATION | 101 BARNESVILLE ST | THOMASTON | Upson | 9145027 | 1 | [5 empty] | Removed from Ground | Gas (Historical Use) | 3000 | Bare Steel | 1995-01-01 | 1995-01-01 | Bare Steel | Suction (American)
RESIDENCE-ON EXISTING R/W STA 48 | 3167 US HWY 19 SOUTH | THOMASTON | Upson | 9145007 | 2 | [5 empty] | Removed from Ground | Other | 0 | Not Marked/Unknown | 1992-05-06 | 1992-05-06 | Not Marked
NANDKISHOR 1001 LLC | 213 A ST | THOMASTON | Upson | 9145043 | 2 | Ball Float | 1996-11-06 | FALSE | 1996-11-06 | FALSE | Currently in Use | Regular | 8000 | Fiberglass Double Walled | 1996-11-06 |  | Double-Walled Fiberglass | Pressurized
KELLYS TRUCK STOP | 2000 BARNESVILLE HWY | THOMASTON | Upson | 9145042 | 2 | Ball Float | 1996-08-16 | FALSE | 1996-08-16 | FALSE | Currently in Use | Premium | 8000 | Composite | 1996-08-16 |  |  | Pressurized
DON PARTIN PROPERTY | 317 /321 S CHURCH ST | THOMASTON | Upson | 10002204 | 1 |  |  | FALSE |  | FALSE | Removed from Ground | Gas (Historical Use) | 750 | Unknown | 2013-03-13 | 2013-03-13
FORMER WILLIS OIL SITE | 256 NORTH CENTER STREET | THOMASTON | Upson | 10002067 | B |  |  | FALSE |  | FALSE | Removed from Ground |  | 500 | Bare Steel | 2010-07-07 | 2010-07-07
INGLES GAS EXPRESS 449 | 734 N CHURCH ST | THOMASTON | Upson | 10002534 | 1B | Flapper Valve | 2015-08-01 | FALSE | 2015-08-15 | FALSE | Currently in Use | Premium | 7000 | Fiberglass Double Walled | 2015-08-01 |  | Double-Walled Flex | Pressurized
Shamrock Food Mart | 1100 HWY 19 N | THOMASTON | Upson | 9145001 | 2 | Flapper Valve | 1988-03-01 | FALSE | 1988-03-01 | FALSE | Currently in Use | Diesel | 10000 | Fiberglass | 1988-03-01 |  | Fiberglass Reinforced Plastic | Pressurized
RaceWay #6903 - Thomaston | 1088 HWY 19 N | THOMASTON | Upson | 10002186 | 3 | Overfill Alarm | 2012-11-01 | FALSE | 2012-11-01 | FALSE | Currently in Use | Diesel | 12000 | Composite Double Walled | 2012-11-01 |  | Double-Walled Fiberglass | Pressurized
LITTLE JOE'S #2 | 705 NORTH BETHEL ST | THOMASTON | Upson | 9145004 | 69 | [5 empty] | Removed from Ground | Gas (Historical Use) | 4000 | Bare Steel | 1983-01-01 | 2000-01-01 | Galvanized Steel | Suction (American)
INGLES GAS EXPRESS 449 | 734 N CHURCH ST | THOMASTON | Upson | 10002534 | 2B | Flapper Valve | 2015-08-01 | FALSE | 2015-08-15 | FALSE | Currently in Use | Diesel | 5000 | Fiberglass Double Walled | 2015-08-01 |  | Double-Walled Flex | Pressurized
FORMER WILLIS OIL SITE | 256 NORTH CENTER STREET | THOMASTON | Upson | 10002067 | A |  |  | FALSE |  | FALSE | Removed from Ground |  | 200 | Bare Steel | 2010-07-07 | 2010-07-07
INGLES GAS EXPRESS 449 | 734 N CHURCH ST | THOMASTON | Upson | 10002534 | 1A | Flapper Valve | 2015-08-01 | FALSE | 2015-08-15 | FALSE | Currently in Use | Regular | 25000 | Fiberglass Double Walled | 2015-08-01 |  | Double-Walled Flex | Pressurized
LITTLE JOE'S #2 | 705 NORTH BETHEL ST | THOMASTON | Upson | 9145004 | 70 | [5 empty] | Removed from Ground | Gas (Historical Use) | 3000 | Bare Steel | 1983-01-01 | 2000-01-01 | Galvanized Steel | Suction (American)
RaceWay #6903 - Thomaston | 1088 HWY 19 N | THOMASTON | Upson | 10002186 | 1 | Overfill Alarm | 2012-11-01 | FALSE | 2012-11-01 | FALSE | Currently in Use | Regular | 20000 | Composite Double Walled | 2012-11-01 |  | Double-Walled Fiberglass | Pressurized
DON PARTIN PROPERTY | 317 /321 S CHURCH ST | THOMASTON | Upson | 10002204 | 2 |  |  | FALSE |  | FALSE | Removed from Ground | Gas (Historical Use) | 750 | Unknown | 2013-03-13 | 2013-03-13
Shamrock Food Mart | 1100 HWY 19 N | THOMASTON | Upson | 9145001 | 4 |  | 1988-03-01 |  | 1988-03-01 |  | Removed from Ground | Diesel | 4000 | Fiberglass | 1988-03-01 | 2012-03-01 | Fiberglass Reinforced Plastic
Shamrock Food Mart | 1100 HWY 19 N | THOMASTON | Upson | 9145001 | 1 | Flapper Valve | 1988-03-01 | FALSE | 1988-03-01 | FALSE | Currently in Use | Regular | 10000 | Fiberglass | 1988-03-01 |  | Fiberglass Reinforced Plastic | Pressurized
RaceWay #6903 - Thomaston | 1088 HWY 19 N | THOMASTON | Upson | 10002186 | 2 | Overfill Alarm | 2012-11-01 | FALSE | 2012-11-01 | FALSE | Currently in Use | Premium | 12000 | Composite Double Walled | 2012-11-01 |  | Double-Walled Fiberglass | Pressurized
LITTLE JOE'S #2 | 705 NORTH BETHEL ST | THOMASTON | Upson | 9145004 | 71 | [5 empty] | Removed from Ground | Gas (Historical Use) | 2000 | Bare Steel | 1983-01-01 | 2000-01-01 | Galvanized Steel | Suction (American)
SOUTHSIDE GROCERY | 5775 INDIAN TRAIL | THOMASTON | Upson | 1450018 | D-4 |  | 1999-03-01 |  | 1999-03-01 | TRUE | Removed from Ground | Diesel | 3000 | Steel-Impressed Current | 1983-04-11 | 2012-04-04 | Double Walled | Safe Suction (Euro)
SOUTHSIDE GROCERY | 5775 INDIAN TRAIL | THOMASTON | Upson | 1450018 | 1C | Ball Float | 2013-09-18 | FALSE | 2013-09-18 | FALSE | Currently in Use | Diesel | 3000 | Composite Double Walled | 2013-09-18 |  | Double-Walled Fiberglass | Pressurized
NORTH CHURCH ST TEXACO STATION | 107 NORTH CHURCH ST | THOMASTON | Upson | 1450038 | 4 | [5 empty] | Removed from Ground | Gas (Historical Use) | 4000 | Bare Steel | 1977-05-09 | 1991-07-01 | Galvanized Steel
JACK W BRADDY/BRADDYS SVC STA | 810 BARNESVILLE ST | THOMASTON | Upson | 1450005 | 1 | [5 empty] | Removed from Ground | Gas (Historical Use) | 1000 | Bare Steel | 1966-03-08 | 1998-10-13 | Galvanized Steel
THOMASTON MILLS THOMASTON DIVISI | 1001 BARNESVILLE ST | THOMASTON | Upson | 1450003 | 3 | [5 empty] | Removed from Ground | Other | 1 | Bare Steel | 1961-04-22 | 1899-12-31 | Bare Steel
GRANT MEMORIAL AIRPORT | 48 A AVIATION DR | THOMASTON | Upson | 1450011 | 1 | [5 empty] | Removed from Ground | Other | 4000 | Bare Steel | 1981-03-21 | 1998-10-14 | Galvanized Steel
CITY OF THOMASTON WAREHOUSE | 309 VETERANS DRIVE | THOMASTON | Upson | 9145026 | 3 | [5 empty] | Removed from Ground | Gas (Historical Use) | 10000 | Marked Unknown | 1986-03-17 | 1998-12-30 | Unknown | Safe Suction (Euro)
GILBERT SERVICE STATION | 300 EAST THOMPSON ST | THOMASTON | Upson | 9145030 | 2 | [5 empty] | Removed from Ground | Gas (Historical Use) | 8000 | Bare Steel | 1995-01-01 | 1995-01-01 | Bare Steel | Pressurized
TRAMMELL TRUCKING CO | MOORES CROSSING RD | THOMASTON | Upson | 9145044 | 1 | [5 empty] | Removed from Ground | Diesel | 3000 | Not Marked/Unknown | 1997-07-01 | 1997-07-01 | Not Marked
Circle K 2745055 | 1501 HWY 19 N | THOMASTON | Upson | 9145036 | 4 | [5 empty] | Removed from Ground | Diesel | 1000 | Bare Steel | 1998-09-01 | 1998-09-01 | Galvanized Steel | Pressurized
Circle K 2745055 | 1501 HWY 19 N | THOMASTON | Upson | 9145036 | 5 | [5 empty] | Removed from Ground | Diesel | 1000 | Bare Steel | 1998-09-01 | 1998-09-01 | Galvanized Steel | Pressurized
Circle K 2745055 | 1501 HWY 19 N | THOMASTON | Upson | 9145036 | 7 | Flapper Valve | 1998-10-01 | FALSE | 1998-10-01 | FALSE | Removed from Ground |  | 10000 | Composite | 1998-10-01 | 2018-04-03 | Flex | Pressurized
GILBERT OIL COMPANY | 403 BARNESVILLE ST | THOMASTON | Upson | 9145031 | 3 | Flapper Valve | 1991-08-01 | FALSE | 1991-08-01 | FALSE | Currently in Use | Diesel On Road | 10000 | Steel-Impressed Current | 1992-01-01 |  | Aboveground | Pressurized
TRUITT & PITTS LOGGIN CO | 1189 REST HAVEN RD | YATESVILLE | Upson | 1450051 | NORTH | [5 empty] | Removed from Ground | Diesel | 1000 | Marked Unknown | 1975-05-11 | 1997-12-03 | Unknown
SLEEPY HOLLOW C STORE | 6355 HWY 74 | YATESVILLE | Upson | 9145018 | UL8000 |  | 1998-11-28 |  | 1998-11-28 |  | Removed from Ground | Gas (Historical Use) | 8000 | Fiberglass | 1998-11-28 | 2013-03-01 | Cathodically Protected | Safe Suction (Euro)
LITTLE JOE'S #2 | 705 NORTH BETHEL ST | THOMASTON | Upson | 9145004 | 72 | [5 empty] | Removed from Ground | Diesel | 1000 | Bare Steel | 1983-01-01 | 2000-01-01 | Galvanized Steel
FORMER THOMASTON POLICE DEPARTMENT/MUNICIPAL BUILDING | 613 NORTH CHURCH STREET | THOMASTON | Upson | 10001438 | 1 |  |  | FALSE |  | FALSE | Removed from Ground | Gas (Historical Use) | 200 | Bare Steel | 2006-10-11 | 2006-10-11 | Bare Steel
INGLES GAS EXPRESS 449 | 734 N CHURCH ST | THOMASTON | Upson | 10002534 | 2A | Flapper Valve | 2015-08-01 | FALSE | 2015-08-15 | FALSE | Currently in Use | Diesel | 5000 | Fiberglass Double Walled | 2015-08-01 |  | Double-Walled Flex | Pressurized
UPSON ALLIANCE WAREHOUSE | 308 N HIGHTOWER ST | THOMASTON | Upson | 10003051 | 1 |  |  | FALSE |  | FALSE | Removed from Ground | Empty | 500 | Bare Steel |  | 2020-08-19
RITZ BEER & GRILL | 2519 HWY 136 | LAFAYETTE | Walker | 1460056 | 1 | Overfill Alarm | 1998-12-11 | FALSE | 1998-12-11 | FALSE | Currently in Use | Regular | 4000 | Steel-Impressed Current | 1984-05-08 |  | Steel (Impressed Current) | Suction (American)
RED BARN GROCERY | HWY 37 N | TRION | Walker | 9146038 | 2 |  | 1989-02-08 |  | 1989-02-08 |  | Removed from Ground | Gas (Historical Use) | 4000 | Galvanic (STIP-3) | 1989-02-08 | 2003-01-01 | Fiberglass Reinforced Plastic | Pressurized
WILSON PURE SERVICE | 305 NORTH MAIN | LAFAYETTE | Walker | 1460039 | 3 | [5 empty] | Removed from Ground | Diesel | 1000 | Bare Steel | 1959-04-17 | 1990-04-01 | Cathodically Protected | Suction (American)
STANFIELD'S UNION 76 SVC STATION | NORTH MAIN & CULBERSON AVE | LAFAYETTE | Walker | 1460057 | 1 | [5 empty] | Removed from Ground | Gas (Historical Use) | 4000 | Bare Steel | 1958-05-15 | 1990-07-01 | Galvanized Steel
RITZ BEER & GRILL | 2519 HWY 136 | LAFAYETTE | Walker | 1460056 | 3 | Overfill Alarm | 1998-12-11 | FALSE | 1998-12-11 | FALSE | Currently in Use | Premium | 2000 | Steel-Impressed Current | 1984-05-08 |  |  | Safe Suction (Euro)
BEN QUARLES SERVICE STATION | 126 SOUTH MAIN ST | LAFAYETTE | Walker | 1460069 | 2 | [5 empty] | Removed from Ground | Gas (Historical Use) | 1000 | Bare Steel | 1965-05-13 | 1989-08-30 | Galvanized Steel
SOUTHEAST TERMINAL | 5800 ST ELMO AVE GA HWY 193 | LOOKOUT MOUNTAIN | Walker | 9146004 | 3 | [5 empty] | Removed from Ground | Kerosene | 1000 | Bare Steel | 1971-01-01 | 1988-11-30 | Galvanized Steel
SEE ROCK CITY INC | 1400 PATTON RD | LOOKOUT MOUNTAIN | Walker | 9146012 | 2 | [5 empty] | Removed from Ground | Gas (Historical Use) | 4000 | Bare Steel | 1965-01-01 | 1998-05-08 | Unknown
PATS GENERAL STORE | 13552 HWY 157 | RISING FAWN | Walker | 9146013 | 1 | Flapper Valve | 1988-01-01 |  | 1988-01-01 |  | Currently in Use | Gas (Historical Use) | 2000 | Galvanic (STIP-3) | 1988-01-01 |  | Galvanized Steel | Safe Suction (Euro)
EDDIES QUICK STOP | 5054 HWY 157 | RISING FAWN | Walker | 9146037 | 3 | [5 empty] | Removed from Ground | Kerosene | 0 | Bare Steel | 1988-09-01 | 1998-12-22 | Galvanized Steel | Suction (American)
RED BARN GROCERY | HWY 37 N | TRION | Walker | 9146038 | 1 |  | 1989-02-08 |  | 1989-02-08 |  | Removed from Ground | Gas (Historical Use) | 4000 | Galvanic (STIP-3) | 1989-02-08 | 2003-01-01 | Fiberglass Reinforced Plastic | Pressurized
SOUTH MAIN TEXACO | 615 S MAIN ST | LAFAYETTE | Walker | 1460127 | 3 |  | 1999-01-12 |  | 1999-01-12 |  | Removed from Ground | Diesel | 1000 | Steel-Impressed Current | 1961-05-14 | 2016-01-28 | Cathodically Protected | Suction (American)
ASTRO YARN MILLS INC | SHATTUCK IND BLVD | LAFAYETTE | Walker | 9146017 | 2 | [5 empty] | Currently in Use | Diesel | 15000 | Marked Unknown |  |  | Unknown
ASTRO YARN MILLS INC | SHATTUCK IND BLVD | LAFAYETTE | Walker | 9146017 | 3AST | [5 empty] | Currently in Use | Diesel | 17000 | Marked Unknown |  |  | Unknown
SOUTHEAST TERMINAL | 5800 ST ELMO AVE GA HWY 193 | LOOKOUT MOUNTAIN | Walker | 9146004 | 3R1 | [5 empty] | Currently in Use | Other | 550 | Fiberglass | 1988-12-20 |  | Galvanized Steel | Suction (American)
SEE ROCK CITY INC | 1400 PATTON RD | LOOKOUT MOUNTAIN | Walker | 9146012 | 4 | [5 empty] | Removed from Ground | Gas (Historical Use) | 4000 | Bare Steel | 1965-01-01 | 1998-05-08 | Unknown
KING'S OIL #368 | 14678 HWY 151 | TRION | Walker | 10001481 | 1 | Ball Float | 2007-01-28 | FALSE | 2007-01-28 | FALSE | Currently in Use | Gas (Historical Use) | 12000 | Composite | 2007-01-28 |  | Fiberglass Reinforced Plastic | Pressurized
SEE ROCK CITY INC | 1400 PATTON RD | LOOKOUT MOUNTAIN | Walker | 9146012 | 3 | [5 empty] | Removed from Ground | Gas (Historical Use) | 4000 | Bare Steel | 1965-01-01 | 1998-05-08 | Unknown
SMART MART | 9180 HWY 136 W | CHICKAMAUGA | Walker | 9146064 | 3A | Flapper Valve | 1998-05-04 | FALSE | 1998-05-04 | FALSE | Currently in Use | Diesel | 1500 | Composite | 1998-04-21 |  | Fiberglass Reinforced Plastic | Pressurized
WILSON PURE SERVICE | 305 NORTH MAIN | LAFAYETTE | Walker | 1460039 | 4 | [5 empty] | Removed from Ground | Gas (Historical Use) | 3000 | Bare Steel | 1959-04-17 | 1990-04-01 | Unknown
CITY OF LOOKOUT MOUNTAIN | 1214 LULA LAKE RD | LOOKOUT MOUNTAIN | Walker | 10002101 | 1 |  |  | FALSE |  | FALSE | Removed from Ground | Gas (Historical Use) | 2000 | Bare Steel | 2012-05-15 | 2012-05-23 | Bare Steel | Suction (American)
PATS GENERAL STORE | 13552 HWY 157 | RISING FAWN | Walker | 9146013 | 2 | Flapper Valve | 1988-01-01 | FALSE | 1988-01-01 | FALSE | Currently in Use | Gas (Historical Use) | 2000 | Galvanic (STIP-3) | 1988-01-01 |  | Galvanized Steel | Safe Suction (Euro)
EDDIES QUICK STOP | 5054 HWY 157 | RISING FAWN | Walker | 9146037 | 1 | Flapper Valve | 1988-09-01 | FALSE | 1988-09-01 | FALSE | Currently in Use | Gas (Historical Use) | 3000 |  | 1988-09-01 |  |  | Suction (American)
SMART MART | 9180 HWY 136 W | CHICKAMAUGA | Walker | 9146064 | 1 | Flapper Valve | 1998-05-09 | FALSE | 1998-05-09 | FALSE | Currently in Use | Regular | 12000 | Composite | 1998-04-21 |  | Fiberglass Reinforced Plastic | Pressurized
RED BARN GROCERY | HWY 37 N | TRION | Walker | 9146038 | 3 |  | 1989-02-08 |  | 1989-02-08 |  | Removed from Ground | Gas (Historical Use) | 6000 | Galvanic (STIP-3) | 1989-02-08 | 2003-01-01 | Fiberglass Reinforced Plastic | Pressurized
SMART MART | 9180 HWY 136 W | CHICKAMAUGA | Walker | 9146064 | 3B | Flapper Valve | 1998-05-04 | FALSE | 1998-05-04 | FALSE | Currently in Use | Diesel Off Road | 1500 | Composite | 1998-04-21 |  | Fiberglass Reinforced Plastic | Safe Suction (Euro)
UNCLE JEDS | 23617 HWY 193 | LAFAYETTE | Walker | 9146067 | 3 | Ball Float | 1996-05-01 | FALSE | 1996-05-01 | FALSE | Currently in Use | Regular | 6000 | Galvanic (STIP-3) | 1996-05-01 |  | Fiberglass Reinforced Plastic | Pressurized
LAFAYETTE FRUIT MARKET GARDEN CENTER | 1409 W MAIN STREET | LAFAYETTE | Walker | 9146061 | 4 | [5 empty] | Removed from Ground | Kerosene | 4000 | Cathodically Protected Steel | 1980-01-01 | 2000-10-01 | Not Marked | Pressurized
SOUTHEAST TERMINAL | 5800 ST ELMO AVE GA HWY 193 | LOOKOUT MOUNTAIN | Walker | 9146004 | 4 | [5 empty] | Removed from Ground | Kerosene | 1000 | Bare Steel | 1971-01-01 | 1988-11-30 | Galvanized Steel
EDDIES QUICK STOP | 5054 HWY 157 | RISING FAWN | Walker | 9146037 | 2 |  | 1988-09-01 | FALSE | 1988-09-01 | FALSE | Currently in Use | Gas (Historical Use) | 3000 |  | 1988-09-01 |  |  | Suction (American)
SOLUTION FIBERS INC | 110 WEST MCCARTER RD | LAFAYETTE | Walker | 1460038 | 1 | [5 empty] | Permanently Out of Use - historical purposes | Diesel | 5000 | Bare Steel | 1984-03-07 | 1899-12-31 | Bare Steel
RITZ BEER & GRILL | 2519 HWY 136 | LAFAYETTE | Walker | 1460056 | 2 | Overfill Alarm | 1998-12-11 | FALSE | 1998-12-11 | FALSE | Currently in Use | Diesel | 4000 | Steel-Impressed Current | 1984-05-08 |  | Steel (Impressed Current) | Safe Suction (Euro)
DIANES QUIK STOP | 2664 HWY 136 E | LAFAYETTE | Walker | 1460070 | 1 | [5 empty] | Removed from Ground | Empty | 3000 | Bare Steel | 1968-05-12 | 1994-03-01 | Galvanized Steel | Safe Suction (Euro)
GAY MITCHELL/DAWN'S BAKERY | NORTH MAIN ST/STREET #? | LAFAYETTE | Walker | 1460149 | 2 | [5 empty] | Removed from Ground | Empty | 3000 | Bare Steel | 1966-05-28 | 1988-05-15 | Galvanized Steel
SOUTH MAIN TEXACO | 615 S MAIN ST | LAFAYETTE | Walker | 1460127 | 2 |  | 1999-01-12 |  | 1999-01-12 |  | Removed from Ground | Gas (Historical Use) | 1000 | Steel-Impressed Current | 1961-05-14 | 2016-01-28 | Cathodically Protected | Suction (American)
SOUTHEAST TERMINAL | 5800 ST ELMO AVE GA HWY 193 | LOOKOUT MOUNTAIN | Walker | 9146004 | 1 | [5 empty] | Currently in Use | Other | 2000 | Bare Steel | 1980-01-01 |  | Galvanized Steel
SMART MART | 9180 HWY 136 W | CHICKAMAUGA | Walker | 9146064 | 2 | Flapper Valve | 1998-05-04 | FALSE | 1998-05-04 | FALSE | Currently in Use | Premium | 8000 | Composite | 1998-04-21 |  | Fiberglass Reinforced Plastic | Pressurized
SOUTHEAST TERMINAL | 5800 ST ELMO AVE GA HWY 193 | LOOKOUT MOUNTAIN | Walker | 9146004 | 2 | [5 empty] | Removed from Ground | Kerosene | 1000 | Bare Steel | 1971-01-01 | 1988-11-30 | Galvanized Steel
KING'S OIL #368 | 14678 HWY 151 | TRION | Walker | 10001481 | 3 | Ball Float | 2007-01-28 | FALSE | 2007-01-28 | FALSE | Currently in Use | Diesel | 4000 | Composite | 2007-01-28 |  | Fiberglass Reinforced Plastic | Pressurized
KING'S OIL #368 | 14678 HWY 151 | TRION | Walker | 10001481 | 2 | Ball Float | 2007-01-28 | FALSE | 2007-01-28 | FALSE | Currently in Use | Gas (Historical Use) | 8000 | Composite | 2007-01-28 |  | Fiberglass Reinforced Plastic | Pressurized
SEE ROCK CITY INC | 1400 PATTON RD | LOOKOUT MOUNTAIN | Walker | 9146012 | 1 | [5 empty] | Removed from Ground | Gas (Historical Use) | 4000 | Bare Steel | 1965-01-01 | 1998-05-08 | Unknown
WILSON PURE SERVICE | 305 NORTH MAIN | LAFAYETTE | Walker | 1460039 | 6 |  |  | TRUE |  | TRUE | Removed from Ground | Used Oil | 460 | Bare Steel | 1959-04-17 | 1990-04-01 | Unknown
WILSON PURE SERVICE | 305 NORTH MAIN | LAFAYETTE | Walker | 1460039 | 8 | Flapper Valve | 1990-04-01 | FALSE | 1990-04-01 | FALSE | Closed in Ground | Premium | 3000 | Galvanic (STIP-3) | 1990-04-01 |  | Steel/Sacrificial Anodes | Safe Suction (Euro)
BEN QUARLES SERVICE STATION | 126 SOUTH MAIN ST | LAFAYETTE | Walker | 1460069 | 3 | [5 empty] | Removed from Ground | Gas (Historical Use) | 2000 | Bare Steel | 1970-05-12 | 1989-08-30 | Galvanized Steel
PATTON ROCK PRODUCTS | HWY 193 & BLUEHOLE RD | LAFAYETTE | Walker | 1460066 | 1 | [5 empty] | Removed from Ground | Diesel | 6000 | Bare Steel | 1982-05-09 | 1999-02-13 | Galvanized Steel | Suction (American)
GAY MITCHELL/DAWN'S BAKERY | NORTH MAIN ST/STREET #? | LAFAYETTE | Walker | 1460149 | 1 | [5 empty] | Removed from Ground | Empty | 4000 | Bare Steel | 1966-05-28 | 1988-05-15 | Galvanized Steel
NAOMI GROCERY | 6113 GA HWY 151 | LAFAYETTE | Walker | 9146024 | 4 |  |  | FALSE |  | FALSE | Temporarily out of use | Gas (Historical Use) | 2000 | Galvanic (STIP-3) | 1988-09-01 |  | Galvanized Steel | Safe Suction (Euro)
CORNERSTONE MARKET 4 | 2213 OLD TRION HWY | LAFAYETTE | Walker | 9146065 | 3B | Ball Float | 1998-06-01 | FALSE | 1998-06-01 | FALSE | Currently in Use | Premium | 0 | Composite | 1998-06-01 |  | Fiberglass Reinforced Plastic | Pressurized
FORMER SKATES SERVICE STATION | 605 SOUTH MAIN STREET | LAFAYETTE | Walker | 10002591 | 1 |  |  | FALSE |  | FALSE | Removed from Ground | Not Marked/Tank Removed | 1000 | Unknown |  | 1899-12-31
JK's Beer Wine Tobacco Store | 3792 S HWY 341 | CHICKAMAUGA | Walker | 9146046 | 2 |  | 2000-11-01 | FALSE | 2000-11-01 | FALSE | Removed from Ground |  | 1000 | Bare Steel | 1985-06-01 | 2000-10-01 | Cathodically Protected | Suction (American)
TOMMY TRAVIS | GA HWY 341 | CHICKAMAUGA | Walker | 9146073 | 3 | [5 empty] | Removed from Ground | Diesel | 8000 | Bare Steel | 1971-01-01 | 2001-01-24 | Bare Steel | Suction (American)
WILSON PURE SERVICE | 305 NORTH MAIN | LAFAYETTE | Walker | 1460039 | 9 | Flapper Valve | 1990-04-01 | FALSE | 1990-04-01 | FALSE | Closed in Ground | Diesel | 1000 | Galvanic (STIP-3) | 1990-04-01 |  | Steel/Sacrificial Anodes | Safe Suction (Euro)
STANFIELD'S UNION 76 SVC STATION | NORTH MAIN & CULBERSON AVE | LAFAYETTE | Walker | 1460057 | 3 | [5 empty] | Removed from Ground | Diesel | 550 | Bare Steel | 1958-05-15 | 1990-07-01 | Galvanized Steel
RITZ BEER & GRILL | 2519 HWY 136 | LAFAYETTE | Walker | 1460056 | 4 | Overfill Alarm | 1998-12-11 | FALSE | 1998-12-11 | FALSE | Currently in Use | Diesel Off Road | 1000 | Steel-Impressed Current | 1984-05-08 |  | Steel (Impressed Current) | Safe Suction (Euro)
SOUTH MAIN TEXACO | 615 S MAIN ST | LAFAYETTE | Walker | 1460127 | 4 |  | 1999-01-12 |  | 1999-01-12 |  | Removed from Ground | Gas (Historical Use) | 1000 | Steel-Impressed Current | 1961-05-14 | 2016-01-28 | Cathodically Protected | Suction (American)
SAV-A-TON | 800 N MAIN ST | LAFAYETTE | Walker | 9146009 | 3 | Ball Float | 1998-11-17 |  | 1998-11-17 |  | Currently in Use | Gas (Historical Use) | 10000 | Steel-Impressed Current | 1987-01-01 |  | Steel (Impressed Current) | Pressurized
FORMER KAYO SERVICE STATION | US HIGHWAY 27 @ GA HIGHWAY 136 | LAFAYETTE | Walker | 10001057 | 2 |  |  | FALSE |  | FALSE | Removed from Ground | Gas (Historical Use) | 10000 | Bare Steel | 2005-10-11 | 2005-10-11
ROY E PARRISH JR | BROTHERTON LANE OFF SR 341 | CHICKAMAUGA | Walker | 1460131 | 1 | [5 empty] | Removed from Ground | Gas (Historical Use) | 2000 | Bare Steel | 1981-05-09 | 1984-02-25 | Galvanized Steel
WILSON PURE SERVICE | 305 NORTH MAIN | LAFAYETTE | Walker | 1460039 | 7 | Flapper Valve | 1990-04-01 | FALSE | 1990-04-01 | FALSE | Closed in Ground | Regular | 3000 | Galvanic (STIP-3) | 1990-04-01 |  | Fiberglass Reinforced Plastic | Safe Suction (Euro)
WILSON PURE SERVICE | 305 NORTH MAIN | LAFAYETTE | Walker | 1460039 | 1 | [5 empty] | Removed from Ground | Gas (Historical Use) | 3000 | Bare Steel | 1959-04-17 | 1990-04-01 | Cathodically Protected | Suction (American)
STANFIELD'S UNION 76 SVC STATION | NORTH MAIN & CULBERSON AVE | LAFAYETTE | Walker | 1460057 | 2 | [5 empty] | Removed from Ground | Gas (Historical Use) | 4000 | Bare Steel | 1958-05-15 | 1990-07-01 | Galvanized Steel
BEN QUARLES SERVICE STATION | 126 SOUTH MAIN ST | LAFAYETTE | Walker | 1460069 | 1 | [5 empty] | Removed from Ground | Gas (Historical Use) | 1000 | Bare Steel | 1965-05-13 | 1989-08-30 | Galvanized Steel
MAPCO EXPRESS 3631 | 59 Stansell Dr. | LAFAYETTE | Walker | 1460148 | 4 |  | 1998-06-10 |  | 1998-06-10 |  | Removed from Ground | Diesel | 2005 | Composite | 1992-04-01 | 1994-06-22 | Cathodically Protected | Suction (American)
MAPCO EXPRESS 3631 | 59 Stansell Dr. | LAFAYETTE | Walker | 1460148 | 5 | Flapper Valve | 1998-06-10 | FALSE | 1998-06-10 | FALSE | Currently in Use | Kerosene | 2005 | Steel-Impressed Current | 1986-11-01 |  | Cathodically Protected | Suction (American)
ASTRO YARN MILLS INC | SHATTUCK IND BLVD | LAFAYETTE | Walker | 9146017 | 1 | [5 empty] | Currently in Use | Diesel | 20000 | Marked Unknown |  |  | Unknown
MURPHY USA #6563 | 2637 N HWY 27 | LAFAYETTE | Walker | 9146070 | 2B | Flapper Valve | 2000-06-16 | FALSE | 2000-06-16 | FALSE | Currently in Use | Gas (Historical Use) | 4000 | Fiberglass Double Walled | 2000-08-16 |  | Double-Walled Flex | Pressurized
MCCOLLUM FAMILY TRUST | 505 S MAIN ST | LAFAYETTE | Walker | 9146041 | 4AST | [5 empty] | Removed from Ground | Diesel | 1000 | Not Marked/Unknown | 1971-05-21 | 1998-12-01 | Not Marked
MURPHY USA #6563 | 2637 N HWY 27 | LAFAYETTE | Walker | 9146070 | 2A | Flapper Valve | 2000-06-16 | FALSE | 2000-06-16 | FALSE | Currently in Use | Gas (Historical Use) | 8000 | Fiberglass Double Walled | 2000-08-16 |  | Double-Walled Flex | Pressurized
Circle K 2709339 | 2452 N HWY 27 | LAFAYETTE | Walker | 9146069 | 2 |  | 1998-11-06 |  | 1998-11-06 |  | Currently in Use | Gas (Historical Use) | 10000 | Epoxy | 1998-11-06 |  | Secondary Containment | Pressurized
WESTSIDE HARDWARE | 512 S MAIN STREET | LAFAYETTE | Walker | 9146057 | 1 | [5 empty] | Removed from Ground | Other | 750 | Not Marked/Unknown | 1996-06-25 | 1996-06-25 | Not Marked
FORMER KAYO SERVICE STATION | US HIGHWAY 27 @ GA HIGHWAY 136 | LAFAYETTE | Walker | 10001057 | 1 |  |  | FALSE |  | FALSE | Removed from Ground | Gas (Historical Use) | 10000 | Bare Steel | 2005-10-11 | 2005-10-11
JK's Beer Wine Tobacco Store | 3792 S HWY 341 | CHICKAMAUGA | Walker | 9146046 | 4 | Flapper Valve | 2000-12-04 | TRUE | 2000-12-04 | TRUE | Currently in Use | Regular | 1000 | Galvanic (STIP-3) | 2000-11-01 |  | Fiberglass Reinforced Plastic | Suction (American)
JK's Beer Wine Tobacco Store | 3792 S HWY 341 | CHICKAMAUGA | Walker | 9146046 | 5 | Flapper Valve | 2000-12-04 | TRUE | 2000-12-04 | TRUE | Currently in Use | Diesel | 1000 | Galvanic (STIP-3) | 2000-11-01 |  | Fiberglass Reinforced Plastic | Suction (American)
TOMMY TRAVIS | GA HWY 341 | CHICKAMAUGA | Walker | 9146073 | 1 | [5 empty] | Removed from Ground | Gas (Historical Use) | 4000 | Bare Steel | 1971-01-01 | 2001-01-24 | Bare Steel | Suction (American)
PIT STOP STORE #9 | 12978 S GA HWY 193 | CHICKAMAUGA | Walker | 9146015 | 3 | [5 empty] | Removed from Ground | Empty | 4000 | Bare Steel | 1982-05-09 | 1998-10-31 | Galvanized Steel | Safe Suction (Euro)
CROWDER SUPPLY | 111 GORDON ST | CHICKAMAUGA | Walker | 9146006 | 1 | [5 empty] | Closed in Ground | Gas (Historical Use) | 550 | Bare Steel | 1979-01-01 | 1998-11-23 | Bare Steel | Suction (American)
MAPCO EXPRESS 3631 | 59 Stansell Dr. | LAFAYETTE | Walker | 1460148 | 3 | Flapper Valve | 1998-06-10 | FALSE | 1998-06-10 | FALSE | Currently in Use | Premium | 10152 | Steel-Impressed Current | 1986-06-01 |  | Cathodically Protected | Pressurized
RUSSELL MACHINE SHOP | HWY 27 NORTH/STREET #? | LAFAYETTE | Walker | 9146011 | 2 | [5 empty] | Closed in Ground | Empty | 1000 | Bare Steel | 1960-01-01 | 1988-12-20 | Galvanized Steel
MARTIN SVC CENTER | 711 THURMAN ST | LAFAYETTE | Walker | 9146031 | 1 | [5 empty] | Removed from Ground | Gas (Historical Use) | 1000 | Bare Steel | 1980-01-01 | 1994-08-14 | Bare Steel | Safe Suction (Euro)
Sunrise Market 29 | 24 West Hwy 136 | LAFAYETTE | Walker | 9155018 | D |  | 1988-11-16 |  | 1988-11-16 |  | Currently in Use | Diesel | 2005 | Composite | 1988-01-01 |  | Fiberglass Reinforced Plastic
COLOR SPECTRUM A DIVISION OF SYNTEC INDUSTRIES | 15 PROBASCO ST | LAFAYETTE | Walker | 10001166 | 1 |  |  | FALSE |  | FALSE | Removed from Ground | Gas (Historical Use) | 1500 | Bare Steel | 2006-05-22 | 2006-05-22
COVE RD | 110 COVE RD | CHICKAMAUGA | Walker | 10002595 | 3 |  |  | FALSE |  | FALSE | Removed from Ground | Gas (Historical Use) | 3000 | Unknown | 2016-07-15 | 2016-07-15 | Unknown
WHITFIELD OIL CO INC | 110 LAFAYETTE RD | CHICKAMAUGA | Walker | 1460058 | 2 | Flapper Valve | 1998-07-01 | FALSE | 1998-07-01 | FALSE | Removed from Ground | Gas (Historical Use) | 8000 | Fiberglass | 1972-05-06 | 2017-09-20 | Fiberglass Reinforced Plastic | Safe Suction (Euro)
DAVIS CROSS RD GROCERY | 9891 HWY 341 | CHICKAMAUGA | Walker | 9146044 | 2 |  | 1999-02-01 |  | 1999-02-01 |  | Removed from Ground | Gas (Historical Use) | 2000 | Steel-Impressed Current | 1999-02-01 | 2007-12-11 | Cathodically Protected | Suction (American)
TOMMY TRAVIS | GA HWY 341 | CHICKAMAUGA | Walker | 9146073 | 2 | [5 empty] | Removed from Ground | Gas (Historical Use) | 4000 | Bare Steel | 1971-01-01 | 2001-01-24 | Bare Steel | Suction (American)
JANE SADLER | 2577 HWY 341 | CHICKAMAUGA | Walker | 1460052 | 1 | [5 empty] | Removed from Ground | Gas (Historical Use) | 3000 | Bare Steel | 1974-05-06 | 1998-12-22 | Galvanized Steel | Pressurized
CIRCLE K #2723511 | 209 LEE & GORDON MILL RD | CHICKAMAUGA | Walker | 1460035 | 2 | Ball Float | 1997-05-12 | FALSE | 1997-05-12 | FALSE | Currently in Use | Plus | 10000 | Steel-Impressed Current | 1976-03-26 |  | Double-Walled Flex | Pressurized
Pat's Supermarket | 5661 GA HWY 136 W | CHICKAMAUGA | Walker | 1460074 | 3 | Overfill Alarm | 1998-08-15 |  | 1998-08-15 |  | Temporarily out of use | Diesel | 4000 | Steel-Impressed Current | 1982-05-09 |  | Steel (Impressed Current) | Safe Suction (Euro)
GAY MITCHELL/DAWN'S BAKERY | NORTH MAIN ST/STREET #? | LAFAYETTE | Walker | 1460149 | 3 | [5 empty] | Removed from Ground | Empty | 3000 | Bare Steel | 1966-05-28 | 1988-05-15 | Galvanized Steel
RESTAURANT ENTERPRISES INC | 1853 W NORTH MAIN ST | LAFAYETTE | Walker | 1462000 | 1 | Flapper Valve | 1988-06-03 |  | 1988-06-03 |  | Removed from Ground | Diesel | 6000 | Galvanic (STIP-3) | 1988-06-03 | 2011-05-18 | Fiberglass Reinforced Plastic | Pressurized
CONTEL (CT-573) | 108 WITHERS ST | LAFAYETTE | Walker | 9146003 | 1 | [5 empty] | Removed from Ground | Diesel | 4000 | Epoxy | 1976-01-01 | 1991-03-05 | Copper | Safe Suction (Euro)
MARTIN SVC CENTER | 711 THURMAN ST | LAFAYETTE | Walker | 9146031 | 2 | [5 empty] | Removed from Ground | Diesel | 1000 | Bare Steel | 1980-01-01 | 1994-08-14 | Bare Steel | Safe Suction (Euro)
LAFAYETTE FRUIT MARKET GARDEN CENTER | 1409 W MAIN STREET | LAFAYETTE | Walker | 9146061 | 3 |  | 1999-01-01 | FALSE | 1999-01-01 | FALSE | Closed in Ground | Gas (Historical Use) | 6000 | Steel-Impressed Current | 1980-01-01 |  | Steel (Impressed Current) | Pressurized
FORMER KAYO SERVICE STATION | US HIGHWAY 27 @ GA HIGHWAY 136 | LAFAYETTE | Walker | 10001057 | 3 |  |  | FALSE |  | FALSE | Removed from Ground | Diesel | 6000 | Bare Steel | 2005-10-11 | 2005-10-11
TONY RUSH | 9157 HWY 136 W | CHICKAMAUGA | Walker | 1460012 | 1 |  | 1988-06-15 |  | 1988-06-15 |  | Removed from Ground | Gas (Historical Use) | 2000 | Steel-Impressed Current | 1979-03-13 | 2010-10-18 | Cathodically Protected | Suction (American)
7-Eleven Store #41050 | 12797 N HWY 27 | CHICKAMAUGA | Walker | 1460007 | 2 |  | 1998-12-10 |  | 1998-12-10 |  | Removed from Ground | Gas (Historical Use) | 4000 | Steel-Impressed Current | 1989-02-01 | 2005-06-30 | Fiberglass Reinforced Plastic | Safe Suction (Euro)
ALLENS SUPERETTE | 6683 W HWY 136 | CHICKAMAUGA | Walker | 1460102 | 1 |  | 1999-01-15 |  | 1999-01-15 |  | Removed from Ground | Gas (Historical Use) | 4000 | Steel-Impressed Current | 1983-10-09 | 2011-08-17 | Cathodically Protected | Safe Suction (Euro)
7-Eleven Store #41050 | 12797 N HWY 27 | CHICKAMAUGA | Walker | 1460007 | 3 |  | 1998-12-10 |  | 1998-12-10 |  | Removed from Ground | Gas (Historical Use) | 4000 | Steel-Impressed Current | 1989-02-01 | 2005-06-30 | Fiberglass Reinforced Plastic | Safe Suction (Euro)
UBIFIRST | 205 MCFARLAND AVE | ROSSVILLE | Walker | 1460019 | 3 | Flapper Valve | 1997-06-01 | FALSE | 1997-06-01 | FALSE | Closed in Ground | Diesel | 8000 | Fiberglass | 1988-06-14 |  | Fiberglass Reinforced Plastic | Safe Suction (Euro)
SOUTHEASTERN MATERIALS | 1751 MCFARLAND AVE | ROSSVILLE | Walker | 1460120 | 2 |  | 1998-12-01 |  | 1998-12-01 |  | Removed from Ground | Gas (Historical Use) | 3000 | Steel-Impressed Current | 1982-05-09 | 2008-07-01 | Cathodically Protected | Safe Suction (Euro)
AMERICAN TIRE & BRAKE | 316 MCFARLAND AVE | ROSSVILLE | Walker | 1460101 | 2 | [5 empty] | Removed from Ground | Gas (Historical Use) | 2000 | Bare Steel | 1956-05-15 | 1989-12-01 | Galvanized Steel
MR JACKS | 514 SCHMITT RD | ROSSVILLE | Walker | 1460098 | 1 |  | 1999-01-15 |  | 1999-01-15 |  | Removed from Ground | Gas (Historical Use) | 1000 | Steel-Impressed Current | 1976-05-10 | 2011-09-28 | Cathodically Protected | Safe Suction (Euro)
JOHN ROSS MYSTIC | 409 CHICKAMAUGA AVE | ROSSVILLE | Walker | 1460040 | 3 | Flapper Valve | 1999-01-01 |  | 1999-01-01 |  | Temporarily out of use | Gas (Historical Use) | 6000 | Lined Interior | 1964-04-15 |  | Steel (Impressed Current) | Pressurized
YOGESH PATEL DBA KWIK-E-MART | 805 MISSION RIDGE RD | ROSSVILLE | Walker | 1460064 | 3 | [5 empty] | Removed from Ground | Gas (Historical Use) | 4000 | Bare Steel | 1968-05-12 | 1996-01-01 | Galvanized Steel | Suction (American)
CIRCLE K #2723508 | 1897 MCFARLAND GAP & MISSIONARY | ROSSVILLE | Walker | 1460015 | 7 | Ball Float | 1992-11-12 | FALSE | 1992-11-12 | FALSE | Currently in Use | Plus | 10000 | Composite | 1992-11-12 |  | Double-Walled Flex | Pressurized
CIRCLE K #2723508 | 1897 MCFARLAND GAP & MISSIONARY | ROSSVILLE | Walker | 1460015 | 1 |  |  | FALSE |  | FALSE | Removed from Ground |  | 10000 | Bare Steel | 1976-05-28 | 1992-11-11
MUKTA JIVAN INC D/B/A SUNSET MARKET #3 | 600 CHICKAMAUGA AVE | ROSSVILLE | Walker | 1460024 | 3 | [5 empty] | Closed in Ground | Gas (Historical Use) | 7500 | Bare Steel | 1961-01-23 | 1987-01-01 | Galvanized Steel
JIFFY MART | 1250 MISSION RIDGE RD | ROSSVILLE | Walker | 1460117 | 1 | [5 empty] | Removed from Ground | Gas (Historical Use) | 8000 | Bare Steel | 1984-05-07 | 1995-06-01 | Galvanized Steel | Suction (American)
CLOSED/O'KELLEY | 514 MISSION RIDGE RD | ROSSVILLE | Walker | 1460104 | 3 | [5 empty] | Removed from Ground | Empty | 2000 | Bare Steel | 1971-05-12 | 1899-12-31 | Galvanized Steel
MAPCO EXPRESS 3644 | 408 JAMES ST | ROSSVILLE | Walker | 1460093 | 1 | Flapper Valve | 1998-04-20 | FALSE | 1998-04-20 | FALSE | Currently in Use | Regular | 10000 | Steel-Impressed Current | 1981-05-09 |  | Steel (Impressed Current) | Pressurized
SAV MOE SERVICE CENTER | 902 MCFARLAND AVE | ROSSVILLE | Walker | 1460046 | 1 |  | 1998-12-09 | FALSE | 1998-12-09 | FALSE | Temporarily out of use | Premium | 8000 | Steel-Impressed Current | 1971-03-30 |  | Steel (Impressed Current) | Suction (American)
SOUTH MAIN TEXACO | 615 S MAIN ST | LAFAYETTE | Walker | 1460127 | 1 |  | 1999-01-12 |  | 1999-01-12 |  | Removed from Ground | Gas (Historical Use) | 1000 | Steel-Impressed Current | 1961-05-14 | 2016-01-28 | Cathodically Protected | Suction (American)
SAV-A-TON | 800 N MAIN ST | LAFAYETTE | Walker | 9146009 | 5 | Flapper Valve | 1998-11-17 |  | 1998-11-17 |  | Temporarily out of use | Kerosene | 4000 | Steel-Impressed Current | 1987-01-01 |  | Steel (Impressed Current) | Pressurized
SUE & OTIS HUGHES | 7552 SOUTH HWY 27 | LAFAYETTE | Walker | 10000404 | 1 |  |  | FALSE |  | FALSE | Removed from Ground | Diesel | 6000 | Bare Steel | 2002-12-01 | 2002-12-01 | Bare Steel | Safe Suction (Euro)
CHICKAMAUGA TELEPHONE/PLANT BLDG | 1225 COVE RD | CHICKAMAUGA | Walker | 9146005 | 1 | [5 empty] | Removed from Ground | Gas (Historical Use) | 2000 | Bare Steel | 1969-01-01 | 1998-10-01 | Galvanized Steel | Suction (American)
MCCOLLUM FAMILY TRUST | 505 S MAIN ST | LAFAYETTE | Walker | 9146041 | 1 | [5 empty] | Removed from Ground | Gas (Historical Use) | 8000 | Not Marked/Unknown | 1971-05-21 | 1998-12-01 | Not Marked | Suction (American)
PUBLIC SAFETY BUILDING | 208 N MAIN ST | LAFAYETTE | Walker | 9146039 | 1 | Flapper Valve | 1995-04-01 | FALSE | 1995-04-01 | FALSE | Currently in Use | Regular | 8000 | Galvanic (STIP-3) | 1995-04-15 |  | Fiberglass Reinforced Plastic | Safe Suction (Euro)
HARRIS CAR WASH | 810 N MAIN ST | LAFAYETTE | Walker | 9146040 | 5 | [5 empty] | Removed from Ground | Empty | 1000 | Bare Steel | 1970-05-12 | 1979-05-01 | Galvanized Steel
HARRIS CAR WASH | 810 N MAIN ST | LAFAYETTE | Walker | 9146040 | 4 | [5 empty] | Removed from Ground | Empty | 1000 | Bare Steel | 1970-05-12 | 1979-05-01 | Galvanized Steel
MURPHY USA #6563 | 2637 N HWY 27 | LAFAYETTE | Walker | 9146070 | 1 | Flapper Valve | 2000-06-16 | FALSE | 2000-08-16 | FALSE | Currently in Use | Gas (Historical Use) | 12000 | Fiberglass Double Walled | 2000-08-16 |  | Double-Walled Flex | Pressurized
MCCOLLUM FAMILY TRUST | 505 S MAIN ST | LAFAYETTE | Walker | 9146041 | 2 | [5 empty] | Removed from Ground | Gas (Historical Use) | 3000 | Not Marked/Unknown | 1971-05-21 | 1998-12-01 | Not Marked | Suction (American)
HARRIS CAR WASH | 810 N MAIN ST | LAFAYETTE | Walker | 9146040 | 3 | [5 empty] | Removed from Ground | Gas (Historical Use) | 1000 | Bare Steel | 1970-05-12 | 1996-07-01 | Galvanized Steel | Safe Suction (Euro)
GOLD KIST STORE | 105 WEST MCCARTER ROAD | LAFAYETTE | Walker | 9146035 | 1 | [5 empty] | Removed from Ground | Diesel | 800 | Bare Steel | 1978-02-01 | 1899-12-31 | Copper
WALKER COUNTY JAIL | NAPIER ST/STREET #? | LAFAYETTE | Walker | 9146010 | 1 | [5 empty] | Removed from Ground | Gas (Historical Use) | 2000 | Cathodically Protected Steel | 1988-01-01 | 1999-05-19 | Fiberglass Reinforced Plastic | Suction (American)
FORMER SKATES SERVICE STATION | 605 SOUTH MAIN STREET | LAFAYETTE | Walker | 10002591 | 3 |  |  | FALSE |  | FALSE | Removed from Ground | Not Marked/Tank Removed | 1000 | Unknown |  | 1899-12-31
PIT STOP STORE #9 | 12978 S GA HWY 193 | CHICKAMAUGA | Walker | 9146015 | 2 | [5 empty] | Removed from Ground | Empty | 2000 | Bare Steel | 1982-05-09 | 1998-10-31 | Galvanized Steel | Safe Suction (Euro)
CHICKAMAUGA AUTO CENTER | 500 W NINTH ST | CHICKAMAUGA | Walker | 1460060 | 4 |  | 1998-12-01 |  | 1998-12-01 |  | Temporarily out of use | Diesel | 1000 | Steel-Impressed Current | 1986-06-15 |  | Steel (Impressed Current) | Safe Suction (Euro)
CHICKAMAUGA AUTO CENTER | 500 W NINTH ST | CHICKAMAUGA | Walker | 1460060 | 1 |  | 1998-12-01 |  | 1998-12-01 |  | Temporarily out of use | Gas (Historical Use) | 4000 | Steel-Impressed Current | 1971-05-12 |  | Steel (Impressed Current) | Safe Suction (Euro)
CONTEL (CT-574) | CHURCH ST/STREET #? | LAFAYETTE | Walker | 9146001 | 1 | [5 empty] | Removed from Ground | Diesel | 1000 | Bare Steel | 1980-01-01 | 1991-02-27 | Galvanized Steel | Safe Suction (Euro)
NORTH GA READY MIX | GA HWY 193 BETWEEN CHAMBERLIN RD | LAFAYETTE | Walker | 9146020 | 1 | [5 empty] | Removed from Ground | Diesel | 2000 | Marked Unknown | 1990-08-01 | 1990-08-01 | Galvanized Steel | Suction (American)
LAFAYETTE FRUIT MARKET GARDEN CENTER | 1409 W MAIN STREET | LAFAYETTE | Walker | 9146061 | 2 |  | 1999-01-01 | FALSE | 1999-01-01 | FALSE | Closed in Ground | Gas (Historical Use) | 6000 | Steel-Impressed Current | 1980-01-01 |  | Steel (Impressed Current) | Pressurized
CLAUDE HATCHETT | 12176 E HWY 136 | LAFAYETTE | Walker | 1550216 | 1 | [5 empty] | Currently in Use | Other | 1000 | Bare Steel | 1972-04-18 |  | Galvanized Steel | Safe Suction (Euro)
Sunrise Market 29 | 24 West Hwy 136 | LAFAYETTE | Walker | 9155018 | 89 | Ball Float | 1988-11-16 |  | 1988-11-16 |  | Currently in Use | Gas (Historical Use) | 10000 | Composite | 1988-01-01 |  | Fiberglass Reinforced Plastic
EDS GROCERY | 910 S HWY 341 | CHICKAMAUGA | Walker | 9146043 | 1 | Flapper Valve | 1984-03-01 | FALSE | 1984-03-01 | FALSE | Currently in Use | Regular | 8000 | Steel-Impressed Current | 1984-01-01 |  | Fiberglass Reinforced Plastic | Pressurized
CHICKAMAUGA CITY SCHOOLS | COVE RD | CHICKAMAUGA | Walker | 1460065 | 1 | [5 empty] | Removed from Ground | Gas (Historical Use) | 1000 | Bare Steel | 1971-05-12 | 1988-06-10 | Galvanized Steel
Gas Express #274 | 1001 LAFAYETTE RD | CHICKAMAUGA | Walker | 1460059 | 1 | [5 empty] | Removed from Ground | Gas (Historical Use) | 4000 | Bare Steel | 1965-05-13 | 1998-03-01 | Galvanized Steel
CLOSED | US HWY 27 | CHICKAMAUGA | Walker | 1460107 | 1 | [5 empty] | Removed from Ground | Empty | 1000 | Bare Steel | 1964-05-13 | 1988-12-31 | Galvanized Steel
MARATHON | 610 CHICKAMAUGA AVE | ROSSVILLE | Walker | 1460009 | 6 |  | 1994-12-15 | FALSE | 1994-12-15 | FALSE | Temporarily out of use | Kerosene | 2000 | Galvanic (STIP-3)/Sacrificial Anodes | 1988-04-25 |  | Fiberglass Reinforced Plastic | Pressurized
MR JACKS | 514 SCHMITT RD | ROSSVILLE | Walker | 1460098 | 4 |  | 1999-01-15 |  | 1999-01-15 |  | Removed from Ground | Kerosene | 4000 | Steel-Impressed Current | 1982-05-09 | 2011-09-28 | Cathodically Protected | Safe Suction (Euro)
MR JACKS | 514 SCHMITT RD | ROSSVILLE | Walker | 1460098 | 5 |  | 1999-01-15 |  | 1999-01-15 |  | Removed from Ground | Gas (Historical Use) | 1000 | Steel-Impressed Current | 1976-05-10 | 2011-09-28 | Cathodically Protected | Safe Suction (Euro)
7-Eleven Store #41050 | 12797 N HWY 27 | CHICKAMAUGA | Walker | 1460007 | 8 | Ball Float | 2003-02-01 | FALSE | 2003-02-01 | FALSE | Currently in Use | Diesel | 6000 | Composite | 2003-02-01 |  | Double-Walled Flex | Pressurized
CIRCLE K #2723508 | 1897 MCFARLAND GAP & MISSIONARY | ROSSVILLE | Walker | 1460015 | 2 |  |  | FALSE |  | FALSE | Removed from Ground |  | 10000 | Bare Steel | 1976-05-28 | 1992-11-11
UBIFIRST | 205 MCFARLAND AVE | ROSSVILLE | Walker | 1460019 | 2 | [5 empty] | Removed from Ground | Gas (Historical Use) | 8000 | Bare Steel | 1979-02-20 | 1988-06-14 | Galvanized Steel
MUKTA JIVAN INC D/B/A SUNSET MARKET #3 | 600 CHICKAMAUGA AVE | ROSSVILLE | Walker | 1460024 | 4 | Ball Float | 2009-01-10 | FALSE | 2009-01-10 | FALSE | Currently in Use | Regular | 10000 | Fiberglass | 1987-10-10 |  | Fiberglass Reinforced Plastic | Pressurized
MUKTA JIVAN INC D/B/A SUNSET MARKET #3 | 600 CHICKAMAUGA AVE | ROSSVILLE | Walker | 1460024 | 5 | Ball Float | 2009-01-10 | FALSE | 2009-01-10 | FALSE | Currently in Use | Premium | 10000 | Fiberglass | 1988-01-01 |  | Fiberglass Reinforced Plastic | Pressurized
RUSSELL MCGAHA PROPERTY | GA HWY 95 & ROUND POND RD | LAFAYETTE | Walker | 1460145 | 2 | [5 empty] | Permanently Out of Use - historical purposes | Empty | 4000 | Bare Steel | 1979-05-10 | 1899-12-31 | Galvanized Steel
DAVIS CROSS RD GROCERY | 9891 HWY 341 | CHICKAMAUGA | Walker | 9146044 | 1 |  | 1999-02-01 |  | 1999-02-01 |  | Removed from Ground | Gas (Historical Use) | 1000 | Steel-Impressed Current | 1999-02-01 | 2007-12-11 | Cathodically Protected | Suction (American)
CHICKAMAUGA TELEPHONE/PLANT BLDG | 1225 COVE RD | CHICKAMAUGA | Walker | 9146005 | 2 | [5 empty] | Removed from Ground | Diesel | 2000 | Bare Steel | 1969-01-01 | 1998-10-01 | Galvanized Steel | Suction (American)
J C POWELL/POWELL'S MINIT MARKET | 600 GORDON ST | CHICKAMAUGA | Walker | 1460062 | 2 | [5 empty] | Removed from Ground | Gas (Historical Use) | 550 | Bare Steel | 1966-05-13 | 1988-01-01 | Galvanized Steel
CHICKAMAUGA AUTO CENTER | 500 W NINTH ST | CHICKAMAUGA | Walker | 1460060 | 3 |  | 1998-12-01 |  | 1998-12-01 |  | Temporarily out of use | Gas (Historical Use) | 1000 | Steel-Impressed Current | 1984-05-08 |  | Steel (Impressed Current) | Safe Suction (Euro)
Gas Express #274 | 1001 LAFAYETTE RD | CHICKAMAUGA | Walker | 1460059 | 3 | [5 empty] | Removed from Ground | Gas (Historical Use) | 1000 | Bare Steel | 1978-05-10 | 1997-12-03 | Galvanized Steel | Suction (American)
Pat's Supermarket | 5661 GA HWY 136 W | CHICKAMAUGA | Walker | 1460074 | 1 | Overfill Alarm | 1998-08-15 |  | 1998-08-15 |  | Temporarily out of use | Gas (Historical Use) | 4000 | Steel-Impressed Current | 1982-05-09 |  | Steel (Impressed Current) | Safe Suction (Euro)
Pat's Supermarket | 5661 GA HWY 136 W | CHICKAMAUGA | Walker | 1460074 | 4 | Overfill Alarm | 1999-01-29 |  | 1998-08-15 |  | Temporarily out of use | Kerosene | 1000 | Steel-Impressed Current | 1984-05-08 |  | Steel (Impressed Current) | Safe Suction (Euro)
WALKER COUNTY LANDFILL | MARBLETOP RD | CHICKAMAUGA | Walker | 1460123 | 2 | [5 empty] | Removed from Ground | Diesel | 3000 | Bare Steel | 1974-05-10 | 1998-12-01 | Galvanized Steel | Suction (American)
CIRCLE K #2723508 | 1897 MCFARLAND GAP & MISSIONARY | ROSSVILLE | Walker | 1460015 | 6 | Ball Float | 1992-11-12 | FALSE | 1992-11-12 | FALSE | Currently in Use | Premium | 10000 | Composite | 1992-11-12 |  | Double-Walled Flex | Pressurized
STANFIELD'S UNION 76 SVC STATION | NORTH MAIN & CULBERSON AVE | LAFAYETTE | Walker | 1460057 | 4 |  |  | TRUE |  | TRUE | Removed from Ground | Used Oil | 550 | Bare Steel | 1958-05-15 | 1990-07-01 | Galvanized Steel
STANFIELD'S UNION 76 SVC STATION | NORTH MAIN & CULBERSON AVE | LAFAYETTE | Walker | 1460057 | 5 | [5 empty] | Removed from Ground | Gas (Historical Use) | 2000 | Bare Steel | 1978-05-10 | 1990-07-01 | Galvanized Steel
MAPCO EXPRESS 3631 | 59 Stansell Dr. | LAFAYETTE | Walker | 1460148 | 2 | Flapper Valve | 1998-06-10 | FALSE | 1998-06-10 | FALSE | Currently in Use | Diesel | 10152 | Steel-Impressed Current | 1986-06-01 |  | Cathodically Protected | Pressurized
LAFAYETTE FRUIT MARKET GARDEN CENTER | 1409 W MAIN STREET | LAFAYETTE | Walker | 9146061 | 1 |  | 1999-01-01 | FALSE | 1999-01-01 | FALSE | Closed in Ground | Empty | 10000 | Steel-Impressed Current | 1980-01-01 |  | Steel (Impressed Current) | Pressurized
CORNERSTONE MARKET 4 | 2213 OLD TRION HWY | LAFAYETTE | Walker | 9146065 | 2 | Ball Float | 1998-06-01 | FALSE | 1998-06-01 | FALSE | Currently in Use | Diesel Off Road | 0 | Composite | 1998-06-01 |  | Fiberglass Reinforced Plastic | Pressurized
SAV-A-TON | 800 N MAIN ST | LAFAYETTE | Walker | 9146009 | 2 | Ball Float | 1998-11-17 |  | 1998-11-17 |  | Currently in Use | Gas (Historical Use) | 6000 | Steel-Impressed Current | 1987-01-01 |  | Steel (Impressed Current) | Pressurized
CLAUDE HATCHETT | 12176 E HWY 136 | LAFAYETTE | Walker | 1550216 | 3 | [5 empty] | Currently in Use | Other | 500 | Bare Steel | 1982-04-16 |  | Galvanized Steel | Safe Suction (Euro)
EDS GROCERY | 910 S HWY 341 | CHICKAMAUGA | Walker | 9146043 | 2 | Flapper Valve | 1984-03-01 | FALSE | 1984-03-01 | FALSE | Currently in Use | Premium | 8000 | Steel-Impressed Current | 1984-01-01 |  | Fiberglass Reinforced Plastic | Pressurized
CHATTANOOGA CABLE TV (SCRIPPS HO | 321 CRESCENT AVE | CHICKAMAUGA | Walker | 9146056 | 2 | [5 empty] | Removed from Ground | Diesel | 0 | Marked Unknown | 1996-05-23 | 1996-05-23 | Unknown
CHICKAMAUGA TELEPHONE/PLANT BLDG | 1225 COVE RD | CHICKAMAUGA | Walker | 9146005 | 3 |  |  | TRUE |  | TRUE | Removed from Ground | Used Oil | 500 | Not Marked/Unknown | 1998-10-01 | 1998-10-01 | Not Marked
Gas Express #274 | 1001 LAFAYETTE RD | CHICKAMAUGA | Walker | 1460059 | 4 | [5 empty] | Removed from Ground | Kerosene | 2000 | Bare Steel | 1984-05-08 | 1998-03-01 | Double-Walled Flex | Suction (American)
Gas Express #274 | 1001 LAFAYETTE RD | CHICKAMAUGA | Walker | 1460059 | 5 | Ball Float | 1999-02-01 |  | 1999-02-01 |  | Currently in Use | Gas (Historical Use) | 20000 | Composite | 1999-02-12 |  | Double-Walled Flex | Pressurized
B & C QUIK STOP | 12649 N US HWY 27 | CHICKAMAUGA | Walker | 1460083 | 1 | Flapper Valve | 1993-11-12 | FALSE | 1993-11-12 | FALSE | Currently in Use | Premium | 4000 | Steel-Impressed Current | 1975-06-01 |  | Steel (Impressed Current) | Safe Suction (Euro)
ALLENS SUPERETTE | 6683 W HWY 136 | CHICKAMAUGA | Walker | 1460102 | 5K |  | 1999-01-15 |  | 1999-01-15 |  | Removed from Ground | Kerosene | 1000 | Steel-Impressed Current | 1968-05-12 | 2011-08-17 | Cathodically Protected | Safe Suction (Euro)
CIRCLE K #2723508 | 1897 MCFARLAND GAP & MISSIONARY | ROSSVILLE | Walker | 1460015 | 4 |  |  | FALSE |  | FALSE | Removed from Ground |  | 2000 |  | 1986-05-01 | 1992-11-11
RUSSELL MACHINE SHOP | HWY 27 NORTH/STREET #? | LAFAYETTE | Walker | 9146011 | 1 | [5 empty] | Closed in Ground | Empty | 1000 | Bare Steel | 1960-01-01 | 1988-12-20 | Galvanized Steel
NAOMI GROCERY | 6113 GA HWY 151 | LAFAYETTE | Walker | 9146024 | 1 |  |  | FALSE |  | FALSE | Removed from Ground | Empty | 550 | Bare Steel | 1950-01-01 |  | Galvanized Steel
UNCLE JEDS | 23617 HWY 193 | LAFAYETTE | Walker | 9146067 | 4 | Ball Float | 1996-05-01 | FALSE | 1996-05-01 | FALSE | Currently in Use | Premium | 8000 | Galvanic (STIP-3) | 1996-05-01 |  | Fiberglass Reinforced Plastic | Pressurized
PUBLIC SAFETY BUILDING | 208 N MAIN ST | LAFAYETTE | Walker | 9146039 | 2 | Flapper Valve | 1995-04-01 | FALSE | 1995-04-01 | FALSE | Currently in Use | Diesel | 6000 | Galvanic (STIP-3) | 1995-04-15 |  | Fiberglass Reinforced Plastic | Safe Suction (Euro)
RUSSELL MCGAHA PROPERTY | GA HWY 95 & ROUND POND RD | LAFAYETTE | Walker | 1460145 | 1 | [5 empty] | Permanently Out of Use - historical purposes | Empty | 4000 | Bare Steel | 1979-05-10 | 1899-12-31 | Galvanized Steel
FORMER SKATES SERVICE STATION | 605 SOUTH MAIN STREET | LAFAYETTE | Walker | 10002591 | 2 |  |  | FALSE |  | FALSE | Removed from Ground | Not Marked/Tank Removed | 1000 | Unknown |  | 1899-12-31
JK's Beer Wine Tobacco Store | 3792 S HWY 341 | CHICKAMAUGA | Walker | 9146046 | 1 |  | 2000-11-01 | FALSE | 2000-11-01 | FALSE | Removed from Ground |  | 1000 | Bare Steel | 1985-06-01 | 2000-10-01 | Cathodically Protected | Suction (American)
WILSON PURE SERVICE | 305 NORTH MAIN | LAFAYETTE | Walker | 1460039 | 5 | [5 empty] | Removed from Ground | Empty | 460 | Bare Steel | 1959-04-17 | 1974-03-01 | Unknown
CONTEL (CT-574) | CHURCH ST/STREET #? | LAFAYETTE | Walker | 9146001 | 2 | [5 empty] | Removed from Ground | Diesel | 10000 | Bare Steel | 1980-01-01 | 1992-02-26 | Galvanized Steel | Safe Suction (Euro)
RUSSELL MACHINE SHOP | HWY 27 NORTH/STREET #? | LAFAYETTE | Walker | 9146011 | 3 | [5 empty] | Removed from Ground | Empty | 4000 | Bare Steel | 1976-01-01 | 1988-12-20 | Galvanized Steel
COVE RD | 110 COVE RD | CHICKAMAUGA | Walker | 10002595 | 1 |  |  | FALSE |  | FALSE | Removed from Ground | Gas (Historical Use) | 1000 | Unknown | 2016-07-15 | 2016-07-15 | Unknown
JK's Beer Wine Tobacco Store | 3792 S HWY 341 | CHICKAMAUGA | Walker | 9146046 | 3 |  | 2000-11-01 | FALSE |  | FALSE | Removed from Ground |  | 1000 | Bare Steel | 1985-06-01 | 2000-10-01 | Cathodically Protected | Suction (American)
WHITFIELD OIL CO INC | 304 THOMAS AVE(REAR) & 7TH ST | CHICKAMAUGA | Walker | 1460068 | 1 | [5 empty] | Removed from Ground | Kerosene | 8000 | Bare Steel | 1979-05-10 | 1996-11-01 | Galvanized Steel | Pressurized
JANE SADLER | 2577 HWY 341 | CHICKAMAUGA | Walker | 1460052 | 3 | [5 empty] | Removed from Ground | Gas (Historical Use) | 1000 | Bare Steel | 1974-05-06 | 1998-12-22 | Galvanized Steel | Safe Suction (Euro)
MAPCO EXPRESS 3631 | 59 Stansell Dr. | LAFAYETTE | Walker | 1460148 | 1 | Flapper Valve | 1998-06-10 | FALSE | 1998-06-10 | FALSE | Currently in Use | Regular | 10152 | Steel-Impressed Current | 1986-06-01 |  | Cathodically Protected | Pressurized
MARTIN SVC CENTER | 711 THURMAN ST | LAFAYETTE | Walker | 9146031 | 3 |  |  | TRUE |  | TRUE | Removed from Ground | Used Oil | 500 | Bare Steel | 1980-01-01 | 1994-08-14 | Bare Steel | Safe Suction (Euro)
NAOMI GROCERY | 6113 GA HWY 151 | LAFAYETTE | Walker | 9146024 | 2 |  |  | FALSE |  | FALSE | Removed from Ground | Empty | 550 | Bare Steel | 1950-01-01 |  | Galvanized Steel
CORNERSTONE MARKET 4 | 2213 OLD TRION HWY | LAFAYETTE | Walker | 9146065 | 1 | Ball Float | 1998-06-01 | FALSE | 1998-06-01 | FALSE | Currently in Use | Diesel | 0 | Composite | 1998-06-01 |  | Fiberglass Reinforced Plastic | Pressurized
SAV-A-TON | 800 N MAIN ST | LAFAYETTE | Walker | 9146009 | 1 | Ball Float | 1998-11-17 |  | 1998-11-17 |  | Currently in Use | Gas (Historical Use) | 10000 | Steel-Impressed Current | 1987-01-01 |  | Steel (Impressed Current) | Pressurized
SAV-A-TON | 800 N MAIN ST | LAFAYETTE | Walker | 9146009 | 4 | Flapper Valve | 1998-11-17 |  | 1998-11-17 |  | Currently in Use | Diesel | 10000 | Steel-Impressed Current | 1987-01-01 |  | Steel (Impressed Current) | Pressurized
PIT STOP STORE #9 | 12978 S GA HWY 193 | CHICKAMAUGA | Walker | 9146015 | 1 | [5 empty] | Removed from Ground | Empty | 1000 | Bare Steel | 1982-05-09 | 1998-10-31 | Galvanized Steel | Safe Suction (Euro)
CHICKAMAUGA AUTO CENTER | 500 W NINTH ST | CHICKAMAUGA | Walker | 1460060 | 2 |  | 1998-12-01 |  | 1998-12-01 |  | Temporarily out of use | Gas (Historical Use) | 4000 | Steel-Impressed Current | 1971-05-12 |  | Steel (Impressed Current) | Safe Suction (Euro)
Gas Express #274 | 1001 LAFAYETTE RD | CHICKAMAUGA | Walker | 1460059 | 2 | [5 empty] | Removed from Ground | Gas (Historical Use) | 4000 | Bare Steel | 1965-05-13 | 1998-03-01 | Galvanized Steel | Pressurized
WHITFIELD OIL CO INC | 110 LAFAYETTE RD | CHICKAMAUGA | Walker | 1460058 | 5 | Flapper Valve | 1998-10-01 | FALSE | 1998-10-01 | FALSE | Removed from Ground | Diesel | 3000 | Fiberglass | 1998-10-01 | 2017-09-20 | Fiberglass Reinforced Plastic | Safe Suction (Euro)
Discount Market | 1430 Wilson Road | Rossville | Walker | 1460116 | 4B | Flapper Valve | 1997-11-15 | FALSE | 1997-11-15 | FALSE | Currently in Use | Kerosene | 1000 | STIP-3/Impressed Current | 1985-12-01 |  | Fiberglass Reinforced Plastic | Pressurized
JIFFY MART | 1250 MISSION RIDGE RD | ROSSVILLE | Walker | 1460117 | 3 | [5 empty] | Removed from Ground | Gas (Historical Use) | 1000 | Bare Steel | 1984-05-06 | 1995-06-01 | Galvanized Steel | Suction (American)
J C POWELL/POWELL'S MINIT MARKET | 600 GORDON ST | CHICKAMAUGA | Walker | 1460062 | 1 | [5 empty] | Removed from Ground | Gas (Historical Use) | 550 | Bare Steel | 1981-05-09 | 1988-01-01 | Galvanized Steel
Gas Express #274 | 1001 LAFAYETTE RD | CHICKAMAUGA | Walker | 1460059 | 6 | Ball Float | 1999-02-01 |  | 1999-02-01 |  | Currently in Use | Gas (Historical Use) | 15000 | Composite | 1999-02-12 |  | Double-Walled Flex | Pressurized
CIRCLE K #2723508 | 1897 MCFARLAND GAP & MISSIONARY | ROSSVILLE | Walker | 1460015 | 3 |  |  | FALSE |  | FALSE | Removed from Ground |  | 10000 | Bare Steel | 1976-05-28 | 1992-11-11
ROSSVILLE MIDDLE SCHOOL | 100 BRYAN ST | ROSSVILLE | Walker | 1460031 | 1 | [5 empty] | Removed from Ground | Diesel | 8000 | Bare Steel | 1981-08-01 | 1998-02-09 | Bare Steel | Safe Suction (Euro)
JIFFY MART | 1250 MISSION RIDGE RD | ROSSVILLE | Walker | 1460117 | 2 | [5 empty] | Removed from Ground | Gas (Historical Use) | 6000 | Bare Steel | 1974-05-09 | 1995-06-01 | Galvanized Steel | Suction (American)
ROSSVILLE EXXON | 788 CHICKAMAUGA AVE | ROSSVILLE | Walker | 1460099 | 4 |  | 1998-09-04 |  | 1998-09-04 |  | Currently in Use | Kerosene | 3000 | Steel-Impressed Current | 1983-05-09 |  | Cathodically Protected | Safe Suction (Euro)
ROSSVILLE EXXON | 788 CHICKAMAUGA AVE | ROSSVILLE | Walker | 1460099 | 5 |  |  | TRUE |  | TRUE | Removed from Ground | Used Oil | 550 | Bare Steel | 1966-05-13 | 1998-09-01 | Galvanized Steel
WHITFIELD OIL CO INC | 110 LAFAYETTE RD | CHICKAMAUGA | Walker | 1460058 | 1 | Flapper Valve | 1998-07-01 | FALSE | 1998-07-01 | FALSE | Removed from Ground | Gas (Historical Use) | 8000 | Fiberglass | 1972-05-06 | 2017-09-20 | Fiberglass Reinforced Plastic | Safe Suction (Euro)
WHITFIELD OIL CO INC | 110 LAFAYETTE RD | CHICKAMAUGA | Walker | 1460058 | 4 | [5 empty] | Removed from Ground | Other | 1000 | Bare Steel | 1983-05-04 | 1998-09-28 | Steel/FG Secondary containment | Suction (American)
ALLENS SUPERETTE | 6683 W HWY 136 | CHICKAMAUGA | Walker | 1460102 | 4D |  | 1999-01-15 |  | 1999-01-15 |  | Removed from Ground | Diesel | 1000 | Steel-Impressed Current | 1968-05-12 | 2011-08-17 | Cathodically Protected | Safe Suction (Euro)
WALKER COUNTY RD DEPT/MAINT SHOP | 91 INDUSTRIAL DR | CHICKAMAUGA | Walker | 1460124 | 1 |  | 1998-11-28 |  | 1998-11-28 |  | Removed from Ground | Gas (Historical Use) | 4000 | Steel-Impressed Current | 1981-05-09 | 2010-05-17 | Cathodically Protected | Suction (American)
7-Eleven Store #41050 | 12797 N HWY 27 | CHICKAMAUGA | Walker | 1460007 | 1 |  | 1998-12-10 |  | 1998-12-10 |  | Removed from Ground | Gas (Historical Use) | 5000 | Steel-Impressed Current | 1989-02-01 | 2005-06-30 | Fiberglass Reinforced Plastic | Safe Suction (Euro)
ROSSVILLE EXXON | 788 CHICKAMAUGA AVE | ROSSVILLE | Walker | 1460099 | 2 |  | 1998-09-04 |  | 1998-09-04 |  | Temporarily out of use | Gas (Historical Use) | 5000 | Steel-Impressed Current | 1956-05-15 |  | Fiberglass Reinforced Plastic | Safe Suction (Euro)
MR JACKS | 514 SCHMITT RD | ROSSVILLE | Walker | 1460098 | 3 |  | 1999-01-15 |  | 1999-01-15 |  | Removed from Ground | Gas (Historical Use) | 3000 | Steel-Impressed Current | 1976-05-10 | 2011-09-28 | Cathodically Protected | Safe Suction (Euro)
LIL PIG MARKET | 1932 N HWY 341 | ROSSVILLE | Walker | 1460063 | 4A | Flapper Valve | 2015-03-09 | FALSE | 2015-03-09 | FALSE | Currently in Use | E-0 | 4000 | Composite Double Walled | 2015-03-09 |  | Double-Walled Flex | Pressurized
DIANES QUIK STOP | 2664 HWY 136 E | LAFAYETTE | Walker | 1460070 | 2 | [5 empty] | Removed from Ground | Gas (Historical Use) | 4000 | Bare Steel | 1968-04-01 | 1999-12-01 | Galvanized Steel | Safe Suction (Euro)
UNCLE JEDS | 23617 HWY 193 | LAFAYETTE | Walker | 9146067 | 1 | Flapper Valve | 1996-05-01 | FALSE | 1996-05-01 | FALSE | Currently in Use | Diesel | 2000 | Galvanic (STIP-3) | 1996-05-01 |  | Fiberglass Reinforced Plastic | Safe Suction (Euro)
CORNERSTONE MARKET 4 | 2213 OLD TRION HWY | LAFAYETTE | Walker | 9146065 | 3A | Ball Float | 1998-06-01 | FALSE | 1998-06-01 | FALSE | Currently in Use | Regular | 0 | Composite | 1998-06-01 |  | Fiberglass Reinforced Plastic | Pressurized
MCCOLLUM FAMILY TRUST | 505 S MAIN ST | LAFAYETTE | Walker | 9146041 | 3 | [5 empty] | Removed from Ground | Gas (Historical Use) | 8000 | Not Marked/Unknown | 1971-05-21 | 1998-12-01 | Not Marked | Suction (American)
COLOR SPECTRUM A DIVISION OF SYNTEC INDUSTRIES | 15 PROBASCO ST | LAFAYETTE | Walker | 10001166 | 2 |  |  | FALSE |  | FALSE | Removed from Ground | Gas (Historical Use) | 1500 | Bare Steel | 2006-05-22 | 2006-05-22
COVE RD | 110 COVE RD | CHICKAMAUGA | Walker | 10002595 | 2 |  |  | FALSE |  | FALSE | Removed from Ground | Gas (Historical Use) | 3000 | Unknown | 2016-07-15 | 2016-07-15 | Unknown
WHITFIELD OIL CO INC | 304 THOMAS AVE(REAR) & 7TH ST | CHICKAMAUGA | Walker | 1460068 | 2 | [5 empty] | Removed from Ground | Kerosene | 8000 | Bare Steel | 1979-05-10 | 1996-11-01 | Galvanized Steel | Pressurized
WHITFIELD OIL CO INC | 110 LAFAYETTE RD | CHICKAMAUGA | Walker | 1460058 | 3 | Flapper Valve | 1998-07-01 | FALSE | 1998-07-01 | FALSE | Removed from Ground | Diesel | 8000 | Fiberglass | 1972-05-06 | 2017-09-20 | Fiberglass Reinforced Plastic | Safe Suction (Euro)
WALKER COUNTY RD DEPT/MAINT SHOP | 91 INDUSTRIAL DR | CHICKAMAUGA | Walker | 1460124 | 2 |  | 1998-11-28 |  | 1998-11-28 |  | Removed from Ground | Diesel | 4000 | Steel-Impressed Current | 1981-05-09 | 2010-05-17 | Cathodically Protected | Suction (American)
CLOSED/O'KELLEY | 514 MISSION RIDGE RD | ROSSVILLE | Walker | 1460104 | 2 | [5 empty] | Removed from Ground | Empty | 1000 | Bare Steel | 1961-05-14 | 1899-12-31 | Galvanized Steel
ROSSVILLE EXXON | 788 CHICKAMAUGA AVE | ROSSVILLE | Walker | 1460099 | 1 |  | 1998-09-04 |  | 1998-09-04 |  | Currently in Use | Gas (Historical Use) | 5000 | Steel-Impressed Current | 1956-05-15 |  | Fiberglass Reinforced Plastic | Safe Suction (Euro)
LIL PIG MARKET | 1932 N HWY 341 | ROSSVILLE | Walker | 1460063 | 4B | Flapper Valve | 2015-03-09 | FALSE | 2015-03-09 | FALSE | Currently in Use | Regular | 10000 | Composite Double Walled | 2015-03-09 |  | Double-Walled Flex | Pressurized
ROSSVILLE EXXON | 788 CHICKAMAUGA AVE | ROSSVILLE | Walker | 1460099 | 6 |  |  | TRUE |  | TRUE | Removed from Ground | Used Oil | 550 | Bare Steel | 1966-05-13 | 1998-09-01 | Galvanized Steel
LIL PIG MARKET | 1932 N HWY 341 | ROSSVILLE | Walker | 1460063 | 3B | Flapper Valve | 2015-03-09 | FALSE | 2015-03-09 | FALSE | Currently in Use | Diesel Off Road | 1500 | Composite Double Walled | 2015-03-09 |  | Double-Walled Flex | Safe Suction (Euro)
WALKER CO UNIT | 707 FOSTER BLVD | LAFAYETTE | Walker | 1460002 | 204705 |  | 1992-11-11 |  | 1992-11-11 |  | Removed from Ground | Diesel | 1000 | Galvanic (STIP-3) | 1992-11-11 | 2007-01-30 | Cathodically Protected | Safe Suction (Euro)
CITY OF LAFAYETTE AIRPORT | 141 GASQUE DR | LAFAYETTE | Walker | 1460006 | 1 | Flapper Valve | 1998-08-10 | FALSE | 1998-08-10 | FALSE | Currently in Use | Aviaion gas/AV Gas | 10000 | Steel-Impressed Current | 1985-04-21 |  | Steel (Impressed Current) | Pressurized
CATLETT GROCERY | 35 ROUND POND RD | LAFAYETTE | Walker | 1460095 | 5 | Ball Float | 1993-12-15 | FALSE | 1993-12-15 | FALSE | Currently in Use | Diesel | 4000 | Steel-Impressed Current | 1984-11-01 |  | Fiberglass Reinforced Plastic | Safe Suction (Euro)
CATLETT GROCERY | 35 ROUND POND RD | LAFAYETTE | Walker | 1460095 | 4 | Ball Float | 1993-12-15 | FALSE | 1993-12-15 | FALSE | Currently in Use | Diesel | 4000 | Steel-Impressed Current | 1984-11-01 |  |  | Safe Suction (Euro)
GA DOT | MP 0.9 SR 341 | KENSINGTON | Walker | 1460001 | 2 | [5 empty] | Removed from Ground | Gas (Historical Use) | 1000 | Bare Steel | 1986-04-29 | 1989-06-19 | Galvanized Steel
COLORSTRAND CORP | BROOMTOWN RD/STREET #? | LAFAYETTE | Walker | 1460010 | 1 | [5 empty] | Removed from Ground | Diesel | 30000 | Bare Steel | 1978-03-09 | 1991-04-01 | Bare Steel
US FOREST SVC | GA 136 | LAFAYETTE | Walker | 1460025 | 2 | [5 empty] | Removed from Ground | Diesel | 1000 | Bare Steel | 1977-02-15 | 1988-12-01 | Galvanized Steel
H&A FOOD MART | 1111 N MAIN ST | LAFAYETTE | Walker | 1460033 | 2 | [5 empty] | Removed from Ground | Gas (Historical Use) | 10000 | Bare Steel | 1982-03-25 | 1995-11-27 | Galvanized Steel | Pressurized
CLINTS SERVICE STATION | 501 W MAIN ST | LAFAYETTE | Walker | 1460086 | 3 | [5 empty] | Removed from Ground | Empty | 1000 | Bare Steel | 1958-05-15 | 1999-12-01 | Galvanized Steel | Safe Suction (Euro)
GA DOT | MP 0.9 SR 341 | KENSINGTON | Walker | 1460001 | 1 | [5 empty] | Removed from Ground | Gas (Historical Use) | 1000 | Bare Steel | 1989-06-19 | 1989-06-19 | Galvanized Steel
CITY OF LAFAYETTE AIRPORT | 141 GASQUE DR | LAFAYETTE | Walker | 1460006 | 2 | [5 empty] | Closed in Ground | Empty | 2000 | Bare Steel | 1968-04-25 | 1985-04-01 | Unknown
LAFAYETTE/SEWER DEPT | INDUSTRIAL BLVD AT RR TRACKS | LAFAYETTE | Walker | 1460003 | 0 | [5 empty] | Removed from Ground | Other | 0 | Marked Unknown | 1987-06-01 | 1987-06-01 | Unknown
H&A FOOD MART | 1111 N MAIN ST | LAFAYETTE | Walker | 1460033 | 1 | [5 empty] | Removed from Ground | Gas (Historical Use) | 10000 | Bare Steel | 1982-03-25 | 1995-06-06 | Galvanized Steel | Pressurized
WILSON CHEVRON | 642 S MAIN STREET | LAFAYETTE | Walker | 1460112 | 10 |  | 1999-09-01 | FALSE | 1999-09-01 | FALSE | Closed in Ground | Diesel | 3000 | Epoxy | 1999-03-19 | 2015-01-08 | Fiberglass Reinforced Plastic | Suction (American)
HARRIS CAR WASH | 810 N MAIN ST | LAFAYETTE | Walker | 1460085 | 2 | [5 empty] | Removed from Ground | Gas (Historical Use) | 6000 | Bare Steel | 1979-05-10 | 1996-07-01 | Galvanized Steel | Safe Suction (Euro)
PIT STOP FOOD STORE NO 5 | 406 S CHATTANOOGA ST | LAFAYETTE | Walker | 1460087 | 1 | Flapper Valve | 1993-11-23 | FALSE | 1993-11-23 | FALSE | Currently in Use | Regular | 4000 | Steel-Impressed Current | 1998-09-07 |  | Steel (Impressed Current) | Safe Suction (Euro)
LAFAYETTE/WATER DEPT | INDIANA ST/STREET #? | LAFAYETTE | Walker | 1460004 | 1 | [5 empty] | Permanently Out of Use - historical purposes | Empty | 0 | Bare Steel | 1971-04-25 | 1899-12-31 | Unknown
LAFAYETTE/FIRE DEPT | 114 EAST PATTON ST | LAFAYETTE | Walker | 1460005 | 4 | [5 empty] | Removed from Ground | Empty | 1000 | Bare Steel | 1972-04-24 | 1995-10-23 | Unknown
COLORSTRAND CORP | BROOMTOWN RD/STREET #? | LAFAYETTE | Walker | 1460010 | 2 | [5 empty] | Removed from Ground | Diesel | 30000 | Bare Steel | 1978-03-09 | 1991-04-01 | Bare Steel
LAFAYETTE MIDDLE SCHOOL | #1 ROAD RUNNER BLVD | LAFAYETTE | Walker | 1460030 | 3 |  |  | FALSE |  | FALSE | Currently in Use | Diesel | 10000 | Galvanic (STIP-3) | 1996-08-01 |  | Double-Walled Fiberglass | Safe Suction (Euro)
VILLANOW GENERAL STORE | 24 E ARMUCHEE ROAD | LAFAYETTE | Walker | 1460126 | 2 |  | 1999-01-13 |  | 1999-01-13 |  | Removed from Ground | Gas (Historical Use) | 1000 | Steel-Impressed Current | 1986-05-08 | 2010-02-04 | Cathodically Protected | Suction (American)
RESTAURANT ENTERPRISES | WEST CHEROKEE/STREET #? | LAFAYETTE | Walker | 1460103 | 1 | [5 empty] | Removed from Ground | Gas (Historical Use) | 1000 | Bare Steel | 1976-05-10 | 1989-10-12 | Galvanized Steel
PIT STOP FOOD STORE #1 | 501 E VILLANOW ST | LAFAYETTE | Walker | 1460084 | 2 | Flapper Valve | 1984-05-08 | FALSE | 2001-09-15 | FALSE | Currently in Use | E-0 | 4000 | Steel-Impressed Current | 1975-05-11 |  | Fiberglass Reinforced Plastic | Suction (American)
STOP N SHOP | 5709 GA HWY 337 | LAFAYETTE | Walker | 1460078 | 1 |  | 1995-10-16 |  | 1995-10-16 |  | Removed from Ground | Gas (Historical Use) | 4000 | Bare Steel | 1980-05-09 | 1996-04-17 | Galvanized Steel | Safe Suction (Euro)
PIT STOP FOOD STORE #6 | 121 GA HWY 151 | LAFAYETTE | Walker | 1460075 | 3 | [5 empty] | Removed from Ground | Empty | 8000 | Bare Steel | 1980-01-01 | 1994-02-08 | Galvanized Steel | Safe Suction (Euro)
LAFAYETTE/FIRE DEPT | 114 EAST PATTON ST | LAFAYETTE | Walker | 1460005 | 1 | [5 empty] | Removed from Ground | Gas (Historical Use) | 6000 | Bare Steel | 1983-04-22 | 1995-10-23 | Galvanized Steel
WALKER COUNTY BOARD OF EDUCATION | 201 S DUKE ST | LAFAYETTE | Walker | 1460026 | 2 | [5 empty] | Closed in Ground | Gas (Historical Use) | 3000 | Bare Steel | 1971-02-25 | 1981-06-20 | Galvanized Steel
US FOREST SVC | GA 136 | LAFAYETTE | Walker | 1460025 | 1 | [5 empty] | Removed from Ground | Gas (Historical Use) | 1000 | Bare Steel | 1977-02-15 | 1988-12-01 | Galvanized Steel
H&A FOOD MART | 1111 N MAIN ST | LAFAYETTE | Walker | 1460033 | 3 | [5 empty] | Removed from Ground | Gas (Historical Use) | 10000 | Bare Steel | 1982-03-25 | 1995-11-27 | Galvanized Steel | Pressurized
LAFAYETTE MAINT HQ | 214 FOSTER BLVD | LAFAYETTE | Walker | 1460043 | 613D2 | [5 empty] | Removed from Ground | Diesel | 1000 | Concrete | 1994-03-05 | 1997-09-24 | Fiberglass Reinforced Plastic | Pressurized
LAFAYETTE MAINT HQ | 214 FOSTER BLVD | LAFAYETTE | Walker | 1460043 | 613D1 | [5 empty] | Removed from Ground | Diesel | 1000 | Bare Steel | 1981-04-30 | 1994-03-05 | Galvanized Steel | Safe Suction (Euro)
GA STATE PATROL/POST #41 | 1212 NORTH MAIN ST | LAFAYETTE | Walker | 1460018 | 1 | [5 empty] | Removed from Ground | Gas (Historical Use) | 3000 | Bare Steel | 1968-03-10 | 2007-02-08 | Galvanized Steel
CITY OF LAFAYETTE AIRPORT | 141 GASQUE DR | LAFAYETTE | Walker | 1460006 | 3 | [5 empty] | Closed in Ground | Empty | 2000 | Bare Steel | 1968-04-25 | 1985-04-01 | Unknown
COLORSTRAND CORP | BROOMTOWN RD/STREET #? | LAFAYETTE | Walker | 1460010 | 3 | [5 empty] | Removed from Ground | Gas (Historical Use) | 1000 | Bare Steel | 1978-03-09 | 1991-04-01 | Galvanized Steel
LAFAYETTE MIDDLE SCHOOL | #1 ROAD RUNNER BLVD | LAFAYETTE | Walker | 1460030 | 2 | [5 empty] | Removed from Ground | Gas (Historical Use) | 10000 | Bare Steel | 1981-02-25 | 1996-07-10 | Galvanized Steel | Suction (American)
VILLANOW GENERAL STORE | 24 E ARMUCHEE ROAD | LAFAYETTE | Walker | 1460126 | 4 |  | 1999-01-13 |  | 1999-01-13 |  | Removed from Ground | Diesel | 2000 | Steel-Impressed Current | 1986-05-08 | 2010-02-08 | Cathodically Protected | Suction (American)
PIGEON MTN WILDLIFE MGMT AREA | PIGEON MTN/WMACHAMBELLAN RD | LAFAYETTE | Walker | 1460045 | 2 |  |  | FALSE |  | FALSE | Permanently Out of Use - historical purposes | Diesel | 550 |  | 2007-01-26 | 1899-12-31 | Unknown
WALKER CO UNIT | 707 FOSTER BLVD | LAFAYETTE | Walker | 1460002 | 1 | [5 empty] | Removed from Ground | Gas (Historical Use) | 2000 | Bare Steel | 1992-11-11 | 1992-11-11 | Galvanized Steel | Safe Suction (Euro)
WILSON CHEVRON | 642 S MAIN STREET | LAFAYETTE | Walker | 1460112 | 9 |  | 1999-03-01 | FALSE | 1999-03-01 | FALSE | Closed in Ground | Gas (Historical Use) | 6000 | Composite | 1989-06-05 | 2015-01-08 | Fiberglass Reinforced Plastic | Pressurized
WILSON CHEVRON | 642 S MAIN STREET | LAFAYETTE | Walker | 1460112 | 6 |  |  | TRUE |  | TRUE | Removed from Ground | Used Oil | 500 | Bare Steel | 1978-08-01 | 1999-02-01 | Unknown
WILSON CHEVRON | 642 S MAIN STREET | LAFAYETTE | Walker | 1460112 | 8 |  | 1999-03-01 | FALSE | 1999-03-01 | FALSE | Closed in Ground | Gas (Historical Use) | 6000 | Composite | 1989-06-05 | 2015-01-08 | Fiberglass Reinforced Plastic | Pressurized
CATLETT GROCERY | 35 ROUND POND RD | LAFAYETTE | Walker | 1460095 | 1 | [5 empty] | Removed from Ground | Gas (Historical Use) | 4000 | Bare Steel | 1984-05-08 | 1998-10-30 | Galvanized Steel | Safe Suction (Euro)
LAFAYETTE/FIRE DEPT | 114 EAST PATTON ST | LAFAYETTE | Walker | 1460005 | 3 | [5 empty] | Removed from Ground | Diesel | 1000 | Bare Steel | 1983-04-22 | 1995-10-23 | Galvanized Steel
SALEM CARPET/LAFAYETTE PLANT | BROOMTOWN RD/STREET #? | LAFAYETTE | Walker | 1460020 | 1 | [5 empty] | Closed in Ground | Other | 10000 | Bare Steel | 1980-03-06 | 1992-12-30 | Bare Steel
VILLANOW GENERAL STORE | 24 E ARMUCHEE ROAD | LAFAYETTE | Walker | 1460126 | 3 |  | 1999-01-13 |  | 1999-01-13 |  | Removed from Ground | Gas (Historical Use) | 2000 | Steel-Impressed Current | 1986-05-08 | 2010-02-08 | Cathodically Protected | Suction (American)
BRENT BROOKS FARM | HWY 27 | LAFAYETTE | Walker | 1460109 | 1 | [5 empty] | Currently in Use | Diesel | 560 | Bare Steel | 1976-05-10 |  | Unknown
PIT STOP FOOD STORE NO 5 | 406 S CHATTANOOGA ST | LAFAYETTE | Walker | 1460087 | 2 |  | 1993-11-23 |  | 1993-11-23 |  | Removed from Ground | Gas (Historical Use) | 4000 | Steel-Impressed Current | 1979-05-10 | 2007-01-08 | Steel (Impressed Current) | Safe Suction (Euro)
S&S GROCERY STORE | 1516 GA HWY 337 | LAFAYETTE | Walker | 1460082 | 2 | [5 empty] | Removed from Ground | Empty | 1000 | Bare Steel | 1979-05-10 | 1999-11-01 | Galvanized Steel
TRANSMISSION MASTERS | 602 MCFARLAND | ROSSVILLE | Walker | 9146074 | 2 | [5 empty] | Closed in Ground | Gas (Historical Use) | 1500 | Bare Steel | 1974-01-01 | 1999-01-21 | Bare Steel | Safe Suction (Euro)
Billu G Two, Inc. | 5009 N HIGHWAY 27 | LAFAYETTE | Walker | 1460079 | 3 | Flapper Valve | 1990-04-10 | FALSE | 1990-04-10 | FALSE | Temporarily out of use | Empty | 2000 | Steel-Impressed Current | 1962-05-14 |  | Steel (Impressed Current) | Safe Suction (Euro)
THE RED BARN GROCERY | US HWY 27 SOUTH | LAFAYETTE | Walker | 1460081 | 1 | [5 empty] | Closed in Ground | Gas (Historical Use) | 6000 | Bare Steel | 1980-05-09 | 1988-12-21 | Galvanized Steel
STOP N SHOP | 5709 GA HWY 337 | LAFAYETTE | Walker | 1460078 | 3 |  | 1990-11-12 | FALSE | 1990-11-12 | FALSE | Removed from Ground | Gas (Historical Use) | 1000 | Galvanic (STIP-3) | 1990-11-12 | 2019-01-01 | Fiberglass Reinforced Plastic | Safe Suction (Euro)
PIT STOP FOOD STORE #6 | 121 GA HWY 151 | LAFAYETTE | Walker | 1460075 | 5 | Flapper Valve | 1994-02-10 | FALSE | 1994-02-10 | FALSE | Currently in Use | Regular | 4000 | Galvanic (STIP-3) | 1994-02-10 |  | Galvanized Steel | Safe Suction (Euro)
PIT STOP FOOD STORE #6 | 121 GA HWY 151 | LAFAYETTE | Walker | 1460075 | 4 | Flapper Valve | 1994-02-10 |  | 1994-02-10 |  | Closed in Ground | Gas (Historical Use) | 4000 | Galvanic (STIP-3) | 1994-02-10 | 2009-12-22 | Galvanized Steel | Safe Suction (Euro)
CIRCLEK #2723510 | 400 WEST MAIN & CHATTANOOGA ST | LAFAYETTE | Walker | 1460034 | 8 | Flapper Valve | 1997-05-01 |  | 1997-05-01 |  | Currently in Use | Kerosene | 2000 | Composite | 1997-05-01 |  | Double-Walled Flex | Pressurized
CIRCLEK #2723510 | 400 WEST MAIN & CHATTANOOGA ST | LAFAYETTE | Walker | 1460034 | 6 | Ball Float | 1997-05-01 |  | 1997-05-01 |  | Currently in Use | Gas (Historical Use) | 10000 | Composite | 1997-05-01 |  | Double-Walled Flex | Pressurized
MAPCO EXPRESS INC #3508 | 815 -A CHICKAMAUGA AVE | ROSSVILLE | Walker | 9146060 | 2 | Ball Float | 1996-10-03 | FALSE | 1996-10-03 | FALSE | Currently in Use | Premium | 15000 | Fiberglass Double Walled | 1996-09-26 |  | Flex | Pressurized
MAPCO EXPRESS 3629 | 2618 HWY 193 | FLINTSTONE | Walker | 9146068 | 3 | Ball Float | 1999-03-16 | FALSE | 1999-03-16 | FALSE | Currently in Use | Premium | 10000 | Fiberglass | 1999-03-08 |  | Double-Walled Flex | Pressurized
WILSON PURE SERVICE | 305 NORTH MAIN | LAFAYETTE | Walker | 1460039 | 2 | [5 empty] | Removed from Ground | Gas (Historical Use) | 3000 | Bare Steel | 1959-04-17 | 1990-04-01 | Cathodically Protected | Suction (American)
MAPCO EXPRESS 3629 | 2618 HWY 193 | FLINTSTONE | Walker | 9146068 | 1 | Ball Float | 1999-03-16 | FALSE | 1999-03-16 | FALSE | Currently in Use | Regular | 10000 | Fiberglass | 1999-03-08 |  | Double-Walled Flex | Pressurized
RONNIE J HOLDEN STATE FARM INS | 2573 CHATTANOOGA VALLEY RD | FLINTSTONE | Walker | 9146023 | 3 | [5 empty] | Removed from Ground | Gas (Historical Use) | 550 | Marked Unknown | 1993-02-04 | 1993-02-04 | Unknown
CATLETT GROCERY | 35 ROUND POND RD | LAFAYETTE | Walker | 1460095 | 7 | Ball Float | 1992-10-22 | FALSE | 1992-10-22 | FALSE | Currently in Use | Plus | 8000 | Galvanic (STIP-3) | 1992-10-22 |  | Fiberglass Reinforced Plastic | Pressurized
HARRIS CAR WASH | 810 N MAIN ST | LAFAYETTE | Walker | 1460085 | 1 | [5 empty] | Removed from Ground | Gas (Historical Use) | 6000 | Bare Steel | 1979-05-10 | 1996-07-01 | Galvanized Steel | Safe Suction (Euro)
CIRCLEK #2723510 | 400 WEST MAIN & CHATTANOOGA ST | LAFAYETTE | Walker | 1460034 | 5 | Ball Float | 1997-05-01 |  | 1997-05-01 |  | Currently in Use | Gas (Historical Use) | 10000 | Composite | 1997-05-01 |  | Double-Walled Flex | Pressurized
LAFAYETTE/FIRE DEPT | 114 EAST PATTON ST | LAFAYETTE | Walker | 1460005 | 2 | [5 empty] | Removed from Ground | Gas (Historical Use) | 6000 | Bare Steel | 1983-04-22 | 1995-10-23 | Galvanized Steel
H&A FOOD MART | 1111 N MAIN ST | LAFAYETTE | Walker | 1460033 | 6A | Ball Float | 1995-12-01 |  | 1995-12-01 |  | Currently in Use | Gas (Historical Use) | 4000 | Composite | 1995-12-01 |  | Double Walled/Sec. Containment | Pressurized
H&A FOOD MART | 1111 N MAIN ST | LAFAYETTE | Walker | 1460033 | 6B | Ball Float | 1995-12-01 |  | 1995-12-01 |  | Currently in Use | Gas (Historical Use) | 4000 | Composite | 1995-12-01 |  | Double Walled/Sec. Containment | Pressurized
S&S GROCERY STORE | 1516 GA HWY 337 | LAFAYETTE | Walker | 1460082 | 3 | [5 empty] | Removed from Ground | Empty | 1000 | Bare Steel | 1979-05-10 | 1999-11-01 | Galvanized Steel
PIT STOP FOOD STORE #6 | 121 GA HWY 151 | LAFAYETTE | Walker | 1460075 | 1 | [5 empty] | Removed from Ground | Empty | 2000 | Bare Steel | 1980-01-01 | 1994-02-08 | Galvanized Steel | Safe Suction (Euro)
DEPT OF WATER/SEWER BLDG | 302 NORTH MAIN ST | LAFAYETTE | Walker | 1460115 | 1 | [5 empty] | Removed from Ground | Gas (Historical Use) | 1060 | Bare Steel | 1978-05-03 | 1991-01-01 | Galvanized Steel
WILSON CHEVRON | 642 S MAIN STREET | LAFAYETTE | Walker | 1460112 | 2 |  |  | FALSE |  | FALSE | Closed in Ground | Gas (Historical Use) | 3000 | Bare Steel | 1966-05-13 | 1990-10-07 | Unknown
PIT STOP FOOD STORE NO 5 | 406 S CHATTANOOGA ST | LAFAYETTE | Walker | 1460087 | 3 | Flapper Valve | 1993-11-23 | FALSE | 1993-11-23 | FALSE | Currently in Use | E-10 | 6000 | Steel-Impressed Current | 1998-09-17 |  | Steel (Impressed Current) | Safe Suction (Euro)
CLINTS SERVICE STATION | 501 W MAIN ST | LAFAYETTE | Walker | 1460086 | 2 | [5 empty] | Closed in Ground | Empty | 1000 | Bare Steel | 1958-05-15 | 1988-12-18 | Galvanized Steel | Safe Suction (Euro)
Billu G Two, Inc. | 5009 N HIGHWAY 27 | LAFAYETTE | Walker | 1460079 | 2 | Flapper Valve | 1990-04-10 | FALSE | 1990-04-10 | FALSE | Temporarily out of use | Empty | 2000 | Steel-Impressed Current | 1962-05-14 |  | Steel (Impressed Current) | Safe Suction (Euro)
JACKSON REALTY | 102 NORTH MAIN ST | LAFAYETTE | Walker | 1460072 | 1 | [5 empty] | Closed in Ground | Empty | 2000 | Bare Steel | 1961-05-14 | 2010-10-18 | Galvanized Steel
CIRCLEK #2723510 | 400 WEST MAIN & CHATTANOOGA ST | LAFAYETTE | Walker | 1460034 | 1 | [5 empty] | Removed from Ground | Gas (Historical Use) | 10000 | Bare Steel | 1976-03-26 | 1997-06-01 | Bare Steel | Suction (American)
CIRCLE K #2723506 | 2777 CHATTANOOGA VALLEY RD | FLINTSTONE | Walker | 1460013 | 4 |  |  | FALSE |  | FALSE | Removed from Ground |  | 4000 | Bare Steel | 1975-03-27 | 1995-08-14 | Galvanized Steel
NAOMI GROCERY | 6113 GA HWY 151 | LAFAYETTE | Walker | 9146024 | 3 |  |  | FALSE |  | FALSE | Temporarily out of use | Gas (Historical Use) | 2000 | Galvanic (STIP-3) | 1988-09-01 |  | Galvanized Steel | Safe Suction (Euro)
UNCLE JEDS | 23617 HWY 193 | LAFAYETTE | Walker | 9146067 | 2 | Flapper Valve | 1996-05-01 | FALSE | 1996-05-01 | FALSE | Currently in Use | Diesel | 2000 | Galvanic (STIP-3) | 1996-05-01 |  | Fiberglass Reinforced Plastic | Safe Suction (Euro)
Circle K 2709339 | 2452 N HWY 27 | LAFAYETTE | Walker | 9146069 | 1 |  | 1998-11-06 |  | 1998-11-06 |  | Currently in Use | Gas (Historical Use) | 10000 | Epoxy | 1998-11-06 |  | Secondary Containment | Pressurized
COLORSTRAND CORP | BROOMTOWN RD/STREET #? | LAFAYETTE | Walker | 1460010 | 4 | [5 empty] | Removed from Ground | Diesel | 1000 | Bare Steel | 1978-03-09 | 1991-04-01 | Galvanized Steel
WALKER COUNTY BOARD OF EDUCATION | 201 S DUKE ST | LAFAYETTE | Walker | 1460026 | 1 | [5 empty] | Removed from Ground | Gas (Historical Use) | 1000 | Bare Steel | 1971-02-28 | 1998-02-01 | Galvanized Steel | Suction (American)
LAFAYETTE MIDDLE SCHOOL | #1 ROAD RUNNER BLVD | LAFAYETTE | Walker | 1460030 | 1 | [5 empty] | Removed from Ground | Diesel | 10000 | Bare Steel | 1981-02-25 | 1996-07-10 | Galvanized Steel | Suction (American)
THE RED BARN GROCERY | US HWY 27 SOUTH | LAFAYETTE | Walker | 1460081 | 2 | [5 empty] | Closed in Ground | Gas (Historical Use) | 6000 | Bare Steel | 1980-05-09 | 1988-12-21 | Galvanized Steel
CIRCLEK #2723510 | 400 WEST MAIN & CHATTANOOGA ST | LAFAYETTE | Walker | 1460034 | 2 | [5 empty] | Removed from Ground | Gas (Historical Use) | 10000 | Bare Steel | 1976-03-26 | 1997-06-01 | Bare Steel | Suction (American)
IMPERIAL CUP CORP | US HWY 27 NORTH | LAFAYETTE | Walker | 1460037 | 1 | [5 empty] | Removed from Ground | Diesel | 10000 | Bare Steel | 1978-03-14 | 1994-10-25 | Bare Steel | Safe Suction (Euro)
CLINTS SERVICE STATION | 501 W MAIN ST | LAFAYETTE | Walker | 1460086 | 4 | [5 empty] | Removed from Ground | Diesel | 550 | Bare Steel | 1958-05-15 | 1999-12-01 | Galvanized Steel | Safe Suction (Euro)
CLINTS SERVICE STATION | 501 W MAIN ST | LAFAYETTE | Walker | 1460086 | 5 | [5 empty] | Removed from Ground | Diesel | 550 | Bare Steel | 1958-05-15 | 1999-12-01 | Galvanized Steel | Safe Suction (Euro)
PIT STOP FOOD STORE #1 | 501 E VILLANOW ST | LAFAYETTE | Walker | 1460084 | 4 | Flapper Valve | 1984-05-08 | FALSE | 1984-05-08 | FALSE | Currently in Use | Premium | 8000 | Steel-Impressed Current | 1984-05-08 |  | Fiberglass Reinforced Plastic | Pressurized
JACKSON REALTY | 102 NORTH MAIN ST | LAFAYETTE | Walker | 1460072 | 3 | [5 empty] | Closed in Ground | Empty | 2000 | Bare Steel | 1961-05-14 | 2010-10-18 | Galvanized Steel
CIRCLEK #2723510 | 400 WEST MAIN & CHATTANOOGA ST | LAFAYETTE | Walker | 1460034 | 3 | [5 empty] | Removed from Ground | Gas (Historical Use) | 10000 | Bare Steel | 1976-03-26 | 1997-06-01 | Bare Steel | Suction (American)
MAPCO EXPRESS 3629 | 2618 HWY 193 | FLINTSTONE | Walker | 9146068 | 2 | Ball Float | 1999-03-16 | FALSE | 1999-03-16 | FALSE | Currently in Use | Plus | 10000 | Fiberglass | 1999-03-08 |  | Double-Walled Flex | Pressurized
FAVORITE MARKET #67 | CHATTANOOGA VALLEY RD | FLINTSTONE | Walker | 1460092 | 1 | [5 empty] | Removed from Ground | Gas (Historical Use) | 10000 | Bare Steel | 1981-05-09 | 1999-11-02 | Galvanized Steel | Pressurized
SMILEY'S CORNER | 118 KAY CONLEY RD | ROCK SPRING | Walker | 1460014 | 4 | Flapper Valve | 1997-11-12 | FALSE | 1997-11-12 | FALSE | Currently in Use | Kerosene | 2000 | Steel-Impressed Current | 1985-03-24 |  | Steel (Impressed Current) | Safe Suction (Euro)
ONE STOP MART | 8007 N HWY 27 | ROCK SPRING | Walker | 1460054 | 7 | Ball Float | 1989-07-14 | FALSE | 1989-07-14 | FALSE | Currently in Use | Diesel | 7950 | Fiberglass | 1989-07-14 |  | Fiberglass Reinforced Plastic | Pressurized
ONE STOP MART | 8007 N HWY 27 | ROCK SPRING | Walker | 1460054 | 4 | [5 empty] | Removed from Ground | Kerosene | 550 | Bare Steel | 1967-05-13 | 1988-11-01 | Galvanized Steel
ONE STOP MART | 8007 N HWY 27 | ROCK SPRING | Walker | 1460054 | 1 | [5 empty] | Removed from Ground | Gas (Historical Use) | 4000 | Bare Steel | 1967-05-13 | 1988-11-01 | Galvanized Steel
CATLETT GROCERY | 35 ROUND POND RD | LAFAYETTE | Walker | 1460095 | 2 | [5 empty] | Removed from Ground | Gas (Historical Use) | 4000 | Bare Steel | 1984-05-08 | 1998-10-30 | Galvanized Steel | Safe Suction (Euro)
Billu G Two, Inc. | 5009 N HIGHWAY 27 | LAFAYETTE | Walker | 1460079 | 1 | Flapper Valve | 1990-04-10 | FALSE | 1990-04-10 | FALSE | Temporarily out of use | Empty | 2000 | Steel-Impressed Current | 1963-05-14 |  | Steel (Impressed Current) | Safe Suction (Euro)
S&S GROCERY STORE | 1516 GA HWY 337 | LAFAYETTE | Walker | 1460082 | 1 | [5 empty] | Removed from Ground | Empty | 1000 | Bare Steel | 1979-05-10 | 1999-11-01 | Galvanized Steel
CIRCLE K #2723508 | 1897 MCFARLAND GAP & MISSIONARY | ROSSVILLE | Walker | 1460015 | 8 | Ball Float | 1992-11-12 | FALSE | 1992-11-12 | FALSE | Currently in Use | Kerosene | 2000 | Composite | 1992-11-12 |  | Double-Walled Flex | Pressurized
Sunrise Market 29 | 24 West Hwy 136 | LAFAYETTE | Walker | 9155018 | 93 | Ball Float | 1988-11-16 |  | 1988-11-16 |  | Currently in Use | Gas (Historical Use) | 10000 | Composite | 1988-01-01 |  | Fiberglass Reinforced Plastic
STEVES KWIK STOP | 1516 S CHATTANOOGA ST | LAFAYETTE | Walker | 10001347 | 1 | Flapper Valve | 2000-06-01 | FALSE | 2000-06-01 | FALSE | Currently in Use | Regular | 12000 | Fiberglass | 2004-06-01 |  | Flex
CIRCLE K #2723508 | 1897 MCFARLAND GAP & MISSIONARY | ROSSVILLE | Walker | 1460015 | 5 | Ball Float | 1992-11-12 | FALSE | 1992-11-12 | FALSE | Currently in Use | Regular | 10000 | Composite | 1992-11-12 |  | Double-Walled Flex | Pressurized
ROSSVILLE EXXON | 788 CHICKAMAUGA AVE | ROSSVILLE | Walker | 1460099 | 3 |  | 1998-09-04 |  | 1998-09-04 |  | Currently in Use | Gas (Historical Use) | 3000 | Steel-Impressed Current | 1964-05-13 |  | Fiberglass Reinforced Plastic | Safe Suction (Euro)
MR JACKS | 514 SCHMITT RD | ROSSVILLE | Walker | 1460098 | 2 |  | 1999-01-15 |  | 1999-01-15 |  | Removed from Ground | Gas (Historical Use) | 3000 | Steel-Impressed Current | 1980-05-09 | 2011-09-28 | Cathodically Protected | Safe Suction (Euro)
MAPCO EXPRESS 3644 | 408 JAMES ST | ROSSVILLE | Walker | 1460093 | 2 | Flapper Valve | 1998-04-20 | FALSE | 1998-04-20 | FALSE | Currently in Use | Premium | 10000 | Steel-Impressed Current | 1981-05-09 |  | Steel (Impressed Current) | Pressurized
JOHN ROSS MYSTIC | 409 CHICKAMAUGA AVE | ROSSVILLE | Walker | 1460040 | 1 | Flapper Valve | 1999-01-01 |  | 1999-01-01 |  | Temporarily out of use | Gas (Historical Use) | 8000 | Lined Interior | 1964-04-15 |  | Steel (Impressed Current) | Pressurized
YOGESH PATEL DBA KWIK-E-MART | 805 MISSION RIDGE RD | ROSSVILLE | Walker | 1460064 | 1 | [5 empty] | Removed from Ground | Gas (Historical Use) | 2000 | Bare Steel | 1968-05-12 | 1996-01-01 | Galvanized Steel | Suction (American)
YOGESH PATEL DBA KWIK-E-MART | 805 MISSION RIDGE RD | ROSSVILLE | Walker | 1460064 | 4 | [5 empty] | Removed from Ground | Gas (Historical Use) | 4000 | Bare Steel | 1968-05-12 | 1996-01-01 | Galvanized Steel | Suction (American)
YOGESH PATEL DBA KWIK-E-MART | 805 MISSION RIDGE RD | ROSSVILLE | Walker | 1460064 | 7 | Ball Float | 1996-01-10 |  | 1996-01-10 |  | Currently in Use | Gas (Historical Use) | 4000 | Composite | 1996-01-10 |  | Fiberglass Reinforced Plastic | Pressurized
J W DODD PURE | 2004 MCFARLAND AVE | ROSSVILLE | Walker | 1460146 | 2 | Flapper Valve | 1999-01-01 | FALSE | 1999-01-01 | FALSE | Currently in Use | Diesel | 2000 | Steel-Impressed Current | 1967-01-06 |  | Fiberglass Reinforced Plastic | Safe Suction (Euro)
DORSEY FEED & SEED | MISSION RIDGE RD & GA HWY 341 | ROSSVILLE | Walker | 9146022 | DUMMY | [5 empty] | Removed from Ground | Other | 1 | Marked Unknown | 1990-03-15 | 1990-03-15 | Unknown
PAUL'S PLACE | 1250 MISSION RIDGE RD | ROSSVILLE | Walker | 9146042 | 3 | Ball Float | 1995-07-01 |  | 1995-07-01 |  | Currently in Use | Diesel | 6000 | Steel-Impressed Current | 1995-07-01 |  | Fiberglass Reinforced Plastic | Pressurized
ALLENS SUPERETTE | 6683 W HWY 136 | CHICKAMAUGA | Walker | 1460102 | 2 |  | 1999-01-15 |  | 1999-01-15 |  | Removed from Ground | Gas (Historical Use) | 4000 | Steel-Impressed Current | 1983-10-09 | 2011-08-17 | Cathodically Protected | Safe Suction (Euro)
WALKER COUNTY RD DEPT/MAINT SHOP | 91 INDUSTRIAL DR | CHICKAMAUGA | Walker | 1460124 | 5 | Overfill Alarm | 2005-07-01 | FALSE | 2005-07-01 | FALSE | Currently in Use | Gas (Historical Use) | 8000 | Composite | 2005-07-01 |  | Double-Walled Fiberglass | Pressurized
WALKER COUNTY RD DEPT/MAINT SHOP | 91 INDUSTRIAL DR | CHICKAMAUGA | Walker | 1460124 | 4 | Overfill Alarm | 2005-07-01 | FALSE | 2005-07-01 | FALSE | Currently in Use | Diesel | 12000 | Composite | 2005-07-01 |  | Double-Walled Fiberglass | Pressurized
TONY RUSH | 9157 HWY 136 W | CHICKAMAUGA | Walker | 1460012 | 3 |  | 1988-06-15 |  | 1988-06-15 |  | Removed from Ground | Gas (Historical Use) | 6000 | Steel-Impressed Current | 1988-06-15 | 2010-10-18 | Cathodically Protected | Suction (American)
7-Eleven Store #41050 | 12797 N HWY 27 | CHICKAMAUGA | Walker | 1460007 | 4 |  | 1998-12-10 |  | 1998-12-10 |  | Removed from Ground | Diesel | 3000 | Steel-Impressed Current | 1989-02-01 | 2005-06-30 | Fiberglass Reinforced Plastic | Safe Suction (Euro)
7-Eleven Store #41050 | 12797 N HWY 27 | CHICKAMAUGA | Walker | 1460007 | 5 |  |  | TRUE |  | TRUE | Removed from Ground | Used Oil | 550 | Bare Steel | 1966-04-23 | 1999-11-23 | Galvanized Steel
7-Eleven Store #41050 | 12797 N HWY 27 | CHICKAMAUGA | Walker | 1460007 | 7 | Ball Float | 2003-02-01 | FALSE | 2003-02-01 | FALSE | Currently in Use | Gas (Historical Use) | 14000 | Composite | 2003-02-01 |  | Double-Walled Flex | Pressurized
ROSSVILLE MIDDLE SCHOOL | 100 BRYAN ST | ROSSVILLE | Walker | 1460031 | 2 | [5 empty] | Removed from Ground | Gas (Historical Use) | 6000 | Bare Steel | 1981-08-01 | 1998-02-10 | Bare Steel | Safe Suction (Euro)
MUKTA JIVAN INC D/B/A SUNSET MARKET #3 | 600 CHICKAMAUGA AVE | ROSSVILLE | Walker | 1460024 | 6 | Ball Float | 2009-01-10 | FALSE | 2009-01-10 | FALSE | Currently in Use | E-10 | 10000 | Fiberglass | 1988-01-01 |  | Fiberglass Reinforced Plastic | Pressurized
AMERICAN THREAD/ROSSVILLE PLANT | 200 MAPLE ST | ROSSVILLE | Walker | 1460122 | 2 | [5 empty] | Removed from Ground | Diesel | 10000 | Bare Steel | 1951-05-17 | 1987-08-01 | Bare Steel
AMERICAN TIRE & BRAKE | 316 MCFARLAND AVE | ROSSVILLE | Walker | 1460101 | 4 |  |  | TRUE |  | TRUE | Closed in Ground | Used Oil | 500 | Bare Steel | 1956-05-15 | 2000-06-07 | Galvanized Steel
BEVIS ROPE MFG INC | 1500 PARK CITY RD | ROSSVILLE | Walker | 9146066 | 1 | [5 empty] | Removed from Ground | Gas (Historical Use) | 1000 | Not Marked/Unknown | 1999-02-11 | 1999-02-11 | Not Marked
JAMES O'NEAL/GROCERY SHOP | 1148 WILSON RD | ROSSVILLE | Walker | 1460055 | 1 | [5 empty] | Removed from Ground | Gas (Historical Use) | 4000 | Bare Steel | 1978-05-10 | 1988-10-31 | Galvanized Steel
HOWARD DELANEY | 900 LAFAYETTE RD | ROSSVILLE | Walker | 1460138 | 2 | [5 empty] | Removed from Ground | Gas (Historical Use) | 3000 | Bare Steel | 1956-05-15 | 1999-11-10 | Galvanized Steel
CIRCLE K #2723511 | 209 LEE & GORDON MILL RD | CHICKAMAUGA | Walker | 1460035 | 3 | Ball Float | 1997-05-17 | FALSE | 1997-05-17 | FALSE | Currently in Use | Premium | 10000 | Steel-Impressed Current | 1976-03-24 |  | Double-Walled Flex | Pressurized
Pat's Supermarket | 5661 GA HWY 136 W | CHICKAMAUGA | Walker | 1460074 | 2 | Overfill Alarm | 1998-08-15 |  | 1998-08-15 |  | Closed in Ground | Gas (Historical Use) | 4000 | Steel-Impressed Current | 1982-05-09 | 2010-10-13 | Steel (Impressed Current) | Safe Suction (Euro)
MARATHON | 610 CHICKAMAUGA AVE | ROSSVILLE | Walker | 1460009 | 1 |  | 1994-12-15 | FALSE | 1994-12-15 | FALSE | Temporarily out of use | Gas (Historical Use) | 8000 | Galvanic (STIP-3)/Sacrificial Anodes | 1969-03-18 |  | Fiberglass Reinforced Plastic | Pressurized
B & C QUIK STOP | 12649 N US HWY 27 | CHICKAMAUGA | Walker | 1460083 | 3 | Flapper Valve | 1993-11-12 | FALSE | 1993-11-12 | FALSE | Temporarily out of use | Empty | 4000 | Steel-Impressed Current | 1975-06-01 |  | Steel (Impressed Current) | Safe Suction (Euro)
CLOSED | US HWY 27 | CHICKAMAUGA | Walker | 1460107 | 3 | [5 empty] | Removed from Ground | Empty | 1000 | Bare Steel | 1964-05-13 | 1989-12-31 | Galvanized Steel
WALKER COUNTY LANDFILL | MARBLETOP RD | CHICKAMAUGA | Walker | 1460123 | 1 | [5 empty] | Removed from Ground | Gas (Historical Use) | 3000 | Bare Steel | 1974-01-01 | 1998-12-01 | Galvanized Steel | Suction (American)
MARATHON | 610 CHICKAMAUGA AVE | ROSSVILLE | Walker | 1460009 | 3 |  | 1994-12-15 | FALSE | 1994-12-15 | FALSE | Temporarily out of use | Gas (Historical Use) | 6000 | Galvanic (STIP-3)/Sacrificial Anodes | 1981-03-15 |  | Fiberglass Reinforced Plastic | Pressurized
JOHN ROSS MYSTIC | 409 CHICKAMAUGA AVE | ROSSVILLE | Walker | 1460040 | 2 | Flapper Valve | 1999-01-01 |  | 1999-01-01 |  | Temporarily out of use | Diesel | 6000 | Lined Interior | 1964-04-15 |  | Steel (Impressed Current) | Pressurized
JAMES O'NEAL/GROCERY SHOP | 1148 WILSON RD | ROSSVILLE | Walker | 1460055 | 3 | [5 empty] | Removed from Ground | Gas (Historical Use) | 2000 | Bare Steel | 1978-05-10 | 1988-10-31 | Galvanized Steel
LIL PIG MARKET | 1932 N HWY 341 | ROSSVILLE | Walker | 1460063 | 3A | Flapper Valve | 2015-03-09 | FALSE | 2015-03-09 | FALSE | Currently in Use | Diesel On Road | 2500 | Composite Double Walled | 2015-03-09 |  | Double-Walled Flex | Safe Suction (Euro)
HOWARD DELANEY | 900 LAFAYETTE RD | ROSSVILLE | Walker | 1460138 | 5 | [5 empty] | Removed from Ground | Gas (Historical Use) | 8000 | Bare Steel | 1976-05-10 | 1999-11-10 | Galvanized Steel
J W DODD PURE | 2004 MCFARLAND AVE | ROSSVILLE | Walker | 1460146 | 1 | Flapper Valve | 1999-01-01 | FALSE | 1999-01-01 | FALSE | Currently in Use | Regular | 3000 | Steel-Impressed Current | 1967-01-06 |  | Fiberglass Reinforced Plastic | Safe Suction (Euro)
ROSS-THRIFTWAY | 1119 LAFAYETTE RD | ROSSVILLE | Walker | 9146021 | 192574 | Flapper Valve | 1991-12-15 | FALSE | 1991-12-15 | FALSE | Currently in Use | Premium | 6000 | STIP-3/Impressed Current | 1991-12-01 |  | Fiberglass Reinforced Plastic | Pressurized
CITY HALL COMPLEX | 500 MCFARLAND AVE | ROSSVILLE | Walker | 9146045 | 1 | [5 empty] | Removed from Ground | Gas (Historical Use) | 1000 | Cathodically Protected Steel | 1988-02-01 | 1998-10-16 | Galvanized Steel
JAMES O'NEAL/GROCERY SHOP | 1148 WILSON RD | ROSSVILLE | Walker | 1460055 | 4 | [5 empty] | Removed from Ground | Kerosene | 1000 | Bare Steel | 1984-05-08 | 1988-10-31 | Galvanized Steel
FLAV-O-RICH INC | HAPPY VALLEY RD/STREET #? | ROSSVILLE | Walker | 1460130 | 1 | [5 empty] | Removed from Ground | Diesel | 10000 | Cathodically Protected Steel | 1992-05-13 | 1992-05-13 | Galvanized Steel
WHITEWAY CLEANERS | 202 SHORT ST | ROSSVILLE | Walker | 1460094 | 2 | [5 empty] | Removed from Ground | Empty | 1000 | Bare Steel | 1961-05-14 | 1986-12-30 | Galvanized Steel
SAV MOE SERVICE CENTER | 902 MCFARLAND AVE | ROSSVILLE | Walker | 1460046 | 2 |  | 1998-12-09 | FALSE | 1998-12-09 | FALSE | Temporarily out of use | Regular | 8000 | Steel-Impressed Current | 1971-03-30 |  | Steel (Impressed Current) | Suction (American)
JAMES O'NEAL/GROCERY SHOP | 1148 WILSON RD | ROSSVILLE | Walker | 1460055 | 2 | [5 empty] | Removed from Ground | Empty | 4000 | Bare Steel | 1978-05-10 | 1988-10-31 | Galvanized Steel
LIL PIG MARKET | 1932 N HWY 341 | ROSSVILLE | Walker | 1460063 | 2 | Flapper Valve | 1998-12-01 | FALSE | 1998-12-01 | FALSE | Removed from Ground | Gas (Historical Use) | 3000 | Steel-Impressed Current | 1981-05-09 | 2016-02-26 |  | Safe Suction (Euro)
SOUTHCREST FUNERAL HOME | 833 CHICKAMAUGA AVE | ROSSVILLE | Walker | 9146002 | 1 | [5 empty] | Closed in Ground | Gas (Historical Use) | 500 | Marked Unknown | 1991-05-30 | 1991-05-30 | Unknown
PAUL'S PLACE | 1250 MISSION RIDGE RD | ROSSVILLE | Walker | 9146042 | 4 | Flapper Valve | 1995-07-01 |  | 1995-07-01 |  | Currently in Use | Kerosene | 4000 | Steel-Impressed Current | 1995-07-01 |  | Fiberglass Reinforced Plastic | Safe Suction (Euro)
MUKTA JIVAN INC D/B/A SUNSET MARKET #3 | 600 CHICKAMAUGA AVE | ROSSVILLE | Walker | 1460024 | 2 | [5 empty] | Removed from Ground | Gas (Historical Use) | 10000 | Bare Steel | 1961-01-23 | 1988-11-14 | Galvanized Steel
Discount Market | 1430 Wilson Road | Rossville | Walker | 1460116 | 2 | Flapper Valve | 1997-11-15 | FALSE | 1997-11-15 | FALSE | Currently in Use | Premium | 4000 | STIP-3/Impressed Current | 1985-12-01 |  | Fiberglass Reinforced Plastic | Pressurized
AMERICAN TIRE & BRAKE | 316 MCFARLAND AVE | ROSSVILLE | Walker | 1460101 | 1 | [5 empty] | Removed from Ground | Gas (Historical Use) | 2000 | Bare Steel | 1956-05-15 | 1989-12-01 | Galvanized Steel
JOHN ROSS MYSTIC | 409 CHICKAMAUGA AVE | ROSSVILLE | Walker | 1460040 | 4 |  |  | TRUE |  | TRUE | Removed from Ground | Used Oil | 550 | Bare Steel | 1964-04-15 | 2001-05-18 | Galvanized Steel | Gravity Fed
YOGESH PATEL DBA KWIK-E-MART | 805 MISSION RIDGE RD | ROSSVILLE | Walker | 1460064 | 8 | Ball Float | 1996-01-10 |  | 1996-01-10 |  | Currently in Use | Gas (Historical Use) | 4000 | Composite | 1996-01-10 |  | Fiberglass Reinforced Plastic | Pressurized
YOGESH PATEL DBA KWIK-E-MART | 805 MISSION RIDGE RD | ROSSVILLE | Walker | 1460064 | 2 | [5 empty] | Removed from Ground | Gas (Historical Use) | 2000 | Bare Steel | 1968-05-12 | 1996-01-01 | Galvanized Steel | Suction (American)
CIRCLE K #2723509 | 728 PARK CITY RD @ SCHMIDT RD | ROSSVILLE | Walker | 1460142 | 3 | Flapper Valve | 1997-07-29 |  | 1997-07-29 |  | Removed from Ground | Gas (Historical Use) | 4000 | Steel-Impressed Current | 1985-06-02 | 2016-02-17 | Fiberglass Reinforced Plastic | Pressurized
HOWARD DELANEY | 900 LAFAYETTE RD | ROSSVILLE | Walker | 1460138 | 1 | [5 empty] | Removed from Ground | Gas (Historical Use) | 3000 | Bare Steel | 1956-05-15 | 1999-11-10 | Galvanized Steel
HOWARD DELANEY | 900 LAFAYETTE RD | ROSSVILLE | Walker | 1460138 | 4 | [5 empty] | Removed from Ground | Gas (Historical Use) | 3000 | Bare Steel | 1956-05-15 | 1999-11-10 | Galvanized Steel
MAPCO EXPRESS 3645 | 2055 MCFARLAND AVE | ROSSVILLE | Walker | 9146029 | 2 | Ball Float | 1996-02-07 | FALSE | 1996-02-07 | FALSE | Currently in Use | Regular | 10354 | Fiberglass | 1987-01-01 |  | Fiberglass Reinforced Plastic | Pressurized
MAPCO EXPRESS 3644 | 408 JAMES ST | ROSSVILLE | Walker | 1460093 | 3 | Flapper Valve | 1998-04-20 | FALSE | 1998-04-20 | FALSE | Currently in Use | Diesel | 10000 | Steel-Impressed Current | 1981-05-09 |  | Steel (Impressed Current) | Pressurized
WHITEWAY CLEANERS | 202 SHORT ST | ROSSVILLE | Walker | 1460094 | 1 | [5 empty] | Removed from Ground | Other | 550 | Bare Steel | 1966-05-13 | 1986-12-30 | Galvanized Steel
FLAV-O-RICH INC | HAPPY VALLEY RD/STREET #? | ROSSVILLE | Walker | 1460130 | 3 | [5 empty] | Removed from Ground | Other | 550 | Bare Steel | 1986-05-08 | 1992-05-13 | Galvanized Steel
BELLSOUTH TELECOMMUNICATIONS INC | 832 CHICKAMAUGA AVE | ROSSVILLE | Walker | 1460135 | 2 | [5 empty] | Removed from Ground | Diesel | 2500 | Bare Steel | 1961-01-01 | 1989-05-01 | Bare Steel
TENNESSEE-GEORGIA MEMORIAL PARK | 724 HOGAN RD | ROSSVILLE | Walker | 9146027 | 1 | [5 empty] | Removed from Ground | Gas (Historical Use) | 1000 | Not Marked/Unknown | 1993-08-11 | 1993-08-11 | Not Marked
JANE SADLER | 2577 HWY 341 | CHICKAMAUGA | Walker | 1460052 | 2 | [5 empty] | Removed from Ground | Gas (Historical Use) | 1000 | Bare Steel | 1974-05-06 | 1998-12-22 | Galvanized Steel | Safe Suction (Euro)
TONY RUSH | 9157 HWY 136 W | CHICKAMAUGA | Walker | 1460012 | 2 |  | 1988-06-15 |  | 1988-06-15 |  | Removed from Ground | Gas (Historical Use) | 2000 | Steel-Impressed Current | 1979-03-13 | 2010-10-18 | Cathodically Protected | Pressurized
MARATHON | 610 CHICKAMAUGA AVE | ROSSVILLE | Walker | 1460009 | 4 |  | 1994-12-15 | FALSE | 1994-12-15 | FALSE | Temporarily out of use | Diesel | 6000 | Galvanic (STIP-3)/Sacrificial Anodes | 1981-03-15 |  | Fiberglass Reinforced Plastic | Pressurized
UBIFIRST | 205 MCFARLAND AVE | ROSSVILLE | Walker | 1460019 | 1 | [5 empty] | Removed from Ground | Gas (Historical Use) | 1000 | Bare Steel | 1977-02-20 | 1988-06-14 | Galvanized Steel
AMERICAN THREAD/ROSSVILLE PLANT | 200 MAPLE ST | ROSSVILLE | Walker | 1460122 | 1 | [5 empty] | Removed from Ground | Diesel | 10000 | Bare Steel | 1951-05-17 | 1987-08-01 | Bare Steel
SOUTHEASTERN MATERIALS | 1751 MCFARLAND AVE | ROSSVILLE | Walker | 1460120 | 1 |  | 1998-12-01 | FALSE | 1998-12-01 | FALSE | Removed from Ground | Diesel | 8000 | Cathodically Protected Steel | 1982-05-09 | 2008-07-01 | Cathodically Protected | Safe Suction (Euro)
Discount Market | 1430 Wilson Road | Rossville | Walker | 1460116 | 4A | Flapper Valve | 1997-11-15 | FALSE | 1997-11-15 | FALSE | Currently in Use | Kerosene | 1000 | STIP-3/Impressed Current | 1985-12-01 |  | Fiberglass Reinforced Plastic | Pressurized
LIL PIG MARKET | 1932 N HWY 341 | ROSSVILLE | Walker | 1460063 | 4C | Flapper Valve | 2015-03-09 | FALSE | 2015-03-09 | FALSE | Currently in Use | Premium | 4000 | Composite Double Walled | 2015-03-09 |  | Double-Walled Flex | Pressurized
Discount Market | 1430 Wilson Road | Rossville | Walker | 1460116 | 5 |  | 1997-11-15 | FALSE | 1997-11-15 | FALSE | Currently in Use | Diesel | 5000 | Galvanic (STIP-3) | 1985-12-01 |  | Fiberglass Reinforced Plastic | Pressurized
AMERICAN TIRE & BRAKE | 316 MCFARLAND AVE | ROSSVILLE | Walker | 1460101 | 3 | [5 empty] | Removed from Ground | Gas (Historical Use) | 2000 | Bare Steel | 1956-05-15 | 1989-12-01 | Galvanized Steel
LIL PIG MARKET | 1932 N HWY 341 | ROSSVILLE | Walker | 1460063 | 1 | Flapper Valve | 1998-12-01 | FALSE | 1998-12-01 | FALSE | Removed from Ground | Gas (Historical Use) | 2000 | Steel-Impressed Current | 1981-05-09 | 2016-02-26 |  | Safe Suction (Euro)
YOGESH PATEL DBA KWIK-E-MART | 805 MISSION RIDGE RD | ROSSVILLE | Walker | 1460064 | 5 | Flapper Valve | 1996-01-10 |  | 1996-01-10 |  | Currently in Use | Kerosene | 2000 | Composite | 1996-01-10 |  | Fiberglass Reinforced Plastic | Pressurized
BORG TEXTILE CORP | 105 MAPLE ST | ROSSVILLE | Walker | 1460144 | 1 | [5 empty] | Removed from Ground | Gas (Historical Use) | 1000 | Bare Steel | 1966-06-02 | 1990-10-19 | Bare Steel
MAPCO EXPRESS 3645 | 2055 MCFARLAND AVE | ROSSVILLE | Walker | 9146029 | 3 | Ball Float | 1996-02-07 | FALSE | 1996-02-07 | FALSE | Currently in Use | Plus | 9728 | Fiberglass | 1987-01-01 |  | Fiberglass Reinforced Plastic | Pressurized
FLEET OIL STATION (FORMER) | 807 CHICKAMAUGA AVE | ROSSVILLE | Walker | 9146016 | 1 | [5 empty] | Permanently Out of Use - historical purposes | Gas (Historical Use) | 0 | Marked Unknown |  | 1899-12-31 | Unknown
CITY HALL COMPLEX | 500 MCFARLAND AVE | ROSSVILLE | Walker | 9146045 | 2 | [5 empty] | Removed from Ground | Diesel | 500 | Marked Unknown | 1998-10-16 | 1998-10-16 | Galvanized Steel
ROSS-THRIFTWAY | 1119 LAFAYETTE RD | ROSSVILLE | Walker | 9146021 | 192568 | Flapper Valve | 1991-12-15 | FALSE | 1991-12-15 | FALSE | Currently in Use | Regular | 6000 | Steel-Impressed Current | 1991-12-01 |  | Fiberglass Reinforced Plastic | Pressurized
YOGESH PATEL DBA KWIK-E-MART | 805 MISSION RIDGE RD | ROSSVILLE | Walker | 1460064 | 6 | Ball Float | 1996-01-10 |  | 1996-01-10 |  | Currently in Use | Gas (Historical Use) | 4000 | Composite | 1996-01-10 |  | Fiberglass Reinforced Plastic | Pressurized
J W DODD PURE | 2004 MCFARLAND AVE | ROSSVILLE | Walker | 1460146 | 3 | Flapper Valve | 1999-01-01 | FALSE | 1999-01-01 | FALSE | Temporarily out of use | Premium | 2000 | Steel-Impressed Current | 1967-01-06 |  | Fiberglass Reinforced Plastic | Safe Suction (Euro)
MAPCO EXPRESS INC #3508 | 815 -A CHICKAMAUGA AVE | ROSSVILLE | Walker | 9146060 | 3 | Ball Float | 1996-10-24 | FALSE | 1996-10-24 | FALSE | Currently in Use | Diesel | 5000 | Fiberglass Double Walled | 1996-09-26 |  | Flex | Pressurized
PAUL'S PLACE | 1250 MISSION RIDGE RD | ROSSVILLE | Walker | 9146042 | 1 | Ball Float | 1995-07-01 |  | 1995-07-01 |  | Currently in Use | Gas (Historical Use) | 10000 | Steel-Impressed Current | 1995-07-01 |  | Fiberglass Reinforced Plastic | Pressurized
WHITFIELD OIL CO INC | 304 THOMAS AVE(REAR) & 7TH ST | CHICKAMAUGA | Walker | 1460068 | 3 | [5 empty] | Removed from Ground | Diesel | 6000 | Bare Steel | 1979-05-10 | 1997-01-01 | Galvanized Steel | Pressurized
JANE SADLER | 2577 HWY 341 | CHICKAMAUGA | Walker | 1460052 | 4 | [5 empty] | Removed from Ground | Kerosene | 1000 | Bare Steel | 1974-05-06 | 1987-08-01 | Galvanized Steel
CIRCLE K #2723511 | 209 LEE & GORDON MILL RD | CHICKAMAUGA | Walker | 1460035 | 1 | Ball Float | 1997-05-12 | FALSE | 1997-05-12 | FALSE | Currently in Use | Regular | 10000 | Steel-Impressed Current | 1976-03-26 |  | Double-Walled Flex | Pressurized
B & C QUIK STOP | 12649 N US HWY 27 | CHICKAMAUGA | Walker | 1460083 | 2 | Flapper Valve | 1993-11-12 | FALSE | 1993-11-12 | FALSE | Currently in Use | Regular | 6000 | Steel-Impressed Current | 1978-09-01 |  | Steel (Impressed Current) | Safe Suction (Euro)
WALKER COUNTY RD DEPT/MAINT SHOP | 91 INDUSTRIAL DR | CHICKAMAUGA | Walker | 1460124 | 3 |  | 1998-11-28 |  | 1998-11-28 |  | Removed from Ground | Diesel | 6000 | Steel-Impressed Current | 1981-05-09 | 2010-05-17 | Cathodically Protected | Suction (American)
7-Eleven Store #41050 | 12797 N HWY 27 | CHICKAMAUGA | Walker | 1460007 | 6 | Ball Float | 2003-02-01 | FALSE | 2003-02-01 | FALSE | Currently in Use | Gas (Historical Use) | 20000 | Composite | 2003-02-01 |  | Double-Walled Flex | Pressurized
MARATHON | 610 CHICKAMAUGA AVE | ROSSVILLE | Walker | 1460009 | 2 |  | 1994-12-15 | FALSE | 1994-12-15 | FALSE | Temporarily out of use | Gas (Historical Use) | 8000 | Galvanic (STIP-3)/Sacrificial Anodes | 1969-03-18 |  | Fiberglass Reinforced Plastic | Pressurized
MUKTA JIVAN INC D/B/A SUNSET MARKET #3 | 600 CHICKAMAUGA AVE | ROSSVILLE | Walker | 1460024 | 1 | [5 empty] | Removed from Ground | Gas (Historical Use) | 10000 | Bare Steel | 1961-01-23 | 1988-11-14 | Galvanized Steel
AMERICAN THREAD/ROSSVILLE PLANT | 200 MAPLE ST | ROSSVILLE | Walker | 1460122 | 3 | [5 empty] | Removed from Ground | Diesel | 10000 | Bare Steel | 1974-05-11 | 1987-08-01 | Bare Steel
Discount Market | 1430 Wilson Road | Rossville | Walker | 1460116 | 1 | Flapper Valve | 1997-11-15 | FALSE | 1997-11-15 | FALSE | Currently in Use | Regular | 6000 | STIP-3/Impressed Current | 1985-12-01 |  | Fiberglass Reinforced Plastic | Pressurized
MAPCO EXPRESS 3645 | 2055 MCFARLAND AVE | ROSSVILLE | Walker | 9146029 | 1 | Ball Float | 1996-02-07 | FALSE | 1996-02-07 | FALSE | Currently in Use | Premium | 10354 | Fiberglass | 1987-01-01 |  | Fiberglass Reinforced Plastic | Pressurized
SOUTHEAST TERMINAL | 5800 ST ELMO AVE GA HWY 193 | LOOKOUT MOUNTAIN | Walker | 9146004 | 2R1 | [5 empty] | Currently in Use | Other | 2000 | Fiberglass | 1988-12-10 |  | Galvanized Steel | Suction (American)
WILSON CHEVRON | 642 S MAIN STREET | LAFAYETTE | Walker | 1460112 | 5 | [5 empty] | Removed from Ground | Diesel | 3000 | Bare Steel | 1984-05-08 | 1999-03-21 | Galvanized Steel
WILSON CHEVRON | 642 S MAIN STREET | LAFAYETTE | Walker | 1460112 | 4 |  |  | FALSE |  | FALSE | Closed in Ground | Gas (Historical Use) | 3000 | Bare Steel | 1966-05-13 | 1990-10-07 | Unknown
WILSON CHEVRON | 642 S MAIN STREET | LAFAYETTE | Walker | 1460112 | 7 |  | 1999-03-01 | FALSE | 1999-03-01 | FALSE | Closed in Ground | Gas (Historical Use) | 6000 | Composite | 1989-06-05 | 2015-01-08 | Fiberglass Reinforced Plastic | Pressurized
CATLETT GROCERY | 35 ROUND POND RD | LAFAYETTE | Walker | 1460095 | 3 | Ball Float | 1993-12-15 |  | 1993-12-15 |  | Currently in Use | Diesel | 6000 | Steel-Impressed Current | 1984-11-01 |  | Fiberglass Reinforced Plastic | Safe Suction (Euro)
Billu G Two, Inc. | 5009 N HIGHWAY 27 | LAFAYETTE | Walker | 1460079 | 5 | Flapper Valve | 1998-10-12 | FALSE | 1998-10-12 | FALSE | Temporarily out of use | Empty | 10000 | Steel-Impressed Current | 1983-05-09 |  | Steel (Impressed Current) | Safe Suction (Euro)
STOP N SHOP | 5709 GA HWY 337 | LAFAYETTE | Walker | 1460078 | 2 |  | 1995-10-16 |  | 1995-10-16 |  | Removed from Ground | Gas (Historical Use) | 4000 | Cathodically Protected Steel | 1980-05-09 | 1999-12-07 | Fiberglass Reinforced Plastic | Suction (American)
PIT STOP FOOD STORE #6 | 121 GA HWY 151 | LAFAYETTE | Walker | 1460075 | 6 | Flapper Valve | 1994-02-10 | FALSE | 1994-02-10 | FALSE | Currently in Use | Diesel | 4000 | Galvanic (STIP-3) | 1994-02-10 |  | Galvanized Steel | Safe Suction (Euro)
LAFAYETTE MAINT HQ | 214 FOSTER BLVD | LAFAYETTE | Walker | 1460043 | 1 | Flapper Valve | 1997-09-01 | FALSE | 1997-09-01 | FALSE | Currently in Use |  | 2500 | Fiberglass Double Walled | 1997-09-01 |  | Double-Walled Fiberglass | Safe Suction (Euro)
PIGEON MTN WILDLIFE MGMT AREA | PIGEON MTN/WMACHAMBELLAN RD | LAFAYETTE | Walker | 1460045 | 1 | [5 empty] | Removed from Ground | Gas (Historical Use) | 550 | Bare Steel | 1979-04-11 | 1994-09-20 | Galvanized Steel
ROSSVILLE DEVELOPING COMPANY | WILLIAMS STREET | ROSSVILLE | Walker | 9023055 | 1 | [5 empty] | Removed from Ground | Gas (Historical Use) | 1000 | Bare Steel | 1978-01-01 | 1998-07-20 | Bare Steel | Pressurized
BURLINGTON IND TRUCKING TERMINAL | 401 WEST LAKE AVE | ROSSVILLE | Walker | 9000361 | 2 |  |  | TRUE |  | TRUE | Removed from Ground | Used Oil | 500 | Bare Steel | 1959-05-03 | 1989-09-01 | Bare Steel
FLINTSTONE FOOD MART | 3270 CHATTANOOGA VALLEY RD | FLINTSTONE | Walker | 10001806 | 1 | Ball Float | 2009-12-01 | FALSE | 2009-12-01 | FALSE | Currently in Use | Regular | 10000 | Composite Double Walled | 2009-12-01 |  | Double-Walled Fiberglass | Pressurized
RONNIE J HOLDEN STATE FARM INS | 2573 CHATTANOOGA VALLEY RD | FLINTSTONE | Walker | 9146023 | 1 | [5 empty] | Removed from Ground | Gas (Historical Use) | 1000 | Marked Unknown | 1993-02-04 | 1993-02-04 | Unknown
SMILEY'S CORNER | 118 KAY CONLEY RD | ROCK SPRING | Walker | 1460014 | 1 |  |  | FALSE |  | FALSE | Closed in Ground |  | 10000 | Steel-Impressed Current | 1975-03-27 | 2013-11-20 | Steel (Impressed Current)
TRANSMISSION MASTERS | 602 MCFARLAND | ROSSVILLE | Walker | 9146074 | 4 | [5 empty] | Closed in Ground | Gas (Historical Use) | 12000 | Bare Steel | 1974-01-01 | 1999-01-21 | Bare Steel | Safe Suction (Euro)
WALKER CO WATER & SEWAGE AUTH | 4665 HAPPY VALLEY RD | FLINTSTONE | Walker | 9146025 | 1 | Flapper Valve | 1991-12-01 | FALSE | 1991-12-01 | FALSE | Currently in Use | Regular | 3000 | Galvanic (STIP-3) | 1991-12-01 |  | Fiberglass Reinforced Plastic | Safe Suction (Euro)
SCENIC GAS & GOODS INC/COLLINS S | 2665 CHATTANOOGA VALLEY RD | FLINTSTONE | Walker | 9146007 | 1 |  | 1991-01-01 |  | 1991-01-01 |  | Removed from Ground | Gas (Historical Use) | 4000 | Bare Steel | 1975-01-01 | 1996-07-18 | Fiberglass Reinforced Plastic | Safe Suction (Euro)
CIRCLE K #2723506 | 2777 CHATTANOOGA VALLEY RD | FLINTSTONE | Walker | 1460013 | 8 | Ball Float | 1995-08-21 | FALSE | 1995-08-21 | FALSE | Currently in Use | Regular | 10000 | Composite | 1995-08-21 |  | Double-Walled Flex | Pressurized
SOUTHERN LOG WHOLESALERS | US HWY 27 NORTH | LAFAYETTE | Walker | 1460073 | 1 | [5 empty] | Removed from Ground | Diesel | 4000 | Bare Steel | 1981-06-01 | 1991-12-18 | Galvanized Steel | Suction (American)
LAFAYETTE MAINT HQ | 214 FOSTER BLVD | LAFAYETTE | Walker | 1460043 | 613G1 | [5 empty] | Removed from Ground | Gas (Historical Use) | 3000 | Bare Steel | 1981-04-30 | 1994-03-05 | Galvanized Steel | Safe Suction (Euro)
BURLINGTON IND TRUCKING TERMINAL | 401 WEST LAKE AVE | ROSSVILLE | Walker | 9000361 | 1 | [5 empty] | Removed from Ground | Diesel | 10000 | Bare Steel | 1959-05-03 | 1989-09-01 | Bare Steel
MEGA STAR FOOD MART #5 | 795 CHICKAMAUGA AVE | ROSSVILLE | Walker | 10001414 | 2A | Flapper Valve | 2020-12-31 | FALSE | 2007-08-24 | FALSE | Currently in Use | Premium | 8000 | Composite Double Walled | 2007-08-22 |  | Double-Walled Flex | Pressurized
SUNSET MARKET | 1628 CLOUD SPRINGS RD | ROSSVILLE | Walker | 10002007 | 1 | Ball Float | 2010-07-30 | FALSE | 2010-07-30 | FALSE | Currently in Use | Regular | 12000 | Composite Double Walled | 2010-07-30 |  | Double-Walled Fiberglass | Pressurized
CRABTREE GULF | RT 8 ST ELMO | FLINTSTONE | Walker | 1460041 | 1 | [5 empty] | Removed from Ground | Gas (Historical Use) | 1000 | Bare Steel | 1962-04-16 | 1988-09-01 | Galvanized Steel
CHATTANOOGA VALLEY ELEMENTARY | 3420 CHATT. VALLEY RD | FLINTSTONE | Walker | 1460027 | 2 | [5 empty] | Removed from Ground | Diesel | 8000 | Bare Steel | 1984-03-03 | 1996-11-06 | Galvanized Steel | Suction (American)
CIRCLE K #2723506 | 2777 CHATTANOOGA VALLEY RD | FLINTSTONE | Walker | 1460013 | 6 |  |  | FALSE |  | FALSE | Removed from Ground |  | 2000 |  | 1985-03-24 | 1995-08-14 | Galvanized Steel
CIRCLEK #2723510 | 400 WEST MAIN & CHATTANOOGA ST | LAFAYETTE | Walker | 1460034 | 4 | [5 empty] | Removed from Ground | Kerosene | 2000 | Cathodically Protected Steel | 1988-01-15 | 1997-06-01 | Bare Steel | Pressurized
CIRCLEK #2723510 | 400 WEST MAIN & CHATTANOOGA ST | LAFAYETTE | Walker | 1460034 | 7 | Ball Float | 1997-05-01 |  | 1997-05-01 |  | Currently in Use | Gas (Historical Use) | 10000 | Composite | 1997-05-01 |  | Double-Walled Flex | Pressurized
ROSSVILLE DEVELOPING COMPANY | WILLIAMS STREET | ROSSVILLE | Walker | 9023055 | 3 | [5 empty] | Removed from Ground | Gas (Historical Use) | 1000 | Bare Steel | 1978-01-01 | 1998-07-20 | Bare Steel | Pressurized
FLINTSTONE FOOD MART | 3270 CHATTANOOGA VALLEY RD | FLINTSTONE | Walker | 10001806 | 3 | Ball Float | 2009-12-01 | FALSE | 2009-12-01 | FALSE | Currently in Use | Diesel | 5000 | Composite Double Walled | 2009-12-01 |  | Double-Walled Fiberglass | Pressurized
MAPCO EXPRESS 3629 | 2618 HWY 193 | FLINTSTONE | Walker | 9146068 | 4 | Ball Float | 1999-03-16 |  | 1999-03-16 |  | Currently in Use | Diesel | 5000 | Fiberglass | 1999-03-08 |  | Double-Walled Flex | Pressurized
FAVORITE MARKET #67 | CHATTANOOGA VALLEY RD | FLINTSTONE | Walker | 1460092 | 3 | [5 empty] | Removed from Ground | Gas (Historical Use) | 10000 | Bare Steel | 1981-05-09 | 1999-11-02 | Galvanized Steel | Pressurized
WALKER COUNTY VEHICLE TAG OFFICE | 2012 MCFARLAND GAP RD | ROSSVILLE | Walker | 9146075 | 1 | [5 empty] | Removed from Ground | Gas (Historical Use) | 500 | Bare Steel | 2001-02-19 | 2001-02-19 | Bare Steel | Safe Suction (Euro)
CHATTANOOGA VALLEY MIDDLE SCHOOL | 847 ALLGOOD RD | FLINTSTONE | Walker | 9146062 | 1 |  | 1996-08-15 | FALSE | 1996-08-15 | FALSE | Removed from Ground | Diesel | 10000 | Composite | 1996-08-15 |  | Double-Walled Flex | Safe Suction (Euro)
HT TECH EXPRESS #8 | 20 HWY 193 | FLINTSTONE | Walker | 9146063 | 6 | [5 empty] | Removed from Ground | Other | 550 | Marked Unknown | 1997-03-01 | 1997-03-01 | Unknown
WALKER CO WATER & SEWAGE AUTH | 4665 HAPPY VALLEY RD | FLINTSTONE | Walker | 9146025 | 3 | [5 empty] | Removed from Ground | Diesel | 500 | Not Marked/Unknown | 2001-04-01 | 2001-04-01 | Not Marked
WALKER CO UNIT | 707 FOSTER BLVD | LAFAYETTE | Walker | 1460002 | 204706 |  | 1992-11-11 |  | 1992-11-11 |  | Removed from Ground | Gas (Historical Use) | 1000 | Galvanic (STIP-3) | 1992-11-11 | 2007-01-30 | Cathodically Protected | Safe Suction (Euro)
H&A FOOD MART | 1111 N MAIN ST | LAFAYETTE | Walker | 1460033 | 5 | Ball Float | 1995-12-01 |  | 1995-12-01 |  | Currently in Use | Gas (Historical Use) | 8000 | Composite | 1995-12-01 |  | Double Walled/Sec. Containment | Pressurized
H&A FOOD MART | 1111 N MAIN ST | LAFAYETTE | Walker | 1460033 | 4 | [5 empty] | Removed from Ground | Kerosene | 2000 | Cathodically Protected Steel | 1988-01-01 | 1995-11-27 | Fiberglass Reinforced Plastic | Pressurized
ONE STOP MART | 8007 N HWY 27 | ROCK SPRING | Walker | 1460054 | 5 | Ball Float | 1998-07-14 | FALSE | 1998-07-14 | FALSE | Currently in Use | Regular | 7950 | Fiberglass | 1989-07-14 |  | Fiberglass Reinforced Plastic | Pressurized
WALKER STATE PRISON | 97 KEVIN LN | ROCK SPRING | Walker | 1460153 | 2 | Flapper Valve | 1998-05-08 | FALSE | 1998-05-08 | FALSE | Currently in Use | Diesel | 1000 | Fiberglass Double Walled | 1998-05-08 |  | Fiberglass Reinforced Plastic | Safe Suction (Euro)
VILLANOW MAINT HQ | GA HWY 136 11 MILES EAST OF LAFA | VILLANOW | Walker | 1460044 | 614D1 | [5 empty] | Removed from Ground | Diesel | 1000 | Bare Steel | 1968-05-03 | 2001-05-16 | Galvanized Steel | Safe Suction (Euro)
TRANSMISSION MASTERS | 602 MCFARLAND | ROSSVILLE | Walker | 9146074 | 1 | [5 empty] | Closed in Ground | Gas (Historical Use) | 1500 | Bare Steel | 1974-01-01 | 1999-01-21 | Bare Steel | Safe Suction (Euro)
SUNSET MARKET | 1628 CLOUD SPRINGS RD | ROSSVILLE | Walker | 10002007 | 2B | Ball Float | 2010-07-30 | FALSE | 2010-07-30 | FALSE | Currently in Use | Diesel | 4000 | Composite Double Walled | 2010-07-30 |  | Double-Walled Fiberglass | Pressurized
HT TECH EXPRESS #8 | 20 HWY 193 | FLINTSTONE | Walker | 9146063 | 5 | Ball Float | 1997-06-23 | FALSE | 1997-06-23 | FALSE | Currently in Use | Premium | 10000 | Fiberglass Double Walled | 1997-06-23 |  | Double-Walled Flex | Pressurized
HT TECH EXPRESS #8 | 20 HWY 193 | FLINTSTONE | Walker | 9146063 | 7 | [5 empty] | Removed from Ground | Other | 300 | Marked Unknown | 1997-03-01 | 1997-03-01 | Unknown
HT TECH EXPRESS #8 | 20 HWY 193 | FLINTSTONE | Walker | 9146063 | 4 | Ball Float | 1997-06-23 | FALSE | 1997-06-23 | FALSE | Currently in Use | Regular | 10000 | Fiberglass Double Walled | 1997-06-23 |  | Double-Walled Flex | Pressurized
WALKER STATE PRISON | 97 KEVIN LN | ROCK SPRING | Walker | 1460153 | 3 | Flapper Valve | 1998-05-08 | FALSE | 1998-05-08 | FALSE | Currently in Use | Regular | 2500 | Fiberglass Double Walled | 1998-05-08 |  | Fiberglass Reinforced Plastic | Safe Suction (Euro)
EXXON (FORMER/ABANDONED) | GA HWY 136 & HWY 201 | VILLANOW | Walker | 9146032 | 1 | [5 empty] | Closed in Ground | Gas (Historical Use) | 0 | Not Marked/Unknown | 1965-01-01 | 1965-01-01 | Not Marked
HT TECH EXPRESS #8 | 20 HWY 193 | FLINTSTONE | Walker | 9146063 | 2 | Ball Float | 1997-06-23 | FALSE | 1997-06-23 | FALSE | Currently in Use | Diesel | 4000 | Fiberglass Double Walled | 1997-06-23 |  | Double-Walled Flex | Pressurized
RONNIE J HOLDEN STATE FARM INS | 2573 CHATTANOOGA VALLEY RD | FLINTSTONE | Walker | 9146023 | 2 | [5 empty] | Removed from Ground | Gas (Historical Use) | 1000 | Marked Unknown | 1993-02-04 | 1993-02-04 | Unknown
STATE FARM INS OFFICE | HWY 193 | FLINTSTONE | Walker | 9146026 | 1 | [5 empty] | Removed from Ground | Other | 1 | Not Marked/Unknown | 1993-02-01 | 1993-02-01 | Not Marked
SCENIC GAS & GOODS INC/COLLINS S | 2665 CHATTANOOGA VALLEY RD | FLINTSTONE | Walker | 9146007 | 3 | [5 empty] | Removed from Ground | Gas (Historical Use) | 4000 | Bare Steel | 1975-01-01 | 1996-07-18 | Fiberglass Reinforced Plastic | Safe Suction (Euro)
FLINTSTONE AMOCO | GIVE LOCATION | FLINTSTONE | Walker | 1460140 | 2 | [5 empty] | Removed from Ground | Empty | 6000 | Bare Steel | 1979-01-01 | 1979-01-01 | Galvanized Steel
J W & W E BALDWIN | HWY 193 | FLINTSTONE | Walker | 1460061 | 2 | [5 empty] | Removed from Ground | Gas (Historical Use) | 2000 | Bare Steel | 1972-05-11 | 1995-12-01 | Galvanized Steel
CIRCLE K #2723506 | 2777 CHATTANOOGA VALLEY RD | FLINTSTONE | Walker | 1460013 | 10 | Flapper Valve | 1995-08-21 | FALSE | 1995-08-21 | FALSE | Currently in Use | Kerosene | 2000 | Composite | 1995-08-21 |  | Double-Walled Flex | Pressurized
ONE STOP MART | 8007 N HWY 27 | ROCK SPRING | Walker | 1460054 | 8 |  | 1989-07-14 | FALSE | 1989-07-14 | FALSE | Temporarily out of use | Kerosene | 2184 | Fiberglass | 1989-07-14 |  | Fiberglass Reinforced Plastic | Safe Suction (Euro)
ONE STOP MART | 8007 N HWY 27 | ROCK SPRING | Walker | 1460054 | 2 | [5 empty] | Removed from Ground | Gas (Historical Use) | 3000 | Bare Steel | 1967-05-13 | 1988-11-01 | Galvanized Steel
WALKER STATE PRISON | 97 KEVIN LN | ROCK SPRING | Walker | 1460153 | 4 | Flapper Valve | 1998-05-08 | FALSE | 1998-05-08 | FALSE | Currently in Use | Diesel | 2500 | Fiberglass Double Walled | 1998-05-08 |  | Double-Walled Fiberglass | Safe Suction (Euro)
WALKER COUNTY MAINTENANCE & OPER | 12587 HWY 27 N | CHICKAMAUGA | Walker | 1460032 | 1 | [5 empty] | Removed from Ground | Diesel | 6000 | Bare Steel | 1971-02-28 | 1998-07-22 | Galvanized Steel | Pressurized
MAPCO EXPRESS 3663 | 1226 LULA LAKE RD | LOOKOUT MOUNTAIN | Walker | 1460114 | 2 | Ball Float | 1993-01-18 | FALSE | 1993-01-18 | FALSE | Currently in Use | Regular | 4010 | Composite | 1992-03-02 |  | Double-Walled Flex | Pressurized
WILSON CHEVRON | 642 S MAIN STREET | LAFAYETTE | Walker | 1460112 | 1 | [5 empty] | Removed from Ground | Gas (Historical Use) | 3000 | Bare Steel | 1966-05-13 | 1990-10-07 | Unknown
CATLETT GROCERY | 35 ROUND POND RD | LAFAYETTE | Walker | 1460095 | 6 | Ball Float | 1992-10-22 | FALSE | 1992-10-22 | FALSE | Currently in Use | Regular | 8000 | Galvanic (STIP-3) | 1992-10-22 |  | Fiberglass Reinforced Plastic | Pressurized
CATLETT GROCERY | 35 ROUND POND RD | LAFAYETTE | Walker | 1460095 | 8 | Ball Float | 1992-10-22 | FALSE | 1992-10-22 | FALSE | Currently in Use | Premium | 10000 | Galvanic (STIP-3) | 1992-10-22 |  | Fiberglass Reinforced Plastic | Pressurized
CLINTS SERVICE STATION | 501 W MAIN ST | LAFAYETTE | Walker | 1460086 | 7 | [5 empty] | Removed from Ground | Kerosene | 280 | Bare Steel | 1958-05-15 | 1999-12-01 | Galvanized Steel | Safe Suction (Euro)
CLINTS SERVICE STATION | 501 W MAIN ST | LAFAYETTE | Walker | 1460086 | 1 | [5 empty] | Removed from Ground | Gas (Historical Use) | 1000 | Bare Steel | 1983-01-01 | 1999-12-01 | Galvanized Steel | Safe Suction (Euro)
Billu G Two, Inc. | 5009 N HIGHWAY 27 | LAFAYETTE | Walker | 1460079 | 4 | Flapper Valve | 1990-04-10 | FALSE | 1990-04-10 | FALSE | Temporarily out of use | Empty | 2000 | Steel-Impressed Current | 1962-05-14 |  | Steel (Impressed Current) | Safe Suction (Euro)
JACKSON REALTY | 102 NORTH MAIN ST | LAFAYETTE | Walker | 1460072 | 2 | [5 empty] | Closed in Ground | Empty | 2000 | Bare Steel | 1961-05-14 | 2010-10-18 | Galvanized Steel
LAFAYETTE MAINT HQ | 214 FOSTER BLVD | LAFAYETTE | Walker | 1460043 | 2 | Flapper Valve | 1997-09-01 | FALSE | 1997-09-01 | FALSE | Currently in Use | Diesel | 1000 | Fiberglass Double Walled | 1997-09-01 |  | Double-Walled Fiberglass | Safe Suction (Euro)
ROSSVILLE DEVELOPING COMPANY | WILLIAMS STREET | ROSSVILLE | Walker | 9023055 | 2 | [5 empty] | Removed from Ground | Gas (Historical Use) | 1000 | Bare Steel | 1978-01-01 | 1998-07-20 | Bare Steel | Pressurized
BURLINGTON IND TRUCKING TERMINAL | 401 WEST LAKE AVE | ROSSVILLE | Walker | 9000361 | 3 | [5 empty] | Removed from Ground | Diesel | 15000 | Bare Steel | 1979-05-03 | 1990-08-01 | Bare Steel
MEGA STAR FOOD MART #5 | 795 CHICKAMAUGA AVE | ROSSVILLE | Walker | 10001414 | 1 | Flapper Valve | 2020-12-31 | FALSE | 2007-08-24 | FALSE | Currently in Use | Regular | 15000 | Composite Double Walled | 2007-08-22 |  | Double-Walled Flex | Pressurized
VILLANOW GENERAL STORE | 24 E ARMUCHEE ROAD | LAFAYETTE | Walker | 1460126 | 1 |  | 1999-01-13 |  | 1999-01-13 |  | Removed from Ground | Gas (Historical Use) | 1000 | Steel-Impressed Current | 1986-05-09 | 2010-02-03 | Cathodically Protected | Suction (American)
PIT STOP FOOD STORE #1 | 501 E VILLANOW ST | LAFAYETTE | Walker | 1460084 | 3 | Flapper Valve | 1984-05-08 | FALSE | 1984-05-08 | FALSE | Currently in Use | Regular | 8000 | Steel-Impressed Current | 1984-05-08 |  | Fiberglass Reinforced Plastic | Pressurized
PIT STOP FOOD STORE #6 | 121 GA HWY 151 | LAFAYETTE | Walker | 1460075 | 2 | [5 empty] | Removed from Ground | Empty | 2500 | Bare Steel | 1980-01-01 | 1994-02-08 | Galvanized Steel | Safe Suction (Euro)
DIANES QUIK STOP | 2664 HWY 136 E | LAFAYETTE | Walker | 1460076 | 1 | [5 empty] | Removed from Ground | Kerosene | 1000 | Bare Steel | 1985-05-01 | 1999-12-01 | Galvanized Steel | Safe Suction (Euro)
HT TECH EXPRESS #8 | 20 HWY 193 | FLINTSTONE | Walker | 9146063 | 1 | [5 empty] | Removed from Ground | Gas (Historical Use) | 1000 | Not Marked/Unknown | 1997-03-24 | 1997-03-24 | Not Marked
WALKER CO WATER & SEWAGE AUTH | 4665 HAPPY VALLEY RD | FLINTSTONE | Walker | 9146025 | 2 | Flapper Valve | 1991-12-01 |  | 1991-12-01 |  | Currently in Use | Diesel | 3000 | Galvanic (STIP-3) | 1991-12-01 |  | Fiberglass Reinforced Plastic | Safe Suction (Euro)
FLINTSTONE AMOCO | GIVE LOCATION | FLINTSTONE | Walker | 1460140 | 1 | [5 empty] | Removed from Ground | Empty | 6000 | Bare Steel | 1979-01-01 | 1979-01-01 | Galvanized Steel
CIRCLE K #2723506 | 2777 CHATTANOOGA VALLEY RD | FLINTSTONE | Walker | 1460013 | 1 |  |  | FALSE |  | FALSE | Removed from Ground |  | 4000 | Bare Steel | 1975-03-27 | 1995-08-14 | Galvanized Steel
ONE STOP MART | 8007 N HWY 27 | ROCK SPRING | Walker | 1460054 | 3 | [5 empty] | Removed from Ground | Gas (Historical Use) | 2000 | Bare Steel | 1967-05-13 | 1988-11-01 | Galvanized Steel
WALKER COUNTY MAINTENANCE & OPER | 12587 HWY 27 N | CHICKAMAUGA | Walker | 1460032 | 4B | Ball Float |  | FALSE |  | FALSE | Removed from Ground | Diesel | 4000 | Composite | 1997-05-01 |  | Double-Walled Flex | Pressurized
WALKER COUNTY MAINTENANCE & OPER | 12587 HWY 27 N | CHICKAMAUGA | Walker | 1460032 | 3 | [5 empty] | Removed from Ground | Gas (Historical Use) | 2000 | Bare Steel | 1971-02-28 | 1998-07-22 | Galvanized Steel | Suction (American)
WALKER COUNTY MAINTENANCE & OPER | 12587 HWY 27 N | CHICKAMAUGA | Walker | 1460032 | 4A | Ball Float |  | FALSE |  | FALSE | Removed from Ground | Diesel | 6000 | Composite | 1997-05-01 | 2020-12-29 | Double-Walled Flex | Pressurized
SMILEY'S CORNER | 118 KAY CONLEY RD | ROCK SPRING | Walker | 1460014 | 3 | Flapper Valve | 1997-11-12 | FALSE | 1997-11-12 | FALSE | Currently in Use | Premium | 10000 | Steel-Impressed Current | 1985-03-24 |  | Steel (Impressed Current) | Pressurized
GARY MCGILL/MCGILL'S UNION 76 | HWY 27 RT 1 | ROCK SPRING | Walker | 9146014 | 1 | [5 empty] | Removed from Ground | Gas (Historical Use) | 4000 | Not Marked/Unknown | 1988-11-15 | 1988-11-15 | Galvanized Steel
CIRCLE K #2723506 | 2777 CHATTANOOGA VALLEY RD | FLINTSTONE | Walker | 1460013 | 2 |  |  | FALSE |  | FALSE | Removed from Ground |  | 4000 | Bare Steel | 1975-03-27 | 1995-08-14 | Galvanized Steel
CIRCLE K #2723506 | 2777 CHATTANOOGA VALLEY RD | FLINTSTONE | Walker | 1460013 | 9 | Ball Float | 1995-08-21 | FALSE | 1995-08-21 | FALSE | Currently in Use | Diesel | 10000 | Composite | 1995-08-21 |  | Double-Walled Flex | Pressurized
GARY MCGILL/MCGILL'S UNION 76 | HWY 27 RT 1 | ROCK SPRING | Walker | 9146014 | 3 | [5 empty] | Removed from Ground | Gas (Historical Use) | 2000 | Not Marked/Unknown | 1988-11-15 | 1988-11-15 | Galvanized Steel
SMILEY'S CORNER | 118 KAY CONLEY RD | ROCK SPRING | Walker | 1460014 | 2 | Flapper Valve | 1997-11-12 | FALSE | 1997-11-12 | FALSE | Currently in Use | Regular | 10000 | Steel-Impressed Current | 1975-03-27 |  | Steel (Impressed Current) | Pressurized
WALKER STATE PRISON | 97 KEVIN LN | ROCK SPRING | Walker | 1460153 | 1 | [5 empty] | Removed from Ground | Gas (Historical Use) | 1000 | Bare Steel | 1978-01-01 | 1998-04-20 | Galvanized Steel
VILLANOW MAINT HQ | GA HWY 136 11 MILES EAST OF LAFA | VILLANOW | Walker | 1460044 | 614G1 | [5 empty] | Removed from Ground | Gas (Historical Use) | 1000 | Bare Steel | 1968-05-03 | 2001-05-16 | Galvanized Steel | Safe Suction (Euro)
FLINTSTONE FOOD MART | 3270 CHATTANOOGA VALLEY RD | FLINTSTONE | Walker | 10001806 | 2 | Ball Float | 2009-12-01 | FALSE | 2009-12-01 | FALSE | Currently in Use | E-0 | 5000 | Composite Double Walled | 2009-12-01 |  | Double-Walled Fiberglass | Pressurized
J W & W E BALDWIN | HWY 193 | FLINTSTONE | Walker | 1460061 | 1 | [5 empty] | Removed from Ground | Gas (Historical Use) | 2000 | Bare Steel | 1972-05-11 | 1995-12-01 | Galvanized Steel | Suction (American)
CRABTREE GULF | RT 8 ST ELMO | FLINTSTONE | Walker | 1460041 | 2 | [5 empty] | Removed from Ground | Gas (Historical Use) | 1000 | Bare Steel | 1962-04-16 | 1988-09-01 | Galvanized Steel
FAVORITE MARKET #67 | CHATTANOOGA VALLEY RD | FLINTSTONE | Walker | 1460092 | 2 | [5 empty] | Removed from Ground | Gas (Historical Use) | 10000 | Bare Steel | 1981-05-09 | 1999-11-02 | Galvanized Steel | Pressurized
CHATTANOOGA VALLEY ELEMENTARY | 3420 CHATT. VALLEY RD | FLINTSTONE | Walker | 1460027 | 1 | [5 empty] | Removed from Ground | Gas (Historical Use) | 1000 | Bare Steel | 1966-03-08 | 1996-11-06 | Galvanized Steel | Suction (American)
MAPCO EXPRESS 3663 | 1226 LULA LAKE RD | LOOKOUT MOUNTAIN | Walker | 1460114 | 1 | Ball Float | 1993-01-18 | FALSE | 1993-01-18 | FALSE | Currently in Use | Premium | 3008 | Composite | 1992-03-02 |  | Double Walled | Pressurized
FLINTSTONE AMOCO | GIVE LOCATION | FLINTSTONE | Walker | 1460140 | 3 | [5 empty] | Removed from Ground | Empty | 4000 | Bare Steel | 1979-01-01 | 1979-01-01 | Galvanized Steel
ONE STOP MART | 8007 N HWY 27 | ROCK SPRING | Walker | 1460054 | 6 | Ball Float | 1989-07-14 | FALSE | 1989-07-14 | FALSE | Currently in Use | Premium | 7950 | Fiberglass | 1989-07-14 |  | Fiberglass Reinforced Plastic | Pressurized
SUNSET MARKET | 1628 CLOUD SPRINGS RD | ROSSVILLE | Walker | 10002007 | 2A | Ball Float | 2010-07-30 | FALSE | 2010-07-30 | FALSE | Currently in Use | Premium | 8000 | Composite Double Walled | 2010-07-30 |  | Double-Walled Fiberglass | Pressurized
CRABTREE GULF | RT 8 ST ELMO | FLINTSTONE | Walker | 1460041 | 3 | [5 empty] | Removed from Ground | Gas (Historical Use) | 1000 | Bare Steel | 1962-04-16 | 1988-09-01 | Galvanized Steel
CRABTREE GULF | RT 8 ST ELMO | FLINTSTONE | Walker | 1460041 | 4 | [5 empty] | Removed from Ground | Gas (Historical Use) | 1000 | Bare Steel | 1962-04-16 | 1988-09-01 | Galvanized Steel
GARY MCGILL/MCGILL'S UNION 76 | HWY 27 RT 1 | ROCK SPRING | Walker | 9146014 | 2 | [5 empty] | Removed from Ground | Gas (Historical Use) | 3000 | Not Marked/Unknown | 1988-11-15 | 1988-11-15 | Galvanized Steel
Circle K 2709346 | 8040 HWY 27 | ROCK SPRING | Walker | 9146071 | 3 | Ball Float | 2000-09-06 |  | 2000-09-06 |  | Currently in Use | Diesel | 8178 | Composite | 2000-09-06 |  | Double-Walled Flex | Pressurized
FORMER SERVICE STATION | 2027 MACFARLAND AVE | ROSSVILLE | Walker | 10003332 | 1 |  |  | FALSE |  | FALSE | Removed from Ground | Gas (Historical Use) | 2000 |  |  | 2023-06-29
FORMER SERVICE STATION | 2027 MACFARLAND AVE | ROSSVILLE | Walker | 10003332 | 2 |  |  | FALSE |  | FALSE | Removed from Ground |  | 2000 |  |  | 2023-06-29
SCENIC GAS & GOODS INC/COLLINS S | 2665 CHATTANOOGA VALLEY RD | FLINTSTONE | Walker | 9146007 | 2 |  | 1991-01-01 |  | 1991-01-01 |  | Removed from Ground | Gas (Historical Use) | 4000 | Bare Steel | 1975-01-01 | 1996-07-18 | Fiberglass Reinforced Plastic | Safe Suction (Euro)
Circle K 2709346 | 8040 HWY 27 | ROCK SPRING | Walker | 9146071 | 2 | Ball Float | 2000-09-06 |  | 2000-09-06 |  | Currently in Use | Gas (Historical Use) | 12205 | Composite | 2000-09-06 |  | Double-Walled Flex | Pressurized
GILLEN ELEMENTARY SCHOOL | RT 2 HWY 157 | RISING FAWN | Walker | 1460029 | 1 | [5 empty] | Permanently Out of Use - historical purposes | Diesel | 4000 | Bare Steel | 1982-02-25 | 1899-12-31 | Galvanized Steel
WALKER COUNTY MAINTENANCE & OPER | 12587 HWY 27 N | CHICKAMAUGA | Walker | 1460032 | 2 | [5 empty] | Removed from Ground | Diesel | 4000 | Bare Steel | 1971-02-28 | 1998-07-22 | Galvanized Steel | Suction (American)
CIRCLE K #2723506 | 2777 CHATTANOOGA VALLEY RD | FLINTSTONE | Walker | 1460013 | 5 |  |  | FALSE |  | FALSE | Removed from Ground |  | 4000 | Bare Steel | 1975-03-27 | 1995-08-14 | Galvanized Steel
CIRCLE K #2723506 | 2777 CHATTANOOGA VALLEY RD | FLINTSTONE | Walker | 1460013 | 7 | Ball Float | 1995-08-21 | FALSE | 1995-08-21 | FALSE | Currently in Use | Premium | 10000 | Composite | 1995-08-21 |  | Double-Walled Flex | Pressurized
GARY MCGILL/MCGILL'S UNION 76 | HWY 27 RT 1 | ROCK SPRING | Walker | 9146014 | 4 | [5 empty] | Removed from Ground | Diesel | 550 | Not Marked/Unknown | 1988-11-15 | 1988-11-15 | Galvanized Steel
MAPCO EXPRESS 3663 | 1226 LULA LAKE RD | LOOKOUT MOUNTAIN | Walker | 1460114 | 3 | Ball Float | 1993-01-18 | FALSE | 1993-01-18 | FALSE | Currently in Use | Regular | 3008 | Composite | 1992-03-02 |  | Double-Walled Flex | Pressurized
CLAUDE HATCHETT | 12176 E HWY 136 | LAFAYETTE | Walker | 1550216 | 2 | [5 empty] | Currently in Use | Other | 1000 | Bare Steel | 1972-04-18 |  | Galvanized Steel
MAPCO EXPRESS INC #3508 | 815 -A CHICKAMAUGA AVE | ROSSVILLE | Walker | 9146060 | 1 | Ball Float | 1996-10-03 | FALSE | 1996-10-03 | FALSE | Currently in Use | Regular | 15000 | Fiberglass Double Walled | 1996-09-26 |  | Flex | Pressurized
BELLSOUTH TELECOMMUNICATIONS INC | 832 CHICKAMAUGA AVE | ROSSVILLE | Walker | 1460135 | 3 | [5 empty] | Removed from Ground | Diesel | 1000 | Bare Steel | 1989-05-01 | 1989-05-01 | Unknown
DALTON PAVING & CONST INC | SALEM RD/STREET #? | ROSSVILLE | Walker | 1460151 | 1 | [5 empty] | Removed from Ground | Gas (Historical Use) | 6200 | Bare Steel | 1974-07-24 | 1899-12-31 | Galvanized Steel
CIRCLE K #2723509 | 728 PARK CITY RD @ SCHMIDT RD | ROSSVILLE | Walker | 1460142 | 1 | Flapper Valve | 1997-07-29 |  | 1997-07-29 |  | Removed from Ground | Gas (Historical Use) | 10000 | Steel-Impressed Current | 1976-06-04 | 2016-02-17 | Fiberglass Reinforced Plastic | Pressurized
CIRCLE K #2723509 | 728 PARK CITY RD @ SCHMIDT RD | ROSSVILLE | Walker | 1460142 | 4 | Flapper Valve | 1997-07-29 |  | 1997-07-29 |  | Removed from Ground | Kerosene | 2000 | Steel-Impressed Current | 1985-06-02 | 2016-02-17 | Fiberglass Reinforced Plastic | Safe Suction (Euro)
ROSS-THRIFTWAY | 1119 LAFAYETTE RD | ROSSVILLE | Walker | 9146021 | 1 | Flapper Valve | 1999-10-15 | FALSE | 1999-10-15 | FALSE | Currently in Use | Kerosene | 2000 | STIP-3/Impressed Current | 1986-01-01 |  | Fiberglass Reinforced Plastic | Safe Suction (Euro)
CIRCLE K #2723509 | 728 PARK CITY RD @ SCHMIDT RD | ROSSVILLE | Walker | 1460142 | 2 | Flapper Valve | 1997-07-29 |  | 1997-07-29 |  | Removed from Ground | Gas (Historical Use) | 10000 | Steel-Impressed Current | 1976-06-04 | 2016-02-17 | Fiberglass Reinforced Plastic | Pressurized
PAUL'S PLACE | 1250 MISSION RIDGE RD | ROSSVILLE | Walker | 9146042 | 2 | Ball Float | 1995-07-01 |  | 1995-07-01 |  | Currently in Use | Gas (Historical Use) | 6000 | Steel-Impressed Current | 1995-07-01 |  | Fiberglass Reinforced Plastic | Pressurized
ENVIROQUIP PARTS LLC | 530 MISSION RIDGE RD | ROSSVILLE | Walker | 9146051 | 1 |  | 1999-09-30 |  | 1999-09-30 |  | Temporarily out of use | Empty | 550 | Epoxy | 1995-11-22 |  | Fiberglass Reinforced Plastic | Safe Suction (Euro)
Sunrise Market 29 | 24 West Hwy 136 | LAFAYETTE | Walker | 9155018 | 87 | Ball Float | 1988-11-16 |  | 1988-11-16 |  | Currently in Use | Gas (Historical Use) | 10000 | Composite | 1988-01-01 |  | Fiberglass Reinforced Plastic
FORMER SKATES SERVICE STATION | 605 SOUTH MAIN STREET | LAFAYETTE | Walker | 10002591 | 4 |  |  | FALSE |  | FALSE | Removed from Ground | Not Marked/Tank Removed | 550 | Unknown |  | 1899-12-31
CHATTANOOGA CABLE TV (SCRIPPS HO | 321 CRESCENT AVE | CHICKAMAUGA | Walker | 9146056 | CC-2 | [5 empty] | Removed from Ground | Diesel | 5000 | Marked Unknown | 1996-05-24 | 1996-05-24 | Unknown
CIRCLE K #2723511 | 209 LEE & GORDON MILL RD | CHICKAMAUGA | Walker | 1460035 | 4 | Flapper Valve | 1997-05-12 | FALSE | 1997-05-12 | FALSE | Currently in Use | Kerosene | 2000 | Galvanic (STIP-3) | 1985-03-24 |  | Double-Walled Flex | Pressurized
CLOSED | US HWY 27 | CHICKAMAUGA | Walker | 1460107 | 2 | [5 empty] | Removed from Ground | Empty | 1000 | Bare Steel | 1964-05-13 | 1988-12-31 | Galvanized Steel
ALLENS SUPERETTE | 6683 W HWY 136 | CHICKAMAUGA | Walker | 1460102 | 3 |  | 1999-01-15 |  | 1999-01-15 |  | Removed from Ground | Gas (Historical Use) | 6000 | Steel-Impressed Current | 1983-10-09 | 2011-08-17 | Cathodically Protected | Safe Suction (Euro)
ROSSVILLE MIDDLE SCHOOL | 100 BRYAN ST | ROSSVILLE | Walker | 1460031 | 3 | Flapper Valve | 1998-02-01 |  | 1998-02-01 |  | Temporarily out of use | Diesel | 10000 | Fiberglass | 1998-02-01 |  | Fiberglass Reinforced Plastic | Pressurized
JIFFY MART | 1250 MISSION RIDGE RD | ROSSVILLE | Walker | 1460117 | 4 | [5 empty] | Removed from Ground | Gas (Historical Use) | 1000 | Bare Steel | 1984-05-06 | 1995-06-01 | Galvanized Steel
CLOSED/O'KELLEY | 514 MISSION RIDGE RD | ROSSVILLE | Walker | 1460104 | 1 | [5 empty] | Removed from Ground | Empty | 1000 | Bare Steel | 1961-05-14 | 1899-12-31 | Galvanized Steel
FLAV-O-RICH INC | HAPPY VALLEY RD/STREET #? | ROSSVILLE | Walker | 1460130 | 2 | [5 empty] | Removed from Ground | Gas (Historical Use) | 10000 | Cathodically Protected Steel | 1992-05-13 | 1992-05-13 | Galvanized Steel
BELLSOUTH TELECOMMUNICATIONS INC | 832 CHICKAMAUGA AVE | ROSSVILLE | Walker | 1460135 | 1 | [5 empty] | Removed from Ground | Other | 5000 | Bare Steel | 1970-01-05 | 1996-02-12 | Galvanized Steel | Suction (American)
HOWARD DELANEY | 900 LAFAYETTE RD | ROSSVILLE | Walker | 1460138 | 3 | [5 empty] | Removed from Ground | Gas (Historical Use) | 3000 | Bare Steel | 1956-05-15 | 1999-11-10 | Galvanized Steel
TENNESSEE-GEORGIA MEMORIAL PARK | 724 HOGAN RD | ROSSVILLE | Walker | 9146027 | 2 | [5 empty] | Removed from Ground | Diesel | 1000 | Not Marked/Unknown | 1993-08-11 | 1993-08-11 | Not Marked
FORMER SERVICE STATION | 2027 MACFARLAND AVE | ROSSVILLE | Walker | 10003332 | 3 |  |  | FALSE |  | FALSE | Removed from Ground |  | 2000 |  |  | 2023-06-29
CITY OF LAFAYETTE AIRPORT | 141 GASQUE DR | LAFAYETTE | Walker | 1460006 | 4 | Flapper Valve | 1998-10-07 | FALSE | 1998-10-07 | FALSE | Temporarily out of use | Empty | 10000 | Fiberglass | 1986-10-04 |  | Aboveground | Safe Suction (Euro)
WILSON CHEVRON | 642 S MAIN STREET | LAFAYETTE | Walker | 1460112 | 3 | [5 empty] | Removed from Ground | Gas (Historical Use) | 3000 | Bare Steel | 1966-05-13 | 1990-10-07 | Unknown
PIT STOP FOOD STORE #1 | 501 E VILLANOW ST | LAFAYETTE | Walker | 1460084 | 1 | Flapper Valve | 1984-05-08 | FALSE | 2001-09-15 | FALSE | Currently in Use | Diesel | 4000 | Steel-Impressed Current | 1975-05-11 |  | Fiberglass Reinforced Plastic | Pressurized
LAFAYETTE MAINT HQ | 214 FOSTER BLVD | LAFAYETTE | Walker | 1460043 | 613G2 | [5 empty] | Removed from Ground | Gas (Historical Use) | 2000 | Concrete | 1994-03-05 | 1997-09-24 | Fiberglass Reinforced Plastic | Pressurized
TRANSMISSION MASTERS | 602 MCFARLAND | ROSSVILLE | Walker | 9146074 | 3 | [5 empty] | Closed in Ground | Gas (Historical Use) | 12000 | Bare Steel | 1974-01-01 | 1999-01-21 | Bare Steel | Safe Suction (Euro)
MEGA STAR FOOD MART #5 | 795 CHICKAMAUGA AVE | ROSSVILLE | Walker | 10001414 | 2B | Flapper Valve | 2020-12-31 | FALSE | 2007-08-24 | TRUE | Currently in Use | Diesel | 4000 | Composite Double Walled | 2007-08-22 |  | Double-Walled Flex | Pressurized
HT TECH EXPRESS #8 | 20 HWY 193 | FLINTSTONE | Walker | 9146063 | 3 | Ball Float | 1997-06-23 |  | 1997-06-23 |  | Currently in Use | Gas (Historical Use) | 10000 | Fiberglass Double Walled | 1997-06-23 |  | Double-Walled Flex | Pressurized
CIRCLE K #2723506 | 2777 CHATTANOOGA VALLEY RD | FLINTSTONE | Walker | 1460013 | 3 |  |  | FALSE |  | FALSE | Removed from Ground |  | 4000 | Bare Steel | 1975-03-27 | 1995-08-14 | Galvanized Steel
MAPCO EXPRESS 3645 | 2055 MCFARLAND AVE | ROSSVILLE | Walker | 9146029 | 4 | Ball Float | 1996-02-07 | FALSE | 1996-02-07 | FALSE | Temporarily out of use | Kerosene | 2008 | Fiberglass | 1987-01-01 |  | Fiberglass Reinforced Plastic | Pressurized
SUNSET MARKET #1 | 915 Battlefield Pkwy | Ft. Oglethrope | Walker | 10003246 | 1A | Flapper Valve | 2022-08-15 | FALSE | 2022-02-14 | FALSE | Currently in Use | Regular | 12000 | Composite Double Walled | 2021-12-08 |  | Double-Walled Flex | Pressurized
Circle K 2709346 | 8040 HWY 27 | ROCK SPRING | Walker | 9146071 | 1 | Ball Float | 2000-09-06 |  | 2000-09-06 |  | Currently in Use | Gas (Historical Use) | 15288 | Composite | 2000-09-06 |  | Double-Walled Flex | Pressurized
Pit Stop Food Store No. 4 | 312 McFarland Avenue | Rossville | Walker | 9000088 | 005-2 | Flapper Valve | 2004-04-20 | FALSE | 1991-01-01 | FALSE | Closed in Ground | Gas (Historical Use) | 10000 | Steel-Impressed Current | 1975-01-20 |  | Fiberglass Reinforced Plastic | Pressurized
SUNSET MARKET #1 | 915 Battlefield Pkwy | Ft. Oglethrope | Walker | 10003246 | 1B | Flapper Valve | 2022-08-15 | FALSE | 2022-02-14 | FALSE | Currently in Use | Premium | 6000 | Composite Double Walled | 2021-12-08 |  | Double-Walled Flex | Pressurized
SUNSET MARKET #1 | 915 Battlefield Pkwy | Ft. Oglethrope | Walker | 10003246 | 1C | Flapper Valve | 2022-08-15 | FALSE | 2022-02-14 | FALSE | Currently in Use | Diesel On Road | 6000 | Composite Double Walled | 2021-12-08 |  | Double-Walled Flex | Pressurized
Pit Stop Food Store No. 4 | 312 McFarland Avenue | Rossville | Walker | 9000088 | 005-1 | Flapper Valve | 2004-04-20 |  | 1991-01-01 |  | Currently in Use | Gas (Historical Use) | 10000 | Steel-Impressed Current | 1975-01-20 |  | Fiberglass Reinforced Plastic | Pressurized
Pit Stop Food Store No. 4 | 312 McFarland Avenue | Rossville | Walker | 9000088 | 005-3 | Flapper Valve | 2004-04-20 |  | 1991-01-01 |  | Currently in Use | Gas (Historical Use) | 6000 | Steel-Impressed Current | 1975-01-20 |  | Fiberglass Reinforced Plastic | Pressurized
WALKER COUNTY 911 | 10054 NORTH HWY 27 | ROCK SPRING | Walker | 10003618 | 1 |  |  | FALSE |  | FALSE | Temporarily out of use | Diesel On Road | 550 | Bare Steel | 1991-07-01 |  | Galvanized Steel
Gas N Go #252 | 311 N Main St. | LaFayette | Walker | 10002808 | 2B | Flapper Valve | 2018-05-16 | FALSE | 2018-04-12 | FALSE | Currently in Use | Diesel | 10000 | Fiberglass Double Walled | 2018-03-05 |  | Double-Walled Fiberglass | Pressurized
Gas N Go #252 | 311 N Main St. | LaFayette | Walker | 10002808 | 2A | Flapper Valve | 2018-05-16 | FALSE | 2018-04-12 | FALSE | Currently in Use | Premium | 10000 | Fiberglass Double Walled | 2018-03-05 |  | Double-Walled Fiberglass | Pressurized
Gas N Go #217 | 820 Mission Ridge Rd. | Rossville | Walker | 10002854 | 2B | Flapper Valve | 2018-05-16 | FALSE | 2018-04-12 | FALSE | Currently in Use | Diesel | 10000 | Fiberglass Double Walled | 2018-03-05 |  | Double-Walled Flex | Pressurized
Gas N Go #252 | 311 N Main St. | LaFayette | Walker | 10002808 | 1 | Flapper Valve | 2018-05-16 | FALSE | 2018-04-12 | FALSE | Currently in Use | Regular | 20000 | Fiberglass Double Walled | 2018-03-05 |  | Double-Walled Fiberglass | Pressurized
Gas N Go #217 | 820 Mission Ridge Rd. | Rossville | Walker | 10002854 | 2A | Flapper Valve | 2018-05-16 | FALSE | 2018-04-12 | FALSE | Currently in Use | Premium | 10000 | Fiberglass Double Walled | 2018-03-05 |  | Double-Walled Flex | Pressurized
Gas N Go #217 | 820 Mission Ridge Rd. | Rossville | Walker | 10002854 | 1 | Flapper Valve | 2018-05-16 | FALSE | 2018-04-12 | FALSE | Currently in Use | Regular | 20000 | Fiberglass Double Walled | 2018-03-05 |  | Double-Walled Flex | Pressurized
BELLSOUTH - GLC F5623 | 125 COVINGTON ST | LOGANVILLE | Walton | 9147015 | 3 | Flapper Valve | 2002-06-01 | FALSE | 2002-06-01 | FALSE | Currently in Use | Diesel | 3000 | Fiberglass Double Walled | 2002-06-01 |  | Double-Walled Fiberglass | Suction (American)
N K ENTERPRISES INC | 4658 US HWY 78 | LOGANVILLE | Walton | 9147067 | 2 | [5 empty] | Removed from Ground | Gas (Historical Use) | 8000 | Bare Steel | 1981-05-02 | 1995-12-07 | Galvanized Steel | Pressurized
THE E-Z STOP | 1441 GA HWY 81 SW | LOGANVILLE | Walton | 9147031 | 2 | [5 empty] | Removed from Ground | Other | 1000 | Not Marked/Unknown |  | 1899-12-31 | Not Marked
SEASIDE ENTERPRISES INC | 4570 ATLANTA HWY US HWY 78 | LOGANVILLE | Walton | 9147004 | 2 |  | 1998-07-01 |  | 1998-07-01 |  | Removed from Ground | Gas (Historical Use) | 10000 | Cathodically Protected Steel | 1988-01-01 | 2011-05-02 | Fiberglass Reinforced Plastic | Pressurized
MCMICHAEL'S SVC STA | US HWY 78/ATLANTA HWY & GA HWY 2 | LOGANVILLE | Walton | 9147019 | 1 | [5 empty] | Removed from Ground | Gas (Historical Use) | 2000 | Bare Steel | 1975-01-01 | 1995-06-01 | Galvanized Steel | Safe Suction (Euro)
N K ENTERPRISES INC | 4658 US HWY 78 | LOGANVILLE | Walton | 9147067 | 3 | [5 empty] | Removed from Ground | Gas (Historical Use) | 4000 | Bare Steel | 1981-05-02 | 1995-12-07 | Galvanized Steel | Pressurized
MR JEFFS | 2050 HWY 81 | LOGANVILLE | Walton | 9147043 | 4 | Ball Float | 1997-06-01 | FALSE | 1997-06-01 | FALSE | Currently in Use | Premium | 10000 | Epoxy | 1997-06-01 |  | Double-Walled Flex | Pressurized
NO FACILITY NAME GIVEN | 4371 US HWY 78 | LOGANVILLE | Walton | 9147039 | 4 | [5 empty] | Removed from Ground | Gas (Historical Use) | 1000 | Not Marked/Unknown |  | 1899-12-31 | Unknown
CROWES GROCERY | 1780 GA HWY 81 SOUTH | LOGANVILLE | Walton | 9147021 | 1 | Flapper Valve | 1995-03-01 | FALSE | 1995-03-01 | FALSE | Currently in Use | E-0 | 2000 | Steel-Impressed Current | 1985-08-01 |  | Flex | Safe Suction (Euro)
LOGANVILLE CHEVRON | 4685 ATLANTA HWY | LOGANVILLE | Walton | 9147077 | 3 |  | 1998-01-01 |  | 1998-01-01 |  | Removed from Ground | Diesel | 6000 | Epoxy | 1998-01-01 | 2014-06-09 | Fiberglass Reinforced Plastic | Pressurized
NO FACILITY NAME GIVEN | 4371 US HWY 78 | LOGANVILLE | Walton | 9147039 | 1 |  |  | TRUE |  | TRUE | Removed from Ground | Used Oil | 550 | Not Marked/Unknown |  | 1899-12-31 | Unknown
STONAC PARTNERSHIP | 1735 GA HWY 81 SOUTH | LOGANVILLE | Walton | 9147002 | DUMMY | [5 empty] | Removed from Ground | Other | 0 | Marked Unknown | 1991-06-01 | 1991-06-01 | Unknown
WALTON PAWN | HWY 78 & 20 | LOGANVILLE | Walton | 9147040 | 3 | [5 empty] | Removed from Ground | Gas (Historical Use) | 4000 | Marked Unknown | 1995-06-16 | 1995-06-16 | Unknown
NO FACILITY NAME GIVEN | 4371 US HWY 78 | LOGANVILLE | Walton | 9147039 | 8 | [5 empty] | Removed from Ground | Gas (Historical Use) | 8000 | Not Marked/Unknown |  | 1899-12-31 | Unknown
NO FACILITY NAME GIVEN | 4371 US HWY 78 | LOGANVILLE | Walton | 9147039 | 6 | [5 empty] | Removed from Ground | Gas (Historical Use) | 8000 | Not Marked/Unknown |  | 1899-12-31 | Unknown
NO FACILITY NAME GIVEN | 4371 US HWY 78 | LOGANVILLE | Walton | 9147039 | 9 | [5 empty] | Removed from Ground | Diesel | 550 | Not Marked/Unknown | 1995-05-23 | 1995-05-23 | Not Marked
KOUNTRY KUPBOARD/#108 | 4714 US HWY 78 ATLANTA HWY | LOGANVILLE | Walton | 670436 | 6 |  | 1988-12-01 | FALSE | 1988-01-01 | FALSE | Removed from Ground | Premium | 10000 | Galvanic (STIP-3) | 1988-12-15 | 2017-12-05 | Fiberglass Reinforced Plastic | Pressurized
WALTON PAWN | HWY 78 & 20 | LOGANVILLE | Walton | 9147040 | 4 | [5 empty] | Removed from Ground | Gas (Historical Use) | 5000 | Marked Unknown | 1995-06-16 | 1995-06-16 | Unknown
WALTON PAWN | HWY 78 & 20 | LOGANVILLE | Walton | 9147040 | 1 | [5 empty] | Removed from Ground | Diesel | 2000 | Marked Unknown | 1995-06-16 | 1995-06-16 | Unknown
NO FACILITY NAME GIVEN | 4371 US HWY 78 | LOGANVILLE | Walton | 9147039 | 5 | [5 empty] | Removed from Ground | Gas (Historical Use) | 1000 | Not Marked/Unknown |  | 1899-12-31 | Unknown
EXXON STATION | 4376 US HWY 78/ATLANTA HWY | LOGANVILLE | Walton | 1470008 | 1 | [5 empty] | Removed from Ground | Empty | 500 | Bare Steel | 1986-01-01 | 1899-12-31 | Unknown
LOGANVILLE HIGH SCHOOL | GA HWY 81 | LOGANVILLE | Walton | 1470019 | 1 | [5 empty] | Removed from Ground | Diesel | 10000 | Bare Steel | 1983-03-15 | 1899-12-31 | Galvanized Steel
MARATHON FOOD MART #166 | 4801 US HWY 78/ATLANTA HWY | LOGANVILLE | Walton | 9147001 | C |  | 1990-04-01 |  | 1990-04-01 |  | Removed from Ground | Gas (Historical Use) | 10000 | Galvanic (STIP-3) | 1990-01-01 | 2006-06-23 | Fiberglass Reinforced Plastic | Pressurized
MARATHON FOOD MART #166 | 4801 US HWY 78/ATLANTA HWY | LOGANVILLE | Walton | 9147001 | D |  | 1990-04-01 |  | 1990-04-01 |  | Removed from Ground | Gas (Historical Use) | 10000 | Galvanic (STIP-3) | 1990-01-01 | 2006-06-23 | Fiberglass Reinforced Plastic | Pressurized
NO FACILITY NAME GIVEN | 4371 US HWY 78 | LOGANVILLE | Walton | 9147039 | 10 |  |  | TRUE |  | TRUE | Removed from Ground | Used Oil | 550 | Not Marked/Unknown |  | 1899-12-31 | Unknown
ARYAMAN VENTURES | 4800 HWY 78 | LOGANVILLE | Walton | 1470031 | 1 | Ball Float | 1998-07-16 | FALSE | 1998-07-16 | FALSE | Currently in Use | Regular | 10000 | Steel-Impressed Current | 1986-04-10 |  | Fiberglass Reinforced Plastic | Pressurized
CROWES GROCERY | 1780 GA HWY 81 SOUTH | LOGANVILLE | Walton | 9147021 | 3 | Ball Float | 1995-03-01 | FALSE | 1995-03-01 | FALSE | Currently in Use | Premium | 8000 | Steel-Impressed Current | 1983-01-01 |  | Flex | Pressurized
MARATHON FOOD MART #166 | 4801 US HWY 78/ATLANTA HWY | LOGANVILLE | Walton | 9147001 | A |  | 1990-04-01 |  | 1990-04-01 |  | Removed from Ground | Gas (Historical Use) | 10000 | Galvanic (STIP-3) | 1990-01-01 | 2006-06-23 | Fiberglass Reinforced Plastic | Pressurized
NO FACILITY NAME GIVEN | 4371 US HWY 78 | LOGANVILLE | Walton | 9147039 | 2 | [5 empty] | Removed from Ground | Gas (Historical Use) | 1000 | Not Marked/Unknown |  | 1899-12-31 | Unknown
ARYAMAN VENTURES | 4800 HWY 78 | LOGANVILLE | Walton | 1470031 | 3 | Ball Float | 1998-07-16 | FALSE | 1998-07-16 | FALSE | Currently in Use | Premium | 8000 | Steel-Impressed Current | 1986-04-10 |  | Fiberglass Reinforced Plastic | Pressurized
N K ENTERPRISES INC | 4658 US HWY 78 | LOGANVILLE | Walton | 9147067 | 6 | Ball Float | 1995-12-19 | FALSE | 1995-12-19 | FALSE | Currently in Use | Premium | 8000 | Tank Jacket | 1995-12-19 |  | Double-Walled Flex | Pressurized
MR JEFFS | 2050 HWY 81 | LOGANVILLE | Walton | 9147043 | 3 | Ball Float | 1997-06-01 | FALSE | 1997-06-01 | FALSE | Currently in Use | Regular | 15000 | Epoxy | 1997-06-01 |  | Double-Walled Flex | Pressurized
EXXON STATION | 4376 US HWY 78/ATLANTA HWY | LOGANVILLE | Walton | 1470008 | 6 | [5 empty] | Removed from Ground | Gas (Historical Use) | 12000 | Bare Steel | 1956-03-07 | 1899-12-31 | Unknown
CROWES GROCERY | 1780 GA HWY 81 SOUTH | LOGANVILLE | Walton | 9147021 | 2 | Ball Float | 1995-03-01 | FALSE | 1995-03-01 | FALSE | Currently in Use | Regular | 8000 | Steel-Impressed Current | 1983-01-01 |  | Flex | Pressurized
MARATHON FOOD MART #166 | 4801 US HWY 78/ATLANTA HWY | LOGANVILLE | Walton | 9147001 | B |  | 1990-04-01 |  | 1990-04-01 |  | Removed from Ground | Gas (Historical Use) | 10000 | Galvanic (STIP-3) | 1990-01-01 | 2006-06-23 | Fiberglass Reinforced Plastic | Pressurized
LOGANVILLE CHEVRON | 4685 ATLANTA HWY | LOGANVILLE | Walton | 9147077 | 1 |  | 1998-01-01 |  | 1998-01-01 |  | Closed in Ground | Gas (Historical Use) | 15000 | Epoxy | 1998-01-01 | 2014-06-16 | Fiberglass Reinforced Plastic | Pressurized
NO FACILITY NAME GIVEN | 4371 US HWY 78 | LOGANVILLE | Walton | 9147039 | 3 | [5 empty] | Removed from Ground | Gas (Historical Use) | 1000 | Not Marked/Unknown |  | 1899-12-31 | Unknown
KOUNTRY KUPBOARD/#108 | 4714 US HWY 78 ATLANTA HWY | LOGANVILLE | Walton | 670436 | 3 |  |  |  | 1988-12-01 |  | Removed from Ground | Gas (Historical Use) | 5000 | Bare Steel | 1976-05-10 | 1988-12-07 | Galvanized Steel | Pressurized
BELLSOUTH - GLC F5623 | 125 COVINGTON ST | LOGANVILLE | Walton | 9147015 | 1 | [5 empty] | Removed from Ground | Other | 1000 | Double Walled | 1986-01-01 | 1997-06-10 | Copper | Suction (American)
N K ENTERPRISES INC | 4658 US HWY 78 | LOGANVILLE | Walton | 9147067 | 4 | [5 empty] | Removed from Ground | Gas (Historical Use) | 4000 | Bare Steel | 1981-05-02 | 1995-12-07 | Galvanized Steel | Pressurized
N K ENTERPRISES INC | 4658 US HWY 78 | LOGANVILLE | Walton | 9147067 | 5 | Ball Float | 1995-12-19 | FALSE | 1995-12-19 | FALSE | Currently in Use | Regular | 8000 | Tank Jacket | 1995-12-19 |  | Double-Walled Flex | Pressurized
LOGANVILLE CHEVRON | 4685 ATLANTA HWY | LOGANVILLE | Walton | 9147077 | 2 |  | 1998-01-01 |  | 1998-01-01 |  | Closed in Ground | Gas (Historical Use) | 10000 | Epoxy | 1998-01-01 | 2014-06-16 | Fiberglass Reinforced Plastic | Pressurized
THE E-Z STOP | 1441 GA HWY 81 SW | LOGANVILLE | Walton | 9147031 | 6 | Ball Float | 1994-06-01 | FALSE | 1994-06-01 | FALSE | Currently in Use | Premium | 10000 | Fiberglass | 1993-09-15 |  | Fiberglass Reinforced Plastic | Pressurized
THE E-Z STOP | 1441 GA HWY 81 SW | LOGANVILLE | Walton | 9147031 | 9 | Flapper Valve | 1994-06-01 | FALSE | 1994-06-01 | FALSE | Currently in Use | Kerosene | 4000 | Fiberglass | 1993-09-15 |  | Fiberglass Reinforced Plastic | Safe Suction (Euro)
THE E-Z STOP | 1441 GA HWY 81 SW | LOGANVILLE | Walton | 9147031 | 8 | Ball Float | 1994-06-01 | FALSE | 1994-06-01 | FALSE | Currently in Use | Diesel | 6000 | Fiberglass | 1993-09-15 |  | Fiberglass Reinforced Plastic | Pressurized
CROWES GROCERY | 1780 GA HWY 81 SOUTH | LOGANVILLE | Walton | 9147021 | 5 | Flapper Valve | 1995-03-01 | FALSE | 1995-03-01 | FALSE | Currently in Use | Diesel | 5000 | Galvanic (STIP-3) | 1983-01-01 |  | Flex | Safe Suction (Euro)
CROWES GROCERY | 1780 GA HWY 81 SOUTH | LOGANVILLE | Walton | 9147021 | 4 | Ball Float | 1995-03-01 | FALSE | 1995-03-01 | FALSE | Currently in Use | Regular | 6000 | Steel-Impressed Current | 1983-01-01 |  | Flex | Pressurized
SEASIDE ENTERPRISES INC | 4570 ATLANTA HWY US HWY 78 | LOGANVILLE | Walton | 9147004 | 4 |  | 1998-07-01 |  | 1998-07-01 |  | Removed from Ground | Diesel | 10000 | Cathodically Protected Steel | 1988-01-01 | 2011-05-02 | Fiberglass Reinforced Plastic | Pressurized
SEASIDE ENTERPRISES INC | 4570 ATLANTA HWY US HWY 78 | LOGANVILLE | Walton | 9147004 | 1 |  | 1998-07-01 |  | 1998-07-01 |  | Removed from Ground | Gas (Historical Use) | 10000 | Cathodically Protected Steel | 1988-01-01 | 2011-05-02 | Fiberglass Reinforced Plastic | Pressurized
WALTON PAWN | HWY 78 & 20 | LOGANVILLE | Walton | 9147040 | 5 | [5 empty] | Removed from Ground | Gas (Historical Use) | 500 | Marked Unknown | 1995-06-16 | 1995-06-16 | Unknown
THE E-Z STOP | 1441 GA HWY 81 SW | LOGANVILLE | Walton | 9147031 | 4 | [5 empty] | Removed from Ground | Other | 1000 | Not Marked/Unknown |  | 1899-12-31 | Not Marked
THE E-Z STOP | 1441 GA HWY 81 SW | LOGANVILLE | Walton | 9147031 | 5 | Ball Float | 1994-06-01 | FALSE | 1994-06-01 | FALSE | Currently in Use | E-0 | 10000 | Fiberglass | 1993-09-15 |  | Fiberglass Reinforced Plastic | Pressurized
KOUNTRY KUPBOARD/#108 | 4714 US HWY 78 ATLANTA HWY | LOGANVILLE | Walton | 670436 | 2 |  |  |  | 1988-12-01 |  | Removed from Ground | Gas (Historical Use) | 10000 | Bare Steel | 1976-05-10 | 1988-12-07 | Galvanized Steel | Pressurized
KOUNTRY KUPBOARD/#108 | 4714 US HWY 78 ATLANTA HWY | LOGANVILLE | Walton | 670436 | 7 |  | 1988-12-01 | FALSE | 1988-01-01 | FALSE | Removed from Ground | Diesel Off Road | 2000 | Galvanic (STIP-3) | 1988-12-15 | 2017-12-12 | Fiberglass Reinforced Plastic | Pressurized
KOUNTRY KUPBOARD/#108 | 4714 US HWY 78 ATLANTA HWY | LOGANVILLE | Walton | 670436 | 5 |  | 1988-12-01 | FALSE | 1988-12-01 | FALSE | Removed from Ground | Regular | 10000 | Galvanic (STIP-3) | 1988-12-15 | 2017-12-12 | Fiberglass Reinforced Plastic | Pressurized
KOUNTRY KUPBOARD/#108 | 4714 US HWY 78 ATLANTA HWY | LOGANVILLE | Walton | 670436 | 4 |  | 1988-12-01 | FALSE | 1988-12-01 | FALSE | Removed from Ground | Diesel | 10000 | Galvanic (STIP-3) | 1988-12-15 | 2017-12-12 | Fiberglass Reinforced Plastic | Pressurized
THE E-Z STOP | 1441 GA HWY 81 SW | LOGANVILLE | Walton | 9147031 | 7 | Ball Float | 1994-06-01 | FALSE | 1994-06-01 | FALSE | Currently in Use | Regular | 10000 | Fiberglass | 1993-09-15 |  | Fiberglass Reinforced Plastic | Pressurized
LOGANVILLE MIDDLE SCHOOL | HWY 20 | LOGANVILLE | Walton | 1470022 | 1 | [5 empty] | Removed from Ground | Empty | 2000 | Bare Steel | 1966-03-19 | 1990-02-10 | Galvanized Steel
ARYAMAN VENTURES | 4800 HWY 78 | LOGANVILLE | Walton | 1470031 | 4 | Flapper Valve | 1998-07-16 | FALSE | 1998-07-16 | FALSE | Temporarily out of use | Diesel | 3000 | Steel-Impressed Current | 1986-04-10 |  | Steel (Impressed Current) | Suction (American)
ARYAMAN VENTURES | 4800 HWY 78 | LOGANVILLE | Walton | 1470031 | 5 | Flapper Valve | 1998-07-16 | FALSE | 1998-07-16 | FALSE | Temporarily out of use | Diesel Off Road | 3000 | Steel-Impressed Current | 1986-04-10 |  | Steel (Impressed Current) | Suction (American)
NO FACILITY NAME GIVEN | 4371 US HWY 78 | LOGANVILLE | Walton | 9147039 | 7 | [5 empty] | Removed from Ground | Gas (Historical Use) | 8000 | Not Marked/Unknown |  | 1899-12-31 | Unknown
EXXON STATION | 4376 US HWY 78/ATLANTA HWY | LOGANVILLE | Walton | 1470008 | 7 |  |  | TRUE |  | TRUE | Removed from Ground | Used Oil | 12000 | Bare Steel | 1956-03-07 | 1899-12-31 | Unknown
THE E-Z STOP | 1441 GA HWY 81 SW | LOGANVILLE | Walton | 9147031 | 1 | [5 empty] | Removed from Ground | Other | 2000 | Not Marked/Unknown |  | 1899-12-31 | Not Marked
MR JEFFS | 2050 HWY 81 | LOGANVILLE | Walton | 9147043 | 1 | [5 empty] | Removed from Ground | Gas (Historical Use) | 6000 | Bare Steel | 1973-06-01 | 1997-06-01 | Galvanized Steel
THE E-Z STOP | 1441 GA HWY 81 SW | LOGANVILLE | Walton | 9147031 | 3 | [5 empty] | Removed from Ground | Other | 1000 | Not Marked/Unknown |  | 1899-12-31 | Not Marked
EXXON STATION | 4376 US HWY 78/ATLANTA HWY | LOGANVILLE | Walton | 1470008 | 4 | [5 empty] | Removed from Ground | Gas (Historical Use) | 3000 | Bare Steel | 1972-12-01 | 1899-12-31 | Unknown | Suction (American)
ARYAMAN VENTURES | 4800 HWY 78 | LOGANVILLE | Walton | 1470031 | 6 | Flapper Valve | 1998-07-16 | FALSE | 1998-07-16 | FALSE | Temporarily out of use | Diesel | 3000 | Steel-Impressed Current | 1986-04-10 |  | Steel (Impressed Current) | Suction (American)
LAKE CARLTON | 3552 LAKE CARLTON RD | LOGANVILLE | Walton | 1470028 | 1 | [5 empty] | Removed from Ground | Gas (Historical Use) | 1000 | Bare Steel | 1976-04-11 | 1899-12-31 | Unknown
KOUNTRY KUPBOARD/#108 | 4714 US HWY 78 ATLANTA HWY | LOGANVILLE | Walton | 670436 | 1 |  |  |  | 1988-12-01 |  | Removed from Ground | Gas (Historical Use) | 10000 | Bare Steel | 1976-05-10 | 1988-12-07 | Galvanized Steel | Pressurized
SEASIDE ENTERPRISES INC | 4570 ATLANTA HWY US HWY 78 | LOGANVILLE | Walton | 9147004 | 3 |  | 1998-07-01 |  | 1998-07-01 |  | Removed from Ground | Gas (Historical Use) | 10000 | Cathodically Protected Steel | 1988-01-01 | 2011-05-02 | Fiberglass Reinforced Plastic | Pressurized
N K ENTERPRISES INC | 4658 US HWY 78 | LOGANVILLE | Walton | 9147067 | 1 | [5 empty] | Removed from Ground | Gas (Historical Use) | 10000 | Bare Steel | 1981-05-02 | 1995-12-07 | Galvanized Steel | Pressurized
MR JEFFS | 2050 HWY 81 | LOGANVILLE | Walton | 9147043 | 2 | [5 empty] | Removed from Ground | Gas (Historical Use) | 6000 | Bare Steel | 1973-06-01 | 1997-06-01 | Galvanized Steel
EXXON STATION | 4376 US HWY 78/ATLANTA HWY | LOGANVILLE | Walton | 1470008 | 3 | [5 empty] | Removed from Ground | Gas (Historical Use) | 5000 | Bare Steel | 1986-01-01 | 1899-12-31 | Unknown | Suction (American)
BELLSOUTH - GLC F5623 | 125 COVINGTON ST | LOGANVILLE | Walton | 9147015 | 2 |  | 1997-06-30 |  | 1997-06-30 |  | Removed from Ground | Diesel | 1000 | Double Walled | 1997-06-30 | 2002-05-07 | Cathodically Protected | Suction (American)
LOGANVILLE CHEVRON | 4685 ATLANTA HWY | LOGANVILLE | Walton | 9147077 | 4 |  | 1998-01-01 |  | 1998-01-01 |  | Removed from Ground | Kerosene | 2000 | Epoxy | 1998-01-01 | 2014-06-09 | Fiberglass Reinforced Plastic | Pressurized
ARYAMAN VENTURES | 4800 HWY 78 | LOGANVILLE | Walton | 1470031 | 2 | Ball Float | 1998-07-16 | FALSE | 1998-07-16 | FALSE | Currently in Use | Regular | 8000 | Steel-Impressed Current | 1986-04-10 |  | Fiberglass Reinforced Plastic | Pressurized
WALTON PAWN | HWY 78 & 20 | LOGANVILLE | Walton | 9147040 | 2 | [5 empty] | Removed from Ground | Gas (Historical Use) | 3000 | Marked Unknown | 1995-06-16 | 1995-06-16 | Unknown
EXXON STATION | 4376 US HWY 78/ATLANTA HWY | LOGANVILLE | Walton | 1470008 | 2 | [5 empty] | Removed from Ground | Diesel | 4000 | Bare Steel | 1978-01-01 | 1899-12-31 | Unknown | Suction (American)
SHELL FOOD MART | 287 HWY 81 SW | OXFORD | Walton | 10002103 | 1B | Flapper Valve | 2012-05-15 | FALSE | 2012-05-15 | FALSE | Currently in Use | Premium | 3500 | Composite Double Walled | 2012-05-01 |  | Double-Walled Flex | Pressurized
EXXON FOOD MART | 5393 GA HWY 138 | OXFORD | Walton | 9147037 | 3 |  | 1998-09-01 |  | 1998-09-01 |  | Removed from Ground | Diesel | 6000 | Steel-Impressed Current | 1980-03-15 | 2014-07-15 | Steel (Impressed Current) | Safe Suction (Euro)
SHELL FOOD MART | 287 HWY 81 SW | OXFORD | Walton | 10002103 | 1C | Flapper Valve | 2012-05-15 | FALSE | 2012-05-15 | FALSE | Currently in Use | Diesel | 3500 | Composite Double Walled | 2012-05-01 |  | Double-Walled Flex | Pressurized
EXXON FOOD MART | 5393 GA HWY 138 | OXFORD | Walton | 9147037 | 4 |  | 1998-09-01 |  | 1998-09-01 |  | Removed from Ground | Diesel | 6000 | Steel-Impressed Current | 1992-03-31 | 2014-07-15 | Double Walled | Safe Suction (Euro)
SHELL FOOD MART | 287 HWY 81 SW | OXFORD | Walton | 10002103 | 1A | Flapper Valve | 2012-05-15 | FALSE | 2012-05-15 | FALSE | Currently in Use | Regular | 13000 | Composite Double Walled | 2012-05-01 |  | Double-Walled Flex | Pressurized
SHELL FOOD MART | 5221 HWY 138 | OXFORD | Walton | 9147082 | 2 | Ball Float | 1999-08-25 | FALSE | 1999-08-25 | FALSE | Currently in Use | Premium | 10000 | Epoxy | 1999-08-25 |  | Fiberglass Reinforced Plastic | Pressurized
PITTMAN FARMS | LOTH WAGES RD @ ALCOVY CEMETERY | BOLD SPRINGS | Walton | 9147007 | 1 | [5 empty] | Closed in Ground | Diesel | 3000 | Bare Steel | 1991-03-01 | 1991-03-01 | Galvanized Steel
EXXON FOOD MART | 5393 GA HWY 138 | OXFORD | Walton | 9147037 | 2 |  | 1998-09-01 |  | 1998-09-01 |  | Removed from Ground | Gas (Historical Use) | 6000 | Steel-Impressed Current | 1972-06-15 | 2014-07-15 | Cathodically Protected | Suction (American)
EXXON FOOD MART | 5393 GA HWY 138 | OXFORD | Walton | 9147037 | 1 |  | 1998-09-01 |  | 1998-09-01 |  | Removed from Ground | Gas (Historical Use) | 6000 | Steel-Impressed Current | 1972-06-15 | 2014-07-15 | Steel (Impressed Current) | Pressurized
SHELL FOOD MART | 5221 HWY 138 | OXFORD | Walton | 9147082 | 1 | Ball Float | 1999-08-25 | FALSE | 1999-08-25 | FALSE | Currently in Use | Regular | 12000 | Epoxy | 1999-08-25 |  | Fiberglass Reinforced Plastic | Pressurized
HARMONY TRIP | 1532 S BROAD ST | MONROE | Walton | 1470101 | 4B | Flapper Valve | 2006-10-22 | FALSE | 2006-10-22 | FALSE | Currently in Use | Diesel Off Road | 5000 | Composite | 2006-10-13 |  | Fiberglass Reinforced Plastic | Safe Suction (Euro)
HARMONY TRIP | 1532 S BROAD ST | MONROE | Walton | 1470101 | 3 |  | 1994-03-29 |  | 1994-03-29 |  | Removed from Ground | Gas (Historical Use) | 10000 | Cathodically Protected Steel | 1981-05-08 | 2006-09-01 | Cathodically Protected | Pressurized
GA DOT 10132/MONROE MAINT HQ | 0 .5 MI WEST OF SR 11 IN WALTON I | MONROE | Walton | 1470111 | 132G1 | [5 empty] | Removed from Ground | Gas (Historical Use) | 2000 | Cathodically Protected Steel | 1982-05-29 | 2004-02-23 | Bare Steel | Suction (American)
MIKE BONE GROCERY | SOUTH MADISON AVE | MONROE | Walton | 1470079 | 1 | [5 empty] | Removed from Ground | Gas (Historical Use) | 560 | Bare Steel | 1963-05-12 | 1998-08-05 | Unknown
CALVINS 66/SIMS #103 | 417 E SPRING ST | MONROE | Walton | 1470097 | 2 | Overfill Alarm | 1998-06-01 | FALSE | 1998-06-01 | FALSE | Removed from Ground | Regular | 4000 | Steel-Impressed Current | 1966-05-13 |  | Steel (Impressed Current) | Suction (American)
CALVINS 66/SIMS #103 | 417 E SPRING ST | MONROE | Walton | 1470097 | 2 | Overfill Alarm | 1998-06-01 | FALSE | 1998-06-01 | FALSE | Removed from Ground | Regular | 4000 | Steel-Impressed Current | 1966-05-13 |  | Steel (Impressed Current) | Suction (American)
Monroe Food Mart | 452 NORTH BROAD ST | MONROE | Walton | 1470106 | 3 | [5 empty] | Removed from Ground | Gas (Historical Use) | 1 | Bare Steel | 1972-05-16 | 1988-01-01 | Galvanized Steel
Monroe Food Mart | 452 NORTH BROAD ST | MONROE | Walton | 1470106 | 10B | Ball Float | 2004-07-14 | FALSE | 2004-07-14 | FALSE | Currently in Use | Diesel | 4000 | Galvanic (STIP-3) | 2004-07-21 |  | Fiberglass Reinforced Plastic | Pressurized
OLD SAVE MORE SERVICE STATION | 603 EAST SPRING ST | MONROE | Walton | 9000171 | 1 | [5 empty] | Removed from Ground | Diesel | 2000 | Not Marked/Unknown | 1999-10-21 | 1999-10-21 | Not Marked
MIS ENTERPRISE INC. | 1309 W SPRING ST | MONROE | Walton | 9000721 | 2 | Flapper Valve | 1997-03-11 | FALSE | 1983-08-01 | FALSE | Currently in Use | Premium | 8000 | Steel-Impressed Current | 1983-08-01 |  | Fiberglass Reinforced Plastic | Pressurized
ALLSTAR | 1700 BOLD SPRINGS RD | MONROE | Walton | 10001295 | 1A | Ball Float | 2006-06-01 | FALSE | 2006-06-01 | FALSE | Currently in Use | Gas (Historical Use) | 15000 | Composite | 2006-06-01 |  | Fiberglass Reinforced Plastic | Pressurized
COWPENS | 1160 PANNELL RD | MONROE | Walton | 10001668 | 3 | Flapper Valve | 2021-06-03 | FALSE | 2008-11-01 | FALSE | Currently in Use | Diesel | 4000 | Tank Jacket | 2008-11-01 |  | Double-Walled Fiberglass | Pressurized
HWY 11 TRUCK STOP | 724 HWY 11 | MONROE | Walton | 10001636 | 1A | Flapper Valve | 2008-10-01 | FALSE | 2008-10-01 | FALSE | Currently in Use | Gas (Historical Use) | 16000 | Composite Double Walled | 2008-09-01 |  | Double-Walled Flex | Pressurized
CAMPTON FAMILY STORE | 2659 GA HWY 11 NW | MONROE | Walton | 1470112 | 2 | [5 empty] | Removed from Ground | Gas (Historical Use) | 2000 | Bare Steel | 1966-05-24 | 1899-12-31 | Galvanized Steel
GARRETTS SERVICE STATION | 202 E SPRING ST | MONROE | Walton | 1470105 | 4 | [5 empty] | Removed from Ground | Gas (Historical Use) | 3000 | Bare Steel | 1965-05-13 | 2000-01-10 | Galvanized Steel | Suction (American)
GARRETTS SERVICE STATION | 202 E SPRING ST | MONROE | Walton | 1470105 | 5 |  |  | TRUE |  | TRUE | Removed from Ground | Used Oil | 300 | Bare Steel | 1965-05-13 | 2000-01-10 | Galvanized Steel
WALTON EMC | 842 HWY 78 E | MONROE | Walton | 9000257 | 3 |  |  | FALSE |  | FALSE | Removed from Ground | Diesel | 6000 | Bare Steel | 1976-03-05 | 1989-05-01 | Bare Steel
Piedmont Walton Hospital | 2151 W SPRING ST | MONROE | Walton | 10002191 | 1 |  | 2011-08-26 | FALSE | 2011-08-23 | FALSE | Currently in Use | Diesel | 20000 | Fiberglass Double Walled | 2011-08-19 |  | Double-Walled Fiberglass | Pressurized
ALLSTAR | 1700 BOLD SPRINGS RD | MONROE | Walton | 10001295 | 2B | Ball Float | 2006-06-01 | FALSE | 2006-06-01 | FALSE | Currently in Use | Diesel | 4000 | Composite | 2006-06-01 |  | Fiberglass Reinforced Plastic | Pressurized
HWY 11 TRUCK STOP | 724 HWY 11 | MONROE | Walton | 10001636 | 1B | Flapper Valve | 2008-10-01 | FALSE | 2008-10-01 | FALSE | Currently in Use | Gas (Historical Use) | 4000 | Composite Double Walled | 2008-09-01 |  | Double-Walled Flex | Pressurized
WALTON FUELS LLC | 1490 HWY 78 E | MONROE | Walton | 10001196 | P329151B | Ball Float | 2006-03-27 | FALSE | 2006-03-27 | FALSE | Currently in Use | Premium | 4000 | Epoxy | 2006-03-27 |  | Fiberglass Reinforced Plastic | Pressurized
WALTON FUELS LLC | 1490 HWY 78 E | MONROE | Walton | 10001196 | P329151A | Ball Float | 2006-03-27 | FALSE | 2006-03-27 | FALSE | Currently in Use | Diesel On Road | 8000 | Epoxy | 2006-03-27 |  | Fiberglass Reinforced Plastic | Pressurized
MURPHY USA #7734 | 2040 SPRING ST W | MONROE | Walton | 10000570 | 4C | Flapper Valve | 2019-04-18 | FALSE | 2019-04-18 | FALSE | Currently in Use | E-0 | 8000 | Fiberglass Double Walled | 2019-04-16 |  | Double-Walled Fiberglass | Pressurized
CORNER FOOD MART | 4410 LAWRENCEVILLE RD | LOGANVILLE | Walton | 1470103 | 2 |  | 1997-12-01 |  | 1997-12-01 |  | Currently in Use | Gas (Historical Use) | 10000 | Steel-Impressed Current | 1980-05-08 |  | Double-Walled Flex | Safe Suction (Euro)
TOWLERS BP/GULF STATION | 4364 ATLANTA HWY/US HWY 78 | LOGANVILLE | Walton | 1470054 | 1 |  | 1998-12-19 |  | 1998-12-19 |  | Removed from Ground | Gas (Historical Use) | 4000 | Steel-Impressed Current | 1971-05-10 | 2004-03-12 | Fiberglass Reinforced Plastic | Pressurized
Gulf Food Mart | 4350 LAWRENCEVILLE RD | LOGANVILLE | Walton | 9147012 | 1 | Ball Float | 1988-01-01 | FALSE | 1988-01-01 | FALSE | Currently in Use | Gas (Historical Use) | 8000 | Galvanic (STIP-3) | 1988-01-01 |  | Fiberglass Reinforced Plastic | Pressurized
A & H PETROLEUM D/B/A BP SHOP | 5000 OZORA CHURCH ROAD | LOGANVILLE | Walton | 9147086 | 2 | Flapper Valve | 2000-08-01 | FALSE | 2000-08-01 | FALSE | Currently in Use | Premium | 10000 | Fiberglass | 2000-08-01 |  | Double-Walled Fiberglass | Pressurized
WINSTON #204 | 550 N BROAD ST | MONROE | Walton | 1470094 | 5B |  | 1997-03-10 | FALSE | 1997-03-10 | FALSE | Temporarily out of use | Kerosene | 3000 | Fiberglass | 1997-03-10 |  | Fiberglass Reinforced Plastic | Pressurized
WALTON PRESS INC | 402 MAYFIELD DR | MONROE | Walton | 1470085 | 1 | [5 empty] | Removed from Ground | Diesel | 2000 | Marked Unknown | 1983-05-06 | 1899-12-31 | Bare Steel | Safe Suction (Euro)
CAMPTON FAMILY STORE | 2659 GA HWY 11 NW | MONROE | Walton | 1470112 | 1 | [5 empty] | Removed from Ground | Gas (Historical Use) | 2000 | Bare Steel | 1966-05-24 | 1899-12-31 | Galvanized Steel
Monroe Food Mart | 452 NORTH BROAD ST | MONROE | Walton | 1470106 | 8 |  | 1993-07-01 |  | 1993-07-01 |  | Removed from Ground | Gas (Historical Use) | 4000 | Galvanic (STIP-3) | 1988-01-01 | 2004-07-07 | Fiberglass Reinforced Plastic | Pressurized
Monroe Food Mart | 452 NORTH BROAD ST | MONROE | Walton | 1470106 | 9 | Ball Float | 2004-07-14 | FALSE | 2004-07-14 | FALSE | Currently in Use | Regular | 12000 | Galvanic (STIP-3) | 2004-07-21 |  | Fiberglass Reinforced Plastic | Pressurized
CARRELL TRUCKING CO | CHERRY HILL RD | MONROE | Walton | 1470070 | 1 | [5 empty] | Removed from Ground | Diesel | 3000 | Bare Steel | 1981-05-07 | 1996-09-19 | Galvanized Steel
SHUMATE GROCERY | 1100 S MADISON ST | MONROE | Walton | 1470092 | 3 |  | 1995-12-20 | FALSE | 1998-12-20 | FALSE | Removed from Ground | Gas (Historical Use) | 1000 | Cathodically Protected Steel | 1988-01-01 | 2017-03-01 | Cathodically Protected | Suction (American)
PETERS GROCERY | 800 EAST CHURCH ST | MONROE | Walton | 1470088 | 2 |  | 1998-12-01 |  | 1998-12-01 |  | Closed in Ground | Gas (Historical Use) | 500 | Steel-Impressed Current | 1971-05-12 | 2017-03-01 | Cathodically Protected | Suction (American)
CARRELL TRUCKING CO | CHERRY HILL RD | MONROE | Walton | 1470070 | 2 | [5 empty] | Removed from Ground | Gas (Historical Use) | 1000 | Bare Steel | 1981-05-07 | 1996-09-19 | Galvanized Steel
PETERS GROCERY | 800 EAST CHURCH ST | MONROE | Walton | 1470088 | 1 |  | 1998-12-01 |  | 1998-12-01 |  | Closed in Ground | Gas (Historical Use) | 1000 | Steel-Impressed Current | 1981-05-09 | 2017-03-01 | Cathodically Protected | Suction (American)
HOT SPOT | 409 E MARABLE ST | MONROE | Walton | 1470091 | 3 | [5 empty] | Removed from Ground | Empty | 560 | Bare Steel | 1971-05-12 | 2000-02-03 | Galvanized Steel
MITCHELLS MARKET | 1100 HWY 11 N | MONROE | Walton | 1470090 | 4 |  | 1989-02-01 |  | 1989-02-01 |  | Removed from Ground | Gas (Historical Use) | 6000 | Cathodically Protected Steel | 1989-02-01 | 2008-04-30 | Cathodically Protected
MITCHELLS MARKET | 1100 HWY 11 N | MONROE | Walton | 1470090 | 5 |  | 1989-02-01 |  | 1989-02-01 |  | Removed from Ground | Diesel | 6000 | Cathodically Protected Steel | 1989-02-01 | 2008-04-30 | Cathodically Protected
GARRETTS SERVICE STATION | 202 E SPRING ST | MONROE | Walton | 1470105 | 3 | [5 empty] | Removed from Ground | Gas (Historical Use) | 3000 | Bare Steel | 1965-05-13 | 2000-01-10 | Galvanized Steel | Suction (American)
GREESON MOTOR CO | 320 MAYFIELD DR | MONROE | Walton | 1470107 | 2 |  |  | TRUE |  | TRUE | Removed from Ground | Used Oil | 500 | Bare Steel | 1970-01-05 | 1994-04-13 | Bare Steel | Safe Suction (Euro)
GEORGE WALTON ACADEMY | WEST SPRING ST | MONROE | Walton | 1470068 | 1 | [5 empty] | Removed from Ground | Gas (Historical Use) | 1000 | Bare Steel | 1985-05-06 | 1993-07-01 | Galvanized Steel
WINSTON #204 | 550 N BROAD ST | MONROE | Walton | 1470094 | 5A |  | 1997-03-10 | FALSE | 1997-03-10 | FALSE | Temporarily out of use | Diesel | 3000 | Fiberglass | 1997-03-10 |  | Fiberglass Reinforced Plastic | Pressurized
WINSTON #204 | 550 N BROAD ST | MONROE | Walton | 1470094 | 3 |  | 1994-01-10 | FALSE | 1994-01-01 | FALSE | Temporarily out of use | Plus | 10000 | Steel-Impressed Current | 1976-05-10 |  | Steel (Impressed Current) | Pressurized
FLOYD S PIKE ELEC CONTR INC | GA HWY 11 NORTH | MONROE | Walton | 1470102 | 3 | [5 empty] | Removed from Ground | Gas (Historical Use) | 500 | Bare Steel | 1973-05-11 | 1988-12-20 | Galvanized Steel
GREESON MOTOR CO | 320 MAYFIELD DR | MONROE | Walton | 1470107 | 1 | [5 empty] | Removed from Ground | Gas (Historical Use) | 8000 | Bare Steel | 1970-01-05 | 1994-04-13 | Bare Steel | Safe Suction (Euro)
WALTON FABRIC DIVISION | 119 FIRST ST | MONROE | Walton | 1470003 | 2 |  | 1988-01-01 |  | 1988-01-01 |  | Removed from Ground | Gas (Historical Use) | 1000 | Cathodically Protected Steel | 1988-01-01 | 1998-03-28 | Galvanized Steel | Suction (American)
MAXI MART | 2153 US HWY 78 | MONROE | Walton | 10000213 | 1 | Ball Float | 2001-09-01 | FALSE | 2001-09-01 | FALSE | Currently in Use | Regular | 12000 | Composite | 2001-09-01 |  | Double-Walled Fiberglass | Pressurized
KROGER GA-679 | 4753 ATLANTA HWY | LOGANVILLE | Walton | 10001502 | 1 |  | 2008-02-29 | FALSE | 2008-02-29 | FALSE | Currently in Use | Regular | 20000 | Fiberglass Double Walled | 2008-01-31 |  | Double-Walled Fiberglass | Pressurized
THE COUNTRY STORE | 5400 GA HWY 20 | LOGANVILLE | Walton | 9147005 | 2 | Ball Float | 1991-01-01 | FALSE | 1991-01-01 | FALSE | Currently in Use | Premium | 10000 | Composite | 1991-01-01 |  | Double-Walled Fiberglass | Pressurized
Monroe Food Mart | 452 NORTH BROAD ST | MONROE | Walton | 1470106 | 2 | [5 empty] | Removed from Ground | Gas (Historical Use) | 1 | Bare Steel | 1972-05-16 | 1988-01-01 | Galvanized Steel
SPRING HILL PLAZA | 212 -218 WEST SPRING STREET | MONROE | Walton | 10001234 | 2 |  |  | FALSE |  | FALSE | Removed from Ground | Gas (Historical Use) | 10000 | Unknown | 2006-09-22 | 2006-09-22 | Unknown
MURPHY USA #7734 | 2040 SPRING ST W | MONROE | Walton | 10000570 | 3 | Flapper Valve | 2019-04-18 | FALSE | 2019-04-18 | FALSE | Currently in Use | Regular | 25000 | Fiberglass Double Walled | 2019-04-16 |  | Double-Walled Fiberglass | Pressurized
MITCHELLS MARKET | 1100 HWY 11 N | MONROE | Walton | 1470090 | 1 | [5 empty] | Removed from Ground | Kerosene | 560 | Bare Steel | 1966-05-13 | 1997-03-01 | Galvanized Steel
FLOYD S PIKE ELEC CONTR INC | GA HWY 11 NORTH | MONROE | Walton | 1470102 | 1 | [5 empty] | Removed from Ground | Diesel | 25000 | Bare Steel | 1973-05-11 | 1988-12-20 | Galvanized Steel
WALTON EMC | 842 HWY 78 E | MONROE | Walton | 9000257 | 8 |  | 2004-01-20 | FALSE | 2004-01-20 | FALSE | Currently in Use | Diesel | 12000 | Fiberglass Double Walled | 2004-01-20 |  | Double-Walled Fiberglass | Pressurized
WALTON EMC | 842 HWY 78 E | MONROE | Walton | 9000257 | 6 |  | 1989-05-01 | FALSE | 1989-05-01 | FALSE | Currently in Use | Regular | 10000 | Fiberglass Double Walled | 1989-05-01 |  | Double-Walled Fiberglass | Pressurized
SHEA PROPERTY | 322 WEST SPRING STREET | MONROE | Walton | 10001335 | 1 |  |  | FALSE |  | FALSE | Removed from Ground | Gas (Historical Use) | 10000 | Unknown | 2007-02-03 | 2007-02-03
MIKE BONE GROCERY | SOUTH MADISON AVE | MONROE | Walton | 1470079 | 3 | [5 empty] | Removed from Ground | Gas (Historical Use) | 287 | Bare Steel | 1963-05-12 | 1998-08-05 | Unknown
SHUMATE GROCERY | 1100 S MADISON ST | MONROE | Walton | 1470092 | 1 |  | 1998-12-20 |  | 1998-12-20 |  | Removed from Ground | Gas (Historical Use) | 560 | Cathodically Protected Steel | 1976-05-10 | 2017-03-01 | Cathodically Protected | Suction (American)
WINSTON #204 | 550 N BROAD ST | MONROE | Walton | 1470094 | 4 |  | 1994-01-10 | FALSE | 1994-01-10 | FALSE | Temporarily out of use | Diesel | 10000 | Steel-Impressed Current | 1976-05-10 |  | Steel (Impressed Current)
WINSTON #204 | 550 N BROAD ST | MONROE | Walton | 1470094 | 1 |  | 1994-01-10 | FALSE | 1994-01-10 | FALSE | Temporarily out of use | Regular | 10000 | Steel-Impressed Current | 1976-05-10 |  | Steel (Impressed Current) | Pressurized
MONROE 76/SPRINT STREET 76 | 304 EAST SPRING ST | MONROE | Walton | 1470089 | 3 | [5 empty] | Removed from Ground | Gas (Historical Use) | 1000 | Not Marked/Unknown | 1994-01-01 | 1994-01-01 | Not Marked
Monroe Food Mart | 452 NORTH BROAD ST | MONROE | Walton | 1470106 | 1 | [5 empty] | Removed from Ground | Gas (Historical Use) | 1 | Bare Steel | 1972-05-16 | 1988-01-01 | Galvanized Steel
COWPENS | 1160 PANNELL RD | MONROE | Walton | 10001668 | 1 | Flapper Valve | 2021-06-03 | FALSE | 2008-11-01 | FALSE | Currently in Use | Regular | 10000 | Tank Jacket | 2008-11-01 |  | Double-Walled Fiberglass | Pressurized
BEES SUPER SERVICE INC | 4763 HWY 78 | LOGANVILLE | Walton | 1470005 | 1 |  | 1997-07-28 |  | 1997-07-28 |  | Removed from Ground | Gas (Historical Use) | 4000 | Galvanic (STIP-3) | 1987-04-15 | 2006-06-24 | Cathodically Protected | Pressurized
MONROE 76/SPRINT STREET 76 | 304 EAST SPRING ST | MONROE | Walton | 1470089 | 1 | [5 empty] | Removed from Ground | Gas (Historical Use) | 2000 | Bare Steel | 1966-05-13 | 1994-01-01 | Galvanized Steel
SHEA PROPERTY | 322 WEST SPRING STREET | MONROE | Walton | 10001335 | 3 |  |  | FALSE |  | FALSE | Removed from Ground | Gas (Historical Use) | 8000 | Unknown | 2007-02-03 | 2007-02-03
COWPENS | 1160 PANNELL RD | MONROE | Walton | 10001668 | 2 | Flapper Valve | 2021-06-03 | FALSE | 2008-11-01 | FALSE | Currently in Use | Premium | 4000 | Tank Jacket | 2008-11-01 |  | Double-Walled Fiberglass | Pressurized
LOUISE B GARRETT | 1005 SOUTH MADISON AVE | MONROE | Walton | 1470078 | 2 | [5 empty] | Closed in Ground | Empty | 300 | Marked Unknown | 1959-12-31 | 1980-12-01 | Galvanized Steel
WINSTON #204 | 550 N BROAD ST | MONROE | Walton | 1470094 | 2 |  | 1994-01-10 | FALSE | 1994-01-01 | FALSE | Temporarily out of use | Premium | 10000 | Steel-Impressed Current | 1976-05-10 |  | Steel (Impressed Current) | Pressurized
HOT SPOT | 409 E MARABLE ST | MONROE | Walton | 1470091 | 2 |  | 1998-12-21 |  | 1998-12-21 |  | Removed from Ground | Gas (Historical Use) | 1000 | Steel-Impressed Current | 1978-05-10 | 2016-02-11 | Cathodically Protected | Suction (American)
FLOYD S PIKE ELEC CONTR INC | GA HWY 11 NORTH | MONROE | Walton | 1470102 | 2 | [5 empty] | Removed from Ground | Gas (Historical Use) | 10000 | Bare Steel | 1973-05-11 | 1988-12-21 | Galvanized Steel
HARMONY TRIP | 1532 S BROAD ST | MONROE | Walton | 1470101 | 1 |  | 1994-03-29 |  | 1994-03-29 |  | Removed from Ground | Gas (Historical Use) | 10000 | Cathodically Protected Steel | 1981-05-08 | 2006-09-01 | Cathodically Protected | Pressurized
HARMONY TRIP | 1532 S BROAD ST | MONROE | Walton | 1470101 | 4A | Ball Float | 2006-10-22 | FALSE | 2006-10-22 | FALSE | Currently in Use | Regular | 15000 | Composite | 2006-10-13 |  | Fiberglass Reinforced Plastic | Pressurized
Monroe Food Mart | 452 NORTH BROAD ST | MONROE | Walton | 1470106 | 6 |  | 1993-07-01 |  | 1993-07-01 |  | Removed from Ground | Gas (Historical Use) | 4000 | Galvanic (STIP-3) | 1988-01-01 | 2004-07-07 | Fiberglass Reinforced Plastic | Pressurized
WALTON FUELS LLC | 1490 HWY 78 E | MONROE | Walton | 10001196 | P329138 | Ball Float | 2006-03-27 | FALSE | 2006-03-27 | FALSE | Currently in Use | Diesel Off Road | 4000 | Epoxy | 2006-03-27 |  | Fiberglass Reinforced Plastic | Pressurized
MURPHY USA #7044 | 4231 ATLANTA HWY | LOGANVILLE | Walton | 10000571 | 2A | Flapper Valve | 2004-01-08 | FALSE | 2004-01-08 | FALSE | Currently in Use | Diesel | 12000 | Fiberglass Double Walled | 2003-12-10 |  | Double-Walled Fiberglass | Pressurized
KING'S OIL #336 | 780 CONYERS RD | LOGANVILLE | Walton | 10001426 | 1 | Ball Float | 2007-05-01 | FALSE | 2007-05-01 | FALSE | Currently in Use | Regular | 12000 | Composite | 2007-02-01 |  | Fiberglass Reinforced Plastic | Pressurized
Monroe Food Mart | 452 NORTH BROAD ST | MONROE | Walton | 1470106 | 4 | [5 empty] | Removed from Ground | Gas (Historical Use) | 1 | Bare Steel | 1972-05-16 | 1988-01-01 | Galvanized Steel
Monroe Food Mart | 452 NORTH BROAD ST | MONROE | Walton | 1470106 | 7 |  | 1993-07-01 |  | 1993-07-01 |  | Removed from Ground | Gas (Historical Use) | 4000 | Galvanic (STIP-3) | 1988-01-01 | 2004-07-07 | Fiberglass Reinforced Plastic | Pressurized
MIS ENTERPRISE INC. | 1309 W SPRING ST | MONROE | Walton | 9000721 | 1 | Flapper Valve | 1997-03-11 | FALSE | 1983-08-01 | FALSE | Currently in Use | Regular | 10000 | Steel-Impressed Current | 1983-08-01 |  | Fiberglass Reinforced Plastic | Pressurized
WALTON FUELS LLC | 1490 HWY 78 E | MONROE | Walton | 10001196 | P329134 | Ball Float | 2006-03-27 | FALSE | 2006-03-27 | FALSE | Currently in Use | Diesel On Road | 20000 | Epoxy | 2006-03-26 |  | Fiberglass Reinforced Plastic | Pressurized
AT&T COMMINICATIONS JERSEY | HD ATHA RD\2.5 MILES NE OF JERSE | SOCIAL CIRCLE | Walton | 1470086 | 1 | [5 empty] | Removed from Ground | Diesel | 6000 | Bare Steel | 1971-05-09 | 1992-11-14 | Copper | Suction (American)
OWENS GROCERY | 718 HWY 11 | MONROE | Walton | 9147080 | 1 | [5 empty] | Removed from Ground | Gas (Historical Use) | 0 | Not Marked/Unknown | 1999-01-01 | 1999-01-01 | Not Marked
NORTH BROAD PHILLIP 66 | 449 N BROAD ST | MONROE | Walton | 9147085 | 3 |  | 1998-12-11 | FALSE | 1998-12-11 | FALSE | Removed from Ground | Gas (Historical Use) | 0 | Steel-Impressed Current | 1998-12-11 | 2019-03-21 |  | Pressurized
WAL MART DC #6055 | 655 UNISIA DR | MONROE | Walton | 9147090 | 4 | Flapper Valve | 2008-10-01 | FALSE | 2008-10-01 | FALSE | Currently in Use | Diesel | 20000 | Fiberglass Double Walled | 2008-10-01 |  | Double-Walled Fiberglass | Pressurized
LEGGETT & PLATT | INGLIS DR | SOCIAL CIRCLE | Walton | 1470075 | 1 | [5 empty] | Removed from Ground | Gas (Historical Use) | 550 | Bare Steel | 1983-05-07 | 1991-01-01 | Galvanized Steel
AZIM US HWY 78 | 978 US HWY 78 | SOCIAL CIRCLE | Walton | 1470082 | 1 | [5 empty] | Permanently Out of Use - historical purposes | Gas (Historical Use) | 560 | Marked Unknown | 1960-05-12 | 1899-12-31 | Unknown
Valero Food Mart | 1265 -B NORTH CHEROKEE RD | SOCIAL CIRCLE | Walton | 9147069 | 4 |  | 1996-08-01 | FALSE | 1996-08-01 | FALSE | Currently in Use | E-0 | 4000 | Epoxy | 1996-07-01 |  | Fiberglass Reinforced Plastic | Pressurized
Valero Food Mart | 1265 -B NORTH CHEROKEE RD | SOCIAL CIRCLE | Walton | 9147069 | 1 | Ball Float | 1996-08-01 | FALSE | 1996-08-01 | FALSE | Currently in Use | Regular | 12000 | Epoxy | 1996-07-01 |  | Fiberglass Reinforced Plastic | Pressurized
GOLDEN PANTRY #31 | 717 N BROAD ST | MONROE | Walton | 9147066 | 1 | Flapper Valve | 1996-03-01 | FALSE | 1996-03-01 | FALSE | Currently in Use | Regular | 10000 | Fiberglass Double Walled | 1996-03-01 |  | Double-Walled Fiberglass | Pressurized
O'KELLYS GROCERY | RT 1 | SOCIAL CIRCLE | Walton | 9147027 | 1 | [5 empty] | Removed from Ground | Gas (Historical Use) | 5000 | Bare Steel | 1965-01-01 | 1999-11-01 | Galvanized Steel | Suction (American)
BIG FOOD CONV STORE | U S HWY 11 527 N BROAD ST | MONROE | Walton | 9147070 | 1 | [5 empty] | Removed from Ground | Gas (Historical Use) | 550 | Not Marked/Unknown | 1996-10-10 | 1996-10-10 | Not Marked
JOHNS SUPERMARKET | 1160 HWY 11 NE | MONROE | Walton | 9147071 | 2 | [5 empty] | Removed from Ground | Kerosene | 550 | Not Marked/Unknown | 1996-11-07 | 1996-11-07 | Not Marked
HOOPER'S GROCERY STORE | 809 CHURCH ST | MONROE | Walton | 9147065 | 1 | [5 empty] | Closed in Ground | Gas (Historical Use) | 550 | Marked Unknown | 1996-02-12 | 1996-02-12 | Unknown
O'KELLYS GROCERY | RT 1 | SOCIAL CIRCLE | Walton | 9147027 | 3 | [5 empty] | Removed from Ground | Gas (Historical Use) | 1000 | Bare Steel | 1965-01-01 | 1999-11-01 | Galvanized Steel | Suction (American)
CHURCH STREET FOOD MART | 1120 E CHURCH ST | MONROE | Walton | 9147073 | 2 | Ball Float | 1996-09-15 | FALSE | 1996-09-15 | FALSE | Currently in Use | Premium | 10000 | Composite | 1996-09-15 |  | Fiberglass Reinforced Plastic | Pressurized
HAROLD & CHARLOTTE BONE PROPERTY | 999 GENE BELL RD | MONROE | Walton | 9147076 | 1 | [5 empty] | Removed from Ground | Other | 500 | Not Marked/Unknown | 1998-05-15 | 1998-05-15 | Not Marked
CHESTNUT CUPBOARD | 1135 CHURCH ST | MONROE | Walton | 9147056 | 2 | Ball Float | 1988-01-01 | FALSE | 1988-01-01 | FALSE | Currently in Use | Premium | 8000 | Galvanic (STIP-3) | 1988-01-01 |  | Fiberglass Reinforced Plastic | Pressurized
MONROE LIGHTS & GAS COMM/WHITLEY | 213 NORTH BROAD | MONROE | Walton | 9147036 | 5 | [5 empty] | Removed from Ground | Gas (Historical Use) | 1000 | Not Marked/Unknown | 1995-01-04 | 1995-01-04 | Not Marked
MONROE LIGHTS & GAS COMM/WHITLEY | 213 NORTH BROAD | MONROE | Walton | 9147036 | 4 |  |  | TRUE |  | TRUE | Removed from Ground | Other | 500 | Not Marked/Unknown | 1995-01-04 | 1995-01-04 | Not Marked
MONROE FOOD & GAS | 615 E SPRING ST | MONROE | Walton | 9147006 | 3 | Flapper Valve | 2012-07-25 | FALSE | 1994-02-15 | FALSE | Closed in Ground | Kerosene | 8000 | Steel-Impressed Current | 1984-02-28 | 2021-07-22 | Fiberglass Reinforced Plastic | Pressurized
JOHN STEPHENS GULF STATION | 121 HIGHTOWER TRAIL | SOCIAL CIRCLE | Walton | 1470052 | 1 | [5 empty] | Removed from Ground | Gas (Historical Use) | 4000 | Bare Steel | 1961-05-12 | 1899-12-31 | Galvanized Steel
Valero Food Mart | 1265 -B NORTH CHEROKEE RD | SOCIAL CIRCLE | Walton | 9147069 | 2 | Ball Float | 1996-08-01 | FALSE | 1996-08-01 | FALSE | Currently in Use | Premium | 8000 | Epoxy | 1996-07-01 |  | Fiberglass Reinforced Plastic | Pressurized
WILLINGHAMS SUPERETTE | 689 GA HWY 11 SE | MONROE | Walton | 9147054 | 1 | [5 empty] | Removed from Ground | Gas (Historical Use) | 0 | Bare Steel | 1998-02-09 | 1998-02-09 | Galvanized Steel | Suction (American)
CHESTNUT CUPBOARD | 1135 CHURCH ST | MONROE | Walton | 9147056 | 4 | Ball Float | 1988-01-01 | FALSE | 1988-01-01 | FALSE | Currently in Use | Kerosene | 2000 | Galvanic (STIP-3) | 1988-01-01 |  | Fiberglass Reinforced Plastic | Safe Suction (Euro)
MONROE STREET & SANITATION DEPT | 351 PANNELL RD | MONROE | Walton | 9147053 | 2 | [5 empty] | Removed from Ground | Diesel | 10000 | Bare Steel | 1998-11-09 | 1998-11-09 | Galvanized Steel | Suction (American)
COGGINS GROCERY | 1520 GA HWY 138 | MONROE | Walton | 9147047 | 3 |  | 1999-01-01 |  | 1999-01-01 |  | Removed from Ground | Gas (Historical Use) | 1000 | Steel-Impressed Current | 1956-01-01 | 2005-12-09 | Cathodically Protected | Suction (American)
MONROE LIGHTS & GAS COMM/WHITLEY | 213 NORTH BROAD | MONROE | Walton | 9147036 | 2 | [5 empty] | Removed from Ground | Kerosene | 250 | Not Marked/Unknown | 1995-01-04 | 1995-01-04 | Not Marked
JOHN STEPHENS GULF STATION | 121 HIGHTOWER TRAIL | SOCIAL CIRCLE | Walton | 1470052 | 2 | [5 empty] | Removed from Ground | Gas (Historical Use) | 4000 | Bare Steel | 1961-05-12 | 1899-12-31 | Galvanized Steel
MCI | SPRING RD ALONG CSX ROW ON | SOCIAL CIRCLE | Walton | 9147013 | 1 | [5 empty] | Removed from Ground | Diesel | 500 | Fiberglass | 1986-01-01 | 1994-01-23
CHURCH STREET FOOD MART | 1120 E CHURCH ST | MONROE | Walton | 9147073 | 3 | Ball Float | 1996-09-25 | FALSE | 1996-09-25 | FALSE | Temporarily out of use | Diesel | 1000 | Composite | 1996-09-25 |  | Fiberglass Reinforced Plastic | Pressurized
NORTH BROAD PHILLIP 66 | 449 N BROAD ST | MONROE | Walton | 9147085 | 1 |  | 1998-12-11 | FALSE | 1998-12-11 | FALSE | Removed from Ground | Gas (Historical Use) | 0 | Steel-Impressed Current | 1998-12-11 | 2019-03-21 |  | Pressurized
B R ANDERSON | 1081 N CHEROKEE RD | SOCIAL CIRCLE | Walton | 9147059 | 2 | [5 empty] | Removed from Ground | Diesel | 4000 | Not Marked/Unknown | 1970-01-01 | 1998-08-01 | Not Marked
NORTH BROAD PHILLIP 66 | 449 N BROAD ST | MONROE | Walton | 9147085 | 2 |  | 1998-12-11 | FALSE | 1998-12-11 | FALSE | Removed from Ground | Gas (Historical Use) | 0 | Steel-Impressed Current | 1998-12-11 | 2019-03-21 |  | Pressurized
H L HODGES GROCERY | RT 4 | MONROE | Walton | 9147025 | 1 | [5 empty] | Removed from Ground | Gas (Historical Use) | 550 | Bare Steel | 1977-01-01 | 1899-12-31 | Galvanized Steel
TDS AUTO REPAIR | 165 S CHEROKEE RD | SOCIAL CIRCLE | Walton | 1470093 | 2 |  | 1998-12-19 | FALSE | 1998-12-19 | FALSE | Closed in Ground | Gas (Historical Use) | 560 | Steel-Impressed Current | 1961-05-14 | 2016-02-02 |  | Suction (American)
JOHN STEPHENS GULF STATION | 121 HIGHTOWER TRAIL | SOCIAL CIRCLE | Walton | 1470052 | 3 | [5 empty] | Removed from Ground | Gas (Historical Use) | 4000 | Bare Steel | 1961-05-12 | 1899-12-31 | Galvanized Steel
B R ANDERSON | 1081 N CHEROKEE RD | SOCIAL CIRCLE | Walton | 9147059 | 3 | [5 empty] | Removed from Ground | Diesel | 1000 | Not Marked/Unknown | 1970-01-01 | 1998-08-01 | Not Marked
MONROE CHEVRON | 1309 S BROAD ST | MONROE | Walton | 9147075 | 2A | Ball Float | 1997-08-20 | FALSE | 1997-08-20 | FALSE | Currently in Use | Premium | 8000 | Composite | 1997-08-20 |  | Fiberglass Reinforced Plastic | Pressurized
CHURCH STREET FOOD MART | 1120 E CHURCH ST | MONROE | Walton | 9147073 | 1 | Ball Float | 1996-09-15 | FALSE | 1996-09-15 | FALSE | Currently in Use | Regular | 15000 | Composite | 1996-09-15 |  | Fiberglass Reinforced Plastic | Pressurized
JOHNS SUPERMARKET | 1160 HWY 11 NE | MONROE | Walton | 9147071 | 1 | [5 empty] | Removed from Ground | Gas (Historical Use) | 550 | Not Marked/Unknown | 1996-11-07 | 1996-11-07 | Not Marked
WAL MART DC #6055 | 655 UNISIA DR | MONROE | Walton | 9147090 | 1 | Flapper Valve | 2000-05-23 | FALSE | 2000-05-23 | FALSE | Currently in Use | Diesel | 20000 | Fiberglass Double Walled | 2000-05-23 |  | Fiberglass Reinforced Plastic | Pressurized
CITY OF MONROE PUBLIC WORKS | 213 CHERRY HILL RD | MONROE | Walton | 9147057 | 2 |  |  | TRUE |  | TRUE | Removed from Ground | Used Oil | 5000 | Bare Steel | 1984-01-01 | 1999-07-28 | Bare Steel
MONROE LIGHTS & GAS COMM/WHITLEY | 213 NORTH BROAD | MONROE | Walton | 9147036 | 3 | [5 empty] | Removed from Ground | Gas (Historical Use) | 500 | Not Marked/Unknown | 1995-01-04 | 1995-01-04 | Not Marked
CARD STATION INC | 204 N BROAD ST | MONROE | Walton | 9147033 | 4 | Flapper Valve | 1994-08-18 | FALSE | 1994-08-18 | FALSE | Currently in Use | Diesel | 4000 | Composite | 1994-08-24 |  | Fiberglass Reinforced Plastic | Safe Suction (Euro)
CARD STATION INC | 204 N BROAD ST | MONROE | Walton | 9147033 | 1 | Flapper Valve | 1994-08-18 | FALSE | 1994-08-18 | FALSE | Currently in Use | Regular | 8000 | Composite | 1994-08-24 |  | Fiberglass Reinforced Plastic | Safe Suction (Euro)
DISCOUNT TOBACCO OUTLET | 544 MT VERNON RD | MONROE | Walton | 9147041 | 1 |  | 1998-09-20 | FALSE | 1998-09-20 | FALSE | Currently in Use | Regular | 6000 | Steel-Impressed Current | 1973-01-01 |  | Steel (Impressed Current) | Safe Suction (Euro)
AMOCO FOOD MART | 914 N BROAD ST | MONROE | Walton | 9147030 | 2B | Ball Float | 1996-01-01 | FALSE | 1996-01-01 | FALSE | Currently in Use | Premium | 5000 | Composite | 1993-07-20 |  | Fiberglass Reinforced Plastic | Pressurized
STEPHENS OIL CO | 300 HOLLY ST | SOCIAL CIRCLE | Walton | 1470071 | 1 | [5 empty] | Removed from Ground | Diesel | 1000 | Bare Steel | 1971-05-10 | 2000-10-01 | Galvanized Steel
MONROE CHEVRON | 1309 S BROAD ST | MONROE | Walton | 9147075 | 2B | Flapper Valve | 1997-08-20 | FALSE | 1997-08-20 | FALSE | Currently in Use | Kerosene | 2000 | Composite | 1997-08-20 |  | Fiberglass Reinforced Plastic | Safe Suction (Euro)
GOLDEN PANTRY #31 | 717 N BROAD ST | MONROE | Walton | 9147066 | 4 | Ball Float | 1996-03-01 | FALSE | 1996-03-01 | FALSE | Currently in Use | Diesel | 4000 | Fiberglass Double Walled | 1996-03-01 |  | Double-Walled Fiberglass | Pressurized
MONROE FOOD MART | 215 HWY 138 | MONROE | Walton | 9147081 | 1 | Ball Float | 1999-05-01 | FALSE | 1999-05-01 | FALSE | Currently in Use | Regular | 12000 | Epoxy | 1999-05-01 |  | Fiberglass Reinforced Plastic | Pressurized
A & H PETROLEUM D/B/A 138 BP SHO | 2025 W SPRING ST | MONROE | Walton | 9147087 | 2 | Flapper Valve | 2000-09-01 | FALSE | 2000-09-01 | FALSE | Currently in Use | Premium | 12000 | Fiberglass | 2000-09-01 |  | Fiberglass Reinforced Plastic | Pressurized
KILGORES RED & WHITE GROCERY | GA HWY 11 | SOCIAL CIRCLE | Walton | 9147029 | 2 | [5 empty] | Removed from Ground | Gas (Historical Use) | 5000 | Not Marked/Unknown | 1993-08-26 | 1993-08-26 | Bare Steel
GOLDEN PANTRY #31 | 717 N BROAD ST | MONROE | Walton | 9147066 | 3 | Flapper Valve | 1996-03-01 | FALSE | 1996-03-01 | FALSE | Currently in Use | Regular | 10000 | Fiberglass Double Walled | 1996-03-01 |  | Double-Walled Fiberglass | Pressurized
CITY OF MONROE PUBLIC WORKS | 213 CHERRY HILL RD | MONROE | Walton | 9147057 | 1 | Flapper Valve | 1990-12-12 | FALSE | 1990-12-12 | FALSE | Currently in Use | Diesel | 12000 | Fiberglass | 1991-02-26 |  | Fiberglass Reinforced Plastic | Safe Suction (Euro)
EASTSIDE BP | 109 E SPRING ST | MONROE | Walton | 9147046 | 2 |  | 1996-06-01 |  | 1996-06-01 |  | Removed from Ground | Gas (Historical Use) | 6000 | Steel-Impressed Current | 1998-09-11 | 2001-07-27 | Cathodically Protected | Suction (American)
DISCOUNT TOBACCO OUTLET | 544 MT VERNON RD | MONROE | Walton | 9147041 | 2 | Flapper Valve | 1998-09-20 | FALSE | 1998-09-20 | FALSE | Currently in Use | Premium | 2000 | Steel-Impressed Current | 1973-01-01 |  | Steel (Impressed Current) | Safe Suction (Euro)
ROBISON STORE | 3120 SNOWS MILL RD | MONROE | Walton | 9147028 | 2 | [5 empty] | Removed from Ground | Gas (Historical Use) | 600 | Bare Steel | 1963-01-01 | 1993-07-10 | Bare Steel | Safe Suction (Euro)
AMOCO FOOD MART | 914 N BROAD ST | MONROE | Walton | 9147030 | 2A | Ball Float | 1996-01-01 | FALSE | 1996-01-01 | FALSE | Currently in Use | Regular | 5000 | Composite | 1993-07-20 |  | Fiberglass Reinforced Plastic | Pressurized
ARYA 2019 LLC | 1834 HWY 78 | MONROE | Walton | 9147003 | 192635 | Ball Float | 1992-04-01 | FALSE | 1992-04-01 | FALSE | Currently in Use | Regular | 10000 | Galvanic (STIP-3) | 1992-04-20 |  | Fiberglass Reinforced Plastic | Pressurized
SHEPARD MOTOR CO | 1307 WEST SPRING ST | MONROE | Walton | 1470046 | 3 | [5 empty] | Removed from Ground | Gas (Historical Use) | 10000 | Bare Steel | 1966-01-06 | 1899-12-31 | Galvanized Steel
PALMER AUTO SALVAGE/R K PALMER S | 682 HWY 78 | MONROE | Walton | 1470044 | 1 | [5 empty] | Removed from Ground | Gas (Historical Use) | 4000 | Bare Steel | 1975-01-01 | 1995-05-09 | Galvanized Steel | Suction (American)
MIKE CASH OFFICE PRODUCTS | 100 SOUTH BROAD ST & SPRING ST | MONROE | Walton | 9147064 | DUMMY | [5 empty] | Removed from Ground | Gas (Historical Use) | 0 | Not Marked/Unknown |  | 1899-12-31 | Not Marked
MONROE FOOD MART | 215 HWY 138 | MONROE | Walton | 9147081 | 2 | Flapper Valve | 1999-05-01 | FALSE | 1999-05-01 | FALSE | Currently in Use | Premium | 10000 | Epoxy | 1999-05-01 |  | Fiberglass Reinforced Plastic | Pressurized
CHESTNUT CUPBOARD | 1135 CHURCH ST | MONROE | Walton | 9147056 | 3 | Ball Float | 1988-01-01 | FALSE | 1988-01-01 | FALSE | Currently in Use | Regular | 8000 | Galvanic (STIP-3) | 1988-01-01 |  | Fiberglass Reinforced Plastic | Pressurized
SUPER SHOP | 705 W SPRING ST | MONROE | Walton | 9147049 | 1 | Ball Float | 1988-01-01 | FALSE | 1988-01-01 | FALSE | Currently in Use | Premium | 10000 | Galvanic (STIP-3) | 1988-01-01 |  | Fiberglass Reinforced Plastic | Pressurized
MONROE FOOD & GAS | 615 E SPRING ST | MONROE | Walton | 9147006 | 5 | Flapper Valve | 2023-02-22 | FALSE | 2023-02-22 | FALSE | Currently in Use | Gas (Historical Use) | 4000 | Composite Double Walled | 2023-02-22 |  | Fiberglass Reinforced Plastic | Pressurized
MONROE FOOD & GAS | 615 E SPRING ST | MONROE | Walton | 9147006 | 4 | Flapper Valve | 2023-02-22 | FALSE | 2023-02-22 | FALSE | Currently in Use | Gas (Historical Use) | 12000 | Composite Double Walled | 2023-02-22 |  | Fiberglass Reinforced Plastic | Pressurized
BROWN OIL CO INC | 205 EAST SPRING ST | MONROE | Walton | 9147022 | 1 | Ball Float | 1995-01-23 | FALSE | 1995-01-23 | FALSE | Currently in Use | Regular | 10000 | Steel-Impressed Current | 1971-01-01 |  | Double-Walled Fiberglass | Pressurized
MR QUICK /MR BS CITGO #108 | 220 E SPRING ST | MONROE | Walton | 1470048 | 1 | [5 empty] | Removed from Ground | Gas (Historical Use) | 3000 | Bare Steel | 1961-05-12 | 1999-01-19 | Unknown
WALTON CO. WATER | 2171 HWY 81 | Loganville | Walton | 10003347 | 1 | Flapper Valve | 2007-05-01 | FALSE | 2007-05-01 | FALSE | Currently in Use | Diesel | 4000 | Tank Jacket Double Walled | 2007-05-01 |  | Fiberglass Reinforced Plastic | Suction (American)
O'KELLYS GROCERY | RT 1 | SOCIAL CIRCLE | Walton | 9147027 | 2 | [5 empty] | Removed from Ground | Gas (Historical Use) | 1000 | Bare Steel | 1965-01-01 | 1999-11-01 | Galvanized Steel | Suction (American)
B R ANDERSON | 1081 N CHEROKEE RD | SOCIAL CIRCLE | Walton | 9147059 | 1 | [5 empty] | Removed from Ground | Diesel | 4000 | Not Marked/Unknown | 1970-01-01 | 1998-08-01 | Not Marked
WILLINGHAMS SUPERETTE | 689 GA HWY 11 SE | MONROE | Walton | 9147054 | 3 | [5 empty] | Removed from Ground | Empty | 0 | Bare Steel | 1998-02-09 | 1998-02-09 | Galvanized Steel | Suction (American)
SUPER SHOP | 705 W SPRING ST | MONROE | Walton | 9147049 | 3 | Ball Float | 1988-01-01 | FALSE | 1988-01-01 | FALSE | Currently in Use | Regular | 10000 | Galvanic (STIP-3) | 1988-01-01 |  | Fiberglass Reinforced Plastic | Pressurized
BETWEEN SITE NO 19 | HWY 78 WEST @ COWAN RD | MONROE | Walton | 9147008 | 1 |  | 1997-12-30 |  | 1997-12-30 |  | Removed from Ground | Diesel | 275 | Cathodically Protected Steel | 1986-01-01 | 2001-10-15 | Double Walled
SHEPARD MOTOR CO | 1307 WEST SPRING ST | MONROE | Walton | 1470046 | 1 | [5 empty] | Removed from Ground | Gas (Historical Use) | 10000 | Bare Steel | 1966-01-06 | 1899-12-31 | Galvanized Steel
MR QUICK /MR BS CITGO #108 | 220 E SPRING ST | MONROE | Walton | 1470048 | 3 | [5 empty] | Removed from Ground | Gas (Historical Use) | 2000 | Bare Steel | 1961-05-12 | 1999-01-19 | Unknown
TDS AUTO REPAIR | 165 S CHEROKEE RD | SOCIAL CIRCLE | Walton | 1470093 | 1 |  | 1998-12-19 | FALSE | 1998-12-19 | FALSE | Closed in Ground | Gas (Historical Use) | 1000 | Steel-Impressed Current | 1961-05-14 | 2016-02-02 |  | Suction (American)
LEGGETT & PLATT | INGLIS DR | SOCIAL CIRCLE | Walton | 1470075 | 2 | [5 empty] | Removed from Ground | Diesel | 8000 | Bare Steel | 1985-05-06 | 1991-01-01 | Galvanized Steel
STEPHENS OIL CO | 300 HOLLY ST | SOCIAL CIRCLE | Walton | 1470071 | 2 | [5 empty] | Removed from Ground | Gas (Historical Use) | 550 | Bare Steel | 1971-05-10 | 2000-10-01 | Galvanized Steel
KILGORES RED & WHITE GROCERY | GA HWY 11 | SOCIAL CIRCLE | Walton | 9147029 | 1 | [5 empty] | Removed from Ground | Gas (Historical Use) | 5000 | Not Marked/Unknown | 1993-08-26 | 1993-08-26 | Bare Steel
CLARENCE CONNER | FAIRPLAY RD | SOCIAL CIRCLE | Walton | 1470047 | 1 | [5 empty] | Permanently Out of Use - historical purposes | Gas (Historical Use) | 560 | Bare Steel | 1986-05-06 | 1899-12-31 | Galvanized Steel
MCI | SPRING RD ALONG CSX ROW ON | SOCIAL CIRCLE | Walton | 9147013 | 2 |  | 1994-01-01 | FALSE | 1994-01-01 | FALSE | Currently in Use | Diesel | 600 | Fiberglass Double Walled | 1994-01-25 |  | Fiberglass Reinforced Plastic | Suction (American)
B R ANDERSON | 1081 N CHEROKEE RD | SOCIAL CIRCLE | Walton | 9147059 | 4 | [5 empty] | Removed from Ground | Gas (Historical Use) | 1000 | Not Marked/Unknown | 1970-01-01 | 1998-08-01 | Not Marked
MONROE CHEVRON | 1309 S BROAD ST | MONROE | Walton | 9147075 | 1 | Ball Float | 1997-08-20 | FALSE | 1997-08-20 | FALSE | Currently in Use | Regular | 12000 | Composite | 1997-08-20 |  | Fiberglass Reinforced Plastic | Pressurized
SHELL FOOD MART | 1880 HWY 138 | MONROE | Walton | 9147083 | 3 | Ball Float | 1999-01-25 | FALSE | 1999-01-25 | FALSE | Currently in Use | Diesel | 4000 | Epoxy | 1999-01-25 |  | Fiberglass Reinforced Plastic | Pressurized
MONROE STREET & SANITATION DEPT | 227 S BROAD ST | MONROE | Walton | 1470043 | 1 | [5 empty] | Permanently Out of Use - historical purposes | Empty | 10000 | Bare Steel |  | 1899-12-31 | Galvanized Steel
COFER ADAMS BUILDING CENTER INC | 424 EAST SPRING ST | MONROE | Walton | 1470041 | 4 | [5 empty] | Permanently Out of Use - historical purposes | Other | 1000 | Bare Steel | 1946-05-03 | 1899-12-31 | Galvanized Steel
GOLDEN PANTRY #31 | 717 N BROAD ST | MONROE | Walton | 9147066 | 2 | Flapper Valve | 1996-03-01 | FALSE | 1996-03-01 | FALSE | Currently in Use | Premium | 10000 | Fiberglass Double Walled | 1996-03-01 |  | Double-Walled Fiberglass | Pressurized
WAL MART DC #6055 | 655 UNISIA DR | MONROE | Walton | 9147090 | 3 |  | 2000-05-23 | TRUE | 2000-05-23 | TRUE | Currently in Use | Used Oil | 1000 | Fiberglass Double Walled | 2000-05-23 |  | Fiberglass Reinforced Plastic | Pressurized
A & H PETROLEUM D/B/A 138 BP SHO | 2025 W SPRING ST | MONROE | Walton | 9147087 | 1 | Flapper Valve | 2000-09-01 | FALSE | 2000-09-01 | FALSE | Currently in Use | Regular | 15000 | Fiberglass | 2000-09-01 |  | Fiberglass Reinforced Plastic | Pressurized
MONROE WALTON COUNTY AIRPORT | 521 TOWLER ST | MONROE | Walton | 9147052 | 2 | [5 empty] | Removed from Ground | Gas (Historical Use) | 3000 | Not Marked/Unknown | 1998-01-01 | 1998-01-01 | Not Marked
MONROE LIGHTS & GAS COMM/WHITLEY | 213 NORTH BROAD | MONROE | Walton | 9147036 | 1 | [5 empty] | Removed from Ground | Gas (Historical Use) | 500 | Not Marked/Unknown | 1995-01-04 | 1995-01-04 | Not Marked
DISCOUNT TOBACCO OUTLET | 544 MT VERNON RD | MONROE | Walton | 9147041 | 3 |  | 1998-09-20 | FALSE | 1998-09-20 | FALSE | Currently in Use | Regular | 6000 | Steel-Impressed Current | 1973-01-01 |  | Steel (Impressed Current) | Safe Suction (Euro)
ARYA 2019 LLC | 1834 HWY 78 | MONROE | Walton | 9147003 | 6 | [5 empty] | Removed from Ground | Gas (Historical Use) | 560 | Bare Steel | 1992-04-01 | 1992-04-01 | Bare Steel
CARD STATION INC | 204 N BROAD ST | MONROE | Walton | 9147033 | 2 | Flapper Valve | 2021-02-04 | FALSE | 1994-08-18 | FALSE | Currently in Use | Plus | 4000 | Composite | 1994-08-24 |  | Fiberglass Reinforced Plastic | Safe Suction (Euro)
MOTTS BLUE COUCH FOODS/CONAGRA | GA HWY 138 @ MICHAEL ETCHISON RD | MONROE | Walton | 9147034 | 3 | [5 empty] | Removed from Ground | Diesel | 6000 | Not Marked/Unknown | 1995-03-13 | 1995-03-13 | Bare Steel
BETWEEN GROCERY | 1991 HWY 78 | MONROE | Walton | 9147042 | 2 | Ball Float | 1998-11-19 | FALSE | 1998-11-19 | FALSE | Currently in Use | Diesel | 5000 | Galvanic (STIP-3) | 1988-01-01 |  | Fiberglass Reinforced Plastic | Pressurized
ROBISON STORE | 3120 SNOWS MILL RD | MONROE | Walton | 9147028 | 1 | [5 empty] | Removed from Ground | Diesel | 300 | Bare Steel | 1963-01-01 | 1993-07-10 | Bare Steel | Safe Suction (Euro)
OXFORD INDUSTRIES | CHERRY HILL RD | MONROE | Walton | 9147032 | 3 | [5 empty] | Removed from Ground | Diesel | 10000 | Bare Steel | 1994-02-01 | 1994-02-01 | Galvanized Steel | Suction (American)
BROWN OIL CO INC | 205 EAST SPRING ST | MONROE | Walton | 9147022 | 3 | Ball Float | 1995-01-23 | FALSE | 1995-01-23 | FALSE | Currently in Use | Diesel | 10000 | Steel-Impressed Current | 1971-01-01 |  | Fiberglass Reinforced Plastic | Pressurized
WAL MART DC #6055 | 655 UNISIA DR | MONROE | Walton | 9147090 | 2 | Overfill Alarm | 2000-05-23 | FALSE | 2000-05-23 | FALSE | Currently in Use | New Oil | 2500 | Fiberglass Double Walled | 2000-05-23 |  | Fiberglass Reinforced Plastic | Suction (American)
CITY OF MONROE WATER LIGHT & GA | 428 N BROAD ST | MONROE | Walton | 9147060 | 2 |  | 1998-02-01 |  | 1998-02-01 |  | Removed from Ground | Gas (Historical Use) | 10000 | Cathodically Protected Steel | 1982-12-22 | 2015-12-08 | Cathodically Protected | Safe Suction (Euro)
CARD STATION INC | 204 N BROAD ST | MONROE | Walton | 9147033 | 3 | Flapper Valve | 2021-02-04 | FALSE | 1994-08-18 | FALSE | Currently in Use | Premium | 4000 | Composite | 1994-08-24 |  | Fiberglass Reinforced Plastic | Safe Suction (Euro)
MOTTS BLUE COUCH FOODS/CONAGRA | GA HWY 138 @ MICHAEL ETCHISON RD | MONROE | Walton | 9147034 | 4 | [5 empty] | Removed from Ground | Other | 8000 | Not Marked/Unknown | 1995-03-13 | 1995-03-13 | Bare Steel
MONROE FIRE DEPT HQ | 139 SOUTH MADISON | MONROE | Walton | 9147038 | 1 | [5 empty] | Removed from Ground | Diesel | 500 | Not Marked/Unknown | 1994-09-13 | 1994-09-13 | Not Marked
BROWN OIL CO INC | 205 EAST SPRING ST | MONROE | Walton | 9147022 | 4 | Ball Float | 1995-01-23 | FALSE | 1995-01-23 | FALSE | Currently in Use | Diesel Off Road | 10000 | Steel-Impressed Current | 1971-01-01 |  | Fiberglass Reinforced Plastic | Pressurized
BROWN OIL CO INC | 205 EAST SPRING ST | MONROE | Walton | 9147022 | 5 |  | 1995-01-23 | FALSE | 1995-01-23 | FALSE | Currently in Use | Gas (Historical Use) | 8000 | Composite | 1994-03-03 |  | Fiberglass Reinforced Plastic | Pressurized
COWPENS GROCERY | 1160 PANNELL ROAD | MONROE | Walton | 9147024 | 3 | [5 empty] | Removed from Ground | Gas (Historical Use) | 1000 | Bare Steel | 1970-01-01 | 2007-10-02 | Galvanized Steel | Suction (American)
MR QUICK /MR BS CITGO #108 | 220 E SPRING ST | MONROE | Walton | 1470048 | 4 | Flapper Valve | 1999-01-01 | FALSE | 1999-01-01 | FALSE | Currently in Use | Regular | 6000 | Composite | 1999-01-19 |  | Fiberglass Reinforced Plastic | Safe Suction (Euro)
COFER ADAMS BUILDING CENTER INC | 424 EAST SPRING ST | MONROE | Walton | 1470041 | 3 | [5 empty] | Permanently Out of Use - historical purposes | Other | 5000 | Bare Steel | 1946-05-03 | 1899-12-31 | Galvanized Steel
TOMMY & RICKY DILLARD | MT VERNON RD | MONROE | Walton | 1470035 | 3 | [5 empty] | Removed from Ground | Diesel | 3000 | Bare Steel | 1986-01-01 | 1986-01-01 | Galvanized Steel
WALKER PARK ELEM SCHOOL | ROUTE 3 | MONROE | Walton | 1470020 | 1 | [5 empty] | Removed from Ground | Gas (Historical Use) | 2000 | Bare Steel | 1966-03-19 | 1990-02-10 | Galvanized Steel
BLASINGAMES STORE | 1140 PANNELL RD | MONROE | Walton | 1470013 | 2 | [5 empty] | Removed from Ground | Gas (Historical Use) | 1000 | Bare Steel | 1970-01-01 | 1999-08-25 | Galvanized Steel
NORTH BROAD PHILLIP 66 | 449 N BROAD ST | MONROE | Walton | 9147085 | 4 |  | 1998-12-11 | FALSE | 1998-12-11 | FALSE | Removed from Ground | Diesel | 0 | Steel-Impressed Current | 1998-12-11 | 2019-03-21 |  | Pressurized
CASH & SON'S ENTERPRISES INC | 230 HAMMOND DR | MONROE | Walton | 9147061 | 1 | [5 empty] | Removed from Ground | Gas (Historical Use) | 3000 | Bare Steel | 1987-01-01 | 1995-12-13 | Bare Steel | Safe Suction (Euro)
WILLINGHAMS SUPERETTE | 689 GA HWY 11 SE | MONROE | Walton | 9147054 | 2 | [5 empty] | Removed from Ground | Gas (Historical Use) | 0 | Bare Steel | 1998-02-09 | 1998-02-09 | Galvanized Steel | Suction (American)
SUPER SHOP | 705 W SPRING ST | MONROE | Walton | 9147049 | 2 | Ball Float | 1988-01-01 | FALSE | 1988-01-01 | FALSE | Currently in Use | Plus | 10000 | Galvanic (STIP-3) | 1988-01-01 |  | Fiberglass Reinforced Plastic | Pressurized
MOTTS BLUE COUCH FOODS/CONAGRA | GA HWY 138 @ MICHAEL ETCHISON RD | MONROE | Walton | 9147034 | 1 | [5 empty] | Removed from Ground | Diesel | 4000 | Not Marked/Unknown | 1995-03-13 | 1995-03-13 | Bare Steel
BETWEEN GROCERY | 1991 HWY 78 | MONROE | Walton | 9147042 | 1 | Ball Float | 1998-11-19 | FALSE | 1998-11-19 | FALSE | Currently in Use | Regular | 6000 | Galvanic (STIP-3) | 1988-01-01 |  | Fiberglass Reinforced Plastic | Pressurized
DISCOUNT TOBACCO OUTLET | 544 MT VERNON RD | MONROE | Walton | 9147041 | 4A | Flapper Valve | 2012-01-16 | FALSE | 2012-01-16 | FALSE | Currently in Use | Diesel On Road | 4000 | Composite Double Walled | 2012-01-15 |  | Double-Walled Fiberglass | Suction (American)
ROBISON STORE | 3120 SNOWS MILL RD | MONROE | Walton | 9147028 | 3 | [5 empty] | Removed from Ground | Gas (Historical Use) | 600 | Bare Steel | 1970-01-01 | 1993-07-10 | Bare Steel | Safe Suction (Euro)
OXFORD INDUSTRIES | CHERRY HILL RD | MONROE | Walton | 9147032 | 2 | [5 empty] | Removed from Ground | Diesel | 10000 | Bare Steel | 1994-02-01 | 1994-02-01 | Galvanized Steel | Suction (American)
BRADSHAWS GROCERY | RT 3 | MONROE | Walton | 9147023 | 1 | [5 empty] | Removed from Ground | Gas (Historical Use) | 1000 | Bare Steel | 1976-01-01 | 1995-08-28 | Galvanized Steel
PLEASANT VALLEY GROCERY | RT 2 | MONROE | Walton | 9147026 | 2 | [5 empty] | Removed from Ground | Gas (Historical Use) | 2000 | Bare Steel | 1976-01-01 | 1995-06-01 | Galvanized Steel
MR QUICK /MR BS CITGO #108 | 220 E SPRING ST | MONROE | Walton | 1470048 | 5 | Flapper Valve | 1999-01-01 | FALSE | 1999-01-01 | FALSE | Currently in Use | Plus | 3000 | Composite | 1999-01-19 |  | Fiberglass Reinforced Plastic | Safe Suction (Euro)
TDS AUTO REPAIR | 165 S CHEROKEE RD | SOCIAL CIRCLE | Walton | 1470093 | 3 |  | 1998-12-19 | FALSE | 1998-12-19 | FALSE | Closed in Ground | Gas (Historical Use) | 560 | Steel-Impressed Current | 1961-05-14 | 2016-02-02 |  | Suction (American)
MONROE FOOD MART | 215 HWY 138 | MONROE | Walton | 9147081 | 3 | Ball Float | 1999-05-01 | FALSE | 1999-05-01 | FALSE | Currently in Use | Diesel | 8000 | Epoxy | 1999-05-01 |  | Fiberglass Reinforced Plastic | Pressurized
HAROLD & CHARLOTTE BONE PROPERTY | 999 GENE BELL RD | MONROE | Walton | 9147076 | 2 | [5 empty] | Removed from Ground | Other | 500 | Not Marked/Unknown | 1998-05-15 | 1998-05-15 | Not Marked
CITY OF MONROE WATER LIGHT & GA | 428 N BROAD ST | MONROE | Walton | 9147060 | 1 |  | 1998-02-01 |  | 1998-02-01 |  | Removed from Ground | Diesel | 3000 | Cathodically Protected Steel | 1982-12-22 | 2015-12-08 | Cathodically Protected | Safe Suction (Euro)
BETWEEN GROCERY | 1991 HWY 78 | MONROE | Walton | 9147042 | 3 | Ball Float | 1998-11-19 | FALSE | 1998-11-19 | FALSE | Currently in Use | Premium | 6000 | Galvanic (STIP-3) | 1988-01-01 |  | Fiberglass Reinforced Plastic | Pressurized
COWPENS GROCERY | 1160 PANNELL ROAD | MONROE | Walton | 9147024 | 1 | [5 empty] | Removed from Ground | Gas (Historical Use) | 1000 | Bare Steel | 1970-01-01 | 2007-10-02 | Galvanized Steel | Suction (American)
MR QUICK /MR BS CITGO #108 | 220 E SPRING ST | MONROE | Walton | 1470048 | 2 | [5 empty] | Removed from Ground | Gas (Historical Use) | 2000 | Bare Steel | 1961-05-12 | 1999-01-19 | Unknown
SPUR STATION #1788 | SOUTH BROAD AND ATNEA | MONROE | Walton | 1470012 | 3 | [5 empty] | Removed from Ground | Gas (Historical Use) | 10027 | Bare Steel | 1972-01-18 | 1994-04-28 | Galvanized Steel
EASTSIDE BP | 109 E SPRING ST | MONROE | Walton | 9147046 | 1 |  | 1996-06-01 |  | 1996-06-01 |  | Removed from Ground | Gas (Historical Use) | 10000 | Steel-Impressed Current | 1998-09-11 | 2001-07-27 | Cathodically Protected | Pressurized
MONROE LIGHTS & GAS COMM/WHITLEY | 213 NORTH BROAD | MONROE | Walton | 9147036 | 6 | [5 empty] | Removed from Ground | Gas (Historical Use) | 800 | Not Marked/Unknown | 1995-01-04 | 1995-01-04 | Not Marked
MALCOMB'S BLDG CTR | 409 MAYFIELD DR | MONROE | Walton | 9147016 | 1 | [5 empty] | Removed from Ground | Gas (Historical Use) | 1000 | Bare Steel | 1987-01-01 | 1899-12-31 | Galvanized Steel
MONROE FOOD & GAS | 615 E SPRING ST | MONROE | Walton | 9147006 | 6 | Flapper Valve | 2023-02-22 | FALSE | 2023-02-22 | FALSE | Currently in Use | Diesel | 4000 | Composite Double Walled | 2023-02-22 |  | Fiberglass Reinforced Plastic | Pressurized
AMOCO FOOD MART | 914 N BROAD ST | MONROE | Walton | 9147030 | 1 |  | 1996-01-01 |  | 1996-01-01 |  | Currently in Use | Gas (Historical Use) | 10000 | Not Marked/Unknown | 1993-07-20 |  | Fiberglass Reinforced Plastic | Pressurized
SIMS PAVING | 461 HWY 78 | MONROE | Walton | 1470015 | 1 | [5 empty] | Removed from Ground | Diesel | 5000 | Bare Steel | 1982-02-25 | 2001-06-08 | Galvanized Steel | Safe Suction (Euro)
WALTON COUNTY BD OF EDUCATION | 115 OAK ST | MONROE | Walton | 1470023 | 6 |  | 1997-05-20 |  | 1997-05-20 |  | Removed from Ground | Gas (Historical Use) | 4000 | Epoxy | 1997-05-14 | 2014-05-08 | Secondary Containment | Suction (American)
SHELL FOOD MART | 1880 HWY 138 | MONROE | Walton | 9147083 | 2 | Ball Float | 1999-01-25 | FALSE | 1999-01-25 | FALSE | Currently in Use | Premium | 10000 | Epoxy | 1999-01-25 |  | Fiberglass Reinforced Plastic | Pressurized
OWENS GROCERY | 718 HWY 11 | MONROE | Walton | 9147080 | 2 | [5 empty] | Removed from Ground | Gas (Historical Use) | 0 | Not Marked/Unknown | 1999-01-01 | 1999-01-01 | Not Marked
CHESTNUT CUPBOARD | 1135 CHURCH ST | MONROE | Walton | 9147056 | 1 | Ball Float | 1988-01-01 | FALSE | 1988-01-01 | FALSE | Currently in Use | Regular | 8000 | Galvanic (STIP-3) | 1988-01-01 |  | Fiberglass Reinforced Plastic | Pressurized
COGGINS GROCERY | 1520 GA HWY 138 | MONROE | Walton | 9147047 | 1 |  | 1999-01-01 |  | 1999-01-01 |  | Removed from Ground | Gas (Historical Use) | 1000 | Steel-Impressed Current | 1956-01-01 | 2005-12-09 | Cathodically Protected | Suction (American)
MONROE FOOD & GAS | 615 E SPRING ST | MONROE | Walton | 9147006 | 2 | Ball Float | 2012-03-01 | FALSE | 1994-02-15 | FALSE | Closed in Ground | Premium | 8000 | Steel-Impressed Current | 1984-04-28 | 2021-07-22 | Fiberglass Reinforced Plastic | Pressurized
CITY RECAPPERS INC | 611 EAST SPRING ST | MONROE | Walton | 1470042 | 2 | [5 empty] | Removed from Ground | Empty | 5000 | Bare Steel | 1971-04-27 | 1899-12-31 | Galvanized Steel
WALTON COUNTY BD OF EDUCATION | 115 OAK ST | MONROE | Walton | 1470023 | 2 | [5 empty] | Removed from Ground | Gas (Historical Use) | 10000 | Bare Steel | 1975-03-17 | 1899-12-31 | Galvanized Steel
MOTTS BLUE COUCH FOODS/CONAGRA | GA HWY 138 @ MICHAEL ETCHISON RD | MONROE | Walton | 9147034 | 2 | [5 empty] | Removed from Ground | Diesel | 4000 | Not Marked/Unknown | 1995-03-13 | 1995-03-13 | Bare Steel
BROWN OIL CO INC | 205 EAST SPRING ST | MONROE | Walton | 9147022 | 2 | Ball Float | 1995-01-23 | FALSE | 1995-01-23 | FALSE | Currently in Use | Premium | 10000 | Steel-Impressed Current | 1971-01-01 |  | Double-Walled Fiberglass | Pressurized
PLEASANT VALLEY GROCERY | RT 2 | MONROE | Walton | 9147026 | 1 | [5 empty] | Removed from Ground | Gas (Historical Use) | 2000 | Bare Steel | 1976-01-01 | 1995-06-01 | Galvanized Steel
ARYA 2019 LLC | 1834 HWY 78 | MONROE | Walton | 9147003 | 5 | [5 empty] | Removed from Ground | Gas (Historical Use) | 1000 | Not Marked/Unknown | 1992-04-01 | 1992-04-01 | Not Marked
ARYA 2019 LLC | 1834 HWY 78 | MONROE | Walton | 9147003 | 4 | [5 empty] | Removed from Ground | Gas (Historical Use) | 2000 | Not Marked/Unknown | 1992-04-01 | 1992-04-01 | Not Marked
MONROE STREET & SANITATION DEPT | 227 S BROAD ST | MONROE | Walton | 1470043 | 3 | [5 empty] | Removed from Ground | Empty | 2000 | Bare Steel | 1998-11-09 | 1998-11-09 | Galvanized Steel
COFER ADAMS BUILDING CENTER INC | 424 EAST SPRING ST | MONROE | Walton | 1470041 | 1 | [5 empty] | Removed from Ground | Diesel | 1000 | Bare Steel | 1956-04-30 | 1996-04-22 | Galvanized Steel | Suction (American)
TOMMY & RICKY DILLARD | MT VERNON RD | MONROE | Walton | 1470035 | 1 | [5 empty] | Removed from Ground | Gas (Historical Use) | 1000 | Bare Steel | 1986-01-01 | 1986-01-01 | Galvanized Steel
MONROE HMA LLC | 330 ALCOVY ST | MONROE | Walton | 1470017 | 1 | [5 empty] | Removed from Ground | Gas (Historical Use) | 38 | Cathodically Protected Steel | 1956-03-12 | 1996-03-20 | Bare Steel
MR QUICK /MR BS CITGO #108 | 220 E SPRING ST | MONROE | Walton | 1470048 | 6 | Flapper Valve | 1999-01-01 | FALSE | 1999-01-01 | FALSE | Currently in Use | Premium | 3000 | Composite | 1999-01-19 |  | Fiberglass Reinforced Plastic | Safe Suction (Euro)
CITY RECAPPERS INC | 611 EAST SPRING ST | MONROE | Walton | 1470042 | 1 | [5 empty] | Removed from Ground | Empty | 6000 | Bare Steel | 1971-04-27 | 1899-12-31 | Galvanized Steel
MONROE GOLF & COUNTRY CLUB | JERSEY RD | MONROE | Walton | 1470058 | 1 | [5 empty] | Removed from Ground | Gas (Historical Use) | 550 | Composite | 1983-05-07 | 1998-11-01 | Galvanized Steel
SIMS PAVING | 461 HWY 78 | MONROE | Walton | 1470015 | 3 | [5 empty] | Removed from Ground | Gas (Historical Use) | 5000 | Bare Steel | 1982-02-25 | 2001-06-08 | Galvanized Steel | Safe Suction (Euro)
LW PATRICKS | 425 EAST SPRING ST | MONROE | Walton | 1470014 | 2 | [5 empty] | Closed in Ground | Gas (Historical Use) | 550 | Bare Steel | 1966-02-23 | 1987-05-01 | Galvanized Steel
PACE FINA | 314 SOUTH BROAD ST | MONROE | Walton | 1470030 | 2 | [5 empty] | Removed from Ground | Gas (Historical Use) | 3000 | Bare Steel | 1976-04-11 | 1899-12-31 | Unknown
SHEPARD MOTOR CO | 1307 WEST SPRING ST | MONROE | Walton | 1470046 | 4 | [5 empty] | Removed from Ground | Gas (Historical Use) | 10000 | Bare Steel | 1966-01-06 | 1899-12-31 | Galvanized Steel
PIEDMONT GARDEN CENTER | GA HWY 11 | MONROE | Walton | 1470062 | 1 | [5 empty] | Removed from Ground | Gas (Historical Use) | 1000 | Bare Steel | 1978-05-08 | 1998-07-29 | Galvanized Steel
SIMS PAVING | 461 HWY 78 | MONROE | Walton | 1470015 | 2 | [5 empty] | Removed from Ground | Diesel | 5000 | Bare Steel | 1982-02-25 | 2001-06-08 | Galvanized Steel | Safe Suction (Euro)
ALLTEL/EMERGENCY GENERATOR TANK | 129 HIGHLAND AVE & LUMPKIN | MONROE | Walton | 1470010 | 1 | [5 empty] | Removed from Ground | Diesel | 1000 | Bare Steel | 1984-03-06 | 1994-10-08 | Galvanized Steel | Suction (American)
WALTON COUNTY BD OF EDUCATION | 115 OAK ST | MONROE | Walton | 1470023 | 4 | [5 empty] | Removed from Ground | Empty | 1000 | Bare Steel | 1966-03-19 | 1899-12-31 | Galvanized Steel
WALTON COUNTY BD OF EDUCATION | 115 OAK ST | MONROE | Walton | 1470023 | 1 | [5 empty] | Removed from Ground | Diesel | 10000 | Bare Steel | 1975-03-17 | 1899-12-31 | Galvanized Steel
FORMED METAL PRODUCTS CORP | 1118 WEST SPRING ST | MONROE | Walton | 1470009 | 1 | [5 empty] | Removed from Ground | Gas (Historical Use) | 1000 | Marked Unknown | 1956-03-06 | 1997-08-12 | Unknown
CHARLES EVANS CHEVROLET OLDSMOBI | HWY 11 NORTH | MONROE | Walton | 1470006 | 1 | [5 empty] | Removed from Ground | Gas (Historical Use) | 1000 | Bare Steel | 1971-01-27 | 1999-01-06 | Galvanized Steel
WALTON COUNTY BD OF EDUCATION | 115 OAK ST | MONROE | Walton | 1470023 | 5 |  | 1997-05-20 |  | 1997-05-20 |  | Removed from Ground | Diesel | 10000 | Composite | 1997-05-20 | 2014-05-08 | Cathodically Protected | Suction (American)
MONROE HMA LLC | 330 ALCOVY ST | MONROE | Walton | 1470017 | 2 | [5 empty] | Removed from Ground | Diesel | 0 | Cathodically Protected Steel | 1956-03-12 | 1996-03-20 | Bare Steel
WALTON COUNTY ROADS & BRIDGES DE | 1407 S MADISON AVE | MONROE | Walton | 1470065 | 3 | [5 empty] | Removed from Ground | Gas (Historical Use) | 10000 | Bare Steel | 1983-05-07 | 1991-01-01 | Galvanized Steel
ARYA 2019 LLC | 1834 HWY 78 | MONROE | Walton | 9147003 | 192650 | Ball Float | 1992-04-01 | FALSE | 1992-04-01 | FALSE | Currently in Use | Diesel | 6000 | Galvanic (STIP-3) | 1992-04-20 |  | Fiberglass Reinforced Plastic | Pressurized
WALTON COUNTY BD OF EDUCATION | 115 OAK ST | MONROE | Walton | 1470023 | 3 | [5 empty] | Removed from Ground | Empty | 1000 | Bare Steel | 1966-03-19 | 1899-12-31 | Galvanized Steel
SPUR STATION #1788 | SOUTH BROAD AND ATNEA | MONROE | Walton | 1470012 | 1 | [5 empty] | Removed from Ground | Gas (Historical Use) | 5060 | Bare Steel | 1964-01-20 | 1994-04-28 | Galvanized Steel
JOAN & TEDS | 370 EAST SPRING ST | MONROE | Walton | 1470029 | 1 | [5 empty] | Removed from Ground | Gas (Historical Use) | 4000 | Bare Steel | 1976-04-11 | 1899-12-31 | Unknown
MONROE WHOLESALERS INC | 306 EAST SPRING ST | MONROE | Walton | 1470073 | 2 | [5 empty] | Removed from Ground | Gas (Historical Use) | 2000 | Bare Steel | 1981-05-07 | 1993-01-01 | Bare Steel | Suction (American)
HULSEY CONCRETE COMPANY | 121 VICTORY DR | MONROE | Walton | 1470045 | 1 | [5 empty] | Closed in Ground | Diesel | 12000 | Bare Steel | 1986-04-30 | 1998-12-01 | Galvanized Steel
COFER ADAMS BUILDING CENTER INC | 424 EAST SPRING ST | MONROE | Walton | 1470041 | 2 |  | 1991-12-09 |  | 1991-12-09 |  | Removed from Ground | Gas (Historical Use) | 10000 | Bare Steel | 1979-04-25 | 1899-12-31 | Galvanized Steel
BLASINGAMES STORE | 1140 PANNELL RD | MONROE | Walton | 1470013 | 1 | [5 empty] | Removed from Ground | Gas (Historical Use) | 3000 | Bare Steel | 1970-01-01 | 1999-08-25 | Galvanized Steel | Suction (American)
LW PATRICKS | 425 EAST SPRING ST | MONROE | Walton | 1470014 | 3 | [5 empty] | Closed in Ground | Gas (Historical Use) | 550 | Bare Steel | 1966-02-23 | 1987-05-01 | Galvanized Steel
SPUR STATION #1788 | SOUTH BROAD AND ATNEA | MONROE | Walton | 1470012 | 2 | [5 empty] | Removed from Ground | Gas (Historical Use) | 5060 | Bare Steel | 1964-01-20 | 1994-04-28 | Galvanized Steel
ARYA 2019 LLC | 1834 HWY 78 | MONROE | Walton | 9147003 | 192652 | Ball Float | 1992-04-01 | FALSE | 1992-04-01 | FALSE | Currently in Use | Premium | 6000 | Galvanic (STIP-3) | 1992-04-20 |  | Fiberglass Reinforced Plastic | Pressurized
PALMER AUTO SALVAGE/R K PALMER S | 682 HWY 78 | MONROE | Walton | 1470044 | 3 | [5 empty] | Removed from Ground | Gas (Historical Use) | 4000 | Bare Steel | 1975-01-01 | 1995-05-09 | Galvanized Steel | Suction (American)
MONROE STREET & SANITATION DEPT | 227 S BROAD ST | MONROE | Walton | 1470043 | 4 | [5 empty] | Removed from Ground | Empty | 550 | Bare Steel | 1998-11-09 | 1998-11-09 | Galvanized Steel
HULSEY CONCRETE COMPANY | 121 VICTORY DR | MONROE | Walton | 1470045 | 2 | [5 empty] | Removed from Ground | Diesel | 6000 | Bare Steel | 1986-04-30 | 2001-03-19 | Galvanized Steel
BLASINGAMES STORE | 1140 PANNELL RD | MONROE | Walton | 1470013 | 3 | [5 empty] | Removed from Ground | Gas (Historical Use) | 1000 | Bare Steel | 1970-01-01 | 1999-08-25 | Galvanized Steel
GTE | GA HWY 11 NORTH | MONROE | Walton | 1470011 | 1 | [5 empty] | Removed from Ground | Gas (Historical Use) | 12000 | Fiberglass | 1985-03-06 | 1993-10-06 | Bare Steel | Pressurized
MONROE WHOLESALERS INC | 306 EAST SPRING ST | MONROE | Walton | 1470073 | 1 | [5 empty] | Removed from Ground | Gas (Historical Use) | 2000 | Bare Steel | 1981-05-07 | 1993-01-01 | Bare Steel | Suction (American)
WALTON COUNTY ROADS & BRIDGES DE | 1407 S MADISON AVE | MONROE | Walton | 1470065 | 1 | [5 empty] | Removed from Ground | Diesel | 6000 | Bare Steel | 1976-05-08 | 1991-01-01 | Galvanized Steel
WALTON COUNTY ROADS & BRIDGES DE | 1407 S MADISON AVE | MONROE | Walton | 1470065 | 4 |  | 1991-10-18 |  | 1991-10-18 |  | Removed from Ground | Gas (Historical Use) | 10000 | Galvanic (STIP-3) | 1991-10-18 | 2000-10-01 | Fiberglass Reinforced Plastic
WALTON COUNTY ROADS & BRIDGES DE | 1407 S MADISON AVE | MONROE | Walton | 1470065 | 2 | [5 empty] | Removed from Ground | Gas (Historical Use) | 4000 | Bare Steel | 1976-05-08 | 1991-01-01 | Galvanized Steel
MONROE GOLF & COUNTRY CLUB | JERSEY RD | MONROE | Walton | 1470058 | 2 | [5 empty] | Removed from Ground | Gas (Historical Use) | 550 | Bare Steel | 1974-05-09 | 1998-11-01 | Galvanized Steel
MONROE HMA LLC | 330 ALCOVY ST | MONROE | Walton | 1470017 | 3 | Flapper Valve | 1997-10-01 |  | 1997-10-01 |  | Removed from Ground | Diesel | 15000 | Steel-Impressed Current | 1975-03-08 | 2016-05-04 | Steel (Impressed Current) | Suction (American)
LW PATRICKS | 425 EAST SPRING ST | MONROE | Walton | 1470014 | 1 | [5 empty] | Closed in Ground | Gas (Historical Use) | 550 | Bare Steel | 1966-02-23 | 1987-05-01 | Galvanized Steel
JOAN & TEDS | 370 EAST SPRING ST | MONROE | Walton | 1470029 | 3 | [5 empty] | Removed from Ground | Gas (Historical Use) | 1000 | Bare Steel | 1976-04-11 | 1899-12-31 | Unknown
PACE FINA | 314 SOUTH BROAD ST | MONROE | Walton | 1470030 | 1 | [5 empty] | Removed from Ground | Gas (Historical Use) | 6000 | Bare Steel | 1976-04-11 | 1899-12-31 | Unknown
WALTON COUNTY ROADS & BRIDGES DE | 1407 S MADISON AVE | MONROE | Walton | 1470065 | 5 |  | 1991-10-18 |  | 1991-10-18 |  | Removed from Ground | Diesel | 10000 | Galvanic (STIP-3) | 1991-10-18 | 2000-10-01 | Fiberglass Reinforced Plastic | Pressurized
MITCHELLS MARKET | 1100 HWY 11 N | MONROE | Walton | 1470090 | 2 | [5 empty] | Removed from Ground | Gas (Historical Use) | 280 | Bare Steel | 1966-05-13 | 1997-03-01 | Galvanized Steel
HARMONY TRIP | 1532 S BROAD ST | MONROE | Walton | 1470101 | 5B |  | 2006-10-22 | FALSE | 2006-10-22 | FALSE | Currently in Use | Diesel | 6000 | Composite | 2006-10-13 |  | Fiberglass Reinforced Plastic | Pressurized
GARRETTS SERVICE STATION | 202 E SPRING ST | MONROE | Walton | 1470105 | 1 | [5 empty] | Removed from Ground | Gas (Historical Use) | 3000 | Bare Steel | 1965-05-13 | 2000-01-10 | Galvanized Steel | Suction (American)
ALLSTAR | 1700 BOLD SPRINGS RD | MONROE | Walton | 10001295 | 2A | Ball Float | 2006-06-01 | FALSE | 2006-06-01 | FALSE | Currently in Use | Diesel | 8000 | Composite | 2006-06-01 |  | Fiberglass Reinforced Plastic | Pressurized
MONROE WALTON COUNTY AIRPORT | 521 TOWLER ST | MONROE | Walton | 9147052 | 1 | [5 empty] | Removed from Ground | Gas (Historical Use) | 1000 | Bare Steel | 1998-01-01 | 1998-01-01 | Galvanized Steel
MONROE FOOD & GAS | 615 E SPRING ST | MONROE | Walton | 9147006 | 1 | Flapper Valve | 1994-02-15 | FALSE | 1994-02-15 | FALSE | Closed in Ground | Regular | 8000 | Steel-Impressed Current | 1984-05-28 | 2021-07-22 | Fiberglass Reinforced Plastic | Pressurized
H L HODGES GROCERY | RT 4 | MONROE | Walton | 9147025 | 2 | [5 empty] | Removed from Ground | Gas (Historical Use) | 1000 | Bare Steel | 1977-01-01 | 1899-12-31 | Galvanized Steel
SHEPARD MOTOR CO | 1307 WEST SPRING ST | MONROE | Walton | 1470046 | 2 | [5 empty] | Removed from Ground | Gas (Historical Use) | 10000 | Bare Steel | 1966-01-06 | 1899-12-31 | Galvanized Steel
PALMER AUTO SALVAGE/R K PALMER S | 682 HWY 78 | MONROE | Walton | 1470044 | 2 | [5 empty] | Removed from Ground | Empty | 3000 | Bare Steel | 1975-01-01 | 1995-05-09 | Galvanized Steel | Suction (American)
HARMONY TRIP | 1532 S BROAD ST | MONROE | Walton | 1470101 | 5A | Ball Float | 2006-10-22 | FALSE | 2006-10-22 | FALSE | Currently in Use | Premium | 6000 | Composite | 2006-10-13 |  | Fiberglass Reinforced Plastic | Pressurized
MONROE PLANT | 607 SOUTH MADISON AVE | MONROE | Walton | 1470004 | 1 | [5 empty] | Removed from Ground | Gas (Historical Use) | 560 | Bare Steel | 1956-03-28 | 1988-11-28 | Galvanized Steel
WALTON EMC | 842 HWY 78 E | MONROE | Walton | 9000257 | 7 |  | 1989-05-01 | FALSE | 1989-05-01 | FALSE | Currently in Use | Diesel | 6000 | Fiberglass Double Walled | 1989-05-01 |  | Double-Walled Fiberglass | Pressurized
HWY 11 TRUCK STOP | 724 HWY 11 | MONROE | Walton | 10001636 | 2 | Flapper Valve | 2008-10-01 | FALSE | 2008-10-01 | FALSE | Currently in Use | Diesel | 10000 | Composite Double Walled | 2008-09-01 |  | Double-Walled Flex | Pressurized
MINI FOODS #17 | 316 WEST SPRING ST | MONROE | Walton | 1470037 | 3 | [5 empty] | Currently in Use | Gas (Historical Use) | 8000 | Bare Steel | 1977-05-03 |  | Galvanized Steel
KROGER GA-679 | 4753 ATLANTA HWY | LOGANVILLE | Walton | 10001502 | 2A |  | 2008-02-29 | FALSE | 2008-02-29 | FALSE | Currently in Use | Diesel | 8000 | Fiberglass Double Walled | 2008-01-31 |  | Double-Walled Fiberglass | Pressurized
TOWLERS BP/GULF STATION | 4364 ATLANTA HWY/US HWY 78 | LOGANVILLE | Walton | 1470054 | 2 |  | 1998-12-19 |  | 1998-12-19 |  | Removed from Ground | Gas (Historical Use) | 4000 | Steel-Impressed Current | 1971-05-10 | 2004-03-12 | Fiberglass Reinforced Plastic | Pressurized
QUIKTRIP #796 | 4675 ATLANTA HWY | LOGANVILLE | Walton | 9147094 | 3 | Flapper Valve | 2002-02-07 | FALSE | 2002-02-07 | FALSE | Currently in Use | Premium | 12000 | Fiberglass Double Walled | 2002-02-07 |  | Double-Walled Flex | Pressurized
UNITY STORE | 1808 HWY 278 | SOCIAL CIRCLE | Walton | 9147051 | 4 | Flapper Valve | 1997-10-01 | FALSE | 1997-10-01 | FALSE | Currently in Use | Premium | 6000 | Galvanic (STIP-3) | 1997-10-01 |  | Double-Walled Fiberglass | Pressurized
UNITY STORE | 1808 HWY 278 | SOCIAL CIRCLE | Walton | 9147051 | 8B | Flapper Valve | 2019-05-30 | FALSE | 2019-05-30 | FALSE | Currently in Use | Diesel On Road | 4000 | Composite Double Walled | 2019-05-30 |  | Double-Walled Fiberglass | Pressurized
UNITY STORE | 1808 HWY 278 | SOCIAL CIRCLE | Walton | 9147051 | UL1 | [5 empty] | Removed from Ground | Gas (Historical Use) | 1000 | Bare Steel | 1971-05-11 | 1997-10-01 | Galvanized Steel | Suction (American)
CITGO | 101 MAIN ST | JERSEY | Walton | 9147045 | 1 | Flapper Valve | 1998-01-01 | FALSE | 1998-01-01 | FALSE | Currently in Use | Regular | 8000 | Galvanic (STIP-3) | 1989-01-01 |  | Fiberglass Reinforced Plastic | Pressurized
JOAN & TEDS | 370 EAST SPRING ST | MONROE | Walton | 1470029 | 2 | [5 empty] | Removed from Ground | Gas (Historical Use) | 4000 | Bare Steel | 1976-04-11 | 1899-12-31 | Unknown
PACE FINA | 314 SOUTH BROAD ST | MONROE | Walton | 1470030 | 3 | [5 empty] | Removed from Ground | Gas (Historical Use) | 3000 | Bare Steel | 1976-04-11 | 1899-12-31 | Unknown
2324 LOGANVILLE INC | 2324 CLAUDE BREWER RD. | LOGANVILLE | Walton | 9147089 | 4 | Ball Float | 1998-02-20 | FALSE | 1998-02-20 | FALSE | Currently in Use | Diesel On Road | 3000 | Fiberglass | 1998-02-20 |  | Double-Walled Flex | Pressurized
GARRETTS SERVICE STATION | 202 E SPRING ST | MONROE | Walton | 1470105 | 2 | [5 empty] | Removed from Ground | Gas (Historical Use) | 3000 | Bare Steel | 1965-05-13 | 2000-01-10 | Galvanized Steel | Suction (American)
WALTON EMC | 842 HWY 78 E | MONROE | Walton | 9000257 | 1 | [5 empty] | Removed from Ground | Gas (Historical Use) | 6000 | Bare Steel | 1976-03-05 | 1989-05-01 | Unknown
KROGER GA-679 | 4753 ATLANTA HWY | LOGANVILLE | Walton | 10001502 | 2B |  | 2008-02-29 | FALSE | 2008-02-29 | FALSE | Currently in Use | Premium | 8000 | Fiberglass Double Walled | 2008-01-31 |  | Double-Walled Fiberglass | Pressurized
BEES SUPER SERVICE INC | 4763 HWY 78 | LOGANVILLE | Walton | 1470005 | 3 |  | 1997-07-28 |  | 1997-07-28 |  | Removed from Ground | Gas (Historical Use) | 8000 | Galvanic (STIP-3) | 1987-04-15 | 2006-06-24 | Cathodically Protected | Pressurized
A & H PETROLEUM D/B/A BP SHOP | 5000 OZORA CHURCH ROAD | LOGANVILLE | Walton | 9147086 | 3 | Ball Float | 2000-08-01 | FALSE | 2000-08-01 | FALSE | Currently in Use | Diesel | 12000 | Fiberglass | 2000-08-01 |  | Double-Walled Fiberglass | Pressurized
GOOD HOPE C STORE | 102 N HWY 83 | GOOD HOPE | Walton | 9147044 | 3 |  | 1994-01-01 | FALSE | 1994-01-01 | FALSE | Currently in Use | Diesel On Road | 8000 | Galvanic (STIP-3)/Sacrificial Anodes | 1994-01-01 |  | Fiberglass Reinforced Plastic | Pressurized
TEXACO FOOD MART | 124 MAIN ST | JERSEY | Walton | 1470051 | 7 |  | 1990-07-09 | FALSE | 1990-07-09 | FALSE | Temporarily out of use | Kerosene | 1000 | Galvanic (STIP-3) | 1962-05-12 |  | Fiberglass Reinforced Plastic | Safe Suction (Euro)
TEXACO FOOD MART | 124 MAIN ST | JERSEY | Walton | 1470051 | 4 | [5 empty] | Removed from Ground | Gas (Historical Use) | 1000 | Bare Steel | 1962-05-12 | 1899-12-31 | Galvanized Steel
TEXACO FOOD MART | 124 MAIN ST | JERSEY | Walton | 1470051 | 5 | Ball Float | 1990-07-09 | FALSE | 1990-07-09 | FALSE | Currently in Use | Diesel | 4000 | Galvanic (STIP-3) | 1990-07-09 |  | Fiberglass Reinforced Plastic | Pressurized
TEXACO FOOD MART | 7744 GA HWY 81 | MONROE | Walton | 9147088 | 2 | Ball Float | 2000-03-30 | FALSE | 2000-03-30 | FALSE | Currently in Use | Premium | 10000 | Epoxy | 2000-03-30 |  | Double-Walled Flex | Pressurized
KARISHMA ENTERPRISES INC | 2660 HWY 11 NW | MONROE | Walton | 1470113 | 2 |  | 1994-12-28 | FALSE | 1994-12-28 | FALSE | Currently in Use | Regular | 8000 | Steel-Impressed Current | 1987-07-01 |  | Fiberglass Reinforced Plastic | Pressurized
WALTON COUNTY BUS MAINTENANCE FACILITY | 1820 HWY 11 NW | MONROE | Walton | 10001973 | 2B |  | 2010-10-04 | FALSE | 2010-10-04 | FALSE | Currently in Use | Regular | 10000 | Composite Double Walled | 2010-09-02 |  | Fiberglass Reinforced Plastic | Safe Suction (Euro)
JUNE & GENES COUNTRY KITCHEN | 5390 BOSTWICK RD | BOSTWICK | Walton | 1470077 | 2 | [5 empty] | Removed from Ground | Gas (Historical Use) | 500 | Bare Steel | 1986-05-06 | 2000-11-01 | Galvanized Steel
MINI FOODS #17 | 316 WEST SPRING ST | MONROE | Walton | 1470037 | 2 | [5 empty] | Currently in Use | Gas (Historical Use) | 8000 | Bare Steel | 1977-05-03 |  | Galvanized Steel
JERRYS CORNER STORE | 3650 MILLER BOTTOM RD | LOGANVILLE | Walton | 9147072 | 2 | Ball Float | 1996-10-01 | FALSE | 1996-10-01 | FALSE | Currently in Use | Regular | 12000 | Epoxy | 1996-10-01 |  | Double-Walled Fiberglass | Pressurized
SOCIAL CIRCLE ELEMENTARY SCHOOL | 240 W HIGHTOWER TRL | SOCIAL CIRCLE | Walton | 1470016 | 2 | [5 empty] | Removed from Ground | Gas (Historical Use) | 2000 | Bare Steel | 1966-01-14 | 1990-02-10 | Galvanized Steel
DONALD POSS FARM | RT 1 | GOOD HOPE | Walton | 1470067 | 2 | [5 empty] | Removed from Ground | Gas (Historical Use) | 1000 | Bare Steel | 1979-05-08 | 1998-09-01 | Galvanized Steel
WALTON CO FORESTRY UNIT | S GA HWY 83/3 MI SE OF GOOD HOPE | GOOD HOPE | Walton | 9147010 | 1 | [5 empty] | Removed from Ground | Gas (Historical Use) | 560 | Bare Steel | 1966-05-13 | 1990-02-01 | Galvanized Steel | Safe Suction (Euro)
DELSA HOOD STATION | SOUTH MAIN ST | JERSEY | Walton | 1470049 | 3 | [5 empty] | Removed from Ground | Gas (Historical Use) | 2000 | Bare Steel | 1962-05-12 | 1899-12-31 | Galvanized Steel
TEXACO FOOD MART | 124 MAIN ST | JERSEY | Walton | 1470051 | 1 | [5 empty] | Removed from Ground | Kerosene | 1000 | Epoxy | 1990-07-09 | 1899-12-31 | Fiberglass Reinforced Plastic | Safe Suction (Euro)
CITGO | 101 MAIN ST | JERSEY | Walton | 9147045 | 2 | Flapper Valve | 1998-06-01 | FALSE | 1998-06-01 | FALSE | Currently in Use | Premium | 8000 | Galvanic (STIP-3) | 1989-01-01 |  | Fiberglass Reinforced Plastic | Pressurized
Gratis Food Mart | 3424 SHOAL CREEK RD | MONROE | Walton | 1470055 | 4C | Flapper Valve | 1998-06-29 | FALSE | 2006-06-29 | FALSE | Currently in Use | Premium | 1000 | Epoxy | 2006-06-29 |  | Fiberglass Reinforced Plastic | Safe Suction (Euro)
WALTON FUELS LLC | 1490 HWY 78 E | MONROE | Walton | 10001196 | P329152 | Ball Float | 2006-03-27 | FALSE | 2006-03-27 | FALSE | Currently in Use | Regular | 12000 | Epoxy | 2006-03-27 |  | Fiberglass Reinforced Plastic | Pressurized
MURPHY USA #7734 | 2040 SPRING ST W | MONROE | Walton | 10000570 | 4A | Flapper Valve | 2019-04-18 | FALSE | 2019-04-18 | FALSE | Currently in Use | Premium | 8000 | Fiberglass Double Walled | 2019-04-16 |  | Double-Walled Fiberglass | Pressurized
SHELL FOOD MART | 5141 HWY 81 | LOGANVILLE | Walton | 10000210 | 1 | Ball Float | 2002-03-26 | FALSE | 2002-03-26 | FALSE | Currently in Use | Diesel | 4000 | Fiberglass | 2002-03-26 |  | Double-Walled Flex | Pressurized
TOWLERS BP/GULF STATION | 4364 ATLANTA HWY/US HWY 78 | LOGANVILLE | Walton | 1470054 | 3 |  | 1998-12-19 |  | 1998-12-19 |  | Removed from Ground | Gas (Historical Use) | 4000 | Steel-Impressed Current | 1971-05-10 | 2004-03-12 | Fiberglass Reinforced Plastic | Pressurized
Gulf Food Mart | 4350 LAWRENCEVILLE RD | LOGANVILLE | Walton | 9147012 | 3 | Ball Float | 1988-01-01 | FALSE | 1988-01-01 | FALSE | Currently in Use | Gas (Historical Use) | 8000 | Galvanic (STIP-3) | 1988-01-01 |  | Fiberglass Reinforced Plastic | Pressurized
QUIKTRIP #796 | 4675 ATLANTA HWY | LOGANVILLE | Walton | 9147094 | 2 | Flapper Valve | 2002-02-07 | FALSE | 2002-02-07 | FALSE | Currently in Use | Regular | 20000 | Fiberglass Double Walled | 2002-02-07 |  | Double-Walled Flex | Pressurized
M S INVESTMENTS INC | 856 N CHEROKEE RD | SOCIAL CIRCLE | Walton | 10000144 | 1 | Ball Float | 1999-01-16 | FALSE | 1999-01-16 | FALSE | Currently in Use | Diesel | 4000 | Fiberglass | 1999-01-10 |  | Fiberglass Reinforced Plastic | Pressurized
MIKE BONE GROCERY | SOUTH MADISON AVE | MONROE | Walton | 1470079 | 2 | [5 empty] | Removed from Ground | Gas (Historical Use) | 560 | Bare Steel | 1963-05-12 | 1998-08-05 | Unknown
MONROE 76/SPRINT STREET 76 | 304 EAST SPRING ST | MONROE | Walton | 1470089 | 2 | [5 empty] | Removed from Ground | Gas (Historical Use) | 2000 | Bare Steel | 1966-05-13 | 1994-01-01 | Galvanized Steel
HARMONY TRIP | 1532 S BROAD ST | MONROE | Walton | 1470101 | 2 |  | 1994-03-29 |  | 1994-03-29 |  | Removed from Ground | Gas (Historical Use) | 10000 | Cathodically Protected Steel | 1981-05-08 | 2006-09-01 | Cathodically Protected | Pressurized
CAMPTON FAMILY STORE | 2659 GA HWY 11 NW | MONROE | Walton | 1470112 | 3 | [5 empty] | Removed from Ground | Gas (Historical Use) | 1000 | Bare Steel | 1977-05-21 | 1899-12-31 | Galvanized Steel
WALTON EMC | 842 HWY 78 E | MONROE | Walton | 9000257 | 2 | [5 empty] | Removed from Ground | Gas (Historical Use) | 6000 | Bare Steel | 1976-03-05 | 1989-05-01 | Unknown
MIS ENTERPRISE INC. | 1309 W SPRING ST | MONROE | Walton | 9000721 | 3 | Flapper Valve | 1997-03-11 | FALSE | 1983-08-01 | FALSE | Currently in Use | Diesel | 8000 | Steel-Impressed Current | 1983-08-01 |  | Fiberglass Reinforced Plastic | Pressurized
MURPHY USA #7734 | 2040 SPRING ST W | MONROE | Walton | 10000570 | 1 | Flapper Valve | 2004-01-27 | FALSE | 2004-01-27 | FALSE | Removed from Ground | Regular | 20000 | Fiberglass Double Walled | 2004-01-13 | 2019-04-04 | Double-Walled Fiberglass | Pressurized
MURPHY USA #7044 | 4231 ATLANTA HWY | LOGANVILLE | Walton | 10000571 | 2B | Flapper Valve | 2004-01-08 | FALSE | 2004-01-08 | FALSE | Currently in Use | Premium | 8000 | Fiberglass Double Walled | 2003-12-10 |  | Double-Walled Fiberglass | Pressurized
MURPHY USA #7044 | 4231 ATLANTA HWY | LOGANVILLE | Walton | 10000571 | 1 | Flapper Valve | 2004-01-08 | FALSE | 2004-01-08 | FALSE | Currently in Use | Regular | 20000 | Fiberglass Double Walled | 2003-12-10 |  | Double-Walled Fiberglass | Pressurized
CORNER FOOD MART | 4410 LAWRENCEVILLE RD | LOGANVILLE | Walton | 1470103 | 1 |  | 1997-12-01 |  | 1997-12-01 |  | Currently in Use | Gas (Historical Use) | 10000 | Steel-Impressed Current | 1980-05-08 |  | Double-Walled Flex | Safe Suction (Euro)
BP TWO CITGO LLC | 5365 GA HWY 20 | LOGANVILLE | Walton | 9147011 | 2 | [5 empty] | Removed from Ground | Gas (Historical Use) | 1000 | Bare Steel | 1982-05-02 | 1997-02-07 | Bare Steel | Safe Suction (Euro)
2324 LOGANVILLE INC | 2324 CLAUDE BREWER RD. | LOGANVILLE | Walton | 9147089 | 1 | Ball Float | 1998-02-20 | FALSE | 1998-02-20 | FALSE | Currently in Use | Premium | 10000 | Fiberglass | 1998-02-20 |  | Double-Walled Flex | Pressurized
SOCIAL CIRCLE SHELL | 1299 CHEROKEE RD | SOCIAL CIRCLE | Walton | 9147091 | 2 | Ball Float | 2000-08-29 | FALSE | 2000-08-29 | FALSE | Currently in Use | Premium | 10000 | Composite | 2000-08-20 |  | Fiberglass Reinforced Plastic | Pressurized
Pump N Go | 109 N CHEROKEE RD | SOCIAL CIRCLE | Walton | 1470050 | 3 | [5 empty] | Removed from Ground | Gas (Historical Use) | 1000 | Bare Steel | 1961-05-12 | 1996-11-01 | Galvanized Steel
JAMES F EDMONDSON | HWY 83 | GOOD HOPE | Walton | 1470057 | 3 | [5 empty] | Removed from Ground | Gas (Historical Use) | 550 | Marked Unknown | 1961-05-12 | 1996-09-11 | Unknown
CIRCLE K 197 | 1605 TROY SMITH ROAD | MONROE | Walton | 9147092 | 3 | Ball Float | 2001-08-15 | FALSE | 2001-08-15 | FALSE | Currently in Use | Diesel | 6000 | Fiberglass | 2001-06-06 |  | Double-Walled Flex | Pressurized
SPRING HILL PLAZA | 212 -218 WEST SPRING STREET | MONROE | Walton | 10001234 | 1 |  |  | FALSE |  | FALSE | Removed from Ground | Gas (Historical Use) | 10000 | Unknown | 2006-09-22 | 2006-09-22 | Unknown
ALLSTAR | 1700 BOLD SPRINGS RD | MONROE | Walton | 10001295 | 1B | Ball Float | 2006-06-01 | FALSE | 2006-06-01 | FALSE | Currently in Use | Gas (Historical Use) | 5000 | Composite | 2006-06-01 |  | Fiberglass Reinforced Plastic | Pressurized
MINI FOODS #17 | 316 WEST SPRING ST | MONROE | Walton | 1470037 | 1 | [5 empty] | Currently in Use | Gas (Historical Use) | 10000 | Bare Steel | 1977-05-03 |  | Galvanized Steel
MURPHY USA #7734 | 2040 SPRING ST W | MONROE | Walton | 10000570 | 4B | Flapper Valve | 2019-04-01 | FALSE | 2019-04-18 | FALSE | Currently in Use | Diesel | 10000 | Fiberglass Double Walled | 2019-04-16 |  | Double-Walled Fiberglass | Pressurized
CORNER FOOD MART | 4410 LAWRENCEVILLE RD | LOGANVILLE | Walton | 1470103 | 3 |  | 1997-12-01 |  | 1997-12-01 |  | Currently in Use | Gas (Historical Use) | 6000 | Steel-Impressed Current | 1980-05-08 |  | Double-Walled Flex | Safe Suction (Euro)
Gulf Food Mart | 4350 LAWRENCEVILLE RD | LOGANVILLE | Walton | 9147012 | 2 | Ball Float | 1988-01-01 | FALSE | 1988-01-01 | FALSE | Currently in Use | Gas (Historical Use) | 8000 | Galvanic (STIP-3) | 1988-01-01 |  | Fiberglass Reinforced Plastic | Pressurized
A & H PETROLEUM D/B/A BP SHOP | 5000 OZORA CHURCH ROAD | LOGANVILLE | Walton | 9147086 | 1 | Flapper Valve | 2000-08-01 | FALSE | 2000-08-01 | FALSE | Currently in Use | Regular | 12000 | Fiberglass | 2000-08-01 |  | Double-Walled Fiberglass | Pressurized
JERRYS CORNER STORE | 3650 MILLER BOTTOM RD | LOGANVILLE | Walton | 9147072 | 1B | Ball Float | 1996-10-01 | FALSE | 1996-10-01 | FALSE | Currently in Use | Diesel | 8000 | Epoxy | 1996-10-01 |  | Double-Walled Fiberglass | Pressurized
KING'S OIL #336 | 780 CONYERS RD | LOGANVILLE | Walton | 10001426 | 2A | Ball Float | 2007-05-01 | FALSE | 2007-05-01 | FALSE | Currently in Use | Premium | 4000 | Composite | 2007-02-01 |  | Fiberglass Reinforced Plastic | Pressurized
SOCIAL CIRCLE SHELL | 1299 CHEROKEE RD | SOCIAL CIRCLE | Walton | 9147091 | 1 | Ball Float | 2000-08-29 | FALSE | 2000-08-29 | FALSE | Currently in Use | Regular | 10000 | Composite | 2000-08-20 |  | Double-Walled Flex | Pressurized
UNITY STORE | 1808 HWY 278 | SOCIAL CIRCLE | Walton | 9147051 | UL3 | [5 empty] | Removed from Ground | Gas (Historical Use) | 1000 | Bare Steel | 1971-05-11 | 1997-10-01 | Galvanized Steel | Suction (American)
GA DEPT OF NATURAL RESOURCES | 2109 US HWY 278 SE | SOCIAL CIRCLE | Walton | 1470034 | 1 | [5 empty] | Removed from Ground | Gas (Historical Use) | 500 | Bare Steel | 1966-04-22 | 2002-05-13 | Unknown
THE COUNTRY STORE | 5400 GA HWY 20 | LOGANVILLE | Walton | 9147005 | 3 | Flapper Valve | 1991-01-01 | FALSE | 1991-01-01 | FALSE | Currently in Use | Diesel | 6000 | Composite | 1991-01-01 |  | Double-Walled Fiberglass | Pressurized
BP TWO CITGO LLC | 5365 GA HWY 20 | LOGANVILLE | Walton | 9147011 | 1 | [5 empty] | Removed from Ground | Gas (Historical Use) | 1000 | Bare Steel | 1982-05-02 | 1997-02-07 | Bare Steel | Safe Suction (Euro)
2324 LOGANVILLE INC | 2324 CLAUDE BREWER RD. | LOGANVILLE | Walton | 9147089 | 3 | Flapper Valve | 1998-02-20 | FALSE | 1998-02-20 | FALSE | Currently in Use | Diesel | 7000 | Fiberglass | 1998-02-20 |  | Double-Walled Flex | Pressurized
MOTOR CONTRACT INC | 2601 HWY 78 | LOGANVILLE | Walton | 9147079 | 1 | [5 empty] | Removed from Ground | Gas (Historical Use) | 2000 | Bare Steel | 1979-01-01 | 1999-01-07 | Galvanized Steel
GOOD HOPE C STORE | 102 N HWY 83 | GOOD HOPE | Walton | 9147044 | 2 | Ball Float | 1994-01-01 | FALSE | 1994-01-01 | FALSE | Currently in Use | Premium | 8000 | Galvanic (STIP-3)/Sacrificial Anodes | 1994-01-01 |  | Fiberglass Reinforced Plastic | Pressurized
LOWE'S GROCERY |  | GOOD HOPE | Walton | 9147017 | 2AST | [5 empty] | Removed from Ground | Gas (Historical Use) | 1000 | Bare Steel | 1962-01-01 | 1899-12-31 | Galvanized Steel
TEXACO FOOD MART | 124 MAIN ST | JERSEY | Walton | 1470051 | 6 | Ball Float | 1990-07-09 | FALSE | 1990-07-09 | FALSE | Currently in Use | Regular | 8000 | Galvanic (STIP-3) | 1990-07-09 |  | Fiberglass Reinforced Plastic | Pressurized
CIRCLE K 197 | 1605 TROY SMITH ROAD | MONROE | Walton | 9147092 | 1 | Ball Float | 2001-08-15 | FALSE | 2001-08-15 | FALSE | Currently in Use | Regular | 12000 | Fiberglass | 2001-06-06 |  | Double-Walled Flex | Pressurized
TOWLERS BP/GULF STATION | 4364 ATLANTA HWY/US HWY 78 | LOGANVILLE | Walton | 1470054 | 4 |  | 1998-12-19 |  | 1998-12-19 |  | Removed from Ground | Diesel | 4000 | Steel-Impressed Current | 1982-06-10 | 2004-03-12 | Cathodically Protected | Pressurized
BP TWO CITGO LLC | 5365 GA HWY 20 | LOGANVILLE | Walton | 9147011 | 4 | Ball Float | 1997-03-01 | FALSE | 1997-03-01 | FALSE | Currently in Use | Regular | 8000 | Composite | 1997-03-01 |  | Fiberglass Reinforced Plastic | Pressurized
BP TWO CITGO LLC | 5365 GA HWY 20 | LOGANVILLE | Walton | 9147011 | 5 | Ball Float | 1997-03-01 | FALSE | 1997-03-01 | FALSE | Currently in Use | Premium | 8000 | Composite | 1997-03-01 |  | Fiberglass Reinforced Plastic | Pressurized
MALCOLM BROS PARTNERSHIP | RT 1 BOX 114C | GOOD HOPE | Walton | 1470074 | 2 | [5 empty] | Removed from Ground | Diesel | 550 | Bare Steel | 1976-05-08 | 1998-07-01 | Galvanized Steel
WRENS GROCERY | PO BOX 52 | JERSEY | Walton | 9147018 | 1 | [5 empty] | Removed from Ground | Gas (Historical Use) | 1000 | Bare Steel | 1977-01-01 | 1995-06-01 | Galvanized Steel | Suction (American)
TEXACO FOOD MART | 124 MAIN ST | JERSEY | Walton | 1470051 | 8 |  | 1990-07-09 | FALSE | 1990-07-09 | FALSE | Currently in Use | Premium | 8000 | Galvanic (STIP-3) | 1990-07-09 |  | Fiberglass Reinforced Plastic | Pressurized
TEXACO FOOD MART | 124 MAIN ST | JERSEY | Walton | 1470051 | 9 | Ball Float | 1990-07-09 | FALSE | 1990-07-09 | FALSE | Currently in Use | Plus | 8000 | Galvanic (STIP-3) | 1990-07-09 |  | Fiberglass Reinforced Plastic | Pressurized
TEXACO FOOD MART | 124 MAIN ST | JERSEY | Walton | 1470051 | 2 | [5 empty] | Removed from Ground | Gas (Historical Use) | 1000 | Bare Steel | 1962-05-12 | 1899-12-31 | Galvanized Steel
CITGO | 101 MAIN ST | JERSEY | Walton | 9147045 | 3 | Flapper Valve | 1998-06-01 | FALSE | 1998-06-01 | FALSE | Currently in Use | Plus | 8000 | Galvanic (STIP-3) | 1989-01-01 |  | Fiberglass Reinforced Plastic | Pressurized
TEXACO FOOD MART | 7744 GA HWY 81 | MONROE | Walton | 9147088 | 3B | Ball Float | 2000-03-30 | FALSE | 2000-03-30 | FALSE | Currently in Use | Diesel Off Road | 4000 | Epoxy | 2000-03-30 |  | Double-Walled Flex | Pressurized
MALCOLM BROS PARTNERSHIP | RT 1 BOX 114C | GOOD HOPE | Walton | 1470074 | 3 | [5 empty] | Removed from Ground | Gas (Historical Use) | 550 | Bare Steel | 1976-05-08 | 1998-07-01 | Galvanized Steel
LOWE'S GROCERY |  | GOOD HOPE | Walton | 9147017 | 1AST | [5 empty] | Removed from Ground | Gas (Historical Use) | 550 | Bare Steel | 1962-01-01 | 1899-12-31 | Galvanized Steel
Gratis Food Mart | 3424 SHOAL CREEK RD | MONROE | Walton | 1470055 | 4A | Flapper Valve | 1998-06-29 | FALSE | 1998-06-29 | FALSE | Currently in Use | Regular | 3000 | Epoxy | 1998-06-29 |  | Fiberglass Reinforced Plastic | Safe Suction (Euro)
Gratis Food Mart | 3424 SHOAL CREEK RD | MONROE | Walton | 1470055 | 1 |  |  | FALSE |  | FALSE | Removed from Ground | Gas (Historical Use) | 1000 | Bare Steel | 1961-05-12 | 1998-07-01 | Galvanized Steel | Safe Suction (Euro)
BOLD SPRINGS ONE STOP | 4970 HWY 81 | MONROE | Walton | 1470096 | 1 | [5 empty] | Permanently Out of Use - historical purposes | Gas (Historical Use) | 1000 | Bare Steel | 1971-05-12 | 1899-12-31 | Galvanized Steel
KARISHMA ENTERPRISES INC | 2660 HWY 11 NW | MONROE | Walton | 1470113 | 3 | Flapper Valve | 1994-12-28 | FALSE | 1994-12-28 | FALSE | Currently in Use | Regular | 8000 | Steel-Impressed Current | 1987-07-01 |  | Fiberglass Reinforced Plastic | Pressurized
WALTON COUNTY BUS MAINTENANCE FACILITY | 1820 HWY 11 NW | MONROE | Walton | 10001973 | 2A |  | 2010-10-04 | FALSE | 2010-10-04 | FALSE | Currently in Use | Gas (Historical Use) | 10000 | Composite Double Walled | 2010-09-02 |  | Fiberglass Reinforced Plastic | Safe Suction (Euro)
SHOPETTE |  | WALNUT GROVE | Walton | 1470087 | 2 | [5 empty] | Removed from Ground | Gas (Historical Use) | 3000 | Bare Steel | 1971-05-09 | 1990-01-01 | Galvanized Steel
SHUMATE GROCERY | 1100 S MADISON ST | MONROE | Walton | 1470092 | 2 | [5 empty] | Removed from Ground | Gas (Historical Use) | 560 | Bare Steel | 1971-05-12 | 1988-01-01 | Galvanized Steel | Suction (American)
GA DOT 10132/MONROE MAINT HQ | 0 .5 MI WEST OF SR 11 IN WALTON I | MONROE | Walton | 1470111 | 132D1 | [5 empty] | Removed from Ground | Diesel | 1000 | Cathodically Protected Steel | 1999-01-14 | 2004-02-23 | Bare Steel | Suction (American)
GA DOT 10132/MONROE MAINT HQ | 0 .5 MI WEST OF SR 11 IN WALTON I | MONROE | Walton | 1470111 | 10132-1 | [5 empty] | Removed from Ground | Gas (Historical Use) | 2000 | Cathodically Protected Steel | 1990-01-01 | 1990-01-01 | Bare Steel
SHELL FOOD MART | 5141 HWY 81 | LOGANVILLE | Walton | 10000210 | 2 | Ball Float | 2002-03-26 | FALSE | 2002-03-26 | FALSE | Currently in Use | Premium | 8000 | Fiberglass | 2002-03-26 |  | Double-Walled Fiberglass | Pressurized
KING'S OIL #336 | 780 CONYERS RD | LOGANVILLE | Walton | 10001426 | 3 | Flapper Valve | 2007-05-01 | FALSE | 2007-05-01 | FALSE | Currently in Use | Diesel Off Road | 2000 | Composite | 2007-02-01 |  | Fiberglass Reinforced Plastic | Suction (American)
THE COUNTRY STORE | 5400 GA HWY 20 | LOGANVILLE | Walton | 9147005 | 1 | Ball Float | 1991-01-01 | FALSE | 1991-01-01 | FALSE | Currently in Use | Regular | 10000 | Composite | 1991-01-01 |  | Double-Walled Fiberglass | Pressurized
BP TWO CITGO LLC | 5365 GA HWY 20 | LOGANVILLE | Walton | 9147011 | 3 | [5 empty] | Removed from Ground | Gas (Historical Use) | 6000 | Cathodically Protected Steel | 1987-03-16 | 1997-02-07 | Galvanized Steel | Pressurized
LOGANVILLE POLICE DEPARTMENT | 4409 PECAN ST | LOGANVILLE | Walton | 9147078 | 1 | [5 empty] | Removed from Ground | Gas (Historical Use) | 1000 | Not Marked/Unknown | 1998-10-01 | 1998-10-01 | Not Marked
BILLY CHANDLER | 5010 GA HWY 83 NE | GOOD HOPE | Walton | 1470098 | 1 | [5 empty] | Removed from Ground | Diesel | 3000 | Bare Steel | 1998-04-01 | 1998-04-01 | Galvanized Steel | Suction (American)
CARL TOWLER SVC STATION/TOWLERS | 116 NORTH HWY 83 | GOOD HOPE | Walton | 9147035 | 2 | [5 empty] | Removed from Ground | Gas (Historical Use) | 550 | Not Marked/Unknown | 1995-04-29 | 1995-04-29 | Unknown
DELSA HOOD STATION | SOUTH MAIN ST | JERSEY | Walton | 1470049 | 1 | [5 empty] | Removed from Ground | Gas (Historical Use) | 560 | Bare Steel | 1962-05-12 | 1899-12-31 | Galvanized Steel
TEXACO FOOD MART | 124 MAIN ST | JERSEY | Walton | 1470051 | 3 | [5 empty] | Removed from Ground | Gas (Historical Use) | 1000 | Bare Steel | 1962-05-12 | 1899-12-31 | Galvanized Steel
TEXACO FOOD MART | 7744 GA HWY 81 | MONROE | Walton | 9147088 | 3A | Ball Float | 2000-03-30 | FALSE | 2000-03-30 | FALSE | Currently in Use | Diesel | 6000 | Epoxy | 2000-03-30 |  | Double-Walled Flex | Pressurized
KARISHMA ENTERPRISES INC | 2660 HWY 11 NW | MONROE | Walton | 1470113 | 1 | Flapper Valve | 1994-12-28 | FALSE | 1994-12-28 | FALSE | Currently in Use | Premium | 8000 | Steel-Impressed Current | 1987-07-01 |  | Fiberglass Reinforced Plastic | Pressurized
WALTON COUNTY BUS MAINTENANCE FACILITY | 1820 HWY 11 NW | MONROE | Walton | 10001973 | 1 |  | 2010-10-04 | FALSE | 2010-10-04 | FALSE | Currently in Use | Diesel | 20000 | Composite Double Walled | 2010-09-02 |  | Fiberglass Reinforced Plastic | Safe Suction (Euro)
MALCOLM BROS PARTNERSHIP | RT 1 BOX 114C | GOOD HOPE | Walton | 1470074 | 1 | [5 empty] | Removed from Ground | Diesel | 3000 | Bare Steel | 1976-05-08 | 1998-07-01 | Galvanized Steel
WRENS GROCERY | PO BOX 52 | JERSEY | Walton | 9147018 | 2 | [5 empty] | Removed from Ground | Gas (Historical Use) | 1000 | Bare Steel | 1977-01-01 | 1995-06-01 | Galvanized Steel | Suction (American)
CITGO | 101 MAIN ST | JERSEY | Walton | 9147045 | 4 |  | 1998-01-01 |  | 1998-01-01 |  | Removed from Ground | Diesel | 4000 | Cathodically Protected Steel | 1989-01-01 | 2000-07-01 | Cathodically Protected | Suction (American)
CITGO | 101 MAIN ST | JERSEY | Walton | 9147045 | 5 |  | 1998-01-01 |  | 1998-01-01 |  | Removed from Ground | Diesel | 2000 | Cathodically Protected Steel | 1989-01-01 | 2000-07-01 | Cathodically Protected | Suction (American)
WALNUT GROVE CHEVRON | 1651 HIGHWAY 138 | WALNUT GROVE | Walton | 9147068 | 4 | Flapper Valve | 1996-02-01 | FALSE | 1996-02-01 | FALSE | Currently in Use | Kerosene | 2000 | Epoxy | 1996-02-01 |  | Fiberglass Reinforced Plastic | Pressurized
SHELL FOOD MART | 5141 HWY 81 | LOGANVILLE | Walton | 10000210 | 3 | Ball Float | 2002-03-26 | FALSE | 2002-03-26 | FALSE | Currently in Use | Regular | 10000 | Fiberglass | 2002-03-26 |  | Double-Walled Fiberglass | Pressurized
BEES SUPER SERVICE INC | 4763 HWY 78 | LOGANVILLE | Walton | 1470005 | 4 |  | 1997-07-28 |  | 1997-07-28 |  | Removed from Ground | Diesel | 6000 | Steel-Impressed Current | 1978-02-26 | 2006-06-24 | Cathodically Protected | Pressurized
2324 LOGANVILLE INC | 2324 CLAUDE BREWER RD. | LOGANVILLE | Walton | 9147089 | 2 | Ball Float | 1998-02-20 | FALSE | 1998-02-20 | FALSE | Currently in Use | Regular | 10000 | Fiberglass | 1998-02-20 |  | Double-Walled Flex | Pressurized
UNITY STORE | 1808 HWY 278 | SOCIAL CIRCLE | Walton | 9147051 | 8A | Flapper Valve | 2019-05-30 | FALSE | 2019-05-30 | FALSE | Currently in Use | Regular | 12000 | Composite Double Walled | 2019-05-30 |  | Double-Walled Fiberglass | Pressurized
DONALD POSS FARM | RT 1 | GOOD HOPE | Walton | 1470067 | 1 | [5 empty] | Removed from Ground | Diesel | 3000 | Bare Steel | 1979-05-08 | 1998-09-01 | Galvanized Steel
CARL TOWLER SVC STATION/TOWLERS | 116 NORTH HWY 83 | GOOD HOPE | Walton | 9147035 | 1 | [5 empty] | Removed from Ground | Gas (Historical Use) | 550 | Not Marked/Unknown | 1995-04-29 | 1995-04-29 | Unknown
BOLD SPRINGS ONE STOP | 4970 HWY 81 | MONROE | Walton | 1470096 | 6 |  | 1988-12-01 |  | 1988-12-01 |  | Temporarily out of use | Gas (Historical Use) | 6000 | Cathodically Protected Steel | 1988-12-01 |  | Fiberglass Reinforced Plastic
WALNUT GROVE CHEVRON | 1651 HIGHWAY 138 | WALNUT GROVE | Walton | 9147068 | 3 | Flapper Valve | 1996-02-01 | FALSE | 1996-02-01 | FALSE | Currently in Use | Diesel | 8000 | Epoxy | 1996-02-01 |  | Fiberglass Reinforced Plastic | Pressurized
Walnut Grove Shopette | 1700 Highway 138 | Walnut Grove | Walton | 9147048 | 2 |  | 1990-11-01 | FALSE | 1990-11-01 | FALSE | Currently in Use | Diesel Off Road | 8000 | Galvanic (STIP-3) | 1990-11-01 |  | Fiberglass Reinforced Plastic | Pressurized
Pump N Go | 109 N CHEROKEE RD | SOCIAL CIRCLE | Walton | 1470050 | 5 | Flapper Valve | 1990-01-01 | FALSE | 1990-01-01 | FALSE | Currently in Use | Premium | 8000 | Galvanic (STIP-3) | 1990-01-01 |  | Fiberglass Reinforced Plastic | Pressurized
Pump N Go | 109 N CHEROKEE RD | SOCIAL CIRCLE | Walton | 1470050 | 4 | [5 empty] | Removed from Ground | Diesel | 550 | Bare Steel | 1961-05-12 | 1996-11-01 | Galvanized Steel
Pump N Go | 109 N CHEROKEE RD | SOCIAL CIRCLE | Walton | 1470050 | 7 | Ball Float | 1990-01-01 | FALSE | 1990-01-01 | FALSE | Currently in Use | Plus | 8000 | Galvanic (STIP-3) | 1990-01-01 |  | Fiberglass Reinforced Plastic | Pressurized
M S INVESTMENTS INC | 856 N CHEROKEE RD | SOCIAL CIRCLE | Walton | 10000144 | 2 | Ball Float | 1999-01-16 | FALSE | 1999-01-16 | FALSE | Currently in Use | Premium | 10000 | Fiberglass | 1999-01-10 |  | Fiberglass Reinforced Plastic | Pressurized
WALTON CO FORESTRY UNIT | S GA HWY 83/3 MI SE OF GOOD HOPE | GOOD HOPE | Walton | 9147010 | 2 |  | 1990-01-01 |  | 1990-01-01 |  | Removed from Ground | Diesel | 550 | Galvanic (STIP-3) | 1990-01-01 | 2008-08-04 | Cathodically Protected | Safe Suction (Euro)
Gratis Food Mart | 3424 SHOAL CREEK RD | MONROE | Walton | 1470055 | 2 | [5 empty] | Removed from Ground | Gas (Historical Use) | 1000 | Bare Steel | 1961-05-12 | 1998-07-01 | Galvanized Steel | Safe Suction (Euro)
KARISHMA ENTERPRISES INC | 2660 HWY 11 NW | MONROE | Walton | 1470113 | 4 | Flapper Valve | 1994-12-28 | FALSE | 1994-12-28 | FALSE | Currently in Use | Diesel | 2000 | Steel-Impressed Current | 1987-07-01 |  | Fiberglass Reinforced Plastic | Pressurized
FARM PRODUCTS | 3941 EBENEZER CHURCH RD | SOCIAL CIRCLE | Walton | 1470069 | 1 | [5 empty] | Removed from Ground | Gas (Historical Use) | 4000 | Bare Steel | 1976-05-08 | 1998-04-16 | Galvanized Steel
KING'S OIL #336 | 780 CONYERS RD | LOGANVILLE | Walton | 10001426 | 2B | Ball Float | 2007-05-01 | FALSE | 2007-05-01 | FALSE | Currently in Use | Diesel | 8000 | Composite | 2007-02-01 |  | Fiberglass Reinforced Plastic | Pressurized
BEES SUPER SERVICE INC | 4763 HWY 78 | LOGANVILLE | Walton | 1470005 | 2 |  | 1997-07-28 |  | 1997-07-28 |  | Removed from Ground | Gas (Historical Use) | 4000 | Galvanic (STIP-3) | 1987-04-15 | 2006-06-24 | Cathodically Protected | Pressurized
UNITY STORE | 1808 HWY 278 | SOCIAL CIRCLE | Walton | 9147051 | 1 | Flapper Valve | 1989-02-01 | FALSE | 1989-02-01 | FALSE | Temporarily out of use | Kerosene | 550 | Galvanic (STIP-3) | 1989-02-01 |  | Fiberglass Reinforced Plastic | Safe Suction (Euro)
Pump N Go | 109 N CHEROKEE RD | SOCIAL CIRCLE | Walton | 1470050 | 2 | [5 empty] | Removed from Ground | Gas (Historical Use) | 1000 | Bare Steel | 1961-05-12 | 1996-11-01 | Galvanized Steel
JOHN K STILL | 3501 MOINA MICHAEL RD | GOOD HOPE | Walton | 1470038 | 1 | [5 empty] | Removed from Ground | Gas (Historical Use) | 2000 | Bare Steel | 1980-01-01 | 1994-04-20 | Bare Steel | Suction (American)
DONALD POSS FARM | RT 1 | GOOD HOPE | Walton | 1470067 | 3 | [5 empty] | Currently in Use | Gas (Historical Use) | 1000 | Bare Steel | 1979-05-08 |  | Galvanized Steel
WALTON MORGAN TRAINING CENTER | 2110 Nunnally Shoals Road | GOOD HOPE | Walton | 1470066 | 1 | [5 empty] | Removed from Ground | Gas (Historical Use) | 3000 | Bare Steel | 1981-05-07 | 1998-08-06 | Galvanized Steel
WRENS GROCERY | PO BOX 52 | JERSEY | Walton | 9147018 | 3 | [5 empty] | Removed from Ground | Gas (Historical Use) | 550 | Bare Steel | 1977-01-01 | 1995-06-01 | Galvanized Steel | Suction (American)
DELSA HOOD STATION | SOUTH MAIN ST | JERSEY | Walton | 1470049 | 2 | [5 empty] | Removed from Ground | Gas (Historical Use) | 1000 | Bare Steel | 1962-05-12 | 1899-12-31 | Galvanized Steel
WALTON CO. WATER | 2171 HWY 81 | Loganville | Walton | 10003347 | 2 | Flapper Valve | 2007-05-01 | FALSE | 2007-05-01 | FALSE | Currently in Use | Diesel | 2000 | Tank Jacket Double Walled | 2007-05-01 |  | Fiberglass Reinforced Plastic | Suction (American)
SHELL | 3688 HWY 81 | LOGANVILLE | Walton | 100034777 | 1 | Flapper Valve | 2023-09-10 | FALSE | 2023-09-10 | FALSE | Currently in Use | Regular | 10000 | Composite Double Walled | 2023-09-10 |  | Double-Walled Flex | Pressurized
SHELL | 3688 HWY 81 | LOGANVILLE | Walton | 100034777 | 2A | Flapper Valve | 2023-09-10 | FALSE | 2023-09-10 | FALSE | Currently in Use | Premium | 6000 | Composite Double Walled | 2023-09-10 |  | Double-Walled Flex | Pressurized
MAXI MART | 2153 US HWY 78 | MONROE | Walton | 10000213 | 2 | Ball Float | 2001-09-01 | FALSE | 2001-09-01 | FALSE | Currently in Use | Premium | 10000 | Composite | 2001-09-01 |  | Double-Walled Fiberglass | Pressurized
JERRYS CORNER STORE | 3650 MILLER BOTTOM RD | LOGANVILLE | Walton | 9147072 | 1A | Flapper Valve | 1996-10-01 | FALSE | 1996-10-01 | FALSE | Currently in Use | E-0 | 2000 | Epoxy | 1996-10-01 |  | Fiberglass Reinforced Plastic | Suction (American)
QUIKTRIP #796 | 4675 ATLANTA HWY | LOGANVILLE | Walton | 9147094 | 4B |  | 2016-10-03 | FALSE | 2016-10-03 | FALSE | Currently in Use | Diesel | 12000 | Fiberglass Double Walled | 2016-10-01 |  | Double-Walled Flex | Pressurized
SOCIAL CIRCLE SHELL | 1299 CHEROKEE RD | SOCIAL CIRCLE | Walton | 9147091 | 3 | Ball Float | 2000-08-29 | FALSE | 2000-08-29 | FALSE | Currently in Use | Diesel | 6000 | Composite | 2000-08-20 |  | Fiberglass Reinforced Plastic | Pressurized
UNITY STORE | 1808 HWY 278 | SOCIAL CIRCLE | Walton | 9147051 | SUPER2 | [5 empty] | Removed from Ground | Gas (Historical Use) | 1000 | Bare Steel | 1971-05-11 | 1997-10-01 | Galvanized Steel | Suction (American)
BOLD SPRINGS ONE STOP | 4970 HWY 81 | MONROE | Walton | 1470096 | 3 | [5 empty] | Permanently Out of Use - historical purposes | Gas (Historical Use) | 1000 | Bare Steel | 1971-05-12 | 1899-12-31 | Galvanized Steel
W G BAKER SERVICE STATION | HWY 11 | CAMPTON | Walton | 1470080 | 1 | [5 empty] | Closed in Ground | Gas (Historical Use) | 550 | Bare Steel | 1961-05-12 | 1899-12-31 | Galvanized Steel
WALNUT GROVE CHEVRON | 1651 HIGHWAY 138 | WALNUT GROVE | Walton | 9147068 | 1 | Flapper Valve | 1996-02-01 | FALSE | 1996-02-01 | FALSE | Currently in Use | Regular | 12000 | Epoxy | 1996-02-01 |  | Fiberglass Reinforced Plastic | Pressurized
Walnut Grove Shopette | 1700 Highway 138 | Walnut Grove | Walton | 9147048 | 4 | Ball Float | 1990-11-01 | FALSE | 1990-11-01 | FALSE | Currently in Use | Diesel | 4000 | Galvanic (STIP-3) | 1990-11-01 |  | Fiberglass Reinforced Plastic | Pressurized
Walnut Grove Shopette | 1700 Highway 138 | Walnut Grove | Walton | 9147048 | 1 | Ball Float | 1990-11-01 | FALSE | 1990-11-01 | FALSE | Currently in Use | Regular | 8000 | Galvanic (STIP-3) | 1990-11-01 |  | Fiberglass Reinforced Plastic | Pressurized
BOLD SPRINGS ONE STOP | 4970 HWY 81 | MONROE | Walton | 1470096 | 4 |  | 1988-12-01 |  | 1988-12-01 |  | Temporarily out of use | Gas (Historical Use) | 8000 | Cathodically Protected Steel | 1988-12-01 |  | Fiberglass Reinforced Plastic
BOLD SPRINGS ONE STOP | 4970 HWY 81 | MONROE | Walton | 1470096 | 7 |  | 1988-12-01 |  | 1988-12-01 |  | Temporarily out of use | Diesel | 2000 | Cathodically Protected Steel | 1988-12-01 |  | Fiberglass Reinforced Plastic
BOLD SPRINGS ONE STOP | 4970 HWY 81 | MONROE | Walton | 1470096 | 5 |  | 1988-12-01 |  | 1988-12-01 |  | Temporarily out of use | Gas (Historical Use) | 8000 | Cathodically Protected Steel | 1988-12-01 |  | Fiberglass Reinforced Plastic
SOCIAL CIRCLE ELEMENTARY SCHOOL | 240 W HIGHTOWER TRL | SOCIAL CIRCLE | Walton | 1470016 | 1 | Flapper Valve | 1998-08-14 | FALSE | 1998-08-14 | FALSE | Currently in Use | Diesel | 10000 | Steel-Impressed Current | 1982-01-10 |  | Steel (Impressed Current) | Safe Suction (Euro)
M S INVESTMENTS INC | 856 N CHEROKEE RD | SOCIAL CIRCLE | Walton | 10000144 | 3 | Ball Float | 1999-01-16 | FALSE | 1999-01-16 | FALSE | Currently in Use | Regular | 12000 | Fiberglass | 1999-01-10 |  | Fiberglass Reinforced Plastic | Pressurized
TONY PRATHER | MARION IVY RD | GOOD HOPE | Walton | 1470060 | 1 | [5 empty] | Removed from Ground | Diesel | 3000 | Bare Steel | 1980-05-07 | 1993-07-01 | Galvanized Steel
JAMES F EDMONDSON | HWY 83 | GOOD HOPE | Walton | 1470057 | 1 | [5 empty] | Removed from Ground | Gas (Historical Use) | 1000 | Marked Unknown | 1961-05-12 | 1996-09-11 | Unknown
WALTON CO FORESTRY UNIT | S GA HWY 83/3 MI SE OF GOOD HOPE | GOOD HOPE | Walton | 9147010 | 3 |  | 1990-01-01 |  | 1990-01-01 |  | Removed from Ground | Gas (Historical Use) | 1000 | Galvanic (STIP-3) | 1990-01-01 | 2008-08-04 | Cathodically Protected | Safe Suction (Euro)
Gratis Food Mart | 3424 SHOAL CREEK RD | MONROE | Walton | 1470055 | 3 | [5 empty] | Removed from Ground | Diesel | 1000 | Bare Steel | 1961-05-12 | 1998-07-01 | Galvanized Steel | Safe Suction (Euro)
MURPHY USA #7734 | 2040 SPRING ST W | MONROE | Walton | 10000570 | 2A | Flapper Valve | 2004-01-27 | FALSE | 2004-01-27 | FALSE | Removed from Ground | Diesel | 12000 | Fiberglass Double Walled | 2004-01-13 | 2019-04-04 | Double-Walled Fiberglass | Pressurized
MAXI MART | 2153 US HWY 78 | MONROE | Walton | 10000213 | 3 | Ball Float | 2001-09-01 | FALSE | 2001-09-01 | FALSE | Currently in Use | Diesel | 6000 | Composite | 2001-09-01 |  | Double-Walled Fiberglass | Pressurized
THE COUNTRY STORE | 5400 GA HWY 20 | LOGANVILLE | Walton | 9147005 | 5 | Flapper Valve | 2016-10-06 | FALSE | 2016-10-06 | FALSE | Currently in Use | Biodiesel | 4000 | Fiberglass Double Walled | 2016-10-06 |  | Double-Walled Fiberglass | Pressurized
THE COUNTRY STORE | 5400 GA HWY 20 | LOGANVILLE | Walton | 9147005 | 4 |  | 2016-10-06 | FALSE | 2016-10-06 | FALSE | Currently in Use | E-85 | 6000 | Fiberglass Double Walled | 2016-10-06 |  | Double-Walled Fiberglass | Pressurized
A & H PETROLEUM D/B/A BP SHOP | 5000 OZORA CHURCH ROAD | LOGANVILLE | Walton | 9147086 | 4 | Ball Float | 2000-08-01 | FALSE | 2000-08-01 | FALSE | Currently in Use | Diesel Off Road | 6000 | Fiberglass | 2000-09-01 |  | Double-Walled Fiberglass | Pressurized
QUIKTRIP #796 | 4675 ATLANTA HWY | LOGANVILLE | Walton | 9147094 | 1 | Flapper Valve | 2002-02-07 | FALSE | 2002-02-07 | FALSE | Currently in Use | Regular | 20000 | Fiberglass Double Walled | 2002-02-07 |  | Double-Walled Flex | Pressurized
UNITY STORE | 1808 HWY 278 | SOCIAL CIRCLE | Walton | 9147051 | 2 | Flapper Valve | 1989-02-01 | FALSE | 1989-02-01 | FALSE | Currently in Use | Diesel Off Road | 1000 | Galvanic (STIP-3) | 1989-02-01 |  | Fiberglass Reinforced Plastic | Safe Suction (Euro)
SHOPETTE |  | WALNUT GROVE | Walton | 1470087 | 3 | [5 empty] | Removed from Ground | Gas (Historical Use) | 3000 | Bare Steel | 1971-05-09 | 1990-01-01 | Galvanized Steel
WALNUT GROVE CHEVRON | 1651 HIGHWAY 138 | WALNUT GROVE | Walton | 9147068 | 2 | Flapper Valve | 1996-02-01 | FALSE | 1996-02-01 | FALSE | Currently in Use | Premium | 8000 | Epoxy | 1996-02-01 |  | Fiberglass Reinforced Plastic | Pressurized
Walnut Grove Shopette | 1700 Highway 138 | Walnut Grove | Walton | 9147048 | 3 | Ball Float | 1990-11-01 | FALSE | 1990-11-01 | FALSE | Currently in Use | Premium | 8000 | Galvanic (STIP-3) | 1990-11-01 |  | Fiberglass Reinforced Plastic | Pressurized
Gratis Food Mart | 3424 SHOAL CREEK RD | MONROE | Walton | 1470055 | 4B | Flapper Valve | 1998-06-29 | FALSE | 1998-06-29 | FALSE | Currently in Use | Diesel | 1000 | Epoxy | 1998-06-29 |  | Fiberglass Reinforced Plastic | Safe Suction (Euro)
Walnut Grove Shopette | 1700 Highway 138 | Walnut Grove | Walton | 9147048 | 5 | Ball Float | 1990-11-01 | FALSE | 1990-11-01 | FALSE | Currently in Use | Kerosene | 2000 | Galvanic (STIP-3) | 1990-11-01 |  | Fiberglass Reinforced Plastic | Pressurized
Pump N Go | 109 N CHEROKEE RD | SOCIAL CIRCLE | Walton | 1470050 | 1 | [5 empty] | Removed from Ground | Gas (Historical Use) | 1000 | Bare Steel | 1961-05-12 | 1996-11-01 | Galvanized Steel
LOUISE B GARRETT | 1005 SOUTH MADISON AVE | MONROE | Walton | 1470078 | 1 | [5 empty] | Closed in Ground | Empty | 300 | Marked Unknown | 1959-12-31 | 1980-12-01 | Galvanized Steel
HOT SPOT | 409 E MARABLE ST | MONROE | Walton | 1470091 | 1 |  | 1998-12-21 |  | 1998-12-21 |  | Removed from Ground | Gas (Historical Use) | 2000 | Steel-Impressed Current | 1978-05-10 | 2016-02-11 | Cathodically Protected | Suction (American)
MITCHELLS MARKET | 1100 HWY 11 N | MONROE | Walton | 1470090 | 3 |  | 1989-02-01 |  | 1989-02-01 |  | Removed from Ground | Gas (Historical Use) | 6000 | Cathodically Protected Steel | 1989-02-01 | 2008-04-30 | Cathodically Protected
CALVINS 66/SIMS #103 | 417 E SPRING ST | MONROE | Walton | 1470097 | 3 | Overfill Alarm | 1998-06-01 | FALSE | 1998-06-01 | FALSE | Removed from Ground | Diesel | 1000 | Steel-Impressed Current | 1980-05-09 |  | Steel (Impressed Current) | Suction (American)
Monroe Food Mart | 452 NORTH BROAD ST | MONROE | Walton | 1470106 | 5 |  | 1993-07-01 |  | 1993-07-01 |  | Removed from Ground | Gas (Historical Use) | 4000 | Galvanic (STIP-3) | 1988-01-01 | 2004-07-07 | Fiberglass Reinforced Plastic | Pressurized
Monroe Food Mart | 452 NORTH BROAD ST | MONROE | Walton | 1470106 | 10A | Ball Float | 2004-07-14 | FALSE | 2004-07-14 | FALSE | Currently in Use | Premium | 8000 | Galvanic (STIP-3) | 2004-07-21 |  | Fiberglass Reinforced Plastic | Pressurized
SHEA PROPERTY | 322 WEST SPRING STREET | MONROE | Walton | 10001335 | 2 |  |  | FALSE |  | FALSE | Removed from Ground | Gas (Historical Use) | 8000 | Unknown | 2007-02-03 | 2007-02-03
MURPHY USA #7734 | 2040 SPRING ST W | MONROE | Walton | 10000570 | 2B | Flapper Valve | 2004-01-27 | FALSE | 2004-01-27 | FALSE | Removed from Ground | Gas (Historical Use) | 8000 | Fiberglass Double Walled | 2004-01-13 | 2019-04-04 | Double-Walled Fiberglass | Pressurized
Gulf Food Mart | 4350 LAWRENCEVILLE RD | LOGANVILLE | Walton | 9147012 | 4 | Ball Float | 1988-01-01 | FALSE | 1988-01-01 | FALSE | Currently in Use | Diesel | 8000 | Galvanic (STIP-3) | 1988-01-01 |  | Fiberglass Reinforced Plastic | Pressurized
Gulf Food Mart | 4350 LAWRENCEVILLE RD | LOGANVILLE | Walton | 9147012 | 5 |  | 1988-01-01 | FALSE | 1988-01-01 | FALSE | Temporarily out of use | Kerosene | 2000 | Galvanic (STIP-3) | 1988-01-01 |  | Fiberglass Reinforced Plastic
TONY PRATHER | MARION IVY RD | GOOD HOPE | Walton | 1470060 | 2 | [5 empty] | Removed from Ground | Gas (Historical Use) | 3000 | Bare Steel | 1980-05-07 | 1993-07-01 | Galvanized Steel
JAMES F EDMONDSON | HWY 83 | GOOD HOPE | Walton | 1470057 | 2 | [5 empty] | Removed from Ground | Gas (Historical Use) | 1000 | Marked Unknown | 1961-05-12 | 1996-09-11 | Unknown
TEXACO FOOD MART | 7744 GA HWY 81 | MONROE | Walton | 9147088 | 1 | Ball Float | 2000-03-30 | FALSE | 2000-03-30 | FALSE | Currently in Use | Regular | 12000 | Epoxy | 2000-03-30 |  | Double-Walled Flex | Pressurized
W G BAKER SERVICE STATION | HWY 11 | CAMPTON | Walton | 1470080 | 2 | [5 empty] | Closed in Ground | Gas (Historical Use) | 550 | Bare Steel | 1961-05-12 | 1899-12-31 | Galvanized Steel
MOTOR CONTRACT INC | 2601 HWY 78 | LOGANVILLE | Walton | 9147079 | 2 | [5 empty] | Removed from Ground | Gas (Historical Use) | 2000 | Bare Steel | 1979-01-01 | 1999-01-07 | Galvanized Steel
JERRYS CORNER STORE | 3650 MILLER BOTTOM RD | LOGANVILLE | Walton | 9147072 | 5 | Ball Float | 1997-08-01 | FALSE | 1997-08-01 | FALSE | Currently in Use | Diesel Off Road | 6000 | Composite | 1997-08-01 |  | Fiberglass Reinforced Plastic | Pressurized
JERRYS CORNER STORE | 3650 MILLER BOTTOM RD | LOGANVILLE | Walton | 9147072 | 4 | Ball Float | 1996-10-01 | FALSE | 1996-10-01 | FALSE | Currently in Use | Premium | 10000 | Epoxy | 1996-10-01 |  | Double-Walled Fiberglass | Pressurized
SHELL | 3688 HWY 81 | LOGANVILLE | Walton | 100034777 | 2B | Flapper Valve | 2023-09-10 | FALSE | 2023-09-10 | FALSE | Currently in Use | Diesel | 6000 | Composite Double Walled | 2023-09-10 |  | Double-Walled Flex | Pressurized
SHELL | 3688 HWY 81 | LOGANVILLE | Walton | 100034777 | 2C | Flapper Valve | 2023-09-10 | FALSE | 2023-09-10 | FALSE | Currently in Use | E-85 | 3000 | Composite Double Walled | 2023-09-10 |  | Double-Walled Flex | Pressurized
GRAYSON HIGH SCHOOL | 50 HOPE HOLLOW RD | GRAYSON | Walton | 9067401 | 1 | Flapper Valve | 1999-09-10 |  | 2001-09-10 |  | Removed from Ground | Diesel | 4000 | Fiberglass Double Walled | 1999-09-01 | 2016-08-18 | Double-Walled Flex | Suction (American)
WALTON FISHERIES OFFICES | 2123 US HWY 278 SE | SOCIAL CIRCLE | Walton | 1470002 | 1 | [5 empty] | Removed from Ground | Empty | 250 | Bare Steel | 1956-04-24 | 1989-06-01 | Unknown | Safe Suction (Euro)
AZIM US HWY 78 | 978 US HWY 78 | SOCIAL CIRCLE | Walton | 1470082 | 2 | [5 empty] | Permanently Out of Use - historical purposes | Gas (Historical Use) | 560 | Marked Unknown | 1960-05-12 | 1899-12-31 | Unknown
Valero Food Mart | 1265 -B NORTH CHEROKEE RD | SOCIAL CIRCLE | Walton | 9147069 | 3 | Ball Float | 1996-08-01 | FALSE | 1996-08-01 | FALSE | Currently in Use | Diesel | 8000 | Epoxy | 1996-07-01 |  | Fiberglass Reinforced Plastic | Pressurized
BIG FOOD CONV STORE | U S HWY 11 527 N BROAD ST | MONROE | Walton | 9147070 | 2 | [5 empty] | Removed from Ground | Gas (Historical Use) | 550 | Not Marked/Unknown | 1996-10-10 | 1996-10-10 | Not Marked
SHELL FOOD MART | 1880 HWY 138 | MONROE | Walton | 9147083 | 1 | Ball Float | 1999-01-25 | FALSE | 1999-01-25 | FALSE | Currently in Use | Regular | 12000 | Epoxy | 1999-01-25 |  | Fiberglass Reinforced Plastic | Pressurized
MONROE STREET & SANITATION DEPT | 351 PANNELL RD | MONROE | Walton | 9147053 | 1 | [5 empty] | Removed from Ground | Gas (Historical Use) | 10000 | Cathodically Protected Steel | 1998-11-09 | 1998-11-09 | Galvanized Steel | Suction (American)
EASTSIDE BP | 109 E SPRING ST | MONROE | Walton | 9147046 | 3 |  | 1996-06-01 |  | 1996-06-01 |  | Removed from Ground | Gas (Historical Use) | 6000 | Steel-Impressed Current | 1998-09-11 | 2001-07-27 | Cathodically Protected | Suction (American)
COGGINS GROCERY | 1520 GA HWY 138 | MONROE | Walton | 9147047 | 2 |  | 1999-01-01 |  | 1999-01-01 |  | Removed from Ground | Gas (Historical Use) | 1000 | Steel-Impressed Current | 1956-01-01 | 2005-12-09 | Cathodically Protected | Suction (American)
SUPER SHOP | 705 W SPRING ST | MONROE | Walton | 9147049 | 4 | Ball Float | 1988-01-01 | FALSE | 1988-01-01 | FALSE | Currently in Use | Diesel | 8000 | Galvanic (STIP-3) | 1988-01-01 |  | Fiberglass Reinforced Plastic | Pressurized
DISCOUNT TOBACCO OUTLET | 544 MT VERNON RD | MONROE | Walton | 9147041 | 4B | Flapper Valve | 2012-01-16 | FALSE | 2012-01-16 | FALSE | Currently in Use | Diesel Off Road | 2000 | Composite Double Walled | 2012-01-15 |  | Double-Walled Fiberglass | Safe Suction (Euro)
OXFORD INDUSTRIES | CHERRY HILL RD | MONROE | Walton | 9147032 | 1 | [5 empty] | Removed from Ground | Gas (Historical Use) | 10000 | Bare Steel | 1994-02-01 | 1994-02-01 | Galvanized Steel | Suction (American)
COWPENS GROCERY | 1160 PANNELL ROAD | MONROE | Walton | 9147024 | 2 | [5 empty] | Removed from Ground | Gas (Historical Use) | 1000 | Bare Steel | 1970-01-01 | 2007-10-02 | Galvanized Steel | Suction (American)
MONROE STREET & SANITATION DEPT | 227 S BROAD ST | MONROE | Walton | 1470043 | 2 | [5 empty] | Removed from Ground | Empty | 10000 | Bare Steel | 1998-11-09 | 1998-11-09 | Galvanized Steel
TOMMY & RICKY DILLARD | MT VERNON RD | MONROE | Walton | 1470035 | 2 | [5 empty] | Removed from Ground | Diesel | 1000 | Bare Steel | 1986-01-01 | 1986-01-01 | Galvanized Steel
QUIKTRIP #796 | 4675 ATLANTA HWY | LOGANVILLE | Walton | 9147094 | 4A |  | 2016-10-03 | FALSE | 2016-10-03 | FALSE | Currently in Use | E-0 | 10000 | Fiberglass Double Walled | 2016-10-01 |  | Double-Walled Flex | Pressurized
UNITY STORE | 1808 HWY 278 | SOCIAL CIRCLE | Walton | 9147051 | 3 | Flapper Valve | 1997-10-01 | FALSE | 1997-10-01 | FALSE | Currently in Use | E-0 | 2000 | Galvanic (STIP-3) | 2010-03-08 |  | Double-Walled Fiberglass | Pressurized
Pump N Go | 109 N CHEROKEE RD | SOCIAL CIRCLE | Walton | 1470050 | 6 | Flapper Valve | 1990-01-01 | FALSE | 1990-01-01 | FALSE | Currently in Use | Regular | 8000 | Galvanic (STIP-3) | 1990-01-01 |  | Fiberglass Reinforced Plastic | Pressurized
Pump N Go | 109 N CHEROKEE RD | SOCIAL CIRCLE | Walton | 1470050 | 8 | Flapper Valve | 1996-11-12 | FALSE | 1996-11-12 | FALSE | Currently in Use | Diesel | 1000 | Composite | 1996-11-01 |  | Fiberglass Reinforced Plastic | Safe Suction (Euro)
GOOD HOPE C STORE | 102 N HWY 83 | GOOD HOPE | Walton | 9147044 | 1 | Ball Float | 1994-01-01 | FALSE | 1994-01-01 | FALSE | Currently in Use | Regular | 8000 | Galvanic (STIP-3)/Sacrificial Anodes | 1994-01-01 |  | Fiberglass Reinforced Plastic | Pressurized
GOOD HOPE C STORE | 102 N HWY 83 | GOOD HOPE | Walton | 9147044 | 4 | Ball Float | 1994-01-01 | FALSE | 1994-01-01 | FALSE | Temporarily out of use | Diesel Off Road | 1000 | Galvanic (STIP-3)/Sacrificial Anodes | 1994-01-01 |  | Fiberglass Reinforced Plastic | Safe Suction (Euro)
CIRCLE K 197 | 1605 TROY SMITH ROAD | MONROE | Walton | 9147092 | 2 | Ball Float | 2001-08-15 | FALSE | 2001-08-15 | FALSE | Currently in Use | Premium | 8000 | Fiberglass | 2001-06-06 |  | Double-Walled Flex | Pressurized
BOLD SPRINGS ONE STOP | 4970 HWY 81 | MONROE | Walton | 1470096 | 2 | [5 empty] | Permanently Out of Use - historical purposes | Gas (Historical Use) | 1000 | Bare Steel | 1971-05-12 | 1899-12-31 | Galvanized Steel
FARM PRODUCTS | 3941 EBENEZER CHURCH RD | SOCIAL CIRCLE | Walton | 1470069 | 2 | [5 empty] | Removed from Ground | Diesel | 3000 | Bare Steel | 1976-05-08 | 1998-04-16 | Galvanized Steel
JUNE & GENES COUNTRY KITCHEN | 5390 BOSTWICK RD | BOSTWICK | Walton | 1470077 | 1 | [5 empty] | Removed from Ground | Gas (Historical Use) | 500 | Bare Steel | 1986-05-06 | 2000-11-01 | Galvanized Steel
SHOPETTE |  | WALNUT GROVE | Walton | 1470087 | 1 | [5 empty] | Removed from Ground | Gas (Historical Use) | 3000 | Bare Steel | 1971-05-09 | 1990-01-01 | Galvanized Steel
CHEVRON | 1865 HWY 138 | MONROE | Walton | 10003598 | 1A | Flapper Valve | 2024-07-17 | FALSE | 2024-07-17 | FALSE | Currently in Use | Regular | 10000 | Composite Double Walled | 2024-07-17 |  | Double-Walled Fiberglass | Pressurized
CHEVRON | 1865 HWY 138 | MONROE | Walton | 10003598 | 1C | Flapper Valve | 2024-07-17 | FALSE | 2024-07-17 | FALSE | Currently in Use | Diesel | 5000 | Composite Double Walled | 2024-07-17 |  | Double-Walled Fiberglass | Pressurized
CHEVRON | 1865 HWY 138 | MONROE | Walton | 10003598 | 1B | Flapper Valve | 2024-07-17 | FALSE | 2024-07-17 | FALSE | Currently in Use | Premium | 5000 | Composite Double Walled | 2024-07-17 |  | Double-Walled Fiberglass | Pressurized
Food Mart | 2975 Hwy 81 | Loganville | Walton | 10003040 | 1B | Flapper Valve | 2020-06-01 | FALSE | 2020-05-01 | FALSE | Currently in Use | Premium | 5000 | Composite Double Walled | 2020-04-01 |  | Double-Walled Fiberglass | Pressurized
Food Mart | 2975 Hwy 81 | Loganville | Walton | 10003040 | 1C | Flapper Valve | 2020-06-01 | FALSE | 2020-05-01 | FALSE | Currently in Use | Diesel | 4000 | Composite Double Walled | 2020-04-01 |  | Double-Walled Fiberglass | Pressurized
Food Mart | 2975 Hwy 81 | Loganville | Walton | 10003040 | 1A | Overfill Alarm | 2020-06-01 | FALSE | 2020-05-01 | FALSE | Currently in Use | Regular | 11000 | Composite Double Walled | 2020-04-01 |  | Double-Walled Fiberglass | Pressurized
LOGANVILLE HIGH SCHOOL | 150 CLARK MCCULLERS RD | MONROE | Walton | 9102023 | 1 |  | 1988-01-01 |  | 1988-01-01 |  | Removed from Ground | Diesel | 10000 | Galvanic (STIP-3) | 1988-01-01 | 2017-01-16 | Fiberglass Reinforced Plastic | Safe Suction (Euro)
Chevron | 4940 Bold Springs Rd | Monroe | Walton | 10003173 | 1A | Flapper Valve | 2020-11-17 | FALSE | 2020-11-17 | FALSE | Currently in Use | Regular | 12000 | Composite Double Walled | 2020-11-17 |  | Double-Walled Fiberglass | Pressurized
Chevron | 4940 Bold Springs Rd | Monroe | Walton | 10003173 | 1B | Flapper Valve | 2020-11-17 | FALSE | 2020-11-17 | FALSE | Currently in Use | Premium | 4000 | Composite Double Walled | 2020-11-17 |  | Double-Walled Fiberglass | Pressurized
Chevron | 4940 Bold Springs Rd | Monroe | Walton | 10003173 | 1C | Flapper Valve | 2020-11-17 | FALSE | 2020-11-17 | FALSE | Currently in Use | E-0 | 4000 | Composite Double Walled | 2020-11-17 |  | Double-Walled Fiberglass | Pressurized
Chevron | 4940 Bold Springs Rd | Monroe | Walton | 10003173 | 1D | Flapper Valve | 2020-11-17 | FALSE | 2020-11-17 | FALSE | Currently in Use | Diesel On Road | 4000 | Composite Double Walled | 2020-11-17 |  | Double-Walled Fiberglass | Pressurized
PLANT AVENUE SITE | 644 PLANT AVENUE | WAYCROSS | Ware | 9148056 | 3 | [5 empty] | Removed from Ground | Gas (Historical Use) | 15000 | Bare Steel | 1930-01-01 | 1999-04-01 | Galvanized Steel
INMANS OF WAYCROSS | 1014 PLANT AVE | WAYCROSS | Ware | 1480001 | 2 |  | 1998-12-01 |  | 1996-09-01 |  | Removed from Ground | Gas (Historical Use) | 8000 | Steel-Impressed Current | 1971-03-23 | 2007-01-09 | Cathodically Protected | Pressurized
SCOTT AVIATION SYSTEM INC | 7831 KEEN RD | WAYCROSS | Ware | 1480006 | 4 | [5 empty] | Removed from Ground | Gas (Historical Use) | 2000 | Bare Steel | 1971-03-14 | 1996-05-01 | Bare Steel
SCOTT AVIATION SYSTEM INC | 7831 KEEN RD | WAYCROSS | Ware | 1480006 | 5 | [5 empty] | Removed from Ground | Gas (Historical Use) | 2000 | Bare Steel | 1971-03-14 | 1996-05-01 | Bare Steel
JAMES O DAVIS | 913 ALBANY AVE | WAYCROSS | Ware | 1480090 | 3 | [5 empty] | Temporarily out of use | Gas (Historical Use) | 3000 | Bare Steel | 1977-05-08 |  | Galvanized Steel
CRAWLEY GAS & OIL CO | 115 PERHAM ST | WAYCROSS | Ware | 1480092 | 1 | [5 empty] | Removed from Ground | Gas (Historical Use) | 560 | Bare Steel | 1966-05-11 | 1899-12-31 | Galvanized Steel
CSX TRANSPORTATION/CLARK'S ICE A | 611 FRANCIS ST | WAYCROSS | Ware | 1480125 | 3 | [5 empty] | Removed from Ground | Empty | 2000 | Bare Steel | 1946-05-18 | 1993-02-01 | Galvanized Steel
GOLD KIST STORE | 316 WEST BLACKSHEAR AVE | WAYCROSS | Ware | 1480127 | 1 | [5 empty] | Removed from Ground | Gas (Historical Use) | 1000 | Bare Steel | 1971-05-12 | 1990-05-25 | Galvanized Steel
STOP & SAVE #23 | 500 MEMORIAL DR | WAYCROSS | Ware | 1480136 | 4-UNL | [5 empty] | Closed in Ground | Gas (Historical Use) | 3000 | Bare Steel | 1976-05-08 | 1994-12-06 | Galvanized Steel | Suction (American)
WILBUR JAMES TIRE & BATTERY | 401 HICKS ST | WAYCROSS | Ware | 1480139 | 2 | Flapper Valve |  |  |  |  | Removed from Ground | Gas (Historical Use) | 5000 | Steel-Impressed Current | 1983-05-09 | 1998-05-09 | Steel (Impressed Current) | Pressurized
INTERSTATE WAYCROSS | AUGUSTA RD & ALBANY | WAYCROSS | Ware | 1480146 | R3 | [5 empty] | Removed from Ground | Gas (Historical Use) | 4000 | Bare Steel | 1977-05-09 | 1990-06-26 | Galvanized Steel
YOGIS STOP & SAVE | 800 Ossie Davis Boulevard | WAYCROSS | Ware | 1480148 | 3 |  | 1996-07-01 | FALSE | 1996-07-01 | FALSE | Temporarily out of use | Gas (Historical Use) | 6000 | Steel-Impressed Current | 1982-05-09 |  | Double-Walled Flex | Pressurized
CHAMPION INTERNATIONAL/WAYCROSS | FULFORD AVE IND PARK | WAYCROSS | Ware | 9000467 | 1 | [5 empty] | Removed from Ground | Diesel | 1000 | Bare Steel | 1968-05-12 | 1987-06-01 | Galvanized Steel
SCOTT AVIATION SYSTEM INC | 7831 KEEN RD | WAYCROSS | Ware | 1480006 | DUP234 | [5 empty] | Removed from Ground | Hazardous Substance | 10000 | Bare Steel | 1971-03-14 | 1996-05-01 | Bare Steel
HUNTLEY JIFFY STORES 385 | 1333 FRANCIS | WAYCROSS | Ware | 1480014 | 5 | [5 empty] | Removed from Ground | Kerosene | 4000 | Bare Steel | 1985-02-24 | 1899-12-31 | Galvanized Steel
LEE ANDERSON LINCOLN MERCURY INC | 2251 KNIGHT AVE | WAYCROSS | Ware | 1480040 | 1 |  |  | TRUE |  | TRUE | Removed from Ground | Used Oil | 500 | Marked Unknown | 1978-04-20 | 1996-06-12 | Unknown
LAVELY | RT 3 BOX 519A | WAYCROSS | Ware | 1480049 | 1 | [5 empty] | Removed from Ground | Diesel | 10000 | Bare Steel | 1980-04-11 | 1987-08-01 | Unknown
Circle K 2745000 | 505 REYNOLDS ST | WAYCROSS | Ware | 1480057 | 3 |  | 1996-07-17 |  | 1996-07-17 |  | Removed from Ground | Gas (Historical Use) | 6000 | Cathodically Protected Steel | 1981-01-01 | 1998-03-18 | Bare Steel | Safe Suction (Euro)
Circle K 2745022 | 4095 JAMESTOWN RD @ LYNN AVE | WAYCROSS | Ware | 1480059 | 1 |  | 1995-02-09 |  | 1995-02-09 |  | Permanently Out Of Use | Gas (Historical Use) | 4000 | Steel-Impressed Current | 1982-05-02 | 2003-06-16 | Cathodically Protected | Safe Suction (Euro)
Circle K 2745030 | 1974 CENTRAL AVE | WAYCROSS | Ware | 1480062 | 5 |  | 2007-01-01 | FALSE | 2007-01-01 | FALSE | Currently in Use | Gas (Historical Use) | 8000 | Composite Double Walled | 2007-01-01 |  | Double-Walled Flex | Pressurized
Circle K 2745030 | 1974 CENTRAL AVE | WAYCROSS | Ware | 1480062 | 4 |  | 2007-01-01 | FALSE | 2007-01-01 | FALSE | Currently in Use | Gas (Historical Use) | 12000 | Composite Double Walled | 2007-01-01 |  | Double-Walled Flex | Pressurized
WAYCROSS BP | 2476 MINNESOTA AVE | WAYCROSS | Ware | 1480063 | 6 |  | 1997-08-25 | FALSE | 1987-01-01 | FALSE | Currently in Use | Gas (Historical Use) | 8000 | Composite | 1987-01-01 |  | Double-Walled Flex | Pressurized
WACONA ELEMENTARY SCHOOL | 3101 STATE ST | WAYCROSS | Ware | 1480071 | 2 | [5 empty] | Permanently Out of Use - historical purposes | Diesel | 1000 | Bare Steel | 1966-04-28 | 1899-12-31 | Galvanized Steel
AT&T CENTRAL OFFICE | 614 PENDLETON ST | WAYCROSS | Ware | 1480078 | 2 | [5 empty] | Removed from Ground | Diesel | 3000 | Bare Steel | 1967-01-01 | 1899-12-31 | Copper
DAVIS EXXON | 700 MEMORIAL DR | WAYCROSS | Ware | 1480083 | 1 | [5 empty] | Removed from Ground | Kerosene | 3000 | Bare Steel | 1985-04-29 | 1999-05-01 | Galvanized Steel
JAMES O DAVIS | 913 ALBANY AVE | WAYCROSS | Ware | 1480090 | 2 | [5 empty] | Temporarily out of use | Gas (Historical Use) | 1000 | Bare Steel | 1986-05-06 |  | Galvanized Steel
CRAWLEY GAS & OIL CO | 115 PERHAM ST | WAYCROSS | Ware | 1480092 | 2 | [5 empty] | Removed from Ground | Other | 1000 | Bare Steel | 1966-05-11 | 1899-12-31 | Galvanized Steel
GOLD KEY AUTO | 531 MEMORIAL DR | WAYCROSS | Ware | 1480095 | 4 | [5 empty] | Removed from Ground | Diesel | 3000 | Bare Steel | 1977-05-08 | 1997-01-13 | Galvanized Steel
GOLD KEY AUTO | 531 MEMORIAL DR | WAYCROSS | Ware | 1480095 | 1 | [5 empty] | Removed from Ground | Gas (Historical Use) | 4000 | Bare Steel | 1986-05-06 | 1997-01-13 | Galvanized Steel
OKEFENOKEE PARTS & SERVICE | RT 6 US 1 SOUTH | WAYCROSS | Ware | 1480107 | 2 | [5 empty] | Removed from Ground | Gas (Historical Use) | 3000 | Bare Steel | 1966-05-13 | 1995-09-01 | Galvanized Steel
T & R SERVICE STATION | 1120 PLANT AVE | WAYCROSS | Ware | 1480119 | 2 |  | 1998-09-05 | FALSE | 1996-03-21 | FALSE | Currently in Use | Gas (Historical Use) | 10000 | Steel-Impressed Current | 1972-05-11 |  |  | Pressurized
CONTAINER CORP OF AMERICA | N OLD JAMESTOWN RD | WAYCROSS | Ware | 1480123 | 5 | [5 empty] | Removed from Ground | Gas (Historical Use) | 1012 | Bare Steel | 1978-05-07 | 1988-06-01 | Galvanized Steel
CONTAINER CORP OF AMERICA | N OLD JAMESTOWN RD | WAYCROSS | Ware | 1480123 | 4 | [5 empty] | Removed from Ground | Gas (Historical Use) | 1012 | Bare Steel | 1978-05-07 | 1988-06-01 | Galvanized Steel
CSX TRANSPORTATION/CLARK'S ICE A | 611 FRANCIS ST | WAYCROSS | Ware | 1480125 | 4 | [5 empty] | Removed from Ground | Gas (Historical Use) | 1000 | Bare Steel | 1993-02-01 | 1993-02-01 | Bare Steel
APOLLOFOODS INC 2 | 1800 MEMORIAL DR | WAYCROSS | Ware | 1480147 | 1 | [5 empty] | Closed in Ground | Gas (Historical Use) | 8000 | Bare Steel | 1978-05-10 | 1998-11-19 | Galvanized Steel
VEHICLE MAINTENANCE | 1001 ALBANY AVE | WAYCROSS | Ware | 1480152 | 2 | [5 empty] | Removed from Ground | Gas (Historical Use) | 1000 | Bare Steel | 1957-01-08 | 1998-01-01 | Bare Steel | Suction (American)
BAY STATION #664 | 818 GLENNMORE | WAYCROSS | Ware | 1480157 | 4 | [5 empty] | Removed from Ground | Gas (Historical Use) | 4000 | Cathodically Protected Steel | 1984-05-13 | 1990-09-01 | Galvanized Steel
STRATE WELDING/AIRCO WELDING SUP | 1722 REYNOLDS ST | WAYCROSS | Ware | 1480164 | 1 | [5 empty] | Removed from Ground | Empty | 500 | Bare Steel | 1971-06-01 | 1995-06-01 | Galvanized Steel
CHAMPION INTERNATIONAL/WAYCROSS | FULFORD AVE IND PARK | WAYCROSS | Ware | 9000467 | 2 | [5 empty] | Removed from Ground | Gas (Historical Use) | 1000 | Bare Steel | 1968-05-12 | 1987-06-01 | Galvanized Steel
GOLD KEY AUTO | 531 MEMORIAL DR | WAYCROSS | Ware | 1480095 | 5 |  |  | TRUE |  | TRUE | Removed from Ground | Used Oil | 100 | Bare Steel | 1986-05-06 | 1997-06-01 | Galvanized Steel
ARNEYS BP/JACKS GULF | 501 MEMORIAL DR | WAYCROSS | Ware | 1480109 | 8 |  |  | TRUE |  | TRUE | Removed from Ground | Used Oil | 550 | Bare Steel | 1961-01-01 | 1987-06-01 | Bare Steel
ARNEYS BP/JACKS GULF | 501 MEMORIAL DR | WAYCROSS | Ware | 1480109 | 2 | [5 empty] | Removed from Ground | Gas (Historical Use) | 2000 | Bare Steel | 1961-05-14 | 1997-07-15 | Bare Steel | Safe Suction (Euro)
CSX TRANSPORTATION/SEABOARD SYST | 315 PLANT AVE | WAYCROSS | Ware | 1480126 | 6 | [5 empty] | Removed from Ground | Kerosene | 2500 | Bare Steel | 1993-02-01 | 1993-02-01 | Bare Steel
STOP & SAVE #23 | 500 MEMORIAL DR | WAYCROSS | Ware | 1480136 | 1-UNL |  | 1996-03-18 |  | 1990-01-01 |  | Removed from Ground | Gas (Historical Use) | 4000 | Not Marked/Unknown | 1976-05-08 | 2002-08-20 | Galvanized Steel | Suction (American)
STOP & SAVE #23 | 500 MEMORIAL DR | WAYCROSS | Ware | 1480136 | 2-UNL |  | 2002-08-19 | FALSE | 2002-08-19 | FALSE | Currently in Use | Gas (Historical Use) | 10000 | Composite Double Walled | 2002-08-19 |  | Double-Walled Fiberglass | Pressurized
WALKER JONES | 515 TEBEAU ST | WAYCROSS | Ware | 1480137 | 1 | [5 empty] | Removed from Ground | Gas (Historical Use) | 500 | Marked Unknown | 1951-05-16 | 1995-09-20 | Unknown | Suction (American)
WILBUR JAMES TIRE & BATTERY | 401 HICKS ST | WAYCROSS | Ware | 1480139 | 1 | Flapper Valve |  |  |  |  | Removed from Ground | Gas (Historical Use) | 5000 | Steel-Impressed Current | 1983-05-09 | 1998-05-09 | Steel (Impressed Current) | Pressurized
CROSSWAY CONVENIENCE STORE | 385 OSSIE DAVIS PKWY | WAYCROSS | Ware | 1480173 | 1 |  | 1987-01-01 |  | 1987-01-01 |  | Removed from Ground | Gas (Historical Use) | 8022 | Galvanic (STIP-3) | 1987-01-01 | 2009-01-13 | Flex | Pressurized
CROSSWAY CONVENIENCE STORE | 385 OSSIE DAVIS PKWY | WAYCROSS | Ware | 1480173 | 4B | Flapper Valve | 2010-05-15 | FALSE | 2010-05-15 | FALSE | Currently in Use | Premium | 3000 | Composite Double Walled | 2010-05-15 |  | Double-Walled Flex | Pressurized
Circle K 2745085 | 1401 TEBEAU ST | WAYCROSS | Ware | 9000705 | 3 | [5 empty] | Removed from Ground | Gas (Historical Use) | 8000 | Bare Steel | 1977-05-07 | 1993-03-26 | Galvanized Steel
OKEFENOKEE PARTS & SERVICE | RT 6 US 1 SOUTH | WAYCROSS | Ware | 1480107 | 1 | [5 empty] | Removed from Ground | Gas (Historical Use) | 4000 | Bare Steel | 1976-05-10 | 1995-09-01 | Galvanized Steel
ARNEYS BP/JACKS GULF | 501 MEMORIAL DR | WAYCROSS | Ware | 1480109 | 3 | [5 empty] | Removed from Ground | Gas (Historical Use) | 2000 | Bare Steel | 1961-05-14 | 1997-07-15 | Bare Steel | Safe Suction (Euro)
CHAMPION INTER CORP WOOD PROC | INDUSTRIAL PARK | WAYCROSS | Ware | 1480111 | 1 | [5 empty] | Removed from Ground | Diesel | 3000 | Bare Steel | 1978-05-10 | 1988-02-10 | Galvanized Steel
CSX TRANSPORTATION | OKLAHOMA AVE | WAYCROSS | Ware | 1480128 | 4 | [5 empty] | Removed from Ground | Gas (Historical Use) | 1000 | Marked Unknown | 1990-09-24 | 1990-09-24 | Unknown
CORNER STOP | 2401 PLANT AVE | WAYCROSS | Ware | 1480130 | 3 | Flapper Valve | 1995-10-18 | FALSE | 1995-10-18 | FALSE | Currently in Use | Diesel | 8000 | Steel-Impressed Current | 1985-05-08 |  | Steel (Impressed Current)
INTERSTATE WAYCROSS | AUGUSTA RD & ALBANY | WAYCROSS | Ware | 1480146 | R2 | [5 empty] | Removed from Ground | Gas (Historical Use) | 4000 | Bare Steel | 1966-05-12 | 1990-06-26 | Galvanized Steel
TRITON #623 | 2017 MEMORIAL DR | WAYCROSS | Ware | 1480153 | 2 |  | 1984-03-01 |  | 1988-01-01 |  | Removed from Ground | Gas (Historical Use) | 10000 | Fiberglass | 1984-03-01 | 2010-10-25 | Fiberglass Reinforced Plastic | Pressurized
GUY'S MINIT MARKET | 2630 BRUNSWICK HWY | WAYCROSS | Ware | 1480160 | 1 |  | 1998-10-20 |  | 1998-10-20 |  | Removed from Ground | Gas (Historical Use) | 6000 | Steel-Impressed Current | 1976-06-04 | 1999-11-04 | Cathodically Protected | Pressurized
Circle K 2745085 | 1401 TEBEAU ST | WAYCROSS | Ware | 9000705 | 2 | [5 empty] | Removed from Ground | Gas (Historical Use) | 8000 | Bare Steel | 1977-05-07 | 1993-03-26 | Galvanized Steel
DELLS SERVICE STATION | 770 STATE ST | WAYCROSS | Ware | 1480008 | 3 | [5 empty] | Removed from Ground | Gas (Historical Use) | 4000 | Bare Steel | 1966-02-23 | 2003-06-20 | Galvanized Steel
KROGER 439 | 1606 MEMORIAL DR | WAYCROSS | Ware | 10001341 | 1B |  | 2007-04-05 | FALSE | 2007-04-05 | FALSE | Currently in Use | Gas (Historical Use) | 8000 | Fiberglass Double Walled | 2007-03-08 |  |  | Pressurized
CSX TRANSPORTATION/COMPRESSOR SH | JEFFORDS BLVD | WAYCROSS | Ware | 9148012 | 28 |  |  | TRUE |  | TRUE | Removed from Ground | Used Oil | 500 | Bare Steel | 1993-02-03 | 1993-02-03 | Bare Steel
SLOANS FOOD MART/BOATWRIGHTS FOO | 1625 ALBANY AVE | WAYCROSS | Ware | 9148013 | 3 | [5 empty] | Removed from Ground | Gas (Historical Use) | 3000 | Bare Steel | 1975-01-01 | 1996-07-01 | Galvanized Steel | Safe Suction (Euro)
OLD GA DOT 10582/WARE CO ROUTINE | 1001 COLUMBUS ST | WAYCROSS | Ware | 9148025 | 10582-1 | [5 empty] | Removed from Ground | Gas (Historical Use) | 987 | Bare Steel | 1989-08-11 | 1989-08-11 | Galvanized Steel | Safe Suction (Euro)
OLD DEPOT INC | 1611 KENTUCKY AVE | WAYCROSS | Ware | 9148043 | DIESEL | [5 empty] | Currently in Use | Diesel | 0 | Bare Steel | 1982-01-01 |  | Galvanized Steel | Pressurized
LIL' CHAMP FOOD STORES #369. | 1002 MEMORIAL DR | WAYCROSS | Ware | 1480012 | 3 | [5 empty] | Removed from Ground | Gas (Historical Use) | 3000 | Bare Steel | 1983-02-25 | 1992-06-29 | Galvanized Steel | Suction (American)
FRIENDLY EXPRESS #50 | 1720 MEMORIAL DR | WAYCROSS | Ware | 1480013 | 1 | Flapper Valve | 1996-04-01 | FALSE | 1996-04-01 | FALSE | Currently in Use | Premium | 10000 | Steel-Impressed Current | 1985-02-24 |  | Fiberglass Reinforced Plastic | Pressurized
HUNTLEY JIFFY STORES 385 | 1333 FRANCIS | WAYCROSS | Ware | 1480014 | 1 | [5 empty] | Removed from Ground | Gas (Historical Use) | 8000 | Bare Steel | 1985-02-24 | 1899-12-31 | Galvanized Steel
HUNTLEY JIFFY STORES 385 | 1333 FRANCIS | WAYCROSS | Ware | 1480014 | 4 | [5 empty] | Removed from Ground | Diesel | 6000 | Bare Steel | 1985-02-24 | 1899-12-31 | Galvanized Steel
WAYCROSS MIDDLE SCHOOL | 700 CENTRAL AVE | WAYCROSS | Ware | 1480028 | 1 | [5 empty] | Removed from Ground | Kerosene | 10000 | Bare Steel | 1965-01-18 | 1899-12-31 | Unknown
WAYCROSS CITY GARAGE | 714 PENDERGAST ST | WAYCROSS | Ware | 1480033 | 714-2 | [5 empty] | Removed from Ground | Gas (Historical Use) | 4000 | Bare Steel | 1979-03-09 | 1997-03-04 | Galvanized Steel | Safe Suction (Euro)
WALMART NEIGHBORHOOD MARKET #4527 | 1620 PLANT AVE | WAYCROSS | Ware | 10002489 | 2A | Flapper Valve | 2015-09-23 | FALSE | 2015-05-15 | FALSE | Currently in Use | Gas (Historical Use) | 8000 | Fiberglass Double Walled | 2015-04-30 |  | Double-Walled Flex | Pressurized
Circle K 2745068 | 1712 MEMORIAL DIRVE | WAYCROSS | Ware | 9148007 | 1 |  | 1991-01-01 |  | 1991-01-01 |  | Currently in Use | Gas (Historical Use) | 8000 | Composite | 1991-01-01 |  | Double-Walled Fiberglass | Pressurized
Friendly Express #103 | 1811 South Georgia Pkwy W | WAYCROSS | Ware | 9148041 | 6B | Flapper Valve | 2018-08-28 | FALSE | 2018-08-28 | FALSE | Currently in Use | E-0 | 5000 | Composite Double Walled | 2018-08-28 |  | Double-Walled Flex | Pressurized
GA DEPT PUBLIC SAFETY/GA STATE POST 22 | RT 6 BOX 83 | WAYCROSS | Ware | 1480009 | 1 | [5 empty] | Removed from Ground | Gas (Historical Use) | 3000 | Bare Steel | 1986-03-06 | 1899-12-31 | Unknown
MEMORIAL STADIUM | 715 DEWEY STREET | WAYCROSS | Ware | 1480035 | 715-1 | [5 empty] | Closed in Ground | Other | 1 | Not Marked/Unknown | 1970-01-01 | 1970-01-01 | Galvanized Steel | Safe Suction (Euro)
KMART #9626 | 2103 MEMORIAL DR | WAYCROSS | Ware | 1480046 | 1 |  |  | TRUE |  | TRUE | Closed in Ground | Used Oil | 1000 | Bare Steel | 1979-04-06 | 1994-11-10 | Bare Steel | Gravity Fed
GOLD KEY AUTO | 531 MEMORIAL DR | WAYCROSS | Ware | 1480095 | 2 | [5 empty] | Removed from Ground | Gas (Historical Use) | 4000 | Bare Steel | 1986-05-06 | 1997-01-13 | Galvanized Steel
CARLS BP | 1006 PLANT AVE | WAYCROSS | Ware | 1480102 | 2 |  | 1998-09-01 | FALSE | 1998-09-01 | FALSE | Currently in Use | Gas (Historical Use) | 10000 | Steel-Impressed Current | 1973-05-11 |  | Steel (Impressed Current) | Pressurized
GARCIAS | 410 HARRISON ST | WAYCROSS | Ware | 1480134 | 2 | [5 empty] | Removed from Ground | Empty | 6000 | Bare Steel | 1980-05-08 | 1998-06-01 | Galvanized Steel | Pressurized
STOP & SAVE #23 | 500 MEMORIAL DR | WAYCROSS | Ware | 1480136 | 3-PREM |  | 1996-03-18 |  | 1990-01-01 |  | Removed from Ground | Gas (Historical Use) | 4000 | Not Marked/Unknown | 1976-05-08 | 2002-08-20 | Cathodically Protected | Suction (American)
CROSSWAY CONVENIENCE STORE | 385 OSSIE DAVIS PKWY | WAYCROSS | Ware | 1480173 | 4A |  | 2010-05-15 | FALSE | 2010-05-15 | FALSE | Currently in Use | Gas (Historical Use) | 9000 | Composite Double Walled | 2010-05-15 |  | Double-Walled Flex | Pressurized
WAYCROSS COCA-COLA | 101 NORTH NICHOLS ST | WAYCROSS | Ware | 9000511 | 1 | [5 empty] | Removed from Ground | Gas (Historical Use) | 10000 | Bare Steel | 1957-05-12 | 1990-02-14 | Galvanized Steel | Suction (American)
WAYCROSS CITY GARAGE | 714 PENDERGAST ST | WAYCROSS | Ware | 1480033 | 714-3 | [5 empty] | Removed from Ground | Gas (Historical Use) | 4000 | Bare Steel | 1979-03-09 | 1997-03-04 | Galvanized Steel | Safe Suction (Euro)
RAZZ BOWEN SUPER SERVICE INC | 810 PLANT AVE | WAYCROSS | Ware | 1480048 | 5 | [5 empty] | Permanently Out of Use - historical purposes | Gas (Historical Use) | 3000 | Bare Steel | 1951-04-16 | 1899-12-31 | Galvanized Steel
RAZZ BOWEN SUPER SERVICE INC | 810 PLANT AVE | WAYCROSS | Ware | 1480048 | 4 | [5 empty] | Permanently Out of Use - historical purposes | Gas (Historical Use) | 3000 | Bare Steel | 1951-04-16 | 1899-12-31 | Galvanized Steel
CHOO CHOO SUPPLY CO | 1929 MEMORIAL DR | WAYCROSS | Ware | 1480047 | 2 | [5 empty] | Removed from Ground | Diesel | 500 | Bare Steel | 1981-04-11 | 1993-05-10 | Galvanized Steel | Suction (American)
CHAMPION INTERNATIONAL CORP | INDUSTRIAL PARK | WAYCROSS | Ware | 9148011 | 4 | [5 empty] | Removed from Ground | Diesel | 1000 | Bare Steel | 1975-01-01 | 1989-11-17 | Galvanized Steel
CHAMPION INTERNATIONAL CORP | INDUSTRIAL PARK | WAYCROSS | Ware | 9148011 | 5 | [5 empty] | Removed from Ground | Diesel | 1000 | Bare Steel | 1979-01-01 | 1989-11-17 | Galvanized Steel
WARE COUNTY COMM | 805 GROVE STREET | WAYCROSS | Ware | 9148029 | 3 | [5 empty] | Permanently Out of Use - historical purposes | Diesel | 10000 | Marked Unknown |  | 1899-12-31 | Unknown
LIL' CHAMP FOOD STORES #369. | 1002 MEMORIAL DR | WAYCROSS | Ware | 1480012 | 8 | [5 empty] | Removed from Ground | Kerosene | 550 | Not Marked/Unknown | 1992-07-01 | 1992-07-01 | Not Marked
LIL' CHAMP FOOD STORES #369. | 1002 MEMORIAL DR | WAYCROSS | Ware | 1480012 | 6 | [5 empty] | Removed from Ground | Gas (Historical Use) | 3000 | Bare Steel | 1983-02-25 | 1992-06-29 | Galvanized Steel | Suction (American)
REID INC/PIONEER MACHINERY (LE | 1905 KNIGHT AVE | WAYCROSS | Ware | 1480020 | 1 | [5 empty] | Removed from Ground | Gas (Historical Use) | 2000 | Bare Steel | 1991-12-01 | 1991-12-01 | Galvanized Steel
WAYCROSS CITY GARAGE | 714 PENDERGAST ST | WAYCROSS | Ware | 1480033 | 714-5 | [5 empty] | Closed in Ground | Gas (Historical Use) | 4000 | Bare Steel | 1965-03-12 | 1978-01-01 | Galvanized Steel
Circle K 2745000 | 505 REYNOLDS ST | WAYCROSS | Ware | 1480057 | 2 |  | 1996-07-17 |  | 1996-07-17 |  | Removed from Ground | Gas (Historical Use) | 6000 | Cathodically Protected Steel | 1981-01-01 | 1998-03-18 | Bare Steel | Safe Suction (Euro)
Circle K 2745022 | 4095 JAMESTOWN RD @ LYNN AVE | WAYCROSS | Ware | 1480059 | 2 |  | 1995-02-09 |  | 1995-02-09 |  | Permanently Out Of Use | Gas (Historical Use) | 4000 | Steel-Impressed Current | 1982-05-02 | 2003-06-16 | Cathodically Protected | Safe Suction (Euro)
STATE FARM BUILDING | 515 JANE STREET | WAYCROSS | Ware | 10000591 | 2 |  |  | FALSE |  | FALSE | Removed from Ground | Gas (Historical Use) | 1000 | Unknown | 2004-02-18 | 2004-02-18
O'QUINN AUTO ELECTRIC REPAIR | 501 JANE STREET | WAYCROSS | Ware | 10000592 | 1 |  |  | FALSE |  | FALSE | Removed from Ground | Gas (Historical Use) | 1000 | Unknown | 2004-02-19 | 2004-02-19
DONALD COURSOM | 1613 STATE STREET | WAYCROSS | Ware | 10001146 | 2 |  |  | FALSE |  | FALSE | Closed in Ground | Gas (Historical Use) | 3000 | Bare Steel | 2006-06-08 | 2006-06-08 | Bare Steel
DELLS SERVICE STATION | 770 STATE ST | WAYCROSS | Ware | 1480008 | 1 | [5 empty] | Removed from Ground | Gas (Historical Use) | 4000 | Composite | 1966-02-23 | 2003-06-20 | Fiberglass Reinforced Plastic
MAYO CLINIC HEALTH SYS IN WAYCROSS SATILLA CARE CENTER | 1600 RIVERSIDE AVENUE | WAYCROSS | Ware | 10002011 | 2 |  |  | FALSE |  | FALSE | Closed in Ground |  | 500 | Unknown | 2011-06-24 | 2011-06-24 | Unknown
RACEWAY #776 | 1510 REYNOLDS ST CORRIDOR Z | WAYCROSS | Ware | 9148001 | 3 |  | 1990-01-01 |  | 1990-01-01 |  | Removed from Ground | Gas (Historical Use) | 12000 | Composite Double Walled | 1990-06-01 | 2010-02-16 | Double-Walled Fiberglass | Pressurized
NWS METEORLOGICAL OBSERVATORY | 2855 FOREST RD | WAYCROSS | Ware | 9148017 | 1 | [5 empty] | Removed from Ground | Diesel | 1000 | Bare Steel | 1969-02-04 | 1992-12-15 | Bare Steel | Suction (American)
BIG RIVER OIL CO | 1603 KNIGHT AVE | WAYCROSS | Ware | 9148040 | 1 |  | 1998-12-14 | FALSE | 1997-07-01 | FALSE | Removed from Ground | Gas (Historical Use) | 10000 | Steel-Impressed Current | 1997-07-01 | 2018-06-25 |  | Pressurized
Friendly Express #103 | 1811 South Georgia Pkwy W | WAYCROSS | Ware | 9148041 | 3 |  | 1998-06-01 | FALSE | 1993-06-10 | TRUE | Removed from Ground | Gas (Historical Use) | 6000 | Composite | 1993-06-10 | 2018-05-18 | Fiberglass Reinforced Plastic | Pressurized
STATE FARM BUILDING | 515 JANE STREET | WAYCROSS | Ware | 10000591 | 3 |  |  | FALSE |  | FALSE | Removed from Ground | Gas (Historical Use) | 1000 | Unknown | 2004-02-18 | 2004-02-18
WARE COUNTY COMM | 805 GROVE STREET | WAYCROSS | Ware | 9148029 | 2 | [5 empty] | Removed from Ground | Gas (Historical Use) | 1000 | Bare Steel | 1996-03-27 | 1996-03-27 | Galvanized Steel | Suction (American)
GRIFFINS COUNTRY MALL | 3900 BRUNSWICK HWY | WAYCROSS | Ware | 9148031 | 2 |  | 1998-12-28 |  | 1998-12-28 |  | Currently in Use | Gas (Historical Use) | 6000 | Composite | 1988-06-20 |  | Fiberglass Reinforced Plastic | Pressurized
LANE 66 STATION | 1402 ALBANY AVE | WAYCROSS | Ware | 60286 | 4A |  | 1998-12-02 | FALSE | 1998-12-02 | FALSE | Temporarily out of use | Gas (Historical Use) | 4000 | Composite | 1998-12-01 |  | Fiberglass Reinforced Plastic | Suction (American)
FLASH FOODS #82 | 201 NICHOLS ST | WAYCROSS | Ware | 1480060 | 2 |  | 1996-07-24 |  | 1986-04-30 |  | Removed from Ground | Gas (Historical Use) | 8000 | Fiberglass | 1986-04-30 | 2010-12-16 | Double-Walled Flex | Pressurized
WAYCROSS BP | 2476 MINNESOTA AVE | WAYCROSS | Ware | 1480063 | 5 |  | 1997-08-25 | FALSE | 1987-01-01 | FALSE | Currently in Use | Gas (Historical Use) | 8000 | Composite | 1987-01-01 |  | Double-Walled Flex | Pressurized
DONALD COURSOM | 1613 STATE STREET | WAYCROSS | Ware | 10001146 | 3 |  |  | FALSE |  | FALSE | Closed in Ground | Gas (Historical Use) | 3000 | Bare Steel | 2006-06-08 | 2006-06-08 | Bare Steel
WINGE'S BAIT & TACKLE | 427 MEMORIAL DR | WAYCROSS | Ware | 9148008 | 3 | [5 empty] | Removed from Ground | Gas (Historical Use) | 4000 | Cathodically Protected Steel | 1988-01-01 | 1999-12-13 | Galvanized Steel | Suction (American)
WARING FOOD MART | 512 WARING ST | WAYCROSS | Ware | 9148010 | 1 | [5 empty] | Removed from Ground | Gas (Historical Use) | 6000 | Bare Steel | 1978-01-01 | 2002-03-01 | Galvanized Steel | Pressurized
WARING FOOD MART | 512 WARING ST | WAYCROSS | Ware | 9148010 | 4B |  | 2008-06-27 | FALSE | 2008-06-27 | FALSE | Currently in Use | Gas (Historical Use) | 3000 | Composite Double Walled | 2008-06-27 |  | Double-Walled Flex | Pressurized
CONLEY SHEET METAL | 1638 PLANT AVE | WAYCROSS | Ware | 9148048 | 1 | [5 empty] | Removed from Ground | Gas (Historical Use) | 750 | Bare Steel | 1979-01-01 | 1998-04-04 | Not Marked
JACK RABBIT #4 | 1900 ALMA HWY | WAYCROSS | Ware | 1480010 | 1 | [5 empty] | Removed from Ground | Gas (Historical Use) | 4000 | Bare Steel | 1976-02-27 | 1992-04-09 | Galvanized Steel
Memorial Satilla Health | 1900 TEBEAU ST | WAYCROSS | Ware | 1480018 | 2 | [5 empty] | Removed from Ground | Diesel | 1000 | Bare Steel | 1976-02-27 | 1998-07-09 | Copper
WARE COUNTY PUBLIC WORKS DEPARTMENT | 3699 HARRIS RD | WAYCROSS | Ware | 1480022 | 6 | Flapper Valve | 1999-10-30 | FALSE | 1999-10-30 | FALSE | Temporarily out of use | Diesel | 10000 | Composite | 1999-10-19 |  | Fiberglass Reinforced Plastic | Safe Suction (Euro)
DISCOUNT CONVENIENCE STORE | 1967 STATE ST | WAYCROSS | Ware | 9148033 | 2 |  | 1998-11-01 | FALSE | 1998-11-01 | FALSE | Currently in Use | Gas (Historical Use) | 6000 |  | 1989-04-01 |  | Fiberglass Reinforced Plastic | Pressurized
AT & T | 614 PENDLETON ST | WAYCROSS | Ware | 9148038 | 1 | [5 empty] | Closed in Ground | Empty | 1000 | Cathodically Protected Steel | 1954-01-01 | 1991-01-01 | Copper
OLD DEPOT INC | 1611 KENTUCKY AVE | WAYCROSS | Ware | 9148043 | PREM | [5 empty] | Currently in Use | Gas (Historical Use) | 0 | Bare Steel | 1982-01-01 |  | Galvanized Steel | Pressurized
INMANS OF WAYCROSS | 1014 PLANT AVE | WAYCROSS | Ware | 1480001 | 3 |  | 1998-12-01 |  | 1996-09-01 |  | Removed from Ground | Gas (Historical Use) | 2000 | Steel-Impressed Current | 1971-03-23 | 2007-01-09 | Cathodically Protected | Suction (American)
JACK RABBIT #4 | 1900 ALMA HWY | WAYCROSS | Ware | 1480010 | 3 | [5 empty] | Removed from Ground | Gas (Historical Use) | 4000 | Bare Steel | 1976-02-27 | 1992-04-09 | Galvanized Steel
KROGER 439 | 1606 MEMORIAL DR | WAYCROSS | Ware | 10001341 | 1A |  | 2007-04-05 | FALSE | 2007-04-05 | FALSE | Currently in Use | Diesel | 8000 | Fiberglass Double Walled | 2007-03-08 |  |  | Pressurized
RACEWAY #776 | 1510 REYNOLDS ST CORRIDOR Z | WAYCROSS | Ware | 9148001 | 2 |  | 1990-01-01 |  | 1990-01-01 |  | Removed from Ground | Gas (Historical Use) | 12000 | Composite Double Walled | 1990-06-01 | 2010-02-16 | Double-Walled Fiberglass | Pressurized
Shell City | 507 CITY BLVD | WAYCROSS | Ware | 9148006 | 1 | Flapper Valve | 1988-01-01 | FALSE | 1994-03-02 | FALSE | Currently in Use | Premium | 6000 | Galvanic (STIP-3) | 1988-01-01 |  | Fiberglass Reinforced Plastic | Pressurized
ROADWAY EXPRESS INC | 2010 INDUSTRIAL BLVD | WAYCROSS | Ware | 9148018 | 3 | [5 empty] | Removed from Ground | Diesel | 4000 | Bare Steel | 1980-09-01 | 1995-07-12 | Galvanized Steel | Safe Suction (Euro)
PLANT AVENUE SITE | 644 PLANT AVENUE | WAYCROSS | Ware | 9148056 | 2 | [5 empty] | Removed from Ground | Gas (Historical Use) | 12000 | Bare Steel | 1930-01-01 | 1999-04-01 | Galvanized Steel
WARE COUNTY PUBLIC WORKS DEPARTMENT | 3699 HARRIS RD | WAYCROSS | Ware | 1480022 | 3 |  |  | FALSE |  | FALSE | Removed from Ground | Empty | 3000 | Bare Steel | 1986-02-18 | 1899-12-31 | Galvanized Steel
MURRAY PLBG CO INC | 2126 SUNNYSIDE DR | WAYCROSS | Ware | 1480032 | 2 | [5 empty] | Removed from Ground | Diesel | 550 | Bare Steel | 1979-03-14 | 1899-12-31 | Bare Steel
WAYCROSS CITY GARAGE | 714 PENDERGAST ST | WAYCROSS | Ware | 1480033 | 714-1 | [5 empty] | Removed from Ground | Gas (Historical Use) | 4000 | Bare Steel | 1979-03-09 | 1997-03-04 | Galvanized Steel | Suction (American)
PET DAIRY | US HWY 82 WEST/ALBANY AVE EXTENS | WAYCROSS | Ware | 1480053 | 3 | [5 empty] | Removed from Ground | Gas (Historical Use) | 5000 | Bare Steel | 1972-01-05 | 1991-05-30 | Bare Steel
WAYCROSS BP | 2476 MINNESOTA AVE | WAYCROSS | Ware | 1480063 | 1 | [5 empty] | Removed from Ground | Gas (Historical Use) | 8000 | Bare Steel | 1978-05-02 | 1987-01-01 | Galvanized Steel
STATE ST AMOCO | 545 STATE & TEBEAU STREET | WAYCROSS | Ware | 1480091 | 2 |  |  | FALSE |  | FALSE | Closed in Ground | Empty | 2000 | Bare Steel | 1986-05-06 | 2019-08-01 | Galvanized Steel
GA POWER/WAYCROSS DIST OPER HQ | 2568 WADLEY RD | WAYCROSS | Ware | 1480096 | 4 |  | 1992-02-27 | FALSE | 1992-02-27 | FALSE | Closed in Ground | Gas (Historical Use) | 10000 | Composite | 1992-02-27 | 1997-10-28 | Fiberglass Reinforced Plastic | Pressurized
FORMER SPUR STATION NO 1091 | 611 FRANCIS ST | WAYCROSS | Ware | 1480098 | 2 | [5 empty] | Permanently Out of Use - historical purposes | Gas (Historical Use) | 15000 | Bare Steel | 1963-05-11 | 1899-12-31 | Unknown
CARLS BP | 1006 PLANT AVE | WAYCROSS | Ware | 1480102 | 3 |  | 1998-09-01 | FALSE | 1998-09-01 | FALSE | Currently in Use | Gas (Historical Use) | 10000 | Steel-Impressed Current | 1973-05-11 |  | Steel (Impressed Current) | Pressurized
OKEFENOKEE PARTS # 2 | 601 STATE ST | WAYCROSS | Ware | 1480108 | 1 | [5 empty] | Removed from Ground | Gas (Historical Use) | 10000 | Bare Steel | 1974-05-11 | 1996-07-01 | Galvanized Steel
DUKES MINI MART | 2377 ALBANY AVE | WAYCROSS | Ware | 1480110 | 3 | [5 empty] | Removed from Ground | Gas (Historical Use) | 4000 | Bare Steel | 1979-05-10 | 2000-01-01 | Galvanized Steel | Safe Suction (Euro)
CSX TRANSPORTATION/SEABOARD SYST | 315 PLANT AVE | WAYCROSS | Ware | 1480126 | 2 | [5 empty] | Removed from Ground | Diesel | 1000 | Bare Steel | 1977-05-10 | 1993-02-01 | Galvanized Steel
CORNER STOP | 2401 PLANT AVE | WAYCROSS | Ware | 1480130 | 2 | Flapper Valve | 1995-10-18 | FALSE | 1995-10-18 | FALSE | Currently in Use | Premium | 8000 | Steel-Impressed Current | 1985-05-08 |  | Steel (Impressed Current) | Pressurized
GA POWER/WAYCROSS DIST OPER HQ | 2568 WADLEY RD | WAYCROSS | Ware | 1480096 | 1 |  |  | FALSE |  | FALSE | Closed in Ground | Diesel | 10000 | Bare Steel | 1980-05-08 | 1992-03-03 | Galvanized Steel | Pressurized
CONTAINER CORP OF AMERICA | N OLD JAMESTOWN RD | WAYCROSS | Ware | 1480123 | 1 | [5 empty] | Removed from Ground | Gas (Historical Use) | 560 | Bare Steel | 1963-05-11 | 1988-06-01 | Galvanized Steel
DERST BAKING CO | 1601 FRANKLIN AVE | WAYCROSS | Ware | 1480124 | 1 | [5 empty] | Removed from Ground | Empty | 1000 | Bare Steel | 1951-05-17 | 1997-10-09 | Unknown | Suction (American)
CSX TRANSPORTATION | OKLAHOMA AVE | WAYCROSS | Ware | 1480128 | 52 | [5 empty] | Removed from Ground | Gas (Historical Use) | 1000 | Not Marked/Unknown | 1993-02-24 | 1993-02-24 | Not Marked
APOLLOFOODS INC 2 | 1800 MEMORIAL DR | WAYCROSS | Ware | 1480147 | 4 | [5 empty] | Closed in Ground | Diesel | 4000 | Bare Steel | 1978-05-10 | 1998-11-19 | Galvanized Steel
YOGIS STOP & SAVE | 800 Ossie Davis Boulevard | WAYCROSS | Ware | 1480148 | 2 |  | 1996-07-01 | FALSE | 1996-07-01 | FALSE | Temporarily out of use | Gas (Historical Use) | 6000 | Steel-Impressed Current | 1982-05-09 |  | Double-Walled Flex | Pressurized
BAY STATION #664 | 818 GLENNMORE | WAYCROSS | Ware | 1480157 | 1 | [5 empty] | Removed from Ground | Gas (Historical Use) | 2000 | Bare Steel | 1972-05-16 | 1990-09-01 | Galvanized Steel
ADENS MINIT MART #48 | 2198 BRUNEL ST | WAYCROSS | Ware | 9151010 | RU | Flapper Valve | 1996-01-31 | FALSE | 1996-01-31 | FALSE | Currently in Use | Regular | 8000 | Steel-Impressed Current | 1996-08-09 |  | Steel (Impressed Current) | Suction (American)
HUNTLEY JIFFY STORE #350 | US HWY 84 @ DIXIE AVE | WAYCROSS | Ware | 9000463 | 1 | [5 empty] | Removed from Ground | Gas (Historical Use) | 8000 | Bare Steel | 1981-02-25 | 1990-01-15 | Galvanized Steel
STATE ST AMOCO | 545 STATE & TEBEAU STREET | WAYCROSS | Ware | 1480091 | 5 |  |  | FALSE |  | FALSE | Closed in Ground | Empty | 560 | Bare Steel | 1986-05-06 | 2019-08-01 | Galvanized Steel
GA POWER/WAYCROSS DIST OPER HQ | 2568 WADLEY RD | WAYCROSS | Ware | 1480096 | 296097 | Flapper Valve | 1992-02-27 | FALSE | 1992-02-27 | FALSE | Currently in Use | Diesel | 10000 | Composite | 1992-02-27 |  | Fiberglass Reinforced Plastic | Pressurized
ARNEYS BP/JACKS GULF | 501 MEMORIAL DR | WAYCROSS | Ware | 1480109 | 6 | [5 empty] | Removed from Ground | Gas (Historical Use) | 2000 | Bare Steel | 1961-01-01 | 1997-07-15 | Bare Steel | Safe Suction (Euro)
HOLIDAY CHEVRON | 1801 MEMORIAL DR | WAYCROSS | Ware | 1480118 | 2 | [5 empty] | Removed from Ground | Gas (Historical Use) | 6000 | Bare Steel | 1984-05-08 | 1993-09-01 | Galvanized Steel | Safe Suction (Euro)
T & R SERVICE STATION | 1120 PLANT AVE | WAYCROSS | Ware | 1480119 | 3 |  | 1998-09-05 | FALSE | 1996-03-21 | FALSE | Currently in Use | Gas (Historical Use) | 10000 | Steel-Impressed Current | 1972-05-11 |  |  | Pressurized
CSX TRANSPORTATION/SEABOARD SYST | 315 PLANT AVE | WAYCROSS | Ware | 1480126 | 5 | [5 empty] | Removed from Ground | Kerosene | 2500 | Bare Steel | 1993-02-01 | 1993-02-01 | Bare Steel
STOP & SAVE #23 | 500 MEMORIAL DR | WAYCROSS | Ware | 1480136 | 5-PREM | [5 empty] | Closed in Ground | Gas (Historical Use) | 3000 | Bare Steel | 1976-05-08 | 1994-12-06 | Galvanized Steel | Suction (American)
WILBUR JAMES TIRE & BATTERY | 401 HICKS ST | WAYCROSS | Ware | 1480139 | 4 | Flapper Valve |  |  |  |  | Removed from Ground | Diesel | 5000 | Steel-Impressed Current | 1983-05-09 | 1998-05-09 | Steel (Impressed Current) | Pressurized
GA-570/ZIPPY MART 409 | 1926 ALBANY AVE | WAYCROSS | Ware | 1480140 | 2 | [5 empty] | Removed from Ground | Gas (Historical Use) | 10000 | Bare Steel | 1976-05-09 | 1988-03-22 | Galvanized Steel
APOLLOFOODS INC 2 | 1800 MEMORIAL DR | WAYCROSS | Ware | 1480147 | 2 | [5 empty] | Closed in Ground | Gas (Historical Use) | 6000 | Bare Steel | 1978-05-10 | 1998-11-19 | Galvanized Steel
YOGIS STOP & SAVE | 800 Ossie Davis Boulevard | WAYCROSS | Ware | 1480148 | 1 |  | 1996-07-01 | FALSE | 1996-07-01 | FALSE | Temporarily out of use | Gas (Historical Use) | 6000 | Steel-Impressed Current | 1982-05-09 |  | Double-Walled Flex | Pressurized
BST/WAYCROSS CO/R2559 | 430 OAK ST | WAYCROSS | Ware | 1480151 | 2 | [5 empty] | Removed from Ground | Diesel | 1000 | Bare Steel | 1958-01-01 | 1989-07-01 | Galvanized Steel
STATE ST AMOCO | 545 STATE & TEBEAU STREET | WAYCROSS | Ware | 1480091 | 3 |  |  | FALSE |  | FALSE | Closed in Ground | Empty | 3000 | Bare Steel | 1981-05-07 | 2019-08-01 | Galvanized Steel
ARNEYS BP/JACKS GULF | 501 MEMORIAL DR | WAYCROSS | Ware | 1480109 | 5 | [5 empty] | Removed from Ground | Gas (Historical Use) | 2000 | Bare Steel | 1961-05-14 | 1997-07-15 | Bare Steel | Safe Suction (Euro)
ARNEYS BP/JACKS GULF | 501 MEMORIAL DR | WAYCROSS | Ware | 1480109 | 7 | [5 empty] | Removed from Ground | Diesel | 550 | Bare Steel | 1961-01-01 | 1987-06-01 | Bare Steel
ARNEYS BP/JACKS GULF | 501 MEMORIAL DR | WAYCROSS | Ware | 1480109 | 4 | [5 empty] | Removed from Ground | Gas (Historical Use) | 2000 | Bare Steel | 1961-05-14 | 1997-07-15 | Bare Steel | Safe Suction (Euro)
GASTON ENTERPRISES/SATILLA HOME | 2501 PLANT AVE | WAYCROSS | Ware | 1480115 | 1 | [5 empty] | Removed from Ground | Gas (Historical Use) | 2000 | Bare Steel | 1976-05-10 | 2000-08-22 | Galvanized Steel | Suction (American)
HOLIDAY CHEVRON | 1801 MEMORIAL DR | WAYCROSS | Ware | 1480118 | 3 | [5 empty] | Removed from Ground | Gas (Historical Use) | 8000 | Bare Steel | 1974-05-11 | 1993-09-01 | Galvanized Steel | Safe Suction (Euro)
T & R SERVICE STATION | 1120 PLANT AVE | WAYCROSS | Ware | 1480119 | 5 |  | 1998-09-05 | FALSE | 1996-03-21 | FALSE | Currently in Use | Diesel | 3000 | Steel-Impressed Current | 1983-01-01 |  |  | Pressurized
CSX TRANSPORTATION/SEABOARD SYST | 315 PLANT AVE | WAYCROSS | Ware | 1480126 | 3 |  |  | TRUE |  | TRUE | Removed from Ground | Used Oil | 500 | Bare Steel | 1977-05-10 | 1993-02-01 | Galvanized Steel
APOLLOFOODS INC 2 | 1800 MEMORIAL DR | WAYCROSS | Ware | 1480147 | 3 | [5 empty] | Closed in Ground | Gas (Historical Use) | 4000 | Bare Steel | 1978-05-10 | 1998-11-19 | Galvanized Steel
BST/WAYCROSS CO/R2559 | 430 OAK ST | WAYCROSS | Ware | 1480151 | 3 |  | 1997-04-04 | FALSE | 1997-04-04 | FALSE | Currently in Use | Diesel | 2500 |  | 1992-06-03 |  | Copper | Suction (American)
VEHICLE MAINTENANCE | 1001 ALBANY AVE | WAYCROSS | Ware | 1480152 | 4 |  |  | TRUE |  | TRUE | Closed in Ground | Used Oil | 250 | Bare Steel | 1998-01-01 | 1998-01-01 | Bare Steel
GUY'S MINIT MARKET | 2630 BRUNSWICK HWY | WAYCROSS | Ware | 1480160 | 2 |  | 1998-10-20 |  | 1998-10-20 |  | Removed from Ground | Gas (Historical Use) | 6000 | Steel-Impressed Current | 1976-06-04 | 1999-11-04 | Cathodically Protected | Pressurized
BIG A AUTO PARTS | 816 MEMORIAL DR | WAYCROSS | Ware | 1480132 | 1 | [5 empty] | Removed from Ground | Gas (Historical Use) | 10000 | Bare Steel | 1983-05-09 | 1993-02-20 | Galvanized Steel
BIG A AUTO PARTS | 816 MEMORIAL DR | WAYCROSS | Ware | 1480132 | 4 | [5 empty] | Removed from Ground | Diesel | 10000 | Bare Steel | 1983-05-09 | 1993-02-20 | Galvanized Steel
GARCIAS | 410 HARRISON ST | WAYCROSS | Ware | 1480134 | 3 | [5 empty] | Removed from Ground | Empty | 2000 | Bare Steel | 1985-05-07 | 1998-06-01 | Galvanized Steel | Pressurized
TRITON #623 | 2017 MEMORIAL DR | WAYCROSS | Ware | 1480153 | 3 |  | 1984-03-01 |  | 1988-01-01 |  | Removed from Ground | Gas (Historical Use) | 10000 | Fiberglass | 1985-01-01 | 2010-10-25 | Fiberglass Reinforced Plastic | Pressurized
LANE 66 STATION | 1402 ALBANY AVE | WAYCROSS | Ware | 60286 | 2 | [5 empty] | Removed from Ground | Gas (Historical Use) | 4000 | Bare Steel | 1999-12-01 | 1999-12-01 | Galvanized Steel
STATE FARM BUILDING | 515 JANE STREET | WAYCROSS | Ware | 10000591 | 4 |  |  | FALSE |  | FALSE | Removed from Ground | Gas (Historical Use) | 1000 | Unknown | 2004-02-18 | 2004-02-18
FLANDERS PROVISION CO | 1104 GILMORE ST | WAYCROSS | Ware | 914802 | DS |  | 1996-03-27 | FALSE | 1996-03-27 | FALSE | Closed in Ground | Diesel | 10000 | Composite | 1988-01-01 |  | Fiberglass Reinforced Plastic | Suction (American)
STATE FARM BUILDING | 515 JANE STREET | WAYCROSS | Ware | 10000591 | 1 |  |  | FALSE |  | FALSE | Removed from Ground | Gas (Historical Use) | 1000 | Unknown | 2004-02-18 | 2004-02-18
MAYO CLINIC HEALTH SYS IN WAYCROSS SATILLA CARE CENTER | 1600 RIVERSIDE AVENUE | WAYCROSS | Ware | 10002011 | 1 |  |  | FALSE |  | FALSE | Closed in Ground |  | 1000 | Unknown | 2011-06-24 | 2011-06-24 | Unknown
WARING FOOD MART | 512 WARING ST | WAYCROSS | Ware | 9148010 | 4A |  | 2008-06-27 | FALSE | 2008-06-27 | FALSE | Currently in Use | Gas (Historical Use) | 9000 | Composite Double Walled | 2008-06-27 |  | Double-Walled Flex | Pressurized
FRED'S AMOCO | 1400 MEMORIAL DR | WAYCROSS | Ware | 1480093 | 3 | [5 empty] | Removed from Ground | Gas (Historical Use) | 2000 | Bare Steel | 1993-07-17 | 1993-07-17 | Galvanized Steel | Suction (American)
FORMER SPUR STATION NO 1091 | 611 FRANCIS ST | WAYCROSS | Ware | 1480098 | 3 | [5 empty] | Permanently Out of Use - historical purposes | Gas (Historical Use) | 10673 | Bare Steel | 1965-05-10 | 1899-12-31 | Unknown
CARLS BP | 1006 PLANT AVE | WAYCROSS | Ware | 1480102 | 6 |  | 1998-09-01 | FALSE | 1990-03-01 | FALSE | Currently in Use | Diesel | 3000 | Composite | 1990-03-01 |  | Steel (Impressed Current) | Safe Suction (Euro)
OKEFENOKEE PARTS # 2 | 601 STATE ST | WAYCROSS | Ware | 1480103 | 1 | [5 empty] | Removed from Ground | Diesel | 3000 | Cathodically Protected Steel | 1985-05-08 | 1996-07-01 | Galvanized Steel
OKEFENOKEE PARTS & SERVICE | RT 6 US 1 SOUTH | WAYCROSS | Ware | 1480107 | 5 | [5 empty] | Removed from Ground | Gas (Historical Use) | 3000 | Bare Steel | 1966-05-13 | 1995-09-01 | Galvanized Steel
OKEFENOKEE PARTS & SERVICE | RT 6 US 1 SOUTH | WAYCROSS | Ware | 1480107 | 4 | [5 empty] | Removed from Ground | Gas (Historical Use) | 3000 | Bare Steel | 1966-05-13 | 1995-09-01 | Galvanized Steel
DUKES MINI MART | 2377 ALBANY AVE | WAYCROSS | Ware | 1480110 | 2 | [5 empty] | Removed from Ground | Gas (Historical Use) | 4000 | Bare Steel | 1979-05-10 | 2000-01-01 | Galvanized Steel | Safe Suction (Euro)
AIRCO DIST GASES | 901 HAMILTON AVE | WAYCROSS | Ware | 1480113 | 1 | [5 empty] | Removed from Ground | Gas (Historical Use) | 2000 | Bare Steel | 1971-05-12 | 1899-12-31 | Galvanized Steel
CSX TRANSPORTATION/CLARK'S ICE A | 611 FRANCIS ST | WAYCROSS | Ware | 1480125 | 2 | [5 empty] | Removed from Ground | Empty | 1500 | Bare Steel | 1946-05-18 | 1993-02-01 | Galvanized Steel
CSX TRANSPORTATION | OKLAHOMA AVE | WAYCROSS | Ware | 1480128 | 3 | [5 empty] | Removed from Ground | Gas (Historical Use) | 1000 | Bare Steel | 1993-02-03 | 1993-02-03 | Bare Steel
MID SOUTH FEEDS INC | 809 ALBANY AVE | WAYCROSS | Ware | 1480145 | 1 | [5 empty] | Removed from Ground | Gas (Historical Use) | 1000 | Bare Steel | 1976-05-10 | 1999-01-27 | Galvanized Steel | Suction (American)
INTERSTATE WAYCROSS | AUGUSTA RD & ALBANY | WAYCROSS | Ware | 1480146 | NL2 | [5 empty] | Removed from Ground | Gas (Historical Use) | 4000 | Bare Steel | 1966-05-12 | 1990-06-26 | Galvanized Steel
FLANDERS PROVISION CO | 1104 GILMORE ST | WAYCROSS | Ware | 9148022 | DS |  | 1996-03-27 |  | 1996-03-27 |  | Temporarily out of use | Diesel | 10000 | Composite | 1988-01-01 |  | Fiberglass Reinforced Plastic | Suction (American)
SCOTT AVIATION SYSTEM INC | 7831 KEEN RD | WAYCROSS | Ware | 1480006 | 1 | [5 empty] | Removed from Ground | Other | 10000 | Bare Steel | 1971-03-14 | 1996-05-01 | Bare Steel
JACK RABBIT #4 | 1900 ALMA HWY | WAYCROSS | Ware | 1480010 | 5 | Flapper Valve | 1992-04-01 | FALSE | 1992-04-01 | FALSE | Currently in Use | Regular | 10000 | Composite | 1982-03-16 |  | Fiberglass Reinforced Plastic | Pressurized
GA DOT WARE CO ROUTINE MAINT 105 | 3321 ALBANY AVE | WAYCROSS | Ware | 9148024 | 547G1 | [5 empty] | Removed from Ground | Gas (Historical Use) | 1000 | Cathodically Protected Steel | 1990-01-01 | 2004-04-22 | Galvanized Steel | Safe Suction (Euro)
SCOTT AVIATION SYSTEM INC | 7831 KEEN RD | WAYCROSS | Ware | 1480006 | 3 | [5 empty] | Removed from Ground | Gas (Historical Use) | 2000 | Bare Steel | 1971-03-14 | 1996-05-01 | Bare Steel
JACK RABBIT #4 | 1900 ALMA HWY | WAYCROSS | Ware | 1480010 | 6 |  | 1992-04-01 | FALSE | 1992-04-01 | FALSE | Currently in Use | Premium | 8000 | Composite | 1992-03-16 |  | Fiberglass Reinforced Plastic | Pressurized
HUNTLEY JIFFY STORES 385 | 1333 FRANCIS | WAYCROSS | Ware | 1480014 | 3 | [5 empty] | Removed from Ground | Gas (Historical Use) | 10000 | Bare Steel | 1985-02-24 | 1899-12-31 | Galvanized Steel
KING MUFFLER INC | 1037 ALBANY AVE . | WAYCROSS | Ware | 1480015 | 2 | [5 empty] | Removed from Ground | Gas (Historical Use) | 1000 | Marked Unknown | 1976-03-08 | 1995-08-01 | Galvanized Steel
WAYCROSS BP | 2476 MINNESOTA AVE | WAYCROSS | Ware | 1480063 | 4 |  | 1997-08-25 | FALSE | 1987-01-01 | FALSE | Currently in Use | Gas (Historical Use) | 8000 | Composite | 1987-01-01 |  | Double-Walled Flex | Pressurized
Circle K 2745051 | 2307 PLANT AVE | WAYCROSS | Ware | 1480065 | 5 | Flapper Valve | 1997-05-12 | FALSE | 1997-05-12 | FALSE | Currently in Use | Premium | 10000 | Composite Double Walled | 1997-05-12 |  | Double-Walled Flex | Pressurized
ANDYS EXPRESS | 1248 ALBANY AVE | WAYCROSS | Ware | 1480149 | 2 |  | 1998-12-09 |  | 1998-12-09 |  | Temporarily out of use | Gas (Historical Use) | 6000 | Steel-Impressed Current | 1978-05-10 |  | Steel (Impressed Current) | Pressurized
Shell City | 507 CITY BLVD | WAYCROSS | Ware | 9148006 | 2 | Flapper Valve | 1988-01-01 | FALSE | 1994-03-02 | FALSE | Currently in Use | Regular | 6000 | Galvanic (STIP-3) | 1988-01-01 |  | Fiberglass Reinforced Plastic | Pressurized
ROADWAY EXPRESS INC | 2010 INDUSTRIAL BLVD | WAYCROSS | Ware | 9148018 | 2 | [5 empty] | Removed from Ground | Diesel | 4000 | Bare Steel | 1980-09-01 | 1995-07-12 | Galvanized Steel | Safe Suction (Euro)
CSX TRANSPORTATION INC | B TOWER | WAYCROSS | Ware | 9148022 | 1 | [5 empty] | Removed from Ground | Diesel | 550 | Bare Steel | 1993-02-05 | 1993-02-05 | Bare Steel
WARE COUNTY COMM | 805 GROVE STREET | WAYCROSS | Ware | 9148029 | 1 | [5 empty] | Removed from Ground | Gas (Historical Use) | 1000 | Bare Steel | 1996-03-27 | 1996-03-27 | Galvanized Steel | Suction (American)
KROGER 439 | 1606 MEMORIAL DR | WAYCROSS | Ware | 10001341 | A.106040 |  | 2007-04-05 | FALSE | 2007-04-05 | FALSE | Currently in Use | Gas (Historical Use) | 20000 | Fiberglass Double Walled | 2007-03-08 |  |  | Pressurized
RACEWAY #776 | 1510 REYNOLDS ST CORRIDOR Z | WAYCROSS | Ware | 9148001 | 1 |  | 1990-01-01 |  | 1990-01-01 |  | Removed from Ground | Gas (Historical Use) | 12000 | Composite Double Walled | 1990-06-01 | 2010-02-16 | Double-Walled Fiberglass | Pressurized
SLOANS FOOD MART/BOATWRIGHTS FOO | 1625 ALBANY AVE | WAYCROSS | Ware | 9148013 | 2 | [5 empty] | Removed from Ground | Gas (Historical Use) | 3000 | Bare Steel | 1975-01-01 | 1996-07-15 | Galvanized Steel | Safe Suction (Euro)
ROADWAY EXPRESS INC | 2010 INDUSTRIAL BLVD | WAYCROSS | Ware | 9148018 | 1 | [5 empty] | Removed from Ground | Diesel | 4000 | Bare Steel | 1980-09-01 | 1995-07-12 | Galvanized Steel | Safe Suction (Euro)
POST OFFICE | 601 TEBEAU ST | WAYCROSS | Ware | 9148030 | 1 | [5 empty] | Permanently Out of Use - historical purposes | Diesel | 5000 | Marked Unknown | 1975-03-01 | 1899-12-31 | Galvanized Steel | Suction (American)
GRIFFINS COUNTRY MALL | 3900 BRUNSWICK HWY | WAYCROSS | Ware | 9148031 | 3 |  | 1998-12-28 |  | 1998-12-28 |  | Currently in Use | Gas (Historical Use) | 6000 | Composite | 1988-06-20 |  | Fiberglass Reinforced Plastic | Pressurized
JAMES O DAVIS | 913 ALBANY AVE | WAYCROSS | Ware | 1480090 | 1 | [5 empty] | Temporarily out of use | Gas (Historical Use) | 1000 | Bare Steel | 1986-05-06 |  | Galvanized Steel
FRED'S AMOCO | 1400 MEMORIAL DR | WAYCROSS | Ware | 1480093 | 2 | [5 empty] | Removed from Ground | Gas (Historical Use) | 1000 | Bare Steel | 1993-07-17 | 1993-07-17 | Galvanized Steel | Suction (American)
OKEFENOKEE PARTS # 2 | 601 STATE ST | WAYCROSS | Ware | 1480108 | 2 | [5 empty] | Removed from Ground | Gas (Historical Use) | 10000 | Bare Steel | 1974-05-11 | 1996-07-01 | Galvanized Steel
T & R SERVICE STATION | 1120 PLANT AVE | WAYCROSS | Ware | 1480119 | 1 |  | 1998-09-05 | FALSE | 1996-03-21 | FALSE | Currently in Use | Gas (Historical Use) | 5000 | Steel-Impressed Current | 1972-05-11 |  |  | Pressurized
T & R SERVICE STATION | 1120 PLANT AVE | WAYCROSS | Ware | 1480119 | 4 |  | 1998-11-02 | TRUE | 1998-09-15 | TRUE | Removed from Ground | Used Oil | 550 | Steel-Impressed Current | 1972-05-11 | 2007-04-01
CONTAINER CORP OF AMERICA | N OLD JAMESTOWN RD | WAYCROSS | Ware | 1480123 | 2 | [5 empty] | Removed from Ground | Gas (Historical Use) | 560 | Bare Steel | 1963-05-11 | 1988-06-01 | Galvanized Steel
INTERSTATE WAYCROSS | AUGUSTA RD & ALBANY | WAYCROSS | Ware | 1480146 | R1 | [5 empty] | Removed from Ground | Gas (Historical Use) | 4000 | Bare Steel | 1966-05-12 | 1990-06-26 | Galvanized Steel
BAY STATION #664 | 818 GLENNMORE | WAYCROSS | Ware | 1480157 | 2 | [5 empty] | Removed from Ground | Gas (Historical Use) | 4000 | Bare Steel | 1972-05-16 | 1990-09-01 | Galvanized Steel
DONALD COURSOM | 1613 STATE STREET | WAYCROSS | Ware | 10001146 | 1 |  |  | FALSE |  | FALSE | Closed in Ground | Gas (Historical Use) | 3000 | Bare Steel | 2006-06-08 | 2006-06-08 | Bare Steel
ANDYS EXPRESS | 1248 ALBANY AVE | WAYCROSS | Ware | 1480149 | 3 |  | 1998-12-09 |  | 1998-12-09 |  | Temporarily out of use | Gas (Historical Use) | 3000 | Steel-Impressed Current | 1978-05-10 |  | Steel (Impressed Current) | Suction (American)
FORMER INTERNATIONAL HARVESTER FACILITY | 1630 PLANT AVENUE | WAYCROSS | Ware | 10002430 | 1 |  |  | FALSE |  | FALSE | Removed from Ground | Not Marked/Tank Removed | 500 | Unknown | 2015-02-03 | 2015-02-03 | Unknown
Shell City | 507 CITY BLVD | WAYCROSS | Ware | 9148006 | 3 | Flapper Valve | 1988-01-01 | FALSE | 1994-03-02 | FALSE | Currently in Use | Regular | 8000 | Galvanic (STIP-3) | 1988-01-01 |  | Fiberglass Reinforced Plastic | Pressurized
WINGE'S BAIT & TACKLE | 427 MEMORIAL DR | WAYCROSS | Ware | 9148008 | 2 | [5 empty] | Removed from Ground | Gas (Historical Use) | 4000 | Cathodically Protected Steel | 1988-01-01 | 1999-12-13 | Galvanized Steel | Suction (American)
CHAMPION INTERNATIONAL CORP | INDUSTRIAL PARK | WAYCROSS | Ware | 9148011 | 2 | [5 empty] | Removed from Ground | Gas (Historical Use) | 560 | Bare Steel | 1981-01-01 | 1989-08-09 | Galvanized Steel
BUDS WAREHOUSE SALES | 2215 MEMORIAL DR | WAYCROSS | Ware | 9148027 | 1 |  |  | TRUE |  | TRUE | Removed from Ground | Used Oil | 550 | Not Marked/Unknown | 1995-06-02 | 1995-06-02 | Unknown
DISCOUNT CONVENIENCE STORE | 1967 STATE ST | WAYCROSS | Ware | 9148033 | 3 |  | 1998-11-01 | FALSE | 1998-11-01 | FALSE | Currently in Use | Gas (Historical Use) | 6000 |  | 1989-04-01 |  | Fiberglass Reinforced Plastic | Pressurized
STATE ST AMOCO | 545 STATE & TEBEAU STREET | WAYCROSS | Ware | 1480091 | 4 |  |  | FALSE |  | FALSE | Closed in Ground | Empty | 560 | Bare Steel | 1986-05-06 | 2019-08-01 | Galvanized Steel
STATE ST AMOCO | 545 STATE & TEBEAU STREET | WAYCROSS | Ware | 1480091 | 1 |  |  | FALSE |  | FALSE | Closed in Ground | Empty | 2000 | Bare Steel | 1986-05-06 | 2019-08-01 | Galvanized Steel
FRED'S AMOCO | 1400 MEMORIAL DR | WAYCROSS | Ware | 1480093 | 4 |  |  | TRUE |  | TRUE | Removed from Ground | Used Oil | 250 | Bare Steel | 1993-07-17 | 1993-07-17 | Galvanized Steel | Suction (American)
GA POWER/WAYCROSS DIST OPER HQ | 2568 WADLEY RD | WAYCROSS | Ware | 1480096 | 2 |  |  | FALSE |  | FALSE | Closed in Ground | Gas (Historical Use) | 10000 | Bare Steel | 1980-05-08 | 1992-03-03 | Galvanized Steel | Pressurized
CARLS BP | 1006 PLANT AVE | WAYCROSS | Ware | 1480102 | 5 |  | 1998-09-30 | TRUE | 1998-09-30 | TRUE | Temporarily out of use | Used Oil | 560 | Steel-Impressed Current | 1973-05-11 |  | Steel (Impressed Current)
OKEFENOKEE PARTS & SERVICE | RT 6 US 1 SOUTH | WAYCROSS | Ware | 1480104 | 1 | [5 empty] | Removed from Ground | Diesel | 2000 | Bare Steel | 1995-09-01 | 1995-09-01 | Galvanized Steel
HOLIDAY CHEVRON | 1801 MEMORIAL DR | WAYCROSS | Ware | 1480118 | 4 |  |  | TRUE |  | TRUE | Removed from Ground | Used Oil | 500 | Bare Steel | 1984-05-08 | 1993-09-01 | Galvanized Steel | Safe Suction (Euro)
HOLIDAY CHEVRON | 1801 MEMORIAL DR | WAYCROSS | Ware | 1480118 | 5 | [5 empty] | Removed from Ground | Kerosene | 1000 | Bare Steel | 1993-09-01 | 1993-09-01 | Galvanized Steel | Safe Suction (Euro)
SUNSHINE AUTO BROKER | 1913 MEMORIAL DR | WAYCROSS | Ware | 10000290 | 2 |  |  | FALSE |  | FALSE | Removed from Ground | Gas (Historical Use) | 500 | Unknown | 2002-04-04 | 2002-04-04
Circle K 2745068 | 1712 MEMORIAL DIRVE | WAYCROSS | Ware | 9148007 | 2 | Flapper Valve | 1991-01-01 | FALSE | 1991-01-01 | FALSE | Currently in Use | Premium | 8000 | Composite | 1991-01-01 |  | Double-Walled Fiberglass | Pressurized
WINGE'S BAIT & TACKLE | 427 MEMORIAL DR | WAYCROSS | Ware | 9148008 | 4 | [5 empty] | Closed in Ground | Kerosene | 1000 | Bare Steel | 1983-01-01 | 1999-12-13 | Galvanized Steel | Suction (American)
WARING FOOD MART | 512 WARING ST | WAYCROSS | Ware | 9148010 | 2 | [5 empty] | Removed from Ground | Gas (Historical Use) | 6000 | Bare Steel | 1978-01-01 | 2002-03-01 | Galvanized Steel | Pressurized
GRIFFINS COUNTRY MALL | 3900 BRUNSWICK HWY | WAYCROSS | Ware | 9148031 | 4 |  | 1998-12-28 |  | 1998-12-28 |  | Currently in Use | Diesel | 4000 | Composite | 1988-06-20 |  | Fiberglass Reinforced Plastic | Pressurized
GRIFFINS COUNTRY MALL | 3900 BRUNSWICK HWY | WAYCROSS | Ware | 9148031 | 1 |  | 1998-12-28 |  | 1998-12-28 |  | Currently in Use | Gas (Historical Use) | 6000 | Epoxy | 1988-06-20 |  | Fiberglass Reinforced Plastic | Pressurized
DISCOUNT CONVENIENCE STORE | 1967 STATE ST | WAYCROSS | Ware | 9148033 | 1 |  | 1998-11-01 | FALSE | 1998-11-01 | FALSE | Currently in Use | Gas (Historical Use) | 6000 |  | 1997-04-01 |  | Fiberglass Reinforced Plastic | Pressurized
BIG RIVER OIL CO | 1603 KNIGHT AVE | WAYCROSS | Ware | 9148040 | 4 |  | 1998-12-14 | FALSE | 1997-07-01 | FALSE | Removed from Ground | Diesel | 12000 | Steel-Impressed Current | 1997-07-01 | 2018-06-25 |  | Pressurized
SUNSHINE AUTO BROKER | 1913 MEMORIAL DR | WAYCROSS | Ware | 10000290 | 1 |  |  | FALSE |  | FALSE | Removed from Ground | Gas (Historical Use) | 500 | Unknown | 2002-04-04 | 2002-04-04
ANDYS EXPRESS | 1248 ALBANY AVE | WAYCROSS | Ware | 1480149 | 4 |  | 1998-12-09 |  | 1998-12-09 |  | Temporarily out of use | Diesel | 6000 | Steel-Impressed Current | 1978-05-10 |  | Steel (Impressed Current) | Pressurized
DELLS SERVICE STATION | 770 STATE ST | WAYCROSS | Ware | 1480008 | 4 | [5 empty] | Removed from Ground | Gas (Historical Use) | 4000 | Bare Steel | 1966-02-23 | 2003-06-20 | Galvanized Steel
WALMART NEIGHBORHOOD MARKET #4527 | 1620 PLANT AVE | WAYCROSS | Ware | 10002489 | 1 | Flapper Valve | 2015-09-23 | FALSE | 2015-05-15 | FALSE | Currently in Use | Gas (Historical Use) | 15000 | Fiberglass Double Walled | 2015-04-30 |  | Double-Walled Flex | Pressurized
BIG RIVER OIL CO | 1603 KNIGHT AVE | WAYCROSS | Ware | 9148040 | 5 |  | 1998-12-14 | FALSE | 1997-07-01 | FALSE | Removed from Ground | Diesel | 4000 | Steel-Impressed Current | 1997-07-01 | 2018-06-25 |  | Pressurized
W COLLEY TRUST/COLLEY MEAT PACKI | 2651 ALBANY AVE | WAYCROSS | Ware | 9148057 | 1 | [5 empty] | Removed from Ground | Gas (Historical Use) | 1000 | Bare Steel | 1943-01-01 | 2000-04-01 | Galvanized Steel | Safe Suction (Euro)
FRIENDLY EXPRESS #50 | 1720 MEMORIAL DR | WAYCROSS | Ware | 1480013 | 4 | Flapper Valve | 1996-04-01 | FALSE | 1996-04-01 | FALSE | Currently in Use | Diesel | 6000 | Steel-Impressed Current | 1985-02-24 |  | Fiberglass Reinforced Plastic | Pressurized
WAYCROSS FIRE STATION 2 | 1700 RIVERSIDE AVE | WAYCROSS | Ware | 1480037 | 1700-1 | [5 empty] | Removed from Ground | Other | 285 | Not Marked/Unknown | 1984-01-01 | 1997-03-05 | Galvanized Steel | Safe Suction (Euro)
NATIONAL WEATHER SERVICE OFFICE | WAYCROSS WARE COUNTY AIRPORT/2855 Forest | WAYCROSS | Ware | 1480041 | 1 | [5 empty] | Removed from Ground | Diesel | 500 | Bare Steel | 1969-04-15 | 1899-12-31 | Bare Steel
GA FORESTY COMMISSION/HANGER | 2891 FOREST RD | WAYCROSS | Ware | 1480044 | 2 |  | 1995-09-01 |  | 1995-09-01 |  | Removed from Ground | Other | 2000 | Galvanic (STIP-3) | 1995-09-01 | 2008-06-05 | Cathodically Protected | Safe Suction (Euro)
GOLD KEY AUTO | 531 MEMORIAL DR | WAYCROSS | Ware | 1480095 | 3 | [5 empty] | Removed from Ground | Gas (Historical Use) | 4000 | Bare Steel | 1986-05-06 | 1997-01-13 | Galvanized Steel
FORMER SPUR STATION NO 1091 | 611 FRANCIS ST | WAYCROSS | Ware | 1480098 | 1 | [5 empty] | Permanently Out of Use - historical purposes | Gas (Historical Use) | 15000 | Bare Steel | 1963-05-11 | 1899-12-31 | Unknown
ARNEYS BP/JACKS GULF | 501 MEMORIAL DR | WAYCROSS | Ware | 1480109 | 1 | [5 empty] | Removed from Ground | Gas (Historical Use) | 2000 | Bare Steel | 1987-06-01 | 1997-07-15 | Bare Steel | Safe Suction (Euro)
DUKES MINI MART | 2377 ALBANY AVE | WAYCROSS | Ware | 1480110 | 4 | [5 empty] | Removed from Ground | Gas (Historical Use) | 4000 | Bare Steel | 1979-05-10 | 2000-01-01 | Galvanized Steel | Safe Suction (Euro)
AIRCO DIST GASES | 901 HAMILTON AVE | WAYCROSS | Ware | 1480113 | 2 | [5 empty] | Removed from Ground | Other | 1500 | Bare Steel | 1971-05-12 | 1993-04-22 | Galvanized Steel
CSX TRANSPORTATION/CLARK'S ICE A | 611 FRANCIS ST | WAYCROSS | Ware | 1480125 | 1 | [5 empty] | Removed from Ground | Empty | 100 | Bare Steel | 1946-05-18 | 1993-02-01 | Bare Steel
CSX TRANSPORTATION | OKLAHOMA AVE | WAYCROSS | Ware | 1480128 | 2 | [5 empty] | Removed from Ground | Gas (Historical Use) | 1000 | Bare Steel | 1993-02-02 | 1993-02-02 | Bare Steel
CORNER STOP | 2401 PLANT AVE | WAYCROSS | Ware | 1480130 | 1 | Flapper Valve | 1995-10-18 | FALSE | 1995-10-18 | FALSE | Currently in Use | E-10 | 8000 | Steel-Impressed Current | 1985-05-08 |  | Steel (Impressed Current) | Pressurized
Memorial Satilla Health | 1900 TEBEAU ST | WAYCROSS | Ware | 1480018 | 4 | Flapper Valve | 1998-06-24 | FALSE | 1998-06-24 | FALSE | Currently in Use | Diesel | 10000 | Composite | 1998-06-12 |  | Fiberglass Reinforced Plastic
PEBBLE HILL GROCERY | 5236 ALMA HWY | WAYCROSS | Ware | 1480019 | 2 |  |  | FALSE |  | FALSE | Removed from Ground | Gas (Historical Use) | 0 | Unknown | 2002-07-31 | 2002-08-20
Circle K 2745014 | 1913 STATE ST | WAYCROSS | Ware | 1480056 | 5 |  | 2000-11-14 | FALSE | 2000-11-14 | FALSE | Currently in Use | Gas (Historical Use) | 10000 | Composite Double Walled | 2000-11-14 |  | Double-Walled Flex | Pressurized
Circle K 2745014 | 1913 STATE ST | WAYCROSS | Ware | 1480056 | 4 |  | 1998-01-20 |  | 1994-06-20 |  | Removed from Ground | Diesel | 8000 | Steel-Impressed Current | 1982-05-01 | 2000-11-09 | Cathodically Protected | Pressurized
Circle K 2745014 | 1913 STATE ST | WAYCROSS | Ware | 1480056 | 7 |  | 2000-11-14 | FALSE | 2000-11-14 | FALSE | Currently in Use | Diesel | 8000 | Composite Double Walled | 2000-11-14 |  | Double-Walled Flex | Pressurized
BIG A AUTO PARTS | 816 MEMORIAL DR | WAYCROSS | Ware | 1480132 | 2 | [5 empty] | Removed from Ground | Gas (Historical Use) | 10000 | Bare Steel | 1983-05-09 | 1993-02-20 | Galvanized Steel
WILBUR JAMES TIRE & BATTERY | 401 HICKS ST | WAYCROSS | Ware | 1480139 | 3 | Flapper Valve |  |  |  |  | Removed from Ground | Gas (Historical Use) | 5000 | Steel-Impressed Current | 1983-05-09 | 1998-05-09 | Steel (Impressed Current) | Pressurized
VEHICLE MAINTENANCE | 1001 ALBANY AVE | WAYCROSS | Ware | 1480152 | 1 | [5 empty] | Removed from Ground | Empty | 2000 | Bare Steel | 1957-01-08 | 1998-01-01 | Unknown
CROSSWAY CONVENIENCE STORE | 385 OSSIE DAVIS PKWY | WAYCROSS | Ware | 1480173 | 3 |  | 1987-01-01 |  | 1987-01-01 |  | Removed from Ground | Gas (Historical Use) | 8022 | Galvanic (STIP-3) | 1987-01-01 | 2009-01-13 | Flex | Pressurized
CHAMPION INTERNATIONAL/WAYCROSS | FULFORD AVE IND PARK | WAYCROSS | Ware | 9000467 | 4 | [5 empty] | Removed from Ground | Gas (Historical Use) | 500 | Bare Steel | 1981-05-09 | 1987-06-01 | Galvanized Steel
CHAMPION INTERNATIONAL/WAYCROSS | FULFORD AVE IND PARK | WAYCROSS | Ware | 9000467 | 5 | [5 empty] | Removed from Ground | Diesel | 1000 | Bare Steel | 1981-05-09 | 1987-06-01 | Galvanized Steel
LANE 66 STATION | 1402 ALBANY AVE | WAYCROSS | Ware | 60286 | 3 | [5 empty] | Removed from Ground | Gas (Historical Use) | 4000 | Bare Steel | 1999-12-01 | 1999-12-01 | Galvanized Steel
STOP & SAVE #23 | 500 MEMORIAL DR | WAYCROSS | Ware | 1480136 | 2-MG |  | 1996-03-18 |  | 1990-01-01 |  | Removed from Ground | Gas (Historical Use) | 4000 | Not Marked/Unknown | 1976-05-08 | 2002-08-20 | Cathodically Protected | Suction (American)
BST/WAYCROSS CO/R2559 | 430 OAK ST | WAYCROSS | Ware | 1480151 | 1 | [5 empty] | Removed from Ground | Diesel | 5000 | Bare Steel | 1968-01-06 | 1993-06-01 | Copper
HUNTLEY JIFFY STORE #350 | US HWY 84 @ DIXIE AVE | WAYCROSS | Ware | 9000463 | 2 | [5 empty] | Removed from Ground | Gas (Historical Use) | 8000 | Bare Steel | 1981-02-25 | 1990-01-15 | Galvanized Steel
LANE 66 STATION | 1402 ALBANY AVE | WAYCROSS | Ware | 60286 | 4B |  | 1998-12-02 | FALSE | 1998-12-02 | FALSE | Temporarily out of use | Gas (Historical Use) | 2000 | Composite | 1998-12-01 |  | Fiberglass Reinforced Plastic | Suction (American)
LANE 66 STATION | 1402 ALBANY AVE | WAYCROSS | Ware | 60286 | 1 | [5 empty] | Removed from Ground | Gas (Historical Use) | 4000 | Bare Steel | 1999-12-01 | 1999-12-01 | Galvanized Steel
AT & T | 614 PENDLETON ST | WAYCROSS | Ware | 9148038 | 2 | [5 empty] | Removed from Ground | Other | 1000 | Cathodically Protected Steel | 1991-01-01 | 1994-07-01 | Copper
BIG RIVER OIL CO | 1603 KNIGHT AVE | WAYCROSS | Ware | 9148040 | 2 |  | 1998-12-14 | FALSE | 1997-07-01 | FALSE | Removed from Ground | Gas (Historical Use) | 10000 | Steel-Impressed Current | 1997-07-01 | 2018-06-25 |  | Pressurized
Friendly Express #103 | 1811 South Georgia Pkwy W | WAYCROSS | Ware | 9148041 | 6A | Flapper Valve | 2018-08-28 | FALSE | 2018-08-28 | FALSE | Currently in Use | Diesel | 20000 | Composite Double Walled | 2018-08-28 |  | Double-Walled Flex | Pressurized
OLD DEPOT INC | 1611 KENTUCKY AVE | WAYCROSS | Ware | 9148043 | REG | [5 empty] | Currently in Use | Gas (Historical Use) | 0 | Bare Steel | 1982-01-01 |  | Galvanized Steel | Pressurized
FRED'S AMOCO | 1400 MEMORIAL DR | WAYCROSS | Ware | 1480093 | 1 | [5 empty] | Removed from Ground | Gas (Historical Use) | 2000 | Bare Steel | 1971-05-10 | 1993-07-17 | Galvanized Steel | Suction (American)
HOLIDAY CHEVRON | 1801 MEMORIAL DR | WAYCROSS | Ware | 1480118 | 1 | [5 empty] | Removed from Ground | Gas (Historical Use) | 3000 | Bare Steel | 1984-05-08 | 1993-09-01 | Galvanized Steel | Safe Suction (Euro)
CSX TRANSPORTATION | OKLAHOMA AVE | WAYCROSS | Ware | 1480128 | 1 | [5 empty] | Removed from Ground | Kerosene | 6000 | Bare Steel | 1993-02-04 | 1993-02-04 | Bare Steel
INTERSTATE WAYCROSS | AUGUSTA RD & ALBANY | WAYCROSS | Ware | 1480146 | P1 | [5 empty] | Removed from Ground | Gas (Historical Use) | 4000 | Bare Steel | 1970-01-01 | 1990-06-26 | Unknown
TRITON #623 | 2017 MEMORIAL DR | WAYCROSS | Ware | 1480153 | 4 | [5 empty] | Permanently Out of Use - historical purposes | Kerosene | 4000 | Bare Steel | 1962-01-07 | 1899-12-31 | Fiberglass Reinforced Plastic
Circle K 2745085 | 1401 TEBEAU ST | WAYCROSS | Ware | 9000705 | 5 | Flapper Valve | 1993-04-01 | FALSE | 1993-04-01 | FALSE | Currently in Use | Regular | 10000 | Composite | 1993-04-01 |  | Double-Walled Fiberglass | Pressurized
ANDYS EXPRESS | 1248 ALBANY AVE | WAYCROSS | Ware | 1480149 | 1 |  | 1998-12-09 |  | 1998-12-09 |  | Temporarily out of use | Gas (Historical Use) | 8000 | Steel-Impressed Current | 1978-05-10 |  | Steel (Impressed Current) | Pressurized
WINGE'S BAIT & TACKLE | 427 MEMORIAL DR | WAYCROSS | Ware | 9148008 | 1 | [5 empty] | Removed from Ground | Gas (Historical Use) | 4000 | Cathodically Protected Steel | 1988-01-01 | 1999-12-13 | Galvanized Steel | Suction (American)
PARMALAT DAIRY DIVISION | 406 ST MARYS DR | WAYCROSS | Ware | 9148020 | 1 | [5 empty] | Removed from Ground | Gas (Historical Use) | 1000 | Bare Steel | 1982-01-01 | 1999-01-15 | Not Marked
DELLS SERVICE STATION | 770 STATE ST | WAYCROSS | Ware | 1480008 | 2 | [5 empty] | Removed from Ground | Gas (Historical Use) | 4000 | Bare Steel | 1966-02-23 | 2003-06-20 | Galvanized Steel
Circle K 2745068 | 1712 MEMORIAL DIRVE | WAYCROSS | Ware | 9148007 | 3 | Flapper Valve | 1991-01-01 | FALSE | 1991-01-01 | FALSE | Currently in Use | Regular | 8000 | Composite | 1991-01-01 |  | Double-Walled Fiberglass | Pressurized
CHAMPION INTERNATIONAL CORP | INDUSTRIAL PARK | WAYCROSS | Ware | 9148011 | 1 | [5 empty] | Removed from Ground | Diesel | 1000 | Bare Steel | 1981-01-01 | 1989-11-17 | Galvanized Steel
PARMALAT DAIRY DIVISION | 406 ST MARYS DR | WAYCROSS | Ware | 9148020 | 2 | [5 empty] | Removed from Ground | Diesel | 1000 | Bare Steel | 1982-01-01 | 1999-01-15 | Not Marked
Friendly Express #103 | 1811 South Georgia Pkwy W | WAYCROSS | Ware | 9148041 | 2 |  | 1998-06-01 | FALSE | 1993-06-10 | TRUE | Removed from Ground | Gas (Historical Use) | 10000 | Composite | 1993-06-10 | 2018-05-18 | Fiberglass Reinforced Plastic | Pressurized
LIL' CHAMP FOOD STORES #369. | 1002 MEMORIAL DR | WAYCROSS | Ware | 1480012 | 2 | [5 empty] | Removed from Ground | Gas (Historical Use) | 3000 | Bare Steel | 1983-02-25 | 1992-06-29 | Galvanized Steel | Suction (American)
KING MUFFLER INC | 1037 ALBANY AVE . | WAYCROSS | Ware | 1480015 | 3 | [5 empty] | Removed from Ground | Gas (Historical Use) | 1000 | Marked Unknown | 1976-03-08 | 1995-08-01 | Galvanized Steel
DAFFODIL PRESCHOOL CENTER | 701 MORTON AVE | WAYCROSS | Ware | 1480027 | 1 | [5 empty] | Removed from Ground | Kerosene | 1000 | Marked Unknown | 1956-01-21 | 1899-12-31 | Unknown
PET DAIRY | US HWY 82 WEST/ALBANY AVE EXTENS | WAYCROSS | Ware | 1480053 | 1 | [5 empty] | Removed from Ground | Diesel | 10000 | Bare Steel | 1980-01-03 | 1991-05-30 | Bare Steel
FLASH FOODS #82 | 201 NICHOLS ST | WAYCROSS | Ware | 1480060 | 3 |  | 1996-07-24 | FALSE | 1986-04-30 | FALSE | Removed from Ground | Gas (Historical Use) | 8000 | Fiberglass | 1986-04-30 | 2010-12-16 | Double-Walled Flex | Pressurized
PEBBLE HILL GROCERY | 5236 ALMA HWY | WAYCROSS | Ware | 1480019 | 3 |  |  | FALSE |  | FALSE | Removed from Ground | Gas (Historical Use) | 0 | Unknown | 2002-07-31 | 2002-08-20
ADMINSTRATIVE BLDG | 1301 BAILEY ST | WAYCROSS | Ware | 1480023 | 1 | [5 empty] | Removed from Ground | Kerosene | 10000 | Marked Unknown | 1966-01-18 | 1899-12-31 | Unknown
WARE COUNTY BOARD OF EDUCATION O | 1200 COLLEY ST | WAYCROSS | Ware | 1480024 | 2 | [5 empty] | Removed from Ground | Gas (Historical Use) | 1000 | Bare Steel | 1975-06-01 | 1998-08-21 | Not Marked
DNR WILDLIFE RES DIV - FISHERIES | 108 DARLING AVE | WAYCROSS | Ware | 1480052 | 1 | [5 empty] | Closed in Ground | Empty | 500 | Bare Steel | 1958-04-24 | 2008-06-06 | Galvanized Steel
MILLER TEXACO/FLASH FOODS #128 | 701 MEMORIAL DR | WAYCROSS | Ware | 1480066 | 2 | [5 empty] | Removed from Ground | Gas (Historical Use) | 12000 | Bare Steel | 1977-05-02 | 1991-08-01 | Galvanized Steel
STOP & SAVE #23 | 500 MEMORIAL DR | WAYCROSS | Ware | 1480136 | 2-PREM |  | 2002-08-19 | FALSE | 2002-08-19 | FALSE | Currently in Use | Gas (Historical Use) | 6000 | Composite Double Walled | 2002-08-19 |  | Double-Walled Fiberglass | Pressurized
GA-570/ZIPPY MART 409 | 1926 ALBANY AVE | WAYCROSS | Ware | 1480140 | 1 | [5 empty] | Removed from Ground | Gas (Historical Use) | 10000 | Bare Steel | 1976-05-09 | 1988-03-22 | Galvanized Steel
G.W. LEWIS ACOUSTICAL PLASTERING | 2319 KNIGHT AVE | WAYCROSS | Ware | 73 | 1 | [5 empty] | Removed from Ground | Gas (Historical Use) | 1000 | Bare Steel | 1977-08-09 | 1899-12-31 | Galvanized Steel | Safe Suction (Euro)
INMANS OF WAYCROSS | 1014 PLANT AVE | WAYCROSS | Ware | 1480001 | 1 |  | 1998-12-01 |  | 1996-09-01 |  | Removed from Ground | Gas (Historical Use) | 8000 | Steel-Impressed Current | 1971-03-23 | 2007-01-09 | Cathodically Protected | Pressurized
LIL' CHAMP FOOD STORES #369. | 1002 MEMORIAL DR | WAYCROSS | Ware | 1480012 | 1 | [5 empty] | Removed from Ground | Gas (Historical Use) | 10000 | Bare Steel | 1983-02-25 | 1992-06-29 | Galvanized Steel | Suction (American)
MCDONALD ST SCHOOL | 1235 MCDONALD ST | WAYCROSS | Ware | 1480026 | 1 | [5 empty] | Removed from Ground | Empty | 5000 | Bare Steel | 1956-01-21 | 1899-12-31 | Unknown
RAZZ BOWEN SUPER SERVICE INC | 810 PLANT AVE | WAYCROSS | Ware | 1480048 | 2 | [5 empty] | Permanently Out of Use - historical purposes | Gas (Historical Use) | 3000 | Bare Steel | 1951-04-16 | 1899-12-31 | Galvanized Steel
LAVELY | RT 3 BOX 519A | WAYCROSS | Ware | 1480049 | 2 | [5 empty] | Removed from Ground | Gas (Historical Use) | 2000 | Bare Steel | 1980-04-11 | 1987-08-01 | Unknown
BIG RIVER OIL CO INC | 1800 REYNOLDS ST | WAYCROSS | Ware | 1480054 | 1 |  | 1998-10-01 |  | 1998-10-01 |  | Temporarily out of use | Diesel | 10000 | Steel-Impressed Current | 1986-04-02 |  | Cathodically Protected | Suction (American)
Circle K 2745034 | 2000 ALBANY AVE | WAYCROSS | Ware | 1480064 | 6 | Flapper Valve | 1993-10-04 | FALSE | 1993-10-04 | FALSE | Currently in Use | Premium | 8000 | Composite | 1993-10-04 |  | Fiberglass Reinforced Plastic | Pressurized
AT&T CENTRAL OFFICE | 614 PENDLETON ST | WAYCROSS | Ware | 1480078 | 1 | [5 empty] | Closed in Ground | Other | 550 | Bare Steel | 1953-01-01 | 1989-02-20 | Copper
WALMART NEIGHBORHOOD MARKET #4527 | 1620 PLANT AVE | WAYCROSS | Ware | 10002489 | 2B | Flapper Valve | 2015-09-23 | FALSE | 2015-05-15 | FALSE | Currently in Use | Diesel | 7000 | Fiberglass Double Walled | 2015-04-30 |  | Double-Walled Flex | Pressurized
CHAMPION INTERNATIONAL CORP | INDUSTRIAL PARK | WAYCROSS | Ware | 9148011 | 3 | [5 empty] | Removed from Ground | Gas (Historical Use) | 1000 | Bare Steel | 1975-01-01 | 1989-11-17 | Galvanized Steel
GA DOT WARE CO ROUTINE MAINT 105 | 3321 ALBANY AVE | WAYCROSS | Ware | 9148024 | 547D1 | [5 empty] | Removed from Ground | Diesel | 1000 | Cathodically Protected Steel | 1990-01-01 | 2004-04-22 | Galvanized Steel | Safe Suction (Euro)
AT & T | 614 PENDLETON ST | WAYCROSS | Ware | 9148038 | 3 | [5 empty] | Removed from Ground | Diesel | 3000 | Cathodically Protected Steel | 1994-07-11 | 1996-11-19 | Copper
CARLS BP | 1006 PLANT AVE | WAYCROSS | Ware | 1480102 | 1 |  | 1998-09-01 | FALSE | 1998-09-01 | FALSE | Currently in Use | Gas (Historical Use) | 10000 | Steel-Impressed Current | 1973-05-11 |  | Steel (Impressed Current) | Pressurized
OKEFENOKEE PARTS & SERVICE | RT 6 US 1 SOUTH | WAYCROSS | Ware | 1480107 | 3 | [5 empty] | Removed from Ground | Gas (Historical Use) | 3000 | Bare Steel | 1966-05-13 | 1995-09-01 | Galvanized Steel
DUKES MINI MART | 2377 ALBANY AVE | WAYCROSS | Ware | 1480110 | 1 | [5 empty] | Removed from Ground | Gas (Historical Use) | 4000 | Bare Steel | 1979-05-10 | 2000-01-01 | Galvanized Steel | Safe Suction (Euro)
CHALLENGER MOBILE HOMES | 2815 /2875 FULFORD RD/IND PK | WAYCROSS | Ware | 1480112 | 1 | [5 empty] | Removed from Ground | Diesel | 10000 | Bare Steel | 1992-12-01 | 1992-12-01 | Bare Steel
CSX TRANSPORTATION | OKLAHOMA AVE | WAYCROSS | Ware | 1480128 | 51 | [5 empty] | Removed from Ground | Diesel | 500 | Not Marked/Unknown | 1993-02-24 | 1993-02-24 | Not Marked
GARCIAS | 410 HARRISON ST | WAYCROSS | Ware | 1480134 | 1 | [5 empty] | Removed from Ground | Empty | 6000 | Bare Steel | 1980-05-08 | 1998-06-01 | Galvanized Steel | Pressurized
INTERSTATE WAYCROSS | AUGUSTA RD & ALBANY | WAYCROSS | Ware | 1480146 | NL1 | [5 empty] | Removed from Ground | Gas (Historical Use) | 4000 | Bare Steel | 1966-05-12 | 1990-06-26 | Galvanized Steel
TRITON #623 | 2017 MEMORIAL DR | WAYCROSS | Ware | 1480153 | 1 |  | 1984-03-01 |  | 1988-01-01 |  | Removed from Ground | Gas (Historical Use) | 10000 | Fiberglass | 1984-03-01 | 2010-12-13 | Fiberglass Reinforced Plastic | Pressurized
VEHICLE MAINTENANCE | 1001 ALBANY AVE | WAYCROSS | Ware | 1480152 | 3 | [5 empty] | Removed from Ground | Gas (Historical Use) | 1000 | Bare Steel | 1981-01-01 | 1998-01-01 | Bare Steel | Suction (American)
GUY'S MINIT MARKET | 2630 BRUNSWICK HWY | WAYCROSS | Ware | 1480160 | 3 |  | 1998-10-20 |  | 1998-10-20 |  | Removed from Ground | Gas (Historical Use) | 2000 | Steel-Impressed Current | 1976-06-04 | 1999-11-04 | Cathodically Protected | Pressurized
Circle K 2745030 | 1974 CENTRAL AVE | WAYCROSS | Ware | 1480062 | 1 |  | 1997-06-10 |  | 1997-06-10 |  | Temporarily out of use | Gas (Historical Use) | 8000 | Steel-Impressed Current | 1978-05-02 |  | Cathodically Protected | Pressurized
Circle K 2745051 | 2307 PLANT AVE | WAYCROSS | Ware | 1480065 | 3 | [5 empty] | Removed from Ground | Gas (Historical Use) | 8000 | Bare Steel | 1980-05-01 | 1899-12-31 | Galvanized Steel | Pressurized
ALPHA CENTER | 950 NEW MEXICO AVE | WAYCROSS | Ware | 1480075 | 1 | [5 empty] | Permanently Out of Use - historical purposes | Kerosene | 2000 | Marked Unknown | 1986-04-23 | 1899-12-31 | Galvanized Steel
MEMORIAL DR ELEMENTARY SCHOOL | 2580 AMBROSE ST | WAYCROSS | Ware | 1480072 | 1 | [5 empty] | Permanently Out of Use - historical purposes | Propane | 0 | Cathodically Protected Steel | 1958-04-30 | 1899-12-31 | Not Marked
DAVIS EXXON | 700 MEMORIAL DR | WAYCROSS | Ware | 1480083 | 4 | [5 empty] | Removed from Ground | Gas (Historical Use) | 4000 | Bare Steel | 1961-05-05 | 1999-05-01 | Galvanized Steel
DAVIS EXXON | 700 MEMORIAL DR | WAYCROSS | Ware | 1480083 | 5 |  |  | TRUE |  | TRUE | Removed from Ground | Used Oil | 1 | Bare Steel | 1961-05-05 | 1999-05-01 | Galvanized Steel
RAZZ BOWEN SUPER SERVICE INC | 810 PLANT AVE | WAYCROSS | Ware | 1480048 | 3 | [5 empty] | Permanently Out of Use - historical purposes | Gas (Historical Use) | 3000 | Bare Steel | 1951-04-16 | 1899-12-31 | Galvanized Steel
Circle K 2745000 | 505 REYNOLDS ST | WAYCROSS | Ware | 1480057 | 4 | Flapper Valve | 1998-03-31 | FALSE | 1998-03-31 | FALSE | Currently in Use | Regular | 15000 | Composite Double Walled | 1998-03-25 |  | Double-Walled Flex | Pressurized
Circle K 2745000 | 505 REYNOLDS ST | WAYCROSS | Ware | 1480057 | 5 | Flapper Valve | 1998-03-31 | FALSE | 1998-03-31 | FALSE | Currently in Use | Premium | 10000 | Composite Double Walled | 1998-03-25 |  | Double-Walled Flex | Pressurized
Circle K 2745034 | 2000 ALBANY AVE | WAYCROSS | Ware | 1480064 | 4 | Flapper Valve | 1993-10-04 | FALSE | 1993-10-04 | FALSE | Currently in Use | Regular | 10000 | Composite | 1993-10-04 |  | Fiberglass Reinforced Plastic | Pressurized
Circle K 2745034 | 2000 ALBANY AVE | WAYCROSS | Ware | 1480064 | 5 | Flapper Valve | 1993-10-04 | FALSE | 1993-10-04 | FALSE | Currently in Use | Diesel | 8000 | Composite | 1993-10-04 |  | Fiberglass Reinforced Plastic | Pressurized
Circle K 2745051 | 2307 PLANT AVE | WAYCROSS | Ware | 1480065 | 2 | [5 empty] | Removed from Ground | Gas (Historical Use) | 10000 | Bare Steel | 1980-05-01 | 1899-12-31 | Galvanized Steel | Pressurized
WARING FOOD MART | 512 WARING ST | WAYCROSS | Ware | 9148010 | 3 | [5 empty] | Removed from Ground | Gas (Historical Use) | 6000 | Bare Steel | 1978-01-01 | 2002-03-01 | Galvanized Steel | Pressurized
SLOANS FOOD MART/BOATWRIGHTS FOO | 1625 ALBANY AVE | WAYCROSS | Ware | 9148013 | 1 | [5 empty] | Removed from Ground | Gas (Historical Use) | 3000 | Bare Steel | 1975-01-01 | 1996-07-15 | Galvanized Steel | Safe Suction (Euro)
Friendly Express #103 | 1811 South Georgia Pkwy W | WAYCROSS | Ware | 9148041 | 5A | Flapper Valve | 2018-08-28 | FALSE | 2018-08-28 | FALSE | Currently in Use | E-10 | 20000 | Composite Double Walled | 2018-08-28 |  | Double-Walled Flex | Pressurized
Circle K 2745022 | 4095 JAMESTOWN RD @ LYNN AVE | WAYCROSS | Ware | 1480059 | 4A |  | 2003-11-05 | FALSE | 2003-11-05 | FALSE | Currently in Use | Gas (Historical Use) | 8000 | Composite Double Walled | 2003-11-05 |  | Double-Walled Flex | Pressurized
WARE CO MIDDLE SCHOOL | 2553 CHEROKEE AVE | WAYCROSS | Ware | 1480076 | DUMMY | [5 empty] | Permanently Out of Use - historical purposes | Other | 0 | Not Marked/Unknown |  | 1899-12-31 | Not Marked
BAY STATION #664 | 818 GLENNMORE | WAYCROSS | Ware | 1480157 | 3 | [5 empty] | Removed from Ground | Gas (Historical Use) | 4000 | Bare Steel | 1972-05-16 | 1990-09-01 | Galvanized Steel
WEAVER CAULEY PACKING CO. | ALBANY AVE EXT | WAYCROSS | Ware | 1480169 | 1 | [5 empty] | Closed in Ground | Gas (Historical Use) | 1000 | Bare Steel | 1968-04-26 | 1988-10-01 | Galvanized Steel
ADENS MINIT MART #48 | 2198 BRUNEL ST | WAYCROSS | Ware | 9151010 | SU | Flapper Valve | 1996-01-31 | FALSE | 1996-01-31 | FALSE | Currently in Use | Premium | 8000 | Steel-Impressed Current | 1996-08-09 |  | Steel (Impressed Current) | Suction (American)
WAYCROSS COCA-COLA | 101 NORTH NICHOLS ST | WAYCROSS | Ware | 9000511 | 2 | [5 empty] | Removed from Ground | Diesel | 6000 | Bare Steel | 1957-05-12 | 1990-02-14 | Galvanized Steel | Suction (American)
Circle K 2745085 | 1401 TEBEAU ST | WAYCROSS | Ware | 9000705 | 4 | [5 empty] | Removed from Ground | Gas (Historical Use) | 8000 | Bare Steel | 1977-05-07 | 1993-03-26 | Galvanized Steel
Circle K 2745085 | 1401 TEBEAU ST | WAYCROSS | Ware | 9000705 | 1 | [5 empty] | Removed from Ground | Gas (Historical Use) | 8000 | Bare Steel | 1977-05-07 | 1993-03-26 | Galvanized Steel
Circle K 2745051 | 2307 PLANT AVE | WAYCROSS | Ware | 1480065 | 1 | [5 empty] | Removed from Ground | Gas (Historical Use) | 10000 | Bare Steel | 1980-05-01 | 1899-12-31 | Galvanized Steel | Pressurized
Circle K 2745051 | 2307 PLANT AVE | WAYCROSS | Ware | 1480065 | 4 | Flapper Valve | 1997-05-12 | FALSE | 1997-05-12 | FALSE | Currently in Use | Regular | 15000 | Composite Double Walled | 1997-05-12 |  | Double-Walled Flex | Pressurized
WACONA ELEMENTARY SCHOOL | 3101 STATE ST | WAYCROSS | Ware | 1480071 | 3 | [5 empty] | Permanently Out of Use - historical purposes | Other | 2000 | Marked Unknown | 1966-04-28 | 1899-12-31 | Unknown
RAZZ BOWEN SUPER SERVICE INC | 810 PLANT AVE | WAYCROSS | Ware | 1480048 | 1 | [5 empty] | Permanently Out of Use - historical purposes | Diesel | 8000 | Bare Steel | 1961-04-13 | 1899-12-31 | Galvanized Steel
RAZZ BOWEN SUPER SERVICE INC | 810 PLANT AVE | WAYCROSS | Ware | 1480048 | 7 | [5 empty] | Permanently Out of Use - historical purposes | Gas (Historical Use) | 3000 | Bare Steel | 1951-04-16 | 1899-12-31 | Galvanized Steel
Circle K 2745014 | 1913 STATE ST | WAYCROSS | Ware | 1480056 | 6 |  | 2000-11-14 | FALSE | 2000-11-14 | FALSE | Currently in Use | Gas (Historical Use) | 8000 | Composite Double Walled | 2000-11-14 |  | Double-Walled Flex | Pressurized
FLASH FOODS #11 | 1200 BLACKSHEAR AVE | WAYCROSS | Ware | 1480058 | 1 | [5 empty] | Removed from Ground | Gas (Historical Use) | 8000 | Bare Steel | 1976-05-02 | 1993-03-15 | Galvanized Steel
Circle K 2745034 | 2000 ALBANY AVE | WAYCROSS | Ware | 1480064 | 2 | [5 empty] | Removed from Ground | Gas (Historical Use) | 8000 | Bare Steel | 1979-05-02 | 1993-10-01 | Galvanized Steel
OKEFENOKEE PARTS # 2 | 601 STATE ST | WAYCROSS | Ware | 1480108 | 3 | [5 empty] | Removed from Ground | Gas (Historical Use) | 10000 | Bare Steel | 1974-05-11 | 1996-07-01 | Galvanized Steel
CONTAINER CORP OF AMERICA | N OLD JAMESTOWN RD | WAYCROSS | Ware | 1480123 | 3 | [5 empty] | Removed from Ground | Diesel | 3006 | Bare Steel | 1979-05-07 | 1988-06-01 | Galvanized Steel
AT&T CENTRAL OFFICE | 614 PENDLETON ST | WAYCROSS | Ware | 1480078 | 3 | [5 empty] | Removed from Ground | Diesel | 0 | Cathodically Protected Steel | 1994-07-10 | 1899-12-31 | Secondary Containment | Safe Suction (Euro)
Friendly Express #103 | 1811 South Georgia Pkwy W | WAYCROSS | Ware | 9148041 | 1 | Flapper Valve |  | FALSE |  | FALSE | [5 empty] | 2018-05-18 | Fiberglass Reinforced Plastic | Pressurized
Friendly Express #103 | 1811 South Georgia Pkwy W | WAYCROSS | Ware | 9148041 | 5B | Flapper Valve | 2018-08-28 | FALSE | 2018-08-28 | FALSE | Currently in Use | Premium | 5000 | Composite Double Walled | 2018-08-28 |  | Double-Walled Flex | Pressurized
CROSBY PONTIAC CADILLAC GMC NIS | 447 STATE ST | WAYCROSS | Ware | 1480007 | 1 |  |  | TRUE |  | TRUE | Removed from Ground | Used Oil | 500 | Bare Steel | 1983-12-19 | 1996-06-01 | Galvanized Steel
JACK RABBIT #4 | 1900 ALMA HWY | WAYCROSS | Ware | 1480010 | 2 | [5 empty] | Removed from Ground | Gas (Historical Use) | 4000 | Bare Steel | 1976-02-27 | 1992-04-09 | Galvanized Steel
Memorial Satilla Health | 1900 TEBEAU ST | WAYCROSS | Ware | 1480018 | 3 | [5 empty] | Closed in Ground | Diesel | 500 | Bare Steel | 1955-03-04 | 1996-05-01 | Copper
WARE COUNTY PUBLIC WORKS DEPARTMENT | 3699 HARRIS RD | WAYCROSS | Ware | 1480022 | 5 | Flapper Valve | 1999-10-30 | FALSE | 1999-10-30 | FALSE | Temporarily out of use | Regular | 10000 | Composite | 1999-10-19 |  | Fiberglass Reinforced Plastic | Safe Suction (Euro)
WARE COUNTY PUBLIC WORKS DEPARTMENT | 3699 HARRIS RD | WAYCROSS | Ware | 1480022 | 4 |  |  | FALSE |  | FALSE | Removed from Ground | Empty | 3000 | Bare Steel | 1986-02-18 | 1899-12-31 | Galvanized Steel
WAYCROSS FIRE STATION 3 | 125 HAVANNA AVE | WAYCROSS | Ware | 1480038 | 125-1 | [5 empty] | Removed from Ground | Other | 285 | Bare Steel | 1984-01-01 | 1997-03-04 | Galvanized Steel | Safe Suction (Euro)
GA FORESTY COMMISSION/HANGER | 2891 FOREST RD | WAYCROSS | Ware | 1480044 | 1 | [5 empty] | Removed from Ground | Gas (Historical Use) | 12000 | Bare Steel | 1980-04-23 | 1899-12-31 | Galvanized Steel | Safe Suction (Euro)
WARE COUNTY PUBLIC WORKS DEPARTMENT | 3699 HARRIS RD | WAYCROSS | Ware | 1480022 | 1 |  |  | FALSE |  | FALSE | Removed from Ground |  | 10000 | Bare Steel | 1999-12-06 | 1999-12-06 | Galvanized Steel | Suction (American)
WAYCROSS CITY HALL | 417 PENDLETON ST | WAYCROSS | Ware | 1480034 | 417-1 | [5 empty] | Closed in Ground | Other | 0 | Bare Steel | 1983-01-01 | 1983-01-01 | Galvanized Steel
MEMORIAL DR ELEMENTARY SCHOOL | 2580 AMBROSE ST | WAYCROSS | Ware | 1480072 | 2 | [5 empty] | Permanently Out of Use - historical purposes | Diesel | 0 | Bare Steel | 1958-04-30 | 1899-12-31 | Galvanized Steel
BIG RIVER OIL CO | 1603 KNIGHT AVE | WAYCROSS | Ware | 9148040 | 3 |  | 1998-12-14 | FALSE | 1997-07-01 | FALSE | Removed from Ground | Gas (Historical Use) | 12000 | Steel-Impressed Current | 1997-07-01 | 2018-06-25 |  | Pressurized
Friendly Express #103 | 1811 South Georgia Pkwy W | WAYCROSS | Ware | 9148041 | 4 |  | 1998-06-01 | FALSE | 1993-06-10 | TRUE | Removed from Ground | Diesel | 6000 | Composite | 1993-06-10 | 2018-05-18 | Fiberglass Reinforced Plastic | Pressurized
PLANT AVENUE SITE | 644 PLANT AVENUE | WAYCROSS | Ware | 9148056 | 1 | [5 empty] | Removed from Ground | Gas (Historical Use) | 6000 | Bare Steel | 1930-01-01 | 1999-02-26 | Galvanized Steel
INMANS OF WAYCROSS | 1014 PLANT AVE | WAYCROSS | Ware | 1480001 | 4 |  |  | TRUE |  | TRUE | Removed from Ground | Used Oil | 560 | Bare Steel | 1971-03-23 | 1999-04-06 | Galvanized Steel | Pressurized
LIL' CHAMP FOOD STORES #369. | 1002 MEMORIAL DR | WAYCROSS | Ware | 1480012 | 4 | [5 empty] | Removed from Ground | Gas (Historical Use) | 3000 | Bare Steel | 1983-02-25 | 1992-06-29 | Galvanized Steel | Suction (American)
LIL' CHAMP FOOD STORES #369. | 1002 MEMORIAL DR | WAYCROSS | Ware | 1480012 | 7 | [5 empty] | Removed from Ground | Kerosene | 550 | Not Marked/Unknown | 1992-07-01 | 1992-07-01 | Not Marked
LIL' CHAMP FOOD STORES #369. | 1002 MEMORIAL DR | WAYCROSS | Ware | 1480012 | 5 | [5 empty] | Removed from Ground | Gas (Historical Use) | 3000 | Bare Steel | 1983-02-25 | 1992-06-29 | Galvanized Steel | Suction (American)
FRIENDLY EXPRESS #50 | 1720 MEMORIAL DR | WAYCROSS | Ware | 1480013 | 3 | Flapper Valve | 1996-04-01 | FALSE | 1996-04-01 | FALSE | Currently in Use | Regular | 10000 | Steel-Impressed Current | 1985-02-24 |  | Fiberglass Reinforced Plastic | Pressurized
REID INC/PIONEER MACHINERY (LE | 1905 KNIGHT AVE | WAYCROSS | Ware | 1480020 | 2 |  |  | TRUE |  | TRUE | Removed from Ground | Used Oil | 1120 | Bare Steel | 1971-12-20 | 1899-12-31 | Not Marked | Gravity Fed
GILCHRIST PK SCHOOL | 1901 GIBBS ST | WAYCROSS | Ware | 1480025 | 1 | [5 empty] | Removed from Ground | Kerosene | 3000 | Bare Steel | 1956-01-21 | 1899-12-31 | Unknown
RAZZ BOWEN SUPER SERVICE INC | 810 PLANT AVE | WAYCROSS | Ware | 1480048 | 6 | [5 empty] | Permanently Out of Use - historical purposes | Gas (Historical Use) | 3000 | Bare Steel | 1951-04-16 | 1899-12-31 | Galvanized Steel
FLASH FOODS #11 | 1200 BLACKSHEAR AVE | WAYCROSS | Ware | 1480058 | 2 | [5 empty] | Removed from Ground | Gas (Historical Use) | 8000 | Bare Steel | 1976-05-02 | 1993-03-15 | Galvanized Steel
WAYCROSS BP | 2476 MINNESOTA AVE | WAYCROSS | Ware | 1480063 | 2 | [5 empty] | Removed from Ground | Gas (Historical Use) | 8000 | Bare Steel | 1978-05-02 | 1987-01-01 | Galvanized Steel
DAVIS EXXON | 700 MEMORIAL DR | WAYCROSS | Ware | 1480083 | 2 | [5 empty] | Removed from Ground | Gas (Historical Use) | 3000 | Bare Steel | 1961-05-05 | 1999-05-01 | Galvanized Steel
CHOO CHOO SUPPLY CO | 1929 MEMORIAL DR | WAYCROSS | Ware | 1480047 | 1 | [5 empty] | Removed from Ground | Gas (Historical Use) | 500 | Bare Steel | 1981-04-11 | 1993-05-10 | Galvanized Steel | Suction (American)
PET DAIRY | US HWY 82 WEST/ALBANY AVE EXTENS | WAYCROSS | Ware | 1480053 | 2 | [5 empty] | Removed from Ground | Gas (Historical Use) | 5000 | Bare Steel | 1972-01-05 | 1991-05-30 | Bare Steel
Circle K 2745014 | 1913 STATE ST | WAYCROSS | Ware | 1480056 | 3 |  | 1998-01-20 |  | 1994-06-20 |  | Removed from Ground | Gas (Historical Use) | 8000 | Steel-Impressed Current | 1982-05-01 | 2000-11-09 | Cathodically Protected | Pressurized
BUNKYS #1 | 1545 STATE STREET | WAYCROSS | Ware | 9148051 | 1 | [5 empty] | Removed from Ground | Kerosene | 2000 | Bare Steel | 1979-09-15 | 1998-12-17 | Bare Steel | Pressurized
Circle K 2745085 | 1401 TEBEAU ST | WAYCROSS | Ware | 9000705 | 7 | Flapper Valve | 1993-04-01 | FALSE | 1993-04-01 | FALSE | Currently in Use | Premium | 8000 | Composite | 1993-04-01 |  | Double-Walled Fiberglass | Pressurized
CSX TRANSPORTATION/SEABOARD SYST | 315 PLANT AVE | WAYCROSS | Ware | 1480126 | 4 | [5 empty] | Removed from Ground | Gas (Historical Use) | 1000 | Marked Unknown | 1968-05-12 | 1993-02-01 | Galvanized Steel
CSX TRANSPORTATION/SEABOARD SYST | 315 PLANT AVE | WAYCROSS | Ware | 1480126 | 1 | [5 empty] | Removed from Ground | Diesel | 1000 | Bare Steel | 1977-05-10 | 1993-02-01 | Galvanized Steel
BIG A AUTO PARTS | 816 MEMORIAL DR | WAYCROSS | Ware | 1480132 | 3 | [5 empty] | Removed from Ground | Gas (Historical Use) | 10000 | Bare Steel | 1983-05-09 | 1993-02-20 | Galvanized Steel
HUNTLEY JIFFY STORE #350 | US HWY 84 @ DIXIE AVE | WAYCROSS | Ware | 9000463 | 3 | [5 empty] | Removed from Ground | Gas (Historical Use) | 8000 | Bare Steel | 1981-02-25 | 1990-01-15 | Galvanized Steel
Circle K 2745014 | 1913 STATE ST | WAYCROSS | Ware | 1480056 | 1 |  | 1998-01-20 |  | 1994-06-20 |  | Removed from Ground | Gas (Historical Use) | 8000 | Steel-Impressed Current | 1982-05-01 | 2000-11-09 | Cathodically Protected | Pressurized
Circle K 2745034 | 2000 ALBANY AVE | WAYCROSS | Ware | 1480064 | 3 | [5 empty] | Removed from Ground | Gas (Historical Use) | 8000 | Bare Steel | 1979-05-02 | 1993-10-01 | Galvanized Steel
MILLER TEXACO/FLASH FOODS #128 | 701 MEMORIAL DR | WAYCROSS | Ware | 1480066 | 1 | [5 empty] | Removed from Ground | Gas (Historical Use) | 12000 | Bare Steel | 1977-05-02 | 1991-08-01 | Galvanized Steel
JACK RABBIT #4 | 1900 ALMA HWY | WAYCROSS | Ware | 1480010 | 4 | [5 empty] | Removed from Ground | Diesel | 4000 | Bare Steel | 1976-02-27 | 1992-04-09 | Galvanized Steel
HUNTLEY JIFFY STORES 385 | 1333 FRANCIS | WAYCROSS | Ware | 1480014 | 2 | [5 empty] | Removed from Ground | Gas (Historical Use) | 6000 | Bare Steel | 1985-02-24 | 1899-12-31 | Galvanized Steel
KING MUFFLER INC | 1037 ALBANY AVE . | WAYCROSS | Ware | 1480015 | 1 | [5 empty] | Removed from Ground | Gas (Historical Use) | 1000 | Marked Unknown | 1976-03-08 | 1995-08-01 | Galvanized Steel
PEBBLE HILL GROCERY | 5236 ALMA HWY | WAYCROSS | Ware | 1480019 | 1 | [5 empty] | Removed from Ground | Gas (Historical Use) | 1000 | Bare Steel | 1976-02-29 | 1997-01-01 | Bare Steel | Safe Suction (Euro)
WARE COUNTY PUBLIC WORKS DEPARTMENT | 3699 HARRIS RD | WAYCROSS | Ware | 1480022 | 2 |  |  | FALSE |  | FALSE | Removed from Ground | Diesel | 10000 | Bare Steel | 1999-12-06 | 1999-12-06 | Galvanized Steel | Suction (American)
WAYCROSS CITY GARAGE | 714 PENDERGAST ST | WAYCROSS | Ware | 1480033 | 714-4 | [5 empty] | Closed in Ground | Gas (Historical Use) | 4000 | Bare Steel | 1965-03-12 | 1978-01-01 | Galvanized Steel
WAYCROSS FIRE STATION #1 | 208 ISABELLA ST | WAYCROSS | Ware | 1480036 | 208-1 | [5 empty] | Removed from Ground | Other | 10000 | Bare Steel | 1979-01-01 | 1997-03-04 | Galvanized Steel | Safe Suction (Euro)
LAVELY | RT 3 BOX 519A | WAYCROSS | Ware | 1480049 | 3 | [5 empty] | Removed from Ground | Gas (Historical Use) | 2000 | Bare Steel | 1980-04-11 | 1987-08-01 | Unknown
DNR WILDLIFE RES DIV - FISHERIES | 108 DARLING AVE | WAYCROSS | Ware | 1480052 | 2 | [5 empty] | Closed in Ground | Empty | 500 | Bare Steel | 1963-04-23 | 2008-06-06 | Galvanized Steel
Circle K 2745000 | 505 REYNOLDS ST | WAYCROSS | Ware | 1480057 | 1 |  | 1996-07-17 |  | 1996-07-17 |  | Removed from Ground | Gas (Historical Use) | 6000 | Cathodically Protected Steel | 1981-01-01 | 1998-03-18 | Bare Steel | Safe Suction (Euro)
Circle K 2745034 | 2000 ALBANY AVE | WAYCROSS | Ware | 1480064 | 1 | [5 empty] | Removed from Ground | Gas (Historical Use) | 8000 | Bare Steel | 1979-05-02 | 1993-10-01 | Galvanized Steel
DAVIS EXXON | 700 MEMORIAL DR | WAYCROSS | Ware | 1480083 | 3 | [5 empty] | Removed from Ground | Gas (Historical Use) | 3000 | Bare Steel | 1961-05-05 | 1999-05-01 | Galvanized Steel
CROSSWAY CONVENIENCE STORE | 385 OSSIE DAVIS PKWY | WAYCROSS | Ware | 1480173 | 2 |  | 1987-01-01 |  | 1987-01-01 |  | Removed from Ground | Gas (Historical Use) | 8022 | Galvanic (STIP-3) | 1987-01-01 | 2009-01-13 | Flex | Pressurized
Circle K 2745085 | 1401 TEBEAU ST | WAYCROSS | Ware | 9000705 | 6 | Flapper Valve | 1993-04-01 | FALSE | 1993-04-01 | FALSE | Currently in Use | Diesel | 8000 | Composite | 1993-04-01 |  | Double-Walled Fiberglass | Pressurized
Circle K 2745030 | 1974 CENTRAL AVE | WAYCROSS | Ware | 1480062 | 2 |  | 1997-06-10 |  | 1997-06-10 |  | Temporarily out of use | Gas (Historical Use) | 3000 | Steel-Impressed Current | 1978-05-02 |  | Cathodically Protected | Pressurized
FRIENDLY EXPRESS #50 | 1720 MEMORIAL DR | WAYCROSS | Ware | 1480013 | 2 | Flapper Valve | 1996-04-01 | FALSE | 1996-04-01 | FALSE | Currently in Use | E-0 | 6000 | Steel-Impressed Current | 1985-02-24 |  | Fiberglass Reinforced Plastic | Pressurized
WARE COUNTY BOARD OF EDUCATION O | 1200 COLLEY ST | WAYCROSS | Ware | 1480024 | 1 | [5 empty] | Permanently Out of Use - historical purposes | Kerosene | 10000 | Bare Steel | 1963-01-19 | 1899-12-31 | Galvanized Steel
Circle K 2745022 | 4095 JAMESTOWN RD @ LYNN AVE | WAYCROSS | Ware | 1480059 | 4B |  | 2003-11-05 | FALSE | 2003-11-05 | FALSE | Currently in Use | Gas (Historical Use) | 4000 | Composite Double Walled | 2003-11-05 |  | Double-Walled Flex | Pressurized
Circle K 2745030 | 1974 CENTRAL AVE | WAYCROSS | Ware | 1480062 | 3 |  | 1997-06-10 |  | 1997-06-10 |  | Temporarily out of use | Gas (Historical Use) | 3000 | Steel-Impressed Current | 1978-05-02 |  | Cathodically Protected | Pressurized
WAYCROSS BP | 2476 MINNESOTA AVE | WAYCROSS | Ware | 1480063 | 3 | [5 empty] | Removed from Ground | Gas (Historical Use) | 8000 | Bare Steel | 1978-05-02 | 1987-01-01 | Galvanized Steel
WACONA ELEMENTARY SCHOOL | 3101 STATE ST | WAYCROSS | Ware | 1480071 | 1 | [5 empty] | Permanently Out of Use - historical purposes | Diesel | 2000 | Bare Steel | 1976-04-25 | 1899-12-31 | Galvanized Steel
Circle K 2745014 | 1913 STATE ST | WAYCROSS | Ware | 1480056 | 2 |  | 1998-01-20 |  | 1994-06-20 |  | Removed from Ground | Gas (Historical Use) | 8000 | Steel-Impressed Current | 1982-05-01 | 2000-11-09 | Cathodically Protected | Pressurized
Circle K 2745022 | 4095 JAMESTOWN RD @ LYNN AVE | WAYCROSS | Ware | 1480059 | 3 |  | 1995-02-09 |  | 1995-02-09 |  | Permanently Out Of Use | Gas (Historical Use) | 4000 | Steel-Impressed Current | 1982-05-02 | 2003-06-16 | Cathodically Protected
FLASH FOODS #82 | 201 NICHOLS ST | WAYCROSS | Ware | 1480060 | 1 |  | 1996-09-07 |  | 1986-04-30 |  | Removed from Ground | Gas (Historical Use) | 8000 | Fiberglass | 1986-04-30 | 2010-12-16 | Double-Walled Flex | Pressurized
MILLER TEXACO/FLASH FOODS #128 | 701 MEMORIAL DR | WAYCROSS | Ware | 1480066 | 3 | [5 empty] | Removed from Ground | Gas (Historical Use) | 12000 | Bare Steel | 1977-05-02 | 1991-08-01 | Galvanized Steel
CHAMPION INTERNATIONAL/WAYCROSS | FULFORD AVE IND PARK | WAYCROSS | Ware | 9000467 | 3 | [5 empty] | Removed from Ground | Diesel | 500 | Bare Steel | 1976-05-10 | 1987-06-01 | Galvanized Steel
GILLIS BROS INC | 6577 DOUGLAS HWY | MILLWOOD | Ware | 9148039 | 3 |  | 1999-02-22 |  | 1999-02-22 |  | Currently in Use | Diesel | 4000 | Cathodically Protected Steel | 1981-05-01 |  | Cathodically Protected | Suction (American)
MILLWOOD MINI MART | 8131 ALBANY HWY | MILLWOOD | Ware | 9148019 | 4 |  | 1996-06-01 |  | 1996-06-01 |  | Currently in Use | Diesel | 3000 | Steel-Impressed Current | 1970-01-01 |  | Steel (Impressed Current) | Suction (American)
HUEYS COUNTRY STORE | 7471 ALBANY HWY | MILLWOOD | Ware | 9148058 | 1A | Flapper Valve | 2000-01-08 | FALSE | 2000-01-08 | FALSE | Currently in Use | E-10 | 8000 | Composite | 2000-01-08 |  | Double-Walled Flex | Pressurized
GILLIS BROS INC | 6577 DOUGLAS HWY | MILLWOOD | Ware | 9148039 | 2 |  | 1999-02-22 |  | 1999-02-22 |  | Currently in Use | Diesel | 4000 | Cathodically Protected Steel | 1981-05-01 |  | Cathodically Protected | Suction (American)
HUEYS COUNTRY STORE | 7471 ALBANY HWY | MILLWOOD | Ware | 9148058 | 2 | Flapper Valve | 2000-01-08 | FALSE | 2000-01-08 | FALSE | Currently in Use | Diesel | 4000 | Composite | 2000-01-08 |  | Double-Walled Flex | Pressurized
MILLWOOD MINI MART | 8131 ALBANY HWY | MILLWOOD | Ware | 9148019 | 1 |  | 1996-06-01 |  | 1996-06-01 |  | Currently in Use | Gas (Historical Use) | 5000 | Steel-Impressed Current | 1970-01-01 |  | Steel (Impressed Current) | Suction (American)
HUEYS COUNTRY STORE | 7471 ALBANY HWY | MILLWOOD | Ware | 9148058 | 1B | Flapper Valve | 2000-01-08 | FALSE | 2000-01-08 | FALSE | Currently in Use | Premium | 4000 | Composite | 2000-01-08 |  | Double-Walled Flex | Pressurized
GILLIS BROS INC | 6577 DOUGLAS HWY | MILLWOOD | Ware | 9148039 | 1 |  | 1999-02-22 |  | 1999-02-22 |  | Currently in Use | Gas (Historical Use) | 4000 | Cathodically Protected Steel | 1981-05-01 |  | Cathodically Protected | Suction (American)
MILLWOOD MINI MART | 8131 ALBANY HWY | MILLWOOD | Ware | 9148019 | 3 |  | 1996-06-01 |  | 1996-06-01 |  | Currently in Use | Gas (Historical Use) | 2000 | Steel-Impressed Current | 1970-01-01 |  | Steel (Impressed Current) | Suction (American)
MILLWOOD MINI MART | 8131 ALBANY HWY | MILLWOOD | Ware | 9148019 | 2 |  | 1996-06-01 |  | 1996-06-01 |  | Currently in Use | Gas (Historical Use) | 3000 | Steel-Impressed Current | 1970-01-01 |  | Steel (Impressed Current) | Suction (American)
LEWIS & RAULERSON INC DBA FUELOC | 1759 STATE ST | WAYCROSS | Ware | 1480129 | 1 | [5 empty] | Removed from Ground | Gas (Historical Use) | 3000 | Bare Steel | 1985-01-01 | 1998-04-22 | Bare Steel | Safe Suction (Euro)
LEWIS & RAULERSON INC DBA FUELOC | 1759 STATE ST | WAYCROSS | Ware | 1480129 | 7 |  | 1992-02-01 |  | 1992-02-01 |  | Removed from Ground | Kerosene | 2000 | Bare Steel | 1975-01-01 | 1998-04-22 | Galvanized Steel | Safe Suction (Euro)
WELLS CARGO (SOUTH) INC | INDUSTRIAL PARK | WAYCROSS | Ware | 1480004 | 1 | [5 empty] | Closed in Ground | Diesel | 1000 | Bare Steel | 1974-03-14 | 1990-04-01 | Galvanized Steel
GFC WARE CO UNIT | 5003 JACKSONVILLE HWY | WAYCROSS | Ware | 1480045 | 4 | [5 empty] | Removed from Ground | Diesel | 0 | Not Marked/Unknown |  | 1899-12-31 | Not Marked
LEWIS & RAULERSON INC DBA FUELOC | 1759 STATE ST | WAYCROSS | Ware | 1480129 | 5 | [5 empty] | Removed from Ground | Gas (Historical Use) | 4000 | Bare Steel | 1966-05-13 | 1998-04-22 | Bare Steel | Safe Suction (Euro)
LEWIS & RAULERSON INC DBA FUELOC | 1759 STATE ST | WAYCROSS | Ware | 1480129 | 8B | Flapper Valve | 1997-11-01 | FALSE | 1997-11-01 | FALSE | Currently in Use | Premium | 5000 | Composite | 1997-11-01 |  | Double-Walled Flex | Pressurized
WARE STATE PRISON | 3620 NORTH HARRIS RD | WAYCROSS | Ware | 9148005 | 4 | [5 empty] | Closed in Ground | Diesel | 2000 | Fiberglass | 1988-08-01 | 1998-11-16 | Bare Steel
WARE STATE PRISON | 3620 NORTH HARRIS RD | WAYCROSS | Ware | 9148005 | 5 | Flapper Valve | 1998-09-25 | FALSE | 1998-09-25 | FALSE | Currently in Use | Regular | 2500 | Fiberglass Double Walled | 1998-09-25 |  | Fiberglass Reinforced Plastic | Safe Suction (Euro)
PETRO STATION | 1001 REYNOLDS ST | WAYCROSS | Ware | 9148021 | 4 |  | 1996-11-16 | FALSE | 1996-11-16 | FALSE | Currently in Use | Premium | 2000 | Steel-Impressed Current | 1985-03-01 |  | Fiberglass Reinforced Plastic | Pressurized
R K FOODS | 2000 CARSWELL AVE | WAYCROSS | Ware | 9148042 | 4A | Flapper Valve | 2023-03-22 | FALSE | 2023-03-22 | FALSE | Currently in Use | Regular | 16000 | Composite Double Walled | 2023-03-07 |  | Double-Walled Flex | Pressurized
SAV-A-LOT | 1984 South Georgia Parkway | Waycross | Ware | 1482000 | 1 | Flapper Valve | 1987-11-04 | FALSE | 1987-11-04 | FALSE | Currently in Use | Gas (Historical Use) | 8000 | Galvanic (STIP-3) | 1987-11-04 |  | Double-Walled Flex | Pressurized
FRIENDLY EXPRESS #104 | 6509 ALMA HWY | WAYCROSS | Ware | 10001986 | 3B | Flapper Valve | 2011-04-08 | FALSE | 2011-04-08 | FALSE | Currently in Use | Diesel Off Road | 6000 | Composite Double Walled | 2011-04-08 |  | Double-Walled Flex | Pressurized
Circle K 2745133 | 1736 S GEORGIA PKWY W | WAYCROSS | Ware | 10001892 | 6 |  | 2010-07-09 | FALSE | 2010-07-09 | FALSE | Currently in Use | E-85 | 8000 | Composite Double Walled | 2010-07-09 |  | Double-Walled Flex | Pressurized
GEORGIA PUBLIC HEALTH LABORATORY | 1751 GUS KARLE PKWY | WAYCROSS | Ware | 10001632 | 1 |  | 2006-06-08 | FALSE | 2006-06-08 | FALSE | Closed in Ground | Diesel | 2500 | Fiberglass Double Walled | 2006-06-08 | 2014-03-24 | Fiberglass Reinforced Plastic | Suction (American)
AYS VORTAC | US HWY 82/15.2 MI WEST OF US 1 | WARESBORO | Ware | 1480069 | 1 | [5 empty] | Removed from Ground | Gas (Historical Use) | 1000 | Bare Steel | 1965-05-05 | 1992-11-20 | Copper | Safe Suction (Euro)
WARE STATE PRISON | 3620 NORTH HARRIS RD | WAYCROSS | Ware | 9148005 | 2 | [5 empty] | Removed from Ground | Gas (Historical Use) | 10000 | Fiberglass | 1990-01-01 | 1998-08-25 | Bare Steel | Suction (American)
GA FC/WARE CO UNIT | 2999 FOREST RD/RT 7 BOX 97 | WAYCROSS | Ware | 1480043 | 3 |  | 1995-08-01 |  | 1995-08-01 |  | Removed from Ground | Gas (Historical Use) | 1000 | Galvanic (STIP-3) | 1995-08-01 | 2008-06-04 | Cathodically Protected | Safe Suction (Euro)
EMERSON PARK GROCERY | 2600 MINNESOTA AVENUE | WAYCROSS | Ware | 1480167 | 2 |  | 1998-10-01 |  | 1998-08-01 |  | Currently in Use | Gas (Historical Use) | 4000 | Steel-Impressed Current | 1983-05-22 |  | Cathodically Protected | Safe Suction (Euro)
PETRO STATION | 1001 REYNOLDS ST | WAYCROSS | Ware | 9148021 | 1 | Flapper Valve | 1996-11-16 | FALSE | 1996-11-16 | FALSE | Currently in Use | Regular | 4000 | Steel-Impressed Current | 1985-03-01 |  | Fiberglass Reinforced Plastic | Pressurized
R K FOODS | 2000 CARSWELL AVE | WAYCROSS | Ware | 9148042 | 2 |  | 1996-12-12 | FALSE | 1996-12-12 | FALSE | Removed from Ground | Gas (Historical Use) | 8000 | Steel-Impressed Current | 1985-05-01 |  | Fiberglass Reinforced Plastic | Pressurized
ROOTS #62 | 3530 LOVETT RD | WAYCROSS | Ware | 9148028 | D/F |  | 1998-11-01 | FALSE | 1994-03-15 | FALSE | Temporarily out of use | Diesel | 12000 | Galvanic (STIP-3) | 1994-03-15 |  |  | Pressurized
FRIENDLY EXPRESS #104 | 6509 ALMA HWY | WAYCROSS | Ware | 10001986 | 1 | Flapper Valve | 2011-04-18 | FALSE | 2011-04-18 | FALSE | Currently in Use | E-10 | 16000 | Composite Double Walled | 2011-04-08 |  | Double-Walled Flex | Pressurized
Circle K 2745133 | 1736 S GEORGIA PKWY W | WAYCROSS | Ware | 10001892 | 2 |  | 2010-07-09 | FALSE | 2010-07-09 | FALSE | Currently in Use | Diesel | 30000 | Composite Double Walled | 2010-07-09 |  | Double-Walled Flex | Pressurized
WARE COUNTY MAGNET SCHOOL | 4650 A MANOR-MILLWOOD RD | MANOR | Ware | 1480077 | 1 | [5 empty] | Removed from Ground | Diesel | 4000 | Marked Unknown | 1986-04-23 | 1998-08-12 | Unknown
MOORES COUNTRY STORE | 6264 VALDOSTA HWY | MANOR | Ware | 9148035 | 3 |  |  | FALSE |  | FALSE | Removed from Ground | Diesel | 500 | Bare Steel | 1998-09-01 | 1998-09-01 | Galvanized Steel | Suction (American)
GFC WARE CO UNIT | 5003 JACKSONVILLE HWY | WAYCROSS | Ware | 1480045 | 3 |  | 1994-09-01 |  | 1994-09-01 |  | Removed from Ground | Diesel | 1000 | Galvanic (STIP-3) | 1994-09-01 | 2007-02-23 | Cathodically Protected | Safe Suction (Euro)
R K FOODS | 2000 CARSWELL AVE | WAYCROSS | Ware | 9148042 | 3 |  | 1996-12-12 | FALSE | 1996-12-12 | FALSE | Removed from Ground | Gas (Historical Use) | 6000 | Steel-Impressed Current | 1985-05-01 |  | Fiberglass Reinforced Plastic | Pressurized
JOHN T THRIFT | 3840 NEEDHAM RD | WAYCROSS | Ware | 9148054 | 1B |  | 1997-10-17 |  | 1997-10-17 |  | Temporarily out of use | Gas (Historical Use) | 5000 | Composite | 1997-09-30 |  | Fiberglass Reinforced Plastic | Suction (American)
SOUTHLAND WASTE SYSTEMS | 3473 HARRIS RD | WAYCROSS | Ware | 9148055 | 1 |  | 1998-04-10 |  | 1998-04-10 |  | Currently in Use | Diesel | 12000 | Composite | 1998-04-08 |  | Fiberglass Reinforced Plastic | Safe Suction (Euro)
WARESBORO ELEMENTARY SCHOOL | 3379 W CHURCH ST | WARESBORO | Ware | 1480074 | 2 | [5 empty] | Removed from Ground | Diesel | 4000 | Bare Steel | 1975-06-01 | 1998-07-28 | Not Marked
ROWELLS GAS & GROC | US HWY 84 | MANOR | Ware | 1480117 | 1 | [5 empty] | Permanently Out of Use - historical purposes | Gas (Historical Use) | 560 | Bare Steel | 1960-05-14 | 1899-12-31 | Galvanized Steel
SOLAR FOOD | 6349 VALDOSTA HWY | MANOR | Ware | 1480150 | 1 | Flapper Valve | 1998-03-13 | FALSE | 1998-03-13 | FALSE | Currently in Use | Regular | 4000 | Steel-Impressed Current | 1981-05-08 |  | Steel (Impressed Current) | Suction (American)
MOORES COUNTRY STORE | 6264 VALDOSTA HWY | MANOR | Ware | 9148035 | 4C | Flapper Valve | 2015-02-13 | FALSE | 2015-03-23 | FALSE | Temporarily out of use | Diesel | 2000 | Galvanic (STIP-3) | 2015-06-15 |  | Fiberglass Reinforced Plastic | Safe Suction (Euro)
GA FC/WARE CO UNIT | 2999 FOREST RD/RT 7 BOX 97 | WAYCROSS | Ware | 1480043 | 4 |  | 1995-08-01 |  | 1995-08-01 |  | Removed from Ground | Diesel | 1000 | Galvanic (STIP-3) | 1995-08-01 | 2008-06-04 | Cathodically Protected | Safe Suction (Euro)
GFC WARE CO UNIT | 5003 JACKSONVILLE HWY | WAYCROSS | Ware | 1480045 | 1 | [5 empty] | Removed from Ground | Gas (Historical Use) | 6000 | Bare Steel | 1974-04-25 | 1994-08-31 | Galvanized Steel | Safe Suction (Euro)
EMERSON PARK GROCERY | 2600 MINNESOTA AVENUE | WAYCROSS | Ware | 1480167 | 1 |  | 1998-10-01 |  | 1998-08-01 |  | Currently in Use | Gas (Historical Use) | 4000 | Steel-Impressed Current | 1979-05-23 |  | Cathodically Protected | Safe Suction (Euro)
R K FOODS | 2000 CARSWELL AVE | WAYCROSS | Ware | 9148042 | 1 |  | 1996-12-12 | FALSE | 1996-12-12 | FALSE | Removed from Ground | Gas (Historical Use) | 8000 | Steel-Impressed Current | 1988-07-01 |  | Fiberglass Reinforced Plastic | Pressurized
GA FC/WARE CO UNIT | 2999 FOREST RD/RT 7 BOX 97 | WAYCROSS | Ware | 1480043 | 2 | [5 empty] | Removed from Ground | Diesel | 560 | Bare Steel | 1978-04-24 | 1995-09-01 | Galvanized Steel
EMERSON PARK GROCERY | 2600 MINNESOTA AVENUE | WAYCROSS | Ware | 1480167 | 3 |  | 1998-10-01 |  | 1998-08-01 |  | Currently in Use | Gas (Historical Use) | 4000 | Steel-Impressed Current | 1979-05-23 |  | Cathodically Protected | Safe Suction (Euro)
WARE STATE PRISON | 3620 NORTH HARRIS RD | WAYCROSS | Ware | 9148005 | 3 | [5 empty] | Removed from Ground | Diesel | 2000 | Fiberglass | 1988-08-01 | 1998-08-25 | Bare Steel | Suction (American)
QUICK PICK EXPRESS | 2720 ALBANY AVE | WAYCROSS | Ware | 9148036 | 1 | Flapper Valve | 1998-12-01 | FALSE | 1998-12-01 | FALSE | Currently in Use | E-10 | 6000 | Steel-Impressed Current | 1984-10-01 |  | Steel (Impressed Current) | Pressurized
FRIENDLY EXPRESS #104 | 6509 ALMA HWY | WAYCROSS | Ware | 10001986 | 2 | Flapper Valve | 2011-04-08 | FALSE | 2011-04-08 | FALSE | Currently in Use | E-10 | 12000 | Composite Double Walled | 2011-04-08 |  | Double-Walled Flex | Pressurized
Circle K 2745133 | 1736 S GEORGIA PKWY W | WAYCROSS | Ware | 10001892 | 3 |  | 2010-07-09 | FALSE | 2010-07-09 | FALSE | Currently in Use | Gas (Historical Use) | 15000 | Composite Double Walled | 2010-07-09 |  | Double-Walled Flex | Pressurized
LEWIS & RAULERSON INC DBA FUELOC | 1759 STATE ST | WAYCROSS | Ware | 1480129 | 12 | Flapper Valve | 1997-11-01 | FALSE | 1997-11-01 | FALSE | Currently in Use | Diesel Off Road | 10000 | Composite | 1997-11-01 |  | Double-Walled Flex | Pressurized
PETRO STATION | 1001 REYNOLDS ST | WAYCROSS | Ware | 9148021 | 3 | Flapper Valve | 1996-11-16 | FALSE | 1996-11-16 | FALSE | Currently in Use | Premium | 2000 | Steel-Impressed Current | 1985-03-01 |  | Fiberglass Reinforced Plastic | Pressurized
OKEFENOKEE TECHINCAL INSTITUTE | 1701 CARSWELL AVE | WAYCROSS | Ware | 9148023 | 1 | [5 empty] | Removed from Ground | Other | 300 | Bare Steel | 1994-07-20 | 1994-07-20 | Unknown
WARE COUNTY SCHOOLS BUS SHOP | 1870 W WACONA DR | WAYCROSS | Ware | 9148037 | 3 |  | 1996-08-21 | FALSE | 1996-08-21 | FALSE | Removed from Ground | Gas (Historical Use) | 1000 | Composite | 1985-07-01 | 2018-07-26 | Double-Walled Flex | Safe Suction (Euro)
QUICK PICK EXPRESS | 2720 ALBANY AVE | WAYCROSS | Ware | 9148036 | 2 | Flapper Valve | 1998-12-01 | FALSE | 1998-12-01 | FALSE | Currently in Use | Premium | 6000 | Steel-Impressed Current | 1984-10-01 |  | Steel (Impressed Current) | Pressurized
SAV-A-LOT | 1984 South Georgia Parkway | Waycross | Ware | 1482000 | 2 | Flapper Valve | 1987-11-04 | FALSE | 1987-11-04 | FALSE | Currently in Use | Gas (Historical Use) | 8000 | Galvanic (STIP-3) | 1987-11-04 |  | Double-Walled Flex | Pressurized
Circle K 2745133 | 1736 S GEORGIA PKWY W | WAYCROSS | Ware | 10001892 | 5 |  | 2010-07-09 | FALSE | 2010-07-09 | FALSE | Currently in Use | Diesel | 10000 | Composite Double Walled | 2010-07-09 |  | Double-Walled Flex | Pressurized
Circle K 2745133 | 1736 S GEORGIA PKWY W | WAYCROSS | Ware | 10001892 | 4 |  | 2010-07-09 | FALSE | 2010-07-09 | FALSE | Currently in Use | Gas (Historical Use) | 10000 | Composite Double Walled | 2010-07-09 |  | Double-Walled Flex | Pressurized
OKEFENOKEE NWR | WEST SIDE | FARGO | Ware | 1480055 | 10 | [5 empty] | Removed from Ground | Diesel | 1002 | Bare Steel | 1985-04-23 | 1994-12-01 | Galvanized Steel
WARE COUNTY MAGNET SCHOOL | 4650 A MANOR-MILLWOOD RD | MANOR | Ware | 1480077 | 5 |  | 1998-07-20 |  | 1998-07-20 |  | Removed from Ground | Diesel | 3000 | Composite | 1998-06-29 | 2014-07-24 | Double-Walled Flex | Safe Suction (Euro)
WARE COUNTY MAGNET SCHOOL | 4650 A MANOR-MILLWOOD RD | MANOR | Ware | 1480077 | 4 | [5 empty] | Removed from Ground | Diesel | 4000 | Not Marked/Unknown | 1975-06-01 | 1899-12-31 | Not Marked
ROUSE GROCERY | 4397 ALBANY HWY | WARESBORO | Ware | 1480120 | 2 |  | 1996-09-20 | FALSE | 1996-09-20 | FALSE | Removed from Ground | Gas (Historical Use) | 4000 | Steel-Impressed Current | 1981-05-09 |  | Fiberglass Reinforced Plastic | Pressurized
FLASH FOODS #84 | 600 STATE ST | WAYCROSS | Ware | 1480061 | 1 |  | 1997-06-10 |  | 1997-06-10 |  | Removed from Ground | Gas (Historical Use) | 6000 | Steel-Impressed Current | 1983-05-01 | 2007-02-19 | Cathodically Protected | Safe Suction (Euro)
WAYCROSS COLLEGE | 2001 SOUTH GA PKWY | WAYCROSS | Ware | 1480029 | 1 | [5 empty] | Removed from Ground | Gas (Historical Use) | 1000 | Cathodically Protected Steel | 1976-03-07 | 2008-06-04 | Unknown
OKEFENOKEE TECHINCAL INSTITUTE | 1701 CARSWELL AVE | WAYCROSS | Ware | 9148023 | 3 | [5 empty] | Removed from Ground | Gas (Historical Use) | 500 | Bare Steel | 1963-07-17 | 1999-08-01 | Unknown | Suction (American)
WARE COUNTY SCHOOLS BUS SHOP | 1870 W WACONA DR | WAYCROSS | Ware | 9148037 | 1 | [5 empty] | Removed from Ground | Diesel | 8000 | Bare Steel | 1975-06-01 | 1998-08-20 | Not Marked
MURPHY USA #6736 | 2405 MEMORIAL DR | WAYCROSS | Ware | 9148059 | 2A |  | 2001-11-12 | FALSE | 2001-11-12 | FALSE | Currently in Use | Gas (Historical Use) | 14000 | Fiberglass Double Walled | 2001-11-12 |  | Double-Walled Flex | Pressurized
CSX TRANSPORTATION/RICE YARD | 1100 WEST HAMILTON | WAYCROSS | Ware | 9148049 | 1 | [5 empty] | Removed from Ground | Gas (Historical Use) | 1000 | Bare Steel | 1996-06-20 | 1996-06-20 | Not Marked
PETRO STATION | 1001 REYNOLDS ST | WAYCROSS | Ware | 9148021 | 2 | Flapper Valve | 1996-11-16 | FALSE | 1996-11-16 | FALSE | Currently in Use | Regular | 4000 | Steel-Impressed Current | 1985-03-01 |  | Fiberglass Reinforced Plastic | Pressurized
OKEFENOKEE TECHINCAL INSTITUTE | 1701 CARSWELL AVE | WAYCROSS | Ware | 9148023 | 2 | [5 empty] | Removed from Ground | Other | 8000 | Bare Steel | 1963-07-17 | 1994-07-20 | Unknown | Suction (American)
SAV-A-LOT | 1984 South Georgia Parkway | Waycross | Ware | 1482000 | 3 | Flapper Valve | 1987-11-04 | FALSE | 1987-11-04 | FALSE | Currently in Use | Gas (Historical Use) | 8000 | Galvanic (STIP-3) | 1987-11-04 |  | Double-Walled Flex | Pressurized
AMMONS GAS & GROC | HWY 84 | MANOR | Ware | 1480116 | 1 | [5 empty] | Removed from Ground | Gas (Historical Use) | 1000 | Bare Steel | 1959-05-15 | 1993-03-01 | Galvanized Steel
ROWELLS GAS & GROC | US HWY 84 | MANOR | Ware | 1480117 | 3 | [5 empty] | Permanently Out of Use - historical purposes | Gas (Historical Use) | 1000 | Bare Steel | 1972-05-11 | 1899-12-31 | Galvanized Steel
SOLAR FOOD | 6349 VALDOSTA HWY | MANOR | Ware | 1480150 | 3 | Flapper Valve | 1998-03-13 | FALSE | 1998-03-13 | FALSE | Currently in Use | Premium | 4000 | Steel-Impressed Current | 1981-05-08 |  | Steel (Impressed Current) | Suction (American)
ROUSE GROCERY | 4397 ALBANY HWY | WARESBORO | Ware | 1480120 | 5B | Flapper Valve | 2024-11-08 | FALSE | 2024-11-08 | FALSE | Currently in Use | Diesel | 10000 | Composite Double Walled | 2024-08-14 |  | Double-Walled Flex | Pressurized
ROUSE GROCERY | 4397 ALBANY HWY | WARESBORO | Ware | 1480120 | 4 | Flapper Valve | 1996-09-20 | FALSE | 1996-09-20 | FALSE | Removed from Ground | Gas (Historical Use) | 4000 | Steel-Impressed Current | 1981-05-09 |  | Fiberglass Reinforced Plastic | Pressurized
FLASH FOODS #84 | 600 STATE ST | WAYCROSS | Ware | 1480061 | 3 |  | 1997-06-10 |  | 1997-06-10 |  | Removed from Ground | Gas (Historical Use) | 2000 | Steel-Impressed Current | 1983-05-01 | 2007-02-19 | Cathodically Protected | Safe Suction (Euro)
WARE STATE PRISON | 3620 NORTH HARRIS RD | WAYCROSS | Ware | 9148005 | 1 | [5 empty] | Removed from Ground | Diesel | 1000 | Bare Steel | 1987-01-01 | 1989-04-01 | Galvanized Steel
MURPHY USA #6736 | 2405 MEMORIAL DR | WAYCROSS | Ware | 9148059 | 1B |  | 2001-11-12 | FALSE | 2001-11-12 | FALSE | Currently in Use | Gas (Historical Use) | 7000 | Fiberglass Double Walled | 2001-10-19 |  | Double-Walled Flex | Pressurized
Circle K 2745133 | 1736 S GEORGIA PKWY W | WAYCROSS | Ware | 10001892 | 1 |  | 2010-07-09 | FALSE | 2010-07-09 | FALSE | Currently in Use | Diesel | 30000 | Composite Double Walled | 2010-07-09 |  | Double-Walled Flex | Pressurized
AMMONS GAS & GROC | HWY 84 | MANOR | Ware | 1480116 | 2 | [5 empty] | Removed from Ground | Gas (Historical Use) | 1000 | Bare Steel | 1959-05-15 | 1993-03-01 | Galvanized Steel
GDOT FACILITY EDS00-0084-00(023) 422120 (PARCEL 86) | 6236 VALDOSTA HIGHWAY | MANOR | Ware | 10002344 | 2 |  |  | FALSE |  | FALSE | Removed from Ground | Not Marked/Tank Removed | 1000 | Unknown | 2014-04-22 | 2014-04-22 | Unknown
ROUSE GROCERY | 4397 ALBANY HWY | WARESBORO | Ware | 1480120 | 3 | Flapper Valve | 1996-09-20 | FALSE | 1996-09-20 | FALSE | Removed from Ground | Gas (Historical Use) | 3000 | Steel-Impressed Current | 1981-05-09 |  | Fiberglass Reinforced Plastic | Pressurized
ROUSE GROCERY | 4397 ALBANY HWY | WARESBORO | Ware | 1480120 | 5C | Flapper Valve | 2024-11-08 | FALSE | 2024-11-08 | FALSE | Currently in Use | Premium | 5000 | Composite Double Walled | 2024-08-14 |  | Double-Walled Flex | Pressurized
LEWIS & RAULERSON INC DBA FUELOC | 1759 STATE ST | WAYCROSS | Ware | 1480129 | 8A | Flapper Valve | 1997-11-01 | FALSE | 1997-11-01 | FALSE | Currently in Use | E-0 | 5000 | Composite | 1997-11-01 |  | Double-Walled Flex | Pressurized
GA FC/WARE CO UNIT | 2999 FOREST RD/RT 7 BOX 97 | WAYCROSS | Ware | 1480043 | 1 | [5 empty] | Removed from Ground | Gas (Historical Use) | 2000 | Bare Steel | 1974-04-25 | 1995-09-01 | Galvanized Steel
WARE COUNTY FBO | 3098 KEEN DR | WAYCROSS | Ware | 1480005 | 3 | [5 empty] | Removed from Ground | Gas (Historical Use) | 4000 | Bare Steel | 1986-03-10 | 1998-12-20 | Galvanized Steel | Suction (American)
JOHN T THRIFT | 3840 NEEDHAM RD | WAYCROSS | Ware | 9148054 | 1A |  | 1997-10-17 |  | 1997-10-17 |  | Temporarily out of use | Gas (Historical Use) | 5000 | Composite | 1997-09-30 |  | Fiberglass Reinforced Plastic | Suction (American)
GFC WARE CO UNIT | 5003 JACKSONVILLE HWY | WAYCROSS | Ware | 1480045 | 5 | Flapper Valve | 2007-02-22 | FALSE | 2007-02-22 | FALSE | Currently in Use | Diesel | 2500 | Fiberglass Double Walled | 2007-02-23 |  | Fiberglass Reinforced Plastic | Safe Suction (Euro)
WARE COUNTY FBO | 3098 KEEN DR | WAYCROSS | Ware | 1480005 | 2 | [5 empty] | Removed from Ground | Other | 4000 | Bare Steel | 1986-03-10 | 1998-12-20 | Galvanized Steel | Suction (American)
WARE COUNTY SCHOOLS BUS SHOP | 1870 W WACONA DR | WAYCROSS | Ware | 9148037 | 4 |  | 1998-08-21 | FALSE | 1998-08-21 | FALSE | Removed from Ground | Diesel | 10000 | Composite | 1998-06-13 | 2018-07-26 | Double-Walled Flex | Safe Suction (Euro)
LEWIS & RAULERSON INC DBA FUELOC | 1759 STATE ST | WAYCROSS | Ware | 1480129 | 10 | Flapper Valve | 1997-11-01 | FALSE | 1997-11-01 | FALSE | Currently in Use | Diesel On Road | 12000 | Composite | 1997-11-01 |  | Double-Walled Flex | Pressurized
MURPHY USA #6736 | 2405 MEMORIAL DR | WAYCROSS | Ware | 9148059 | 1A |  | 2001-11-12 | FALSE | 2001-11-12 | FALSE | Currently in Use | Gas (Historical Use) | 14000 | Fiberglass Double Walled | 2001-10-19 |  | Double-Walled Flex | Pressurized
JACK'S COUNTRY MALL 8 | HWY 84 & HATCHER RD | WAYCROSS | Ware | 1480097 | 1 | [5 empty] | Removed from Ground | Diesel | 1 | Bare Steel | 1986-05-05 | 1899-12-31 | Galvanized Steel
ROUSE GROCERY | 4397 ALBANY HWY | WARESBORO | Ware | 1480120 | 5A | Flapper Valve | 2024-11-08 | FALSE | 2024-11-08 | FALSE | Currently in Use | Regular | 10000 | Composite Double Walled | 2024-08-14 |  | Double-Walled Flex | Pressurized
JACK'S COUNTRY MALL 8 | HWY 84 & HATCHER RD | WAYCROSS | Ware | 1480097 | 2 | [5 empty] | Removed from Ground | Diesel | 1 | Cathodically Protected Steel | 1986-05-05 | 1899-12-31 | Galvanized Steel
SOLAR FOOD | 6349 VALDOSTA HWY | MANOR | Ware | 1480150 | 2 | Flapper Valve | 1998-03-13 | FALSE | 1998-03-13 | FALSE | Currently in Use | Regular | 4000 | Steel-Impressed Current | 1981-05-08 |  | Steel (Impressed Current) | Suction (American)
MOORES COUNTRY STORE | 6264 VALDOSTA HWY | MANOR | Ware | 9148035 | 4B | Flapper Valve | 2015-03-13 | FALSE | 2015-03-23 | FALSE | Currently in Use | E-0 | 1000 | Galvanic (STIP-3) | 1998-10-07 |  | Fiberglass Reinforced Plastic | Safe Suction (Euro)
GDOT FACILITY EDS00-0084-00(023) 422120 (PARCEL 86) | 6236 VALDOSTA HIGHWAY | MANOR | Ware | 10002344 | 1 |  |  | FALSE |  | FALSE | Removed from Ground | Not Marked/Tank Removed | 550 | Unknown | 2014-04-22 | 2014-04-22 | Unknown
GEORGIA LEE BAGLEY | 6159 BICKLEY HWY | NICHOLLS | Ware | 1480100 | 2 | [5 empty] | Removed from Ground | Empty | 780 | Bare Steel | 1986-05-08 | 1998-11-01 | Galvanized Steel | Suction (American)
LEWIS & RAULERSON INC DBA FUELOC | 1759 STATE ST | WAYCROSS | Ware | 1480129 | 6 |  | 1992-02-01 | FALSE | 1992-02-01 | FALSE | Currently in Use | Diesel Off Road | 10000 | Composite | 1992-02-01 |  | Double-Walled Flex
FLASH FOODS #84 | 600 STATE ST | WAYCROSS | Ware | 1480061 | 2 |  | 1997-06-10 |  | 1997-06-10 |  | Removed from Ground | Gas (Historical Use) | 5000 | Steel-Impressed Current | 1983-05-01 | 2007-02-19 | Cathodically Protected | Safe Suction (Euro)
WARE COUNTY FBO | 3098 KEEN DR | WAYCROSS | Ware | 1480005 | 1 | [5 empty] | Removed from Ground | Other | 15200 | Bare Steel | 1986-03-10 | 1998-12-20 | Galvanized Steel | Suction (American)
ROOTS #62 | 3530 LOVETT RD | WAYCROSS | Ware | 9148028 | 2 |  | 1998-11-01 | FALSE | 1994-03-15 | FALSE | Currently in Use | Gas (Historical Use) | 6000 | Galvanic (STIP-3) | 1994-03-15 |  |  | Pressurized
ROWELLS GAS & GROC | US HWY 84 | MANOR | Ware | 1480117 | 4 | [5 empty] | Permanently Out of Use - historical purposes | Gas (Historical Use) | 1000 | Bare Steel | 1977-05-10 | 1899-12-31 | Galvanized Steel
SOLAR FOOD | 6349 VALDOSTA HWY | MANOR | Ware | 1480150 | 4 | Flapper Valve | 1998-03-13 | FALSE | 1998-03-13 | FALSE | Currently in Use | Diesel | 4000 | Steel-Impressed Current | 1981-05-08 |  | Steel (Impressed Current) | Suction (American)
GEORGIA LEE BAGLEY | 6159 BICKLEY HWY | NICHOLLS | Ware | 1480100 | 1 | [5 empty] | Removed from Ground | Empty | 560 | Bare Steel | 1986-05-08 | 1998-11-01 | Galvanized Steel | Suction (American)
GFC WARE CO UNIT | 5003 JACKSONVILLE HWY | WAYCROSS | Ware | 1480045 | 6 | Flapper Valve | 2007-02-22 | FALSE | 2007-02-22 | FALSE | Currently in Use | Regular | 2500 | Fiberglass Double Walled | 2007-02-23 |  | Fiberglass Reinforced Plastic | Safe Suction (Euro)
WARE STATE PRISON | 3620 NORTH HARRIS RD | WAYCROSS | Ware | 9148005 | 6 | Flapper Valve | 1998-09-25 | FALSE | 1998-09-25 | FALSE | Currently in Use | Diesel | 2500 | Fiberglass Double Walled | 1998-10-01 |  | Fiberglass Reinforced Plastic | Safe Suction (Euro)
FIVE STAR FOODS INC | 2002 CARSWELL AVENUE | WAYCROSS | Ware | 9148052 | 2 | [5 empty] | Removed from Ground | Gas (Historical Use) | 6000 | Bare Steel | 1996-12-12 | 1996-12-12 | Bare Steel
ROWELLS GAS & GROC | US HWY 84 | MANOR | Ware | 1480117 | 2 | [5 empty] | Permanently Out of Use - historical purposes | Gas (Historical Use) | 560 | Bare Steel | 1960-05-14 | 1899-12-31 | Galvanized Steel
MOORES COUNTRY STORE | 6264 VALDOSTA HWY | MANOR | Ware | 9148035 | 1 |  |  | FALSE |  | FALSE | Removed from Ground |  | 1000 | Bare Steel | 1998-09-01 | 1998-09-01 | Galvanized Steel | Suction (American)
ROOTS #62 | 3530 LOVETT RD | WAYCROSS | Ware | 9148028 | 4 |  | 1994-03-15 | FALSE | 1994-03-15 | FALSE | Currently in Use | Diesel | 12000 | Galvanic (STIP-3) | 1994-03-15 |  |  | Pressurized
ROOTS #62 | 3530 LOVETT RD | WAYCROSS | Ware | 9148028 | 1 |  | 1998-11-01 | FALSE | 1994-03-15 | FALSE | Currently in Use | Gas (Historical Use) | 10000 | Galvanic (STIP-3) | 1994-03-15 |  |  | Pressurized
MURPHY USA #6736 | 2405 MEMORIAL DR | WAYCROSS | Ware | 9148059 | 2B |  | 2001-11-12 | FALSE | 2001-11-12 | FALSE | Currently in Use | Diesel | 7000 | Fiberglass Double Walled | 2001-10-19 |  | Double-Walled Flex | Pressurized
FIVE STAR FOODS INC | 2002 CARSWELL AVENUE | WAYCROSS | Ware | 9148052 | 1 | [5 empty] | Removed from Ground | Gas (Historical Use) | 6000 | Bare Steel | 1996-12-12 | 1996-12-12 | Bare Steel
WARE COUNTY MAGNET SCHOOL | 4650 A MANOR-MILLWOOD RD | MANOR | Ware | 1480077 | 2 | [5 empty] | Removed from Ground | Diesel | 0 | Marked Unknown | 1986-04-23 | 1899-12-31 | Unknown
WOODARD PROPERTY | 513 MEMORIAL DR | WAYCROSS | Ware | 9148050 | 1 | [5 empty] | Removed from Ground | Gas (Historical Use) | 0 | Not Marked/Unknown | 1990-01-01 | 1990-01-01 | Not Marked
FRIENDLY EXPRESS #104 | 6509 ALMA HWY | WAYCROSS | Ware | 10001986 | 3A | Flapper Valve | 2011-04-08 | FALSE | 2011-04-08 | FALSE | Currently in Use | Premium | 6000 | Composite Double Walled | 2011-04-08 |  | Double-Walled Flex | Pressurized
WARE COUNTY MAGNET SCHOOL | 4650 A MANOR-MILLWOOD RD | MANOR | Ware | 1480077 | 3 | [5 empty] | Removed from Ground | Diesel | 0 | Marked Unknown | 1986-04-23 | 1899-12-31 | Unknown
GDOT FACILITY EDS00-0084-00(023) 422120 (PARCEL 86) | 6236 VALDOSTA HIGHWAY | MANOR | Ware | 10002344 | 3 |  |  | FALSE |  | FALSE | Removed from Ground | Not Marked/Tank Removed | 550 | Unknown | 2014-04-22 | 2014-04-22 | Unknown
MOORES COUNTRY STORE | 6264 VALDOSTA HWY | MANOR | Ware | 9148035 | 2 |  |  | FALSE |  | FALSE | Removed from Ground |  | 1000 | Bare Steel | 1998-09-01 | 1998-09-01 | Galvanized Steel | Suction (American)
ROUSE GROCERY | 4397 ALBANY HWY | WARESBORO | Ware | 1480120 | 1 | Flapper Valve | 1996-09-20 | FALSE | 1996-09-20 | FALSE | Removed from Ground | Diesel | 6000 | Steel-Impressed Current | 1981-05-09 |  |  | Safe Suction (Euro)
BST/WAYCROSS SOC/R2564 | 1307 TEBEAU ST | WAYCROSS | Ware | 9148014 | 1 | [5 empty] | Removed from Ground | Gas (Historical Use) | 1000 | Bare Steel | 1973-06-15 | 1989-10-15 | Unknown | Pressurized
C & M OIL CO | 201 S. NICHOLS ST | WAYCROSS | Ware | 1480171 | 2 | [5 empty] | Removed from Ground | Kerosene | 1000 | Bare Steel | 1966-04-27 | 1999-12-20 | Galvanized Steel
BAPTIST VILLAGE INC | 2650 CARSWELL AVE | WAYCROSS | Ware | 9148046 | 2 | [5 empty] | Removed from Ground | Diesel | 1000 | Bare Steel | 1996-04-08 | 1996-04-08 | Bare Steel | Safe Suction (Euro)
DIXIE CONCRETE SERVICE INC | 1104 M ST | WAYCROSS | Ware | 1480166 | 1 | [5 empty] | Removed from Ground | Diesel | 10000 | Bare Steel | 1980-05-22 | 1998-07-17 | Galvanized Steel
FLETHCER OIL CO INC | PO BOX 821 102 PERHAM ST | WAYCROSS | Ware | 1480106 | 1 | [5 empty] | Removed from Ground | Other | 5000 | Bare Steel | 1966-05-13 | 1985-01-01 | Galvanized Steel | Safe Suction (Euro)
HHB (-) 1/230TH FA | 718 GARLAINGTON AVE | WAYCROSS | Ware | 1480085 | 1 | [5 empty] | Removed from Ground | Gas (Historical Use) | 1000 | Bare Steel | 1958-05-08 | 2007-04-13 | Galvanized Steel
LEWIS & RAULERSON INC DBA FUELOC | 1759 STATE ST | WAYCROSS | Ware | 1480129 | 4 | [5 empty] | Removed from Ground | Gas (Historical Use) | 3000 | Bare Steel | 1985-01-01 | 1998-04-22 | Bare Steel | Safe Suction (Euro)
FLETHCER OIL CO INC | PO BOX 821 102 PERHAM ST | WAYCROSS | Ware | 1480106 | 2 | [5 empty] | Removed from Ground | Gas (Historical Use) | 500 | Bare Steel | 1966-05-13 | 2000-01-11 | Galvanized Steel | Safe Suction (Euro)
WAYCROSS MOLDED PRODUCTS INC | 2450 INDUSTRIAL BLVD | WAYCROSS | Ware | 1480080 | 2 |  |  | FALSE |  | FALSE | Removed from Ground | Diesel | 6000 | Bare Steel | 1963-04-29 | 1899-12-31 | Galvanized Steel
CHANCEYS GARAGE | 2431 ALBANY AVE | WAYCROSS | Ware | 1480070 | 1 | [5 empty] | Removed from Ground | Gas (Historical Use) | 1000 | Bare Steel | 1973-03-29 | 1995-05-03 | Bare Steel
BAPTIST VILLAGE INC | 2650 CARSWELL AVE | WAYCROSS | Ware | 9148046 | 1 | [5 empty] | Removed from Ground | Gas (Historical Use) | 1000 | Bare Steel | 1996-04-08 | 1996-04-08 | Bare Steel | Safe Suction (Euro)
OSCAR G CARLSTEDT CO | 813 ALBANY AVE | WAYCROSS | Ware | 1480144 | 1 | [5 empty] | Removed from Ground | Gas (Historical Use) | 560 | Bare Steel | 1976-05-05 | 1990-01-01 | Galvanized Steel
T&R OIL CO | 1005 ALPHA ST | WAYCROSS | Ware | 9148016 | 1 |  |  | TRUE |  | TRUE | Removed from Ground | Used Oil | 500 | Bare Steel | 1976-07-01 | 1994-01-15 | Bare Steel | Gravity Fed
WAWA 6300 | 1810 S. GEORGIA PKWY W. | WAYCROSS | Ware | 10003501 | 4A | Flapper Valve | 2024-12-14 | FALSE | 2024-12-14 | FALSE | Currently in Use | Diesel | 10139 | Fiberglass Double Walled | 2024-09-04 |  | Double-Walled Flex | Pressurized
WAWA 6300 | 1810 S. GEORGIA PKWY W. | WAYCROSS | Ware | 10003501 | 1B | Flapper Valve | 2024-12-14 | FALSE | 2024-12-14 | FALSE | Currently in Use | Plus | 11897 | Fiberglass Double Walled | 2024-09-04 |  | Double-Walled Flex | Pressurized
WAWA 6300 | 1810 S. GEORGIA PKWY W. | WAYCROSS | Ware | 10003501 | 2 | Flapper Valve | 2024-12-14 | FALSE | 2024-12-14 | FALSE | Currently in Use | Regular | 19930 | Fiberglass Double Walled | 2024-09-04 |  | Double-Walled Flex | Pressurized
WAWA 6300 | 1810 S. GEORGIA PKWY W. | WAYCROSS | Ware | 10003501 | 3 | Flapper Valve | 2024-12-14 | FALSE | 2024-12-14 | FALSE | Currently in Use | Regular | 19930 | Fiberglass Double Walled | 2024-09-04 |  | Double-Walled Flex | Pressurized
THE JAMES CO | HWY 84 W (PO BOX 18) | WAYCROSS | Ware | 1480079 | 1 | [5 empty] | Removed from Ground | Diesel | 600 | Bare Steel | 1978-04-25 | 1899-12-31 | Galvanized Steel
WAYCROSS MOLDED PRODUCTS INC | 2450 INDUSTRIAL BLVD | WAYCROSS | Ware | 1480080 | 1 |  |  | FALSE |  | FALSE | Removed from Ground | Empty | 500 | Bare Steel | 1968-04-27 | 1899-12-31 | Bare Steel
C & M OIL CO | 201 S. NICHOLS ST | WAYCROSS | Ware | 1480171 | DUP235 | [5 empty] | Removed from Ground | Gas (Historical Use) | 1000 | Bare Steel | 1966-04-27 | 1999-12-20 | Galvanized Steel
LEWIS & RAULERSON INC DBA FUELOC | 1759 STATE ST | WAYCROSS | Ware | 1480129 | 2 | [5 empty] | Removed from Ground | Gas (Historical Use) | 4000 | Bare Steel | 1966-01-01 | 1998-04-22 | Bare Steel | Safe Suction (Euro)
BELK HUDSON COMPANY #520 | 2215 MEMORIAL DRIVE | WAYCROSS | Ware | 1480162 | 1 | [5 empty] | Removed from Ground | Diesel | 500 | Bare Steel | 1998-09-28 | 1998-09-28 | Bare Steel
THE JAMES CO | HWY 84 W (PO BOX 18) | WAYCROSS | Ware | 1480079 | 2 | [5 empty] | Removed from Ground | Gas (Historical Use) | 1000 | Bare Steel | 1978-04-25 | 1899-12-31 | Galvanized Steel
BAPTIST VILLAGE INC | 2650 CARSWELL AVE | WAYCROSS | Ware | 9148046 | 3 | [5 empty] | Removed from Ground | Diesel | 1000 | Bare Steel | 1996-04-08 | 1996-04-08 | Bare Steel | Safe Suction (Euro)
NO FACILITY NAME | 1708 REYNOLDS | WAYCROSS | Ware | 9148003 | 1 | [5 empty] | Removed from Ground | Gas (Historical Use) | 3000 | Bare Steel | 1980-01-01 | 1991-01-22 | Galvanized Steel
LEWIS & RAULERSON INC DBA FUELOC | 1759 STATE ST | WAYCROSS | Ware | 1480129 | 9 | Flapper Valve | 1997-11-01 | FALSE | 1997-11-01 | FALSE | Currently in Use | E-10 | 10000 | Composite | 1997-11-01 |  | Double-Walled Flex | Pressurized
WAWA 6300 | 1810 S. GEORGIA PKWY W. | WAYCROSS | Ware | 10003501 | 1A | Flapper Valve | 2024-12-14 | FALSE | 2024-12-14 | FALSE | Currently in Use | Premium | 10139 | Fiberglass Double Walled | 2024-09-04 |  | Double-Walled Flex | Pressurized
WAWA #6305 | 1725 MEMORIAL DR | WAYCROSS | Ware | 10003540 | 4A | Overfill Alarm | 2025-02-13 | FALSE | 2025-02-13 | FALSE | Currently in Use | Diesel | 10000 | Fiberglass Double Walled | 2024-11-06 |  | Double-Walled Flex | Pressurized
WAWA #6305 | 1725 MEMORIAL DR | WAYCROSS | Ware | 10003540 | 3 | Overfill Alarm | 2025-02-13 | FALSE | 2025-02-13 | FALSE | Currently in Use | Regular | 20000 | Fiberglass Double Walled | 2024-11-06 |  | Double-Walled Flex | Pressurized
SAV-A-LOT | 1984 South Georgia Parkway | Waycross | Ware | 1482000 | 4 |  | 1987-11-04 | FALSE | 1987-11-04 | FALSE | Currently in Use | Diesel | 8000 | Galvanic (STIP-3) | 1987-11-04 |  | Double-Walled Flex | Pressurized
WAWA #6305 | 1725 MEMORIAL DR | WAYCROSS | Ware | 10003540 | 2 | Overfill Alarm | 2025-02-13 | FALSE | 2025-02-13 | FALSE | Currently in Use | Regular | 20000 | Fiberglass Double Walled | 2024-11-06 |  | Double-Walled Flex | Pressurized
WAWA #6305 | 1725 MEMORIAL DR | WAYCROSS | Ware | 10003540 | 4B | Overfill Alarm | 2025-02-13 | FALSE | 2025-02-13 | FALSE | Currently in Use | Regular | 12000 | Fiberglass Double Walled | 2024-11-06 |  | Double-Walled Flex | Pressurized
WAWA 6300 | 1810 S. GEORGIA PKWY W. | WAYCROSS | Ware | 10003501 | 5A | Flapper Valve | 2024-12-14 | FALSE | 2024-12-14 | FALSE | Currently in Use | Regular | 11897 | Fiberglass Double Walled | 2024-09-04 |  | Double-Walled Flex | Pressurized
WAWA #6305 | 1725 MEMORIAL DR | WAYCROSS | Ware | 10003540 | 1A | Overfill Alarm | 2025-02-13 | FALSE | 2025-02-13 | FALSE | Currently in Use | Premium | 10000 | Fiberglass Double Walled | 2024-11-06 |  | Double-Walled Flex | Pressurized
LEWIS & RAULERSON INC DBA FUELOC | 1759 STATE ST | WAYCROSS | Ware | 1480129 | 11 | Flapper Valve | 1997-11-01 | FALSE | 1997-11-01 | FALSE | Currently in Use | Diesel Off Road | 10000 | Composite | 1997-11-01 |  | Double-Walled Flex | Pressurized
GFC WARE CO UNIT | 5003 JACKSONVILLE HWY | WAYCROSS | Ware | 1480045 | 2 |  | 1994-09-01 |  | 1994-09-01 |  | Removed from Ground | Gas (Historical Use) | 1000 | Galvanic (STIP-3) | 1994-09-01 | 2007-02-23 | Cathodically Protected | Safe Suction (Euro)
WARE COUNTY SCHOOLS BUS SHOP | 1870 W WACONA DR | WAYCROSS | Ware | 9148037 | 2 |  | 1996-08-21 | FALSE | 1996-08-21 | FALSE | Removed from Ground | Gas (Historical Use) | 1000 | Composite | 1985-07-01 | 2018-07-26 | Double-Walled Flex | Safe Suction (Euro)
QUICK PICK EXPRESS | 2720 ALBANY AVE | WAYCROSS | Ware | 9148036 | 3 |  | 1998-12-01 | FALSE | 1998-12-01 | FALSE | Currently in Use | Diesel | 6000 | Steel-Impressed Current | 1985-07-01 |  | Steel (Impressed Current) | Pressurized
ROOTS #62 | 3530 LOVETT RD | WAYCROSS | Ware | 9148028 | 3 |  | 1998-11-01 | FALSE | 1994-03-15 | FALSE | Currently in Use | Gas (Historical Use) | 6000 | Galvanic (STIP-3) | 1994-03-15 |  |  | Pressurized
OKEFENOKEE NWR | WEST SIDE | FARGO | Ware | 1480055 | 9 | [5 empty] | Removed from Ground | Gas (Historical Use) | 515 | Bare Steel | 1985-04-23 | 1994-12-01 | Galvanized Steel
MOORES COUNTRY STORE | 6264 VALDOSTA HWY | MANOR | Ware | 9148035 | 4A | Flapper Valve | 2015-03-13 | FALSE | 2015-03-23 | FALSE | Temporarily out of use | E-10 | 2000 | Galvanic (STIP-3) | 2015-06-15 |  | Fiberglass Reinforced Plastic | Safe Suction (Euro)
C & M OIL CO | 201 S. NICHOLS ST | WAYCROSS | Ware | 1480171 | 3 | [5 empty] | Removed from Ground | Diesel | 1000 | Bare Steel | 1966-04-27 | 1999-12-20 | Galvanized Steel
ABANDONED UST | 305 OAK STREET | WAYCROSS | Ware | 10003429 | 1 |  |  | FALSE |  | FALSE | Removed from Ground |  | 1079 |  |  | 2024-04-15
WAWA #6305 | 1725 MEMORIAL DR | WAYCROSS | Ware | 10003540 | 1B | Overfill Alarm | 2025-02-13 | FALSE | 2025-02-13 | FALSE | Currently in Use | Plus | 12000 | Fiberglass Double Walled | 2024-11-06 |  | Double-Walled Flex | Pressurized
USA FUEL NORWOOD | 4655 ATLANTA HWY NW | NORWOOD | Warren | 1490009 | 2 |  |  | FALSE |  | FALSE | Removed from Ground | Gas (Historical Use) | 1000 | Bare Steel | 1976-10-01 | 1998-06-01 | Galvanized Steel | Suction (American)
USA FUEL NORWOOD | 4655 ATLANTA HWY NW | NORWOOD | Warren | 1490009 | 8 | Flapper Valve | 1998-05-27 | FALSE | 1998-05-27 | FALSE | Currently in Use | Diesel | 3000 | Epoxy | 1998-05-27 |  | Fiberglass Reinforced Plastic | Suction (American)
NORWOOD MERCANTILE | 4628 ATLANTA HWY | NORWOOD | Warren | 1490010 | SUPREME |  | 1998-03-09 | FALSE | 1998-03-09 | FALSE | Removed from Ground | Gas (Historical Use) | 2000 | Steel-Impressed Current | 1977-01-01 | 2018-08-27 | Fiberglass Reinforced Plastic | Suction (American)
USA FUEL NORWOOD | 4655 ATLANTA HWY NW | NORWOOD | Warren | 1490009 | 3 |  |  | FALSE |  | FALSE | Removed from Ground | Gas (Historical Use) | 1000 | Bare Steel | 1976-10-01 | 1998-06-01 | Galvanized Steel | Suction (American)
NORWOOD MERCANTILE | 4628 ATLANTA HWY | NORWOOD | Warren | 1490010 | REGULAR-UN |  | 1998-03-09 | FALSE | 1998-03-09 | FALSE | Removed from Ground | Gas (Historical Use) | 4000 | Steel-Impressed Current | 1977-01-01 | 2018-08-27 | Fiberglass Reinforced Plastic | Suction (American)
NORWOOD MERCANTILE | 4628 ATLANTA HWY | NORWOOD | Warren | 1490010 | PLUS |  | 1998-03-09 | FALSE | 1998-03-09 | FALSE | Removed from Ground | Gas (Historical Use) | 2000 | Steel-Impressed Current | 1977-01-01 | 2018-08-27 | Fiberglass Reinforced Plastic | Suction (American)
DAN BOWDOIN | RT 1 | NORWOOD | Warren | 1490017 | 1 | [5 empty] | Currently in Use | Other | 500 | Bare Steel | 1980-01-01 |  | Galvanized Steel
MCI | RAILROAD RD & MASSINGALE ST | NORWOOD | Warren | 9149003 | 2 | Overfill Alarm | 1993-12-01 | FALSE | 1993-12-01 | FALSE | Currently in Use | Diesel | 600 | Fiberglass | 1993-12-21 |  | Fiberglass Reinforced Plastic | Suction (American)
USA FUEL NORWOOD | 4655 ATLANTA HWY NW | NORWOOD | Warren | 1490009 | 1 |  |  | FALSE |  | FALSE | Removed from Ground | Gas (Historical Use) | 2000 | Bare Steel | 1976-10-01 | 1998-06-01 | Galvanized Steel | Suction (American)
USA FUEL NORWOOD | 4655 ATLANTA HWY NW | NORWOOD | Warren | 1490009 | 7 | Flapper Valve | 1998-05-27 | FALSE | 1998-05-27 | FALSE | Currently in Use | Gas (Historical Use) | 5000 | Epoxy | 1998-05-27 |  | Fiberglass Reinforced Plastic | Suction (American)
USA FUEL NORWOOD | 4655 ATLANTA HWY NW | NORWOOD | Warren | 1490009 | 4 |  |  | FALSE |  | FALSE | Removed from Ground | Diesel | 1000 | Bare Steel | 1976-10-01 | 1998-06-01 | Galvanized Steel | Suction (American)
MCI | RAILROAD RD & MASSINGALE ST | NORWOOD | Warren | 9149003 | 1 |  |  | FALSE |  | FALSE | Removed from Ground | Diesel | 500 | Fiberglass | 1985-06-01 | 1993-12-08
USA FUEL NORWOOD | 4655 ATLANTA HWY NW | NORWOOD | Warren | 1490009 | 5 | Flapper Valve | 1998-05-27 | FALSE | 1998-05-27 | FALSE | Currently in Use | Gas (Historical Use) | 4000 | Epoxy | 1998-05-27 |  | Fiberglass Reinforced Plastic | Suction (American)
USA FUEL NORWOOD | 4655 ATLANTA HWY NW | NORWOOD | Warren | 1490009 | 6 | Flapper Valve | 1998-05-27 | FALSE | 1998-05-27 | FALSE | Currently in Use | Gas (Historical Use) | 4000 | Epoxy | 1998-05-27 |  | Fiberglass Reinforced Plastic | Suction (American)
WILLIAM (BILLY) QUINN | RT 1 | NORWOOD | Warren | 940046 | 1 | [5 empty] | Currently in Use | Other | 500 | Bare Steel | 1978-01-01 |  | Galvanized Steel
GC GRIFFIN GROCERY SVC STATION | 2382 ATLANTA HWY | NORWOOD | Warren | 9149007 | 2 | [5 empty] | Removed from Ground | Gas (Historical Use) | 2000 | Bare Steel | 1964-01-01 | 1994-06-02 | Galvanized Steel | Suction (American)
GC GRIFFIN GROCERY SVC STATION | 2382 ATLANTA HWY | NORWOOD | Warren | 9149007 | 1 | [5 empty] | Removed from Ground | Gas (Historical Use) | 1000 | Bare Steel | 1964-01-01 | 1994-06-02 | Galvanized Steel | Suction (American)
VP RACING FUELS INS | 6499 ATLANTA HWY | BARNETT | Warren | 10000076 | 2 |  |  | FALSE |  | FALSE | Removed from Ground | Gas (Historical Use) | 500 | Bare Steel | 2002-06-18 | 2002-06-22 | Unknown
VP RACING FUELS INS | 6499 ATLANTA HWY | BARNETT | Warren | 10000076 | 1 |  |  | FALSE |  | FALSE | Removed from Ground | Gas (Historical Use) | 500 | Bare Steel | 2002-06-18 | 2002-06-22 | Unknown
GRAYS SERVICE STATION | 667 MAIN ST | WARRENTON | Warren | 9149012 | 3 | [5 empty] | Removed from Ground | Gas (Historical Use) | 3500 | Bare Steel | 2004-09-23 | 2004-09-23 | Galvanized Steel | Suction (American)
PANHANDLE COUNTRY STORE | PURVIS SCHOOL RD | WARRENTON | Warren | 9149010 | 2 | [5 empty] | Permanently Out of Use - historical purposes | Gas (Historical Use) | 2000 | Bare Steel | 1985-01-01 | 1899-12-31 | Bare Steel | Suction (American)
C K DEBEAUGRINE JR | 201 W MAIN ST | WARRENTON | Warren | 1490025 | 3 | [5 empty] | Removed from Ground | Gas (Historical Use) | 1000 | Bare Steel | 1966-01-01 | 1992-01-01 | Galvanized Steel
PUBLIC WORKS CAMP | 421 SHOALS ST | WARRENTON | Warren | 1490028 | 1 | [5 empty] | Removed from Ground | Diesel | 2000 | Bare Steel | 1995-12-01 | 1995-12-01 | Galvanized Steel | Safe Suction (Euro)
PURE MINI MART | 710 E MAIN ST | WARRENTON | Warren | 1490012 | 3 | Flapper Valve | 1998-12-22 | FALSE | 1998-12-22 | FALSE | Currently in Use | Diesel | 2000 | Steel-Impressed Current | 1998-12-22 |  | Steel (Impressed Current) | Suction (American)
GA DOT #10236 WARREN CO MAINT HQ | 231 MEADOW RD | WARRENTON | Warren | 1490007 | 10236-1 | [5 empty] | Removed from Ground | Gas (Historical Use) | 540 | Bare Steel | 1960-01-01 | 1899-12-31 | Galvanized Steel
GRAYS SERVICE STATION | 667 MAIN ST | WARRENTON | Warren | 9149012 | 2 | [5 empty] | Removed from Ground | Gas (Historical Use) | 3500 | Bare Steel | 2004-09-23 | 2004-09-23 | Galvanized Steel | Suction (American)
FORMER WARREN CO BUS SHOP | 101 ACADEMY STREET | WARRENTON | Warren | 9149100 | 1 | [5 empty] | Removed from Ground | Gas (Historical Use) | 2000 | Bare Steel | 1957-01-01 | 1999-06-01 | Bare Steel
GRAYS SERVICE STATION | 667 MAIN ST | WARRENTON | Warren | 9149012 | 1 | [5 empty] | Removed from Ground | Gas (Historical Use) | 3500 | Bare Steel | 2004-09-23 | 2004-09-23 | Galvanized Steel | Suction (American)
GENE ADKINS STORE | 2139 OGEECHEE RIVER RD | WARRENTON | Warren | 9149008 | 2 | [5 empty] | Removed from Ground | Gas (Historical Use) | 4000 | Bare Steel | 1987-01-01 | 1999-12-15 | Galvanized Steel | Safe Suction (Euro)
HAWKINS LOGGING | 130 Macon Highway | WARRENTON | Warren | 9149005 | 1 | Flapper Valve | 1998-04-22 | FALSE | 1998-04-22 | FALSE | Currently in Use | Diesel | 10000 | Galvanic (STIP-3) | 1989-07-01 |  | Bare Steel | Safe Suction (Euro)
GEORGIA PACIFIC SAWMILL | US HWY 278 EAST | WARRENTON | Warren | 9149001 | 1 | [5 empty] | Removed from Ground | Diesel | 0 | Marked Unknown | 1992-02-26 | 1992-02-26 | Unknown
C K DEBEAUGRINE JR | 201 W MAIN ST | WARRENTON | Warren | 1490025 | 4 | [5 empty] | Removed from Ground | Diesel | 500 | Bare Steel | 1956-01-01 | 1992-01-01 | Galvanized Steel
C K DEBEAUGRINE JR | 201 W MAIN ST | WARRENTON | Warren | 1490025 | 1 | [5 empty] | Removed from Ground | Gas (Historical Use) | 2500 | Bare Steel | 1966-01-01 | 1992-01-01 | Galvanized Steel
C K DEBEAUGRINE JR | 201 W MAIN ST | WARRENTON | Warren | 1490025 | 7 |  |  | TRUE |  | TRUE | Removed from Ground | Used Oil | 500 | Bare Steel | 1946-01-01 | 1992-01-01 | Galvanized Steel
GA DOT #10236 WARREN CO MAINT HQ | 231 MEADOW RD | WARRENTON | Warren | 1490007 | 236G1 | [5 empty] | Removed from Ground | Gas (Historical Use) | 2000 | Cathodically Protected Steel | 1987-04-23 | 2005-01-24 | Galvanized Steel | Suction (American)
FOOD MART #1 | 41 MAIN STREET | WARRENTON | Warren | 1492000 | 4 | Flapper Valve | 1998-02-20 | FALSE | 1998-02-20 | FALSE | Currently in Use | Plus | 5000 | Galvanic (STIP-3) | 1987-06-01 |  | Fiberglass Reinforced Plastic | Pressurized
KNOX RIVERS ASPHALT PLANT | I-20 & GA HWY 80 | CAMAK | Warren | 1490022 | 4 |  | 1993-02-01 |  | 1993-02-01 |  | Removed from Ground | Gas (Historical Use) | 3000 | Cathodically Protected Steel | 1993-02-01 | 2008-10-30 | Fiberglass Reinforced Plastic | Safe Suction (Euro)
AL'S QUICK STOP | 1939 COUNTY LINE ROAD SW | MITCHELL | Warren | 1490027 | 3 | [5 empty] | Removed from Ground | Empty | 550 | Bare Steel | 1974-01-01 | 1999-08-17 | Galvanized Steel
7-STAR DISCOUNT BEVERAGE #261 | 574 WEST MAIN ST | WARRENTON | Warren | 9149002 | 1 |  |  | FALSE |  | FALSE | Removed from Ground | Gas (Historical Use) | 10000 |  | 1992-01-30 | 1992-01-30
WARREN COUNTY BD OF ED | 483 S GIBSON ST | WARRENTON | Warren | 1490003 | 1 |  |  | FALSE |  | FALSE | Removed from Ground | Diesel | 12000 | Bare Steel | 1985-01-01 | 1998-08-01 | Galvanized Steel | Safe Suction (Euro)
AL'S QUICK STOP | 1939 COUNTY LINE ROAD SW | MITCHELL | Warren | 1490027 | 4 | [5 empty] | Removed from Ground | Empty | 0 | Bare Steel | 1999-08-17 | 1999-08-17 | Galvanized Steel
GENE ADKINS STORE | 2139 OGEECHEE RIVER RD | WARRENTON | Warren | 9149008 | 1 | [5 empty] | Removed from Ground | Diesel | 1000 | Bare Steel | 1987-01-01 | 1999-12-15 | Galvanized Steel | Safe Suction (Euro)
CONTINENTAL FOREST INVST INC | GA HWY 16 W | WARRENTON | Warren | 1490026 | 1 | [5 empty] | Removed from Ground | Diesel | 2000 | Bare Steel | 1976-01-01 | 1986-09-17 | Galvanized Steel
GRAYS SERVICE STATION | 667 MAIN ST | WARRENTON | Warren | 9149012 | 5 | Flapper Valve | 1997-08-10 | FALSE | 1997-08-10 | FALSE | Currently in Use | Regular | 8000 | Composite | 1997-08-10 |  | Fiberglass Reinforced Plastic | Pressurized
RICKEY ALLEY | RT 2 BOX 297 | WARRENTON | Warren | 1490018 | 1 | [5 empty] | Currently in Use | Other | 250 | Bare Steel | 1980-01-01 |  | Galvanized Steel
C K DEBEAUGRINE JR | 201 W MAIN ST | WARRENTON | Warren | 1490025 | 2 | [5 empty] | Removed from Ground | Gas (Historical Use) | 2500 | Bare Steel | 1966-01-01 | 1992-01-01 | Galvanized Steel
C K DEBEAUGRINE JR | 201 W MAIN ST | WARRENTON | Warren | 1490025 | 8 |  |  | TRUE |  | TRUE | Removed from Ground | Used Oil | 500 | Bare Steel | 1946-01-01 | 1992-01-01 | Galvanized Steel
WARRENTON CAR CARE INC | 104 MACON HWY | WARRENTON | Warren | 1490011 | 2UNLEAD | [5 empty] | Removed from Ground | Gas (Historical Use) | 8000 | Bare Steel | 1973-01-01 | 1994-08-03 | Galvanized Steel | Pressurized
JEFFS CAR CARE | 104 MACON HWY | WARRENTON | Warren | 1490015 | DIESEL | [5 empty] | Removed from Ground | Gas (Historical Use) | 2000 | Bare Steel | 1973-01-01 | 1992-12-14 | Galvanized Steel | Safe Suction (Euro)
ABBOTT SVC STA | 201 WEST MAIN ST | WARRENTON | Warren | 1490001 | 2 | [5 empty] | Removed from Ground | Gas (Historical Use) | 2000 | Bare Steel |  | 1899-12-31 | Galvanized Steel | Suction (American)
7-STAR DISCOUNT BEVERAGE #261 | 574 WEST MAIN ST | WARRENTON | Warren | 9149002 | 4 |  | 1998-04-01 | FALSE | 1998-04-01 | FALSE | Currently in Use | Gas (Historical Use) | 8000 | Composite | 1998-04-01 |  | Fiberglass Reinforced Plastic | Pressurized
WARRENTON CAR CARE INC | 104 MACON HWY | WARRENTON | Warren | 1490011 | 1EXXON | [5 empty] | Removed from Ground | Gas (Historical Use) | 8000 | Bare Steel | 1973-01-01 | 1994-08-03 | Galvanized Steel | Safe Suction (Euro)
JEFFS CAR CARE | 104 MACON HWY | WARRENTON | Warren | 1490015 | EXTRA | [5 empty] | Removed from Ground | Gas (Historical Use) | 3000 | Bare Steel | 1973-01-01 | 1994-12-15 | Galvanized Steel | Safe Suction (Euro)
ABBOTT SVC STA | 201 WEST MAIN ST | WARRENTON | Warren | 1490001 | 1 | [5 empty] | Removed from Ground | Gas (Historical Use) | 2000 | Bare Steel |  | 1899-12-31 | Galvanized Steel | Suction (American)
7-STAR DISCOUNT BEVERAGE #261 | 574 WEST MAIN ST | WARRENTON | Warren | 9149002 | 3 |  | 1998-04-01 | FALSE | 1998-04-01 | FALSE | Currently in Use | Gas (Historical Use) | 10000 | Composite | 1998-04-01 |  | Fiberglass Reinforced Plastic | Pressurized
HEALTH-TEX INC | RT 1 BOX 127 | WARRENTON | Warren | 9149004 | 1 | [5 empty] | Removed from Ground | Diesel | 10000 | Marked Unknown | 1974-01-01 | 1992-05-19 | Unknown
C K DEBEAUGRINE JR | 208 JOHNSON ST | WARRENTON | Warren | 1490024 | 2 | [5 empty] | Removed from Ground | Diesel | 8000 | Bare Steel | 1956-01-01 | 1970-04-15 | Galvanized Steel
ABBOTT SVC STA | 201 WEST MAIN ST | WARRENTON | Warren | 1490001 | 5 | [5 empty] | Removed from Ground | Diesel | 500 | Bare Steel |  | 1899-12-31 | Galvanized Steel | Suction (American)
FORMER WARREN CO BUS SHOP | 101 ACADEMY STREET | WARRENTON | Warren | 9149100 | 2 | [5 empty] | Removed from Ground | Gas (Historical Use) | 2000 | Bare Steel | 1957-01-01 | 1999-06-01 | Bare Steel
KNOX RIVERS ASPHALT PLANT | I-20 & GA HWY 80 | CAMAK | Warren | 1490022 | 1-GAS | [5 empty] | Removed from Ground | Gas (Historical Use) | 3000 | Bare Steel | 1970-01-01 | 1993-02-01 | Galvanized Steel
CAMAK TRADING POST | 1880 WASHINGTON ROAD | CAMAK | Warren | 9149009 | 1 | [5 empty] | Removed from Ground | Gas (Historical Use) | 1000 | Bare Steel | 1987-06-01 | 1994-03-11 | Galvanized Steel | Safe Suction (Euro)
WRENS MINE | HWY 17 | THOMSON | Warren | 1490021 | 2 | [5 empty] | Removed from Ground | Diesel | 12000 | Cathodically Protected Steel | 1965-01-01 | 1991-02-28 | Galvanized Steel
7-STAR DISCOUNT BEVERAGE #261 | 574 WEST MAIN ST | WARRENTON | Warren | 9149002 | 2 |  |  | FALSE |  | FALSE | Removed from Ground | Gas (Historical Use) | 10000 |  | 1992-01-30 | 1992-01-30
C K DEBEAUGRINE JR | 208 JOHNSON ST | WARRENTON | Warren | 1490024 | 3 | [5 empty] | Removed from Ground | Diesel | 2500 | Bare Steel | 1956-01-01 | 1970-04-15 | Galvanized Steel
WARRENTON CAR CARE INC | 104 MACON HWY | WARRENTON | Warren | 1490011 | REGULAR | [5 empty] | Removed from Ground | Gas (Historical Use) | 8000 | Epoxy | 1973-01-01 | 1998-01-29 | Galvanized Steel | Pressurized
PURE MINI MART | 710 E MAIN ST | WARRENTON | Warren | 1490012 | 1 | Flapper Valve | 1998-12-22 | FALSE | 1998-12-22 | FALSE | Currently in Use | Regular | 6000 | Steel-Impressed Current | 1984-01-01 |  | Steel (Impressed Current) | Suction (American)
GA-PACIFIC WARRENTON C-N-S | HWY 278 E | WARRENTON | Warren | 1490002 | 3 | [5 empty] | Removed from Ground | Empty | 550 | Bare Steel | 1975-01-01 | 1899-12-31 | Galvanized Steel
SOUTHERN LUMBER SPECIALTIES | 2334 WASHINGTON HWY NE | CAMAK | Warren | 1490014 | DIESEL | [5 empty] | Removed from Ground | Diesel | 2000 | Bare Steel | 1987-01-01 | 1987-01-01 | Galvanized Steel
KNOX RIVERS ASPHALT PLANT | I-20 & GA HWY 80 | CAMAK | Warren | 1490022 | 3 |  | 1993-02-01 |  | 1993-02-01 |  | Removed from Ground | Diesel | 3000 | Cathodically Protected Steel | 1990-02-01 | 2008-10-30 | Fiberglass Reinforced Plastic | Pressurized
GRAYS SERVICE STATION | 667 MAIN ST | WARRENTON | Warren | 9149012 | 4 | Flapper Valve | 1995-06-29 | FALSE | 1995-06-29 | FALSE | Currently in Use | Diesel | 3000 | Galvanic (STIP-3) | 1995-06-29 |  | Fiberglass Reinforced Plastic | Safe Suction (Euro)
C K DEBEAUGRINE JR | 201 W MAIN ST | WARRENTON | Warren | 1490025 | 6 | [5 empty] | Removed from Ground | Diesel | 500 | Bare Steel | 1956-01-01 | 1992-01-01 | Galvanized Steel
ABBOTT SVC STA | 201 WEST MAIN ST | WARRENTON | Warren | 1490001 | 4 | [5 empty] | Removed from Ground | Diesel | 1000 | Bare Steel |  | 1899-12-31 | Galvanized Steel | Suction (American)
FORMER WARREN CO BUS SHOP | 101 ACADEMY STREET | WARRENTON | Warren | 9149100 | 3 | [5 empty] | Removed from Ground | Diesel | 2000 | Bare Steel | 1957-01-01 | 1999-06-01 | Bare Steel
THIGPEN & CO INC | 201 LEGION DR | WARRENTON | Warren | 9149011 | 2 | [5 empty] | Removed from Ground | Gas (Historical Use) | 8000 | Bare Steel | 1972-07-01 | 1999-12-06 | Galvanized Steel | Suction (American)
ABBOTT SVC STA | 201 WEST MAIN ST | WARRENTON | Warren | 1490001 | 3 | [5 empty] | Removed from Ground | Gas (Historical Use) | 1000 | Bare Steel |  | 1899-12-31 | Galvanized Steel | Suction (American)
W F WILHOIT | 115 NORWOOD RD | WARRENTON | Warren | 9097005 | 1 |  |  | FALSE |  | FALSE | Permanently Out of Use - historical purposes |  | 500 | Bare Steel | 1959-05-15 |  | Galvanized Steel
FOOD MART #1 | 41 MAIN STREET | WARRENTON | Warren | 1492000 | 1 | Flapper Valve | 1998-02-20 | FALSE | 1998-02-20 | FALSE | Currently in Use | Diesel On Road | 8000 | Galvanic (STIP-3) | 1987-06-01 |  | Fiberglass Reinforced Plastic | Pressurized
WRANGLER INC | 710 MACON HWY | WARRENTON | Warren | 9149006 | 1 | [5 empty] | Removed from Ground | Diesel | 10000 | Bare Steel | 1992-05-20 | 1992-05-20 | Galvanized Steel | Suction (American)
C K DEBEAUGRINE JR | 208 JOHNSON ST | WARRENTON | Warren | 1490024 | 1 | [5 empty] | Removed from Ground | Diesel | 12000 | Bare Steel | 1956-01-01 | 1970-04-15 | Galvanized Steel
WARRENTON |  | WARRENTON | Warren | 1490008 | 1 | [5 empty] | Removed from Ground | Gas (Historical Use) | 580 | Bare Steel | 1961-01-01 | 1987-05-01 | Unknown
SOUTHERN LUMBER SPECIALTIES | 2334 WASHINGTON HWY NE | CAMAK | Warren | 1490014 | REGULAR | [5 empty] | Removed from Ground | Gas (Historical Use) | 2000 | Bare Steel | 1987-01-01 | 1987-01-01 | Galvanized Steel
WARREN COUNTY BD OF ED | 483 S GIBSON ST | WARRENTON | Warren | 1490003 | 4 | Flapper Valve | 1998-08-20 | FALSE | 1998-08-20 | FALSE | Currently in Use | Regular | 2000 | Composite | 1998-08-20 |  | Fiberglass Reinforced Plastic | Safe Suction (Euro)
GA DOT #10236 WARREN CO MAINT HQ | 231 MEADOW RD | WARRENTON | Warren | 1490007 | 236D1 | [5 empty] | Removed from Ground | Diesel | 2000 | Cathodically Protected Steel | 1987-04-23 | 2005-01-24 | Galvanized Steel | Suction (American)
FOOD MART #1 | 41 MAIN STREET | WARRENTON | Warren | 1492000 | 2 | Flapper Valve | 1998-02-20 | FALSE | 1998-02-20 | FALSE | Currently in Use | Premium | 8000 | Galvanic (STIP-3) | 1987-06-01 |  | Fiberglass Reinforced Plastic | Pressurized
AL'S QUICK STOP | 1939 COUNTY LINE ROAD SW | MITCHELL | Warren | 1490027 | 1 | [5 empty] | Removed from Ground | Gas (Historical Use) | 1000 | Bare Steel | 1974-01-01 | 1999-08-17 | Galvanized Steel
SOUTHERN LUMBER SPECIALTIES | 2334 WASHINGTON HWY NE | CAMAK | Warren | 1490014 | BOILER | [5 empty] | Removed from Ground | Diesel | 4000 | Bare Steel | 1995-04-28 | 1995-04-28 | Galvanized Steel | Safe Suction (Euro)
CAMAK TRADING POST | 1880 WASHINGTON ROAD | CAMAK | Warren | 9149009 | 2 |  |  | FALSE |  | FALSE | Removed from Ground | Gas (Historical Use) | 10000 | Bare Steel | 1987-06-01 | 1994-03-11
WRENS MINE | HWY 17 | THOMSON | Warren | 1490021 | 1 | [5 empty] | Removed from Ground | Gas (Historical Use) | 3000 | Cathodically Protected Steel | 1974-01-01 | 1991-02-28 | Galvanized Steel
AL'S QUICK STOP | 1939 COUNTY LINE ROAD SW | MITCHELL | Warren | 1490027 | 2 | [5 empty] | Removed from Ground | Gas (Historical Use) | 3000 | Bare Steel | 1980-01-01 | 1999-08-17 | Galvanized Steel
PANHANDLE COUNTRY STORE | PURVIS SCHOOL RD | WARRENTON | Warren | 9149010 | 1 | [5 empty] | Permanently Out of Use - historical purposes | Gas (Historical Use) | 4000 | Bare Steel | 1985-01-01 | 1899-12-31 | Bare Steel | Suction (American)
PURE MINI MART | 710 E MAIN ST | WARRENTON | Warren | 1490012 | EXTRA-4 |  |  | FALSE |  | FALSE | Removed from Ground | Gas (Historical Use) | 2000 | Bare Steel | 1998-12-01 | 1998-12-01 | Galvanized Steel | Safe Suction (Euro)
GA-PACIFIC WARRENTON C-N-S | HWY 278 E | WARRENTON | Warren | 1490002 | 4 | [5 empty] | Removed from Ground | Empty | 550 | Bare Steel | 1975-01-01 | 1899-12-31 | Galvanized Steel
GA-PACIFIC WARRENTON C-N-S | HWY 278 E | WARRENTON | Warren | 1490002 | 5 | [5 empty] | Removed from Ground | Empty | 10000 | Bare Steel | 1975-01-01 | 1899-12-31 | Galvanized Steel
MITCH KELLEY | RT 2 (WRENS RD) | WARRENTON | Warren | 1490019 | 1 | [5 empty] | Currently in Use | Other | 250 | Bare Steel | 1980-01-01 |  | Galvanized Steel
C K DEBEAUGRINE JR | 201 W MAIN ST | WARRENTON | Warren | 1490025 | 5 | [5 empty] | Removed from Ground | Diesel | 500 | Bare Steel | 1956-01-01 | 1992-01-01 | Galvanized Steel
WARREN COUNTY BD OF ED | 483 S GIBSON ST | WARRENTON | Warren | 1490003 | 3 | Flapper Valve | 1998-08-20 | FALSE | 1998-08-20 | FALSE | Currently in Use | Diesel | 12000 | Composite | 1998-08-20 |  | Fiberglass Reinforced Plastic | Safe Suction (Euro)
FOOD MART #1 | 41 MAIN STREET | WARRENTON | Warren | 1492000 | 3 | Flapper Valve | 1998-02-20 | FALSE | 1998-02-20 | FALSE | Currently in Use | Regular | 8000 | Galvanic (STIP-3) | 1987-06-01 |  | Fiberglass Reinforced Plastic | Pressurized
THIGPEN & CO INC | 201 LEGION DR | WARRENTON | Warren | 9149011 | 1 | [5 empty] | Removed from Ground | Gas (Historical Use) | 8000 | Bare Steel | 1972-07-01 | 1999-12-06 | Galvanized Steel | Suction (American)
GA-PACIFIC WARRENTON C-N-S | HWY 278 E | WARRENTON | Warren | 1490002 | 1 | [5 empty] | Removed from Ground | Gas (Historical Use) | 1060 | Bare Steel | 1975-01-01 | 1899-12-31 | Galvanized Steel
KNOX RIVERS ASPHALT PLANT | I-20 & GA HWY 80 | CAMAK | Warren | 1490022 | 2-DIESEL | [5 empty] | Removed from Ground | Diesel | 3000 | Bare Steel | 1970-01-01 | 1993-02-01 | Galvanized Steel
GRAYS SERVICE STATION | 667 MAIN ST | WARRENTON | Warren | 9149012 | 6B | Flapper Valve | 1997-08-10 | FALSE | 1997-08-10 | FALSE | Currently in Use | Premium | 4000 | Composite | 1997-08-10 |  | Fiberglass Reinforced Plastic | Pressurized
GRAYS SERVICE STATION | 667 MAIN ST | WARRENTON | Warren | 9149012 | 6A | Flapper Valve | 1997-08-10 | FALSE | 1997-08-10 | FALSE | Currently in Use | Plus | 4000 | Composite | 1997-08-10 |  | Fiberglass Reinforced Plastic | Pressurized
WARREN COUNTY BD OF ED | 483 S GIBSON ST | WARRENTON | Warren | 1490003 | 2 |  |  | FALSE |  | FALSE | Removed from Ground | Kerosene | 10000 | Bare Steel | 1976-01-01 | 1987-07-01 | Galvanized Steel
WARRENTON CAR CARE INC | 104 MACON HWY | WARRENTON | Warren | 1490011 | SUPER | [5 empty] | Removed from Ground | Gas (Historical Use) | 8000 | Epoxy | 1973-01-01 | 1998-01-29 | Galvanized Steel | Pressurized
PURE MINI MART | 710 E MAIN ST | WARRENTON | Warren | 1490012 | 2 | Flapper Valve | 1998-12-22 | FALSE | 1998-12-22 | FALSE | Currently in Use | Regular | 2000 | Steel-Impressed Current | 1998-12-22 |  | Steel (Impressed Current) | Suction (American)
GA-PACIFIC WARRENTON C-N-S | HWY 278 E | WARRENTON | Warren | 1490002 | 2 | [5 empty] | Removed from Ground | Diesel | 2000 | Bare Steel | 1975-01-01 | 1899-12-31 | Galvanized Steel
Molly's | 48 Main St | Warrenton | Warren | 10003004 | 2B | Flapper Valve | 2019-05-01 | FALSE | 2019-04-01 | FALSE | Currently in Use | Diesel Off Road | 6000 | Composite Double Walled | 2019-05-11 |  | Double-Walled Fiberglass | Pressurized
Molly's | 48 Main St | Warrenton | Warren | 10003004 | 1B | Flapper Valve | 2019-05-01 | FALSE | 2019-04-01 | FALSE | Currently in Use | Premium | 4000 | Composite Double Walled | 2019-05-11 |  | Double-Walled Fiberglass | Pressurized
Molly's | 48 Main St | Warrenton | Warren | 10003004 | 2A | Flapper Valve | 2019-05-01 | FALSE | 2019-04-01 | FALSE | Currently in Use | Diesel On Road | 14000 | Composite Double Walled | 2019-05-11 |  | Double-Walled Fiberglass | Pressurized
Molly's | 48 Main St | Warrenton | Warren | 10003004 | 1A | Flapper Valve | 2019-05-01 | FALSE | 2019-04-01 | FALSE | Currently in Use | Regular | 12000 | Composite Double Walled | 2019-05-11 |  | Double-Walled Fiberglass | Pressurized
Molly's | 48 Main St | Warrenton | Warren | 10003004 | 1C | Flapper Valve | 2019-05-01 | FALSE | 2019-04-01 | FALSE | Currently in Use | E-0 | 4000 | Composite Double Walled | 2019-05-11 |  | Double-Walled Fiberglass | Pressurized
DIXON & MEEKS TRACTOR CO | HWY 15 | TENNILLE | Washington | 150059 | 1 | [5 empty] | Removed from Ground | Gas (Historical Use) | 1000 | Bare Steel | 1982-05-08 | 2005-01-19 | Bare Steel
HUNGRY HUNTER | 91 4TH ST | TENNILLE | Washington | 1500005 | 4 | Ball Float | 1996-04-01 |  | 1996-04-01 |  | Currently in Use | Diesel | 8000 | Steel-Impressed Current | 1984-03-03 |  | Double-Walled Flex | Pressurized
TENNILLE MAINT SHOP | GA HWY 15 SOUTH | TENNILLE | Washington | 1500024 | 10201-3 | [5 empty] | Removed from Ground | Empty | 1000 | Bare Steel | 1962-05-05 | 1899-12-31 | Galvanized Steel
JOE SINQUEFIELD/ DECEASED | 526 NORTH MAIN ST | TENNILLE | Washington | 1500032 | 2 | [5 empty] | Removed from Ground | Empty | 12000 | Bare Steel | 1982-05-01 | 1995-08-22 | Galvanized Steel
QUIK MART | 405 HWY 15 S | TENNILLE | Washington | 9150040 | 1 | Flapper Valve | 1996-07-01 | FALSE | 1996-07-01 | FALSE | Currently in Use | Regular | 12000 | Composite | 1996-06-01 |  |  | Pressurized
BUCKEYE FOOD STORE | RT 1 BOX 174A/GA HWY 68 | TENNILLE | Washington | 1500074 | 2 | [5 empty] | Removed from Ground | Gas (Historical Use) | 2000 | Bare Steel | 1979-05-09 | 1988-06-01 | Galvanized Steel
BRANTLEYS FINA | 212 NORTH MAIN ST | TENNILLE | Washington | 1500076 | 2 | [5 empty] | Removed from Ground | Empty | 550 | Bare Steel | 1962-05-13 | 1998-09-28 | Galvanized Steel
GA DOT #10281 DIST SIGN SHOP | GA HWY 15 SOUTH | TENNILLE | Washington | 150025 | 10281-1 | [5 empty] | Removed from Ground | Gas (Historical Use) | 1000 | Bare Steel | 1961-05-05 | 1899-12-31 | Galvanized Steel
TENNILLE MAINT SHOP | GA HWY 15 SOUTH | TENNILLE | Washington | 1500024 | 10201-1 | [5 empty] | Removed from Ground | Empty | 3000 | Bare Steel | 1962-05-05 | 1899-12-31 | Galvanized Steel
TENNILLE MAINT SHOP | GA HWY 15 SOUTH | TENNILLE | Washington | 1500024 | 10201-2 | [5 empty] | Removed from Ground | Empty | 3000 | Bare Steel | 1962-05-05 | 1899-12-31 | Galvanized Steel
TENNILLE MAINT SHOP | GA HWY 15 SOUTH | TENNILLE | Washington | 1500024 | 5 | [5 empty] | Removed from Ground | Empty | 3000 | Bare Steel | 1962-05-05 | 1899-12-31 | Galvanized Steel
TENNILLE MAINT SHOP | GA HWY 15 SOUTH | TENNILLE | Washington | 1500024 | 201G2 | [5 empty] | Removed from Ground | Gas (Historical Use) | 10000 | Bare Steel | 1982-04-30 | 1997-07-08 | Galvanized Steel
TENNILLE MAINT SHOP | GA HWY 15 SOUTH | TENNILLE | Washington | 1500024 | 201G1 | [5 empty] | Removed from Ground | Gas (Historical Use) | 10000 | Bare Steel | 1982-04-30 | 1997-07-08 | Galvanized Steel
GA DOT #10280 DIST 2 BRIDGE SHOP | 801 4TH ST | TENNILLE | Washington | 1500026 | 10280-1 | [5 empty] | Closed in Ground | Other | 1000 | Bare Steel | 1974-05-02 | 1984-01-01 | Galvanized Steel
JOE SINQUEFIELD/ DECEASED | 526 NORTH MAIN ST | TENNILLE | Washington | 1500032 | 3 | [5 empty] | Removed from Ground | Empty | 10000 | Bare Steel | 1980-05-01 | 1995-08-22 | Galvanized Steel
JOE SINQUEFIELD/ DECEASED | 526 NORTH MAIN ST | TENNILLE | Washington | 1500032 | 1 | [5 empty] | Removed from Ground | Empty | 2000 | Bare Steel | 1979-05-02 | 1995-08-22 | Galvanized Steel
S & T FOOD MART | 1356 South Harris Street | Sandersville | Washington | 9150017 | 3 |  | 1998-10-01 |  | 1998-10-01 |  | Currently in Use | Gas (Historical Use) | 6000 | Cathodically Protected Steel | 1979-07-01 |  | Fiberglass Reinforced Plastic | Pressurized
JOE SINQUEFIELD/ DECEASED | 526 NORTH MAIN ST | TENNILLE | Washington | 1500032 | 4 | [5 empty] | Removed from Ground | Empty | 2500 | Bare Steel | 1979-05-02 | 1995-08-22 | Galvanized Steel
HUNGRY HUNTER | 91 4TH ST | TENNILLE | Washington | 1500005 | 2 | Ball Float | 1996-04-01 |  | 1996-04-01 |  | Currently in Use | Gas (Historical Use) | 8000 | Steel-Impressed Current | 1984-03-03 |  | Double-Walled Flex | Pressurized
TENNILLE MAINT SHOP | GA HWY 15 SOUTH | TENNILLE | Washington | 1500024 | 201D | Flapper Valve | 1997-07-01 | FALSE | 1997-07-01 | FALSE | Currently in Use | Diesel | 10000 | Fiberglass | 1997-07-01 |  | Double-Walled Fiberglass | Pressurized
HUNGRY HUNTER | 91 4TH ST | TENNILLE | Washington | 1500005 | 3 | Ball Float | 1996-04-01 |  | 1996-04-01 |  | Currently in Use | Gas (Historical Use) | 8000 | Steel-Impressed Current | 1984-03-03 |  | Double-Walled Flex | Pressurized
LOVETTS SPEED SHOP INC | 795 MT GILLEAD RD | TENNILLE | Washington | 1500006 | 1 | [5 empty] | Removed from Ground | Gas (Historical Use) | 1 | Bare Steel | 1986-02-27 | 1899-12-31 | Galvanized Steel
QUIK MART | 405 HWY 15 S | TENNILLE | Washington | 9150040 | 2 | Flapper Valve | 1996-07-01 | FALSE | 1996-07-01 | FALSE | Currently in Use | Regular | 12000 | Composite | 1996-06-01 |  |  | Pressurized
CITY OF TENNILLE | 100 PARK ST | TENNILLE | Washington | 1500039 | 1 | [5 empty] | Removed from Ground | Gas (Historical Use) | 550 | Bare Steel | 1983-04-30 | 1899-12-31 | Galvanized Steel | Safe Suction (Euro)
DIXON & MEEKS TRACTOR CO | HWY 15 | TENNILLE | Washington | 150059 | 2 | [5 empty] | Removed from Ground | Diesel | 560 | Bare Steel | 1979-05-09 | 2005-01-19 | Bare Steel
BRANTLEYS FINA | 212 NORTH MAIN ST | TENNILLE | Washington | 1500076 | 1 | [5 empty] | Removed from Ground | Empty | 1000 | Bare Steel | 1962-05-13 | 1998-09-28 | Galvanized Steel
HUNGRY HUNTER | 91 4TH ST | TENNILLE | Washington | 1500005 | 1 | Ball Float | 1996-04-01 |  | 1996-04-01 |  | Currently in Use | Gas (Historical Use) | 10000 | Steel-Impressed Current | 1984-03-03 |  | Double-Walled Flex | Pressurized
TENNILLE MAINT SHOP | GA HWY 15 SOUTH | TENNILLE | Washington | 1500024 | 201G | Flapper Valve | 1997-07-01 | FALSE | 1997-07-01 | FALSE | Currently in Use | E-10 | 10000 | Fiberglass | 1997-07-01 |  | Double-Walled Fiberglass | Pressurized
GA DOT #10280 DIST 2 BRIDGE SHOP | 801 4TH ST | TENNILLE | Washington | 1500026 | 10280-2 | [5 empty] | Closed in Ground | Other | 1000 | Bare Steel | 1974-05-02 | 1984-01-01 | Galvanized Steel
S & T FOOD MART | 1356 South Harris Street | Sandersville | Washington | 9150017 | 2 |  | 1998-10-01 |  | 1998-10-01 |  | Currently in Use | Gas (Historical Use) | 6000 | Cathodically Protected Steel | 1979-07-01 |  | Fiberglass Reinforced Plastic | Pressurized
BUCKEYE FOOD STORE | RT 1 BOX 174A/GA HWY 68 | TENNILLE | Washington | 1500074 | 1 | [5 empty] | Removed from Ground | Gas (Historical Use) | 2000 | Bare Steel | 1979-05-09 | 1988-06-01 | Galvanized Steel
BRANTLEYS FINA | 212 NORTH MAIN ST | TENNILLE | Washington | 1500076 | 3 | [5 empty] | Removed from Ground | Empty | 550 | Bare Steel | 1962-05-13 | 1998-09-28 | Galvanized Steel
S & T FOOD MART | 1356 South Harris Street | Sandersville | Washington | 9150017 | 1 |  | 1998-10-01 |  | 1998-10-01 |  | Currently in Use | Gas (Historical Use) | 8000 | Cathodically Protected Steel | 1979-07-01 |  | Fiberglass Reinforced Plastic | Pressurized
QUIK MART | 405 HWY 15 S | TENNILLE | Washington | 9150040 | 3 | Flapper Valve | 1996-07-01 | FALSE | 1996-07-01 | FALSE | Currently in Use | Diesel | 12000 | Composite | 1996-06-01 |  |  | Pressurized
AT&T COMM RADIO TOWER | HOLMS CANNERY MILL RD | TENNILLE | Washington | 1500071 | 1 | [5 empty] | Removed from Ground | Kerosene | 3000 | Cathodically Protected Steel | 1963-05-14 | 1995-09-28 | Copper | Suction (American)
QUIK MART | 405 HWY 15 S | TENNILLE | Washington | 9150040 | 4 | Flapper Valve | 1996-07-01 | FALSE | 1996-07-01 | FALSE | Currently in Use | Kerosene | 3000 | Composite | 1996-06-01 |  |  | Pressurized
TENNILLE MAINT SHOP | GA HWY 15 SOUTH | TENNILLE | Washington | 1500024 | 201D1 | [5 empty] | Removed from Ground | Diesel | 3000 | Bare Steel | 1982-04-30 | 1997-07-08 | Galvanized Steel
CITY OF TENNILLE | 100 PARK ST | TENNILLE | Washington | 1500039 | 2 | [5 empty] | Removed from Ground | Gas (Historical Use) | 550 | Bare Steel | 1983-04-30 | 1899-12-31 | Galvanized Steel | Safe Suction (Euro)
DAVISBORO GROCERY & GAS INC | 101 W BROWN ST | DAVISBORO | Washington | 9150034 | 1 |  | 1998-10-01 | FALSE | 1998-10-01 | FALSE | Removed from Ground | Gas (Historical Use) | 10000 | Steel-Impressed Current | 1980-01-01 | 2017-09-25 |  | Pressurized
JPS KWICK SHOP III | 7744 HWY 15 N | WARTHEN | Washington | 9150022 | 1 | Ball Float | 1994-09-16 | FALSE | 1994-09-16 | FALSE | Currently in Use | Regular | 10000 | Composite | 1994-09-01 |  | Fiberglass Reinforced Plastic | Pressurized
JONES SERVICE STATION | 9555 HWY 242 | RIDDLEVILLE | Washington | 9150030 | 1 | [5 empty] | Removed from Ground | Gas (Historical Use) | 1000 | Bare Steel | 1999-11-30 | 1999-11-30 | Bare Steel | Safe Suction (Euro)
HODGES GENERAL STORE | 125 N BROWN ST | OCONEE | Washington | 9150027 | 1 |  | 1998-12-07 | FALSE | 1998-12-07 | FALSE | Removed from Ground | Gas (Historical Use) | 5000 | Steel-Impressed Current | 1987-09-01 | 2018-12-07 | Fiberglass Reinforced Plastic | Suction (American)
JONES SERVICE STATION | 9555 HWY 242 | RIDDLEVILLE | Washington | 9150030 | 3 | [5 empty] | Removed from Ground | Gas (Historical Use) | 1000 | Bare Steel | 1999-11-30 | 1999-11-30 | Bare Steel | Safe Suction (Euro)
HODGES GENERAL STORE | 125 N BROWN ST | OCONEE | Washington | 9150027 | 3 |  | 1998-12-07 | FALSE | 1998-12-07 | FALSE | Removed from Ground | Gas (Historical Use) | 3000 | Steel-Impressed Current | 1987-09-01 | 2018-12-07 | Fiberglass Reinforced Plastic | Suction (American)
JONES SERVICE STATION | 9555 HWY 242 | RIDDLEVILLE | Washington | 9150030 | 2 | [5 empty] | Removed from Ground | Gas (Historical Use) | 1000 | Bare Steel | 1999-11-30 | 1999-11-30 | Bare Steel | Safe Suction (Euro)
JPS KWICK SHOP III | 7744 HWY 15 N | WARTHEN | Washington | 9150022 | 2 | Ball Float | 1994-09-16 | FALSE | 1994-09-16 | FALSE | Currently in Use | Diesel | 8000 | Composite | 1994-09-01 |  | Fiberglass Reinforced Plastic | Pressurized
HODGES GENERAL STORE | 125 N BROWN ST | OCONEE | Washington | 9150027 | 2 |  | 1998-12-07 | FALSE | 1998-12-07 | FALSE | Removed from Ground | Gas (Historical Use) | 3000 | Steel-Impressed Current | 1987-09-01 | 2018-12-07 | Fiberglass Reinforced Plastic | Suction (American)
DAVISBORO GROCERY & GAS INC | 101 W BROWN ST | DAVISBORO | Washington | 9150034 | 2 |  | 1998-10-01 | FALSE | 1998-10-01 | FALSE | Removed from Ground | Gas (Historical Use) | 10000 | Steel-Impressed Current | 1980-01-01 | 2017-09-25 |  | Pressurized
WASHINGTON COUNTY FORESTRY UNIT | 1941 HWY 68 NORTH | SANDERSVILLE | Washington | 1500019 | 2 | [5 empty] | Removed from Ground | Diesel | 560 | Bare Steel | 1948-01-01 | 1990-01-01 | Bare Steel | Safe Suction (Euro)
ENK837 | 510 S HARRIS ST | SANDERSVILLE | Washington | 9157016 | 2 | Flapper Valve | 2000-04-01 | FALSE | 2000-04-01 | FALSE | Currently in Use | Gas (Historical Use) | 12000 | Fiberglass Double Walled | 2000-04-01 |  | Double-Walled Fiberglass | Pressurized
BURGESS PIGMENT CO./THIELE KAOLIN CO. | 525 BECK BLVD / PO BOX 349 | SANDERSVILLE | Washington | 9000634 | 2 | [5 empty] | Removed from Ground | Gas (Historical Use) | 1000 | Bare Steel | 1979-05-03 | 1990-07-01 | Bare Steel
WASHINGTON EMC | 258 N HARRIS ST | SANDERSVILLE | Washington | 9150002 | 2 | Flapper Valve | 1995-12-30 | FALSE | 1995-12-30 | FALSE | Currently in Use | Diesel | 10000 | Galvanic (STIP-3) | 1986-10-01 |  | Fiberglass Reinforced Plastic | Safe Suction (Euro)
SMITH SHEPPARD CONCRETE CO INC | 1126 S HARRIS ST | SANDERSVILLE | Washington | 1500010 | 3 | [5 empty] | Removed from Ground | Gas (Historical Use) | 0 | Bare Steel | 1966-03-29 | 1977-03-01 | Bare Steel
15 SPEEDWAY | GA HWY 15 S RTE 4 BOX 1040 | SANDERSVILLE | Washington | 1500017 | 2 |  | 1998-06-01 |  | 1998-06-01 |  | Removed from Ground | Gas (Historical Use) | 5000 | Steel-Impressed Current | 1978-04-23 | 2010-02-23 | Fiberglass Reinforced Plastic | Pressurized
TAYLOR & SONS INC | 387 WACO DRIVE | SANDERSVILLE | Washington | 1500016 | 3 | [5 empty] | Removed from Ground | Diesel | 10000 | Marked Unknown | 1984-03-14 | 1998-12-21 | Unknown | Suction (American)
SCARBORO PAVING CO INC | NORTH MAYVIEW RD | SANDERSVILLE | Washington | 1500008 | 2 | [5 empty] | Removed from Ground | Gas (Historical Use) | 6000 | Bare Steel | 1977-02-28 | 1899-12-31 | Galvanized Steel
WASHINGTON COUNTY FORESTRY UNIT | 1941 HWY 68 NORTH | SANDERSVILLE | Washington | 1500019 | 1 | [5 empty] | Removed from Ground | Gas (Historical Use) | 560 | Bare Steel | 1948-01-01 | 1990-01-01 | Bare Steel | Safe Suction (Euro)
SCHOOL TRANSPORTATION DIV BUS | 220 CYPRESS ST | SANDERSVILLE | Washington | 1500022 | 2 |  | 1990-11-01 |  | 1990-11-01 |  | Removed from Ground | Diesel | 12000 | Steel-Impressed Current | 1980-04-08 | 1899-12-31 | Cathodically Protected | Pressurized
JET FOOD #34 | 621 SPARTA RD | SANDERSVILLE | Washington | 9150003 | 2 | Flapper Valve | 1998-08-01 | FALSE | 1998-08-01 | FALSE | Currently in Use | Plus | 8000 | Steel-Impressed Current | 1983-01-01 |  | Fiberglass Reinforced Plastic | Pressurized
FEDERAL BLDG | 202 NORTH HARRIS ST | SANDERSVILLE | Washington | 9150015 | 1 | [5 empty] | Removed from Ground | Gas (Historical Use) | 550 | Not Marked/Unknown | 1999-10-10 | 1999-10-10 | Not Marked
JET FOODS #22 | 816 SOUTH HARRIS ST | SANDERSVILLE | Washington | 9150018 | 4A | Flapper Valve | 2021-07-30 | FALSE | 2021-07-15 | FALSE | Currently in Use | Regular | 12000 | Composite Double Walled | 2021-04-27 |  | Double-Walled Flex | Pressurized
JET FOODS #22 | 816 SOUTH HARRIS ST | SANDERSVILLE | Washington | 9150018 | 4C | Flapper Valve | 2021-07-30 | FALSE | 2021-07-15 | FALSE | Currently in Use | E-0 | 5000 | Composite Double Walled | 2021-04-27 |  | Double-Walled Flex | Pressurized
UNKNOWN | 8924 HWY 88 EAST | SANDERSVILLE | Washington | 9150046 | 2 | [5 empty] | Removed from Ground | Gas (Historical Use) | 500 | Marked Unknown |  | 1899-12-31 | Unknown
B-H TRANSFER CO | 750 SPARTA ROAD PO BOX 151 | SANDERSVILLE | Washington | 9150044 | 2 |  | 1999-07-15 | FALSE | 1999-07-15 | FALSE | Currently in Use | Diesel | 20000 | Composite | 1999-07-15 |  | Double-Walled Fiberglass | Pressurized
CROSBYS MACHINE SHOP | 14648 WEST HWY 24 | SANDERSVILLE | Washington | 9150016 | 2 | [5 empty] | Removed from Ground | Gas (Historical Use) | 1000 | Bare Steel | 1993-10-19 | 1993-10-19 | Bare Steel | Safe Suction (Euro)
JET FOODS #22 | 816 SOUTH HARRIS ST | SANDERSVILLE | Washington | 9150018 | 2 |  | 1995-06-01 | FALSE | 1995-06-01 | FALSE | Removed from Ground | Regular | 10000 | Fiberglass | 1988-07-01 |  | Fiberglass Reinforced Plastic | Pressurized
C T HARRIS INC | 9413 DEEPSTEP RD | SANDERSVILLE | Washington | 1500080 | 10 |  | 1995-04-01 |  | 1995-04-01 |  | Temporarily out of use | Other | 1000 | Epoxy | 1989-05-01 |  | Fiberglass Reinforced Plastic | Safe Suction (Euro)
BURGESS PIGMENT CO./THIELE KAOLIN CO. | 525 BECK BLVD / PO BOX 349 | SANDERSVILLE | Washington | 9000634 | 1 | [5 empty] | Closed in Ground | Diesel | 1000 | Bare Steel | 1978-05-03 | 1997-09-01 | Bare Steel | Gravity Fed
BARKSDALE STORE | 13166 SR 24 W | SANDERSVILLE | Washington | 9150028 | 2B | Flapper Valve | 2018-01-29 | FALSE | 2018-01-29 | FALSE | Currently in Use | Diesel | 6000 | Composite Double Walled | 2018-01-29 |  | Double-Walled Fiberglass | Pressurized
C T HARRIS INC | 9413 DEEPSTEP RD | SANDERSVILLE | Washington | 1500080 | 2 |  | 1995-04-01 |  | 1995-04-01 |  | Temporarily out of use | Diesel | 20000 | Cathodically Protected Steel | 1985-05-08 |  | Fiberglass Reinforced Plastic | Pressurized
COOK ICE CO INC | 514 EAST MCCARTY ST | SANDERSVILLE | Washington | 1500004 | 1 | [5 empty] | Removed from Ground | Diesel | 4000 | Bare Steel | 1986-02-10 | 1998-07-01 | Galvanized Steel | Suction (American)
B-H TRANSFER CO | 1396 HIGHWAY 15 N. | SANDERSVILLE | Washington | 9150013 | 2-A14911 |  | 1992-10-29 |  | 1992-10-29 |  | Removed from Ground | Diesel | 20000 | Composite | 1992-10-25 | 1999-08-04 | Fiberglass Reinforced Plastic | Pressurized
JET FOODS #22 | 816 SOUTH HARRIS ST | SANDERSVILLE | Washington | 9150018 | 1 |  | 1995-06-01 | FALSE | 1995-06-01 | FALSE | Removed from Ground | Premium | 10000 | Fiberglass | 1988-07-01 |  | Fiberglass Reinforced Plastic | Pressurized
B-H TRANSFER CO | 750 SPARTA ROAD PO BOX 151 | SANDERSVILLE | Washington | 9150044 | 3 |  | 1999-07-15 | FALSE | 1999-07-15 | FALSE | Currently in Use | Diesel | 20000 | Composite | 1999-07-15 |  | Double-Walled Fiberglass | Pressurized
C C WRIGHTS GROCERY | 6987 HWY 88 | SANDERSVILLE | Washington | 9150039 | 4 |  |  | FALSE |  | FALSE | Removed from Ground | Gas (Historical Use) | 2000 | Bare Steel | 1968-01-01 | 1899-12-31 | Galvanized Steel
DELTA APPAREL | 1006 S HARRIS ST | SANDERSVILLE | Washington | 9150024 | DUMMY | [5 empty] | Removed from Ground | Other | 5000 | Not Marked/Unknown | 1992-08-10 | 1992-08-10 | Not Marked
SANDERSVILLE 66 SVC STATION | 322 EAST MCCARTY ST | SANDERSVILLE | Washington | 1500079 | 4 | [5 empty] | Removed from Ground | Gas (Historical Use) | 2000 | Bare Steel | 1977-05-09 | 1987-08-01 | Galvanized Steel
SANDERSVILLE 66 SVC STATION | 322 EAST MCCARTY ST | SANDERSVILLE | Washington | 1500079 | 5 |  |  | TRUE |  | TRUE | Removed from Ground | Used Oil | 550 | Bare Steel | 1965-05-12 | 1998-07-01 | Galvanized Steel
C T HARRIS INC | 9413 DEEPSTEP RD | SANDERSVILLE | Washington | 1500080 | 5 |  | 1995-04-01 |  | 1995-04-01 |  | Temporarily out of use | Other | 6000 | Steel-Impressed Current | 1985-05-08 |  | Fiberglass Reinforced Plastic | Safe Suction (Euro)
C T HARRIS INC | 9413 DEEPSTEP RD | SANDERSVILLE | Washington | 1500080 | 4 |  | 1995-04-01 |  | 1995-04-01 |  | Temporarily out of use | Diesel | 10000 | Cathodically Protected Steel | 1985-05-08 |  | Fiberglass Reinforced Plastic | Pressurized
C C WRIGHTS GROCERY | 6987 HWY 88 | SANDERSVILLE | Washington | 9150039 | 3 | [5 empty] | Removed from Ground | Gas (Historical Use) | 4000 | Not Marked/Unknown | 1995-04-01 | 1995-04-01 | Not Marked
HOWARD SHEPPARD INC | 755 WACO DR | SANDERSVILLE | Washington | 9150029 | 8 |  | 2005-10-19 | TRUE | 2005-10-19 | TRUE | Currently in Use | Used Oil | 10000 | Epoxy Double-Walled | 2005-10-31 |  | Fiberglass Reinforced Plastic | Gravity
HOWARD SHEPPARD INC | 755 WACO DR | SANDERSVILLE | Washington | 9150029 | 2 | Flapper Valve | 1992-01-01 | TRUE | 1992-01-01 | TRUE | Currently in Use | Diesel | 20000 | Fiberglass | 1992-01-24 |  | Fiberglass Reinforced Plastic | Pressurized
SANDERSVILLE 66 SVC STATION | 322 EAST MCCARTY ST | SANDERSVILLE | Washington | 1500079 | 2 | [5 empty] | Removed from Ground | Gas (Historical Use) | 6000 | Bare Steel | 1965-05-12 | 1987-08-02 | Galvanized Steel
MCCOY AMOCO | 903 SOUTH HARRIS ST | SANDERSVILLE | Washington | 1500072 | 3 | Flapper Valve | 1993-05-01 |  | 1993-05-01 |  | Removed from Ground | Gas (Historical Use) | 8000 | Lined Interior | 1972-05-10 | 2008-10-26 | Galvanized Steel | Pressurized
JET FOOD STORE 1 | 1128 SOUTH HARRIS ST | SANDERSVILLE | Washington | 1500048 | 3 | [5 empty] | Removed from Ground | Gas (Historical Use) | 10000 | Marked Unknown | 1983-05-02 | 1996-08-01 | Galvanized Steel
CROSBYS MACHINE SHOP | 14648 WEST HWY 24 | SANDERSVILLE | Washington | 9150016 | 1 | [5 empty] | Removed from Ground | Gas (Historical Use) | 1000 | Bare Steel | 1993-10-19 | 1993-10-19 | Bare Steel | Safe Suction (Euro)
JET FOODS #22 | 816 SOUTH HARRIS ST | SANDERSVILLE | Washington | 9150018 | 3 |  | 1995-06-01 | FALSE | 1995-06-01 | FALSE | Removed from Ground | Diesel | 10000 | Fiberglass | 1988-07-01 |  | Fiberglass Reinforced Plastic | Pressurized
KENTUCKY-TENNESSEE CLAY CO | KAOLIN RD | SANDERSVILLE | Washington | 9150006 | 1 | [5 empty] | Removed from Ground | Gas (Historical Use) | 1000 | Bare Steel | 1959-01-01 | 1991-11-22 | Galvanized Steel | Safe Suction (Euro)
BUFFALO CHINA CLAY CO | INDIAN TRAIL RD | SANDERSVILLE | Washington | 9150010 | MINE-2 | [5 empty] | Removed from Ground | Gas (Historical Use) | 500 | Bare Steel | 1973-01-01 | 1990-11-20 | Bare Steel
C T HARRIS INC | 310 WACO DRIVE | SANDERSVILLE | Washington | 9150043 | 1 | [5 empty] | Removed from Ground | Empty | 10000 | Bare Steel | 1999-05-31 | 1999-05-31 | Bare Steel | Suction (American)
C C WRIGHTS GROCERY | 6987 HWY 88 | SANDERSVILLE | Washington | 9150039 | 1 | [5 empty] | Removed from Ground | Gas (Historical Use) | 4000 | Not Marked/Unknown | 1995-04-01 | 1995-04-01 | Not Marked
C T HARRIS INC | 9413 DEEPSTEP RD | SANDERSVILLE | Washington | 1500080 | 7 |  | 1995-04-01 |  | 1995-04-01 |  | Temporarily out of use | Other | 6000 | Epoxy | 1985-05-08 |  | Fiberglass Reinforced Plastic | Safe Suction (Euro)
WASHINGTON COUNTY FORESTRY UNIT | 1941 HWY 68 NORTH | SANDERSVILLE | Washington | 1500019 | 4 | [5 empty] | Removed from Ground | Other | 250 | Bare Steel | 1955-01-01 | 1990-01-01 | Unknown | Safe Suction (Euro)
WASHINGTON COUNTY FORESTRY UNIT | 1941 HWY 68 NORTH | SANDERSVILLE | Washington | 1500019 | 5 |  | 1990-02-01 |  | 1990-02-01 |  | Removed from Ground | Gas (Historical Use) | 550 | Galvanic (STIP-3) | 1990-02-01 | 2008-05-16 | Cathodically Protected | Safe Suction (Euro)
CROSBYS MACHINE SHOP | 14648 WEST HWY 24 | SANDERSVILLE | Washington | 9150016 | 3 | [5 empty] | Removed from Ground | Gas (Historical Use) | 1000 | Bare Steel | 1993-10-19 | 1993-10-19 | Bare Steel | Safe Suction (Euro)
WASHINGTON COUNTY | 1862 KAOLIN ROAD | SANDERSVILLE | Washington | 9150033 | 3 |  |  | FALSE |  | FALSE | Removed from Ground | Used Oil | 500 | Unknown | 2004-05-28 | 2004-05-28 | Unknown
CITY OF SANDERSVILLE | 130 HOSPITAL RD | SANDERSVILLE | Washington | 9150032 | 2 |  |  | FALSE |  | FALSE | Removed from Ground |  | 10000 |  | 1997-10-15 | 1997-10-15 | Galvanized Steel
SANDERSVILLE CITY HALL | CITY HALL | SANDERSVILLE | Washington | 1500088 | 1 | [5 empty] | Removed from Ground | Gas (Historical Use) | 2000 | Cathodically Protected Steel | 1987-01-01 | 1998-06-17 | Galvanized Steel
SCHOOL TRANSPORTATION DIV BUS | 220 CYPRESS ST | SANDERSVILLE | Washington | 1500022 | 1 |  | 1990-11-01 |  | 1990-11-01 |  | Removed from Ground | Gas (Historical Use) | 12000 | Steel-Impressed Current | 1980-04-08 | 1899-12-31 | Cathodically Protected | Pressurized
ENK837 | 510 S HARRIS ST | SANDERSVILLE | Washington | 9157016 | 1 | Flapper Valve | 2000-04-01 | FALSE | 2000-04-01 | FALSE | Currently in Use | Gas (Historical Use) | 20000 | Fiberglass Double Walled | 2000-04-01 |  | Double-Walled Fiberglass | Pressurized
JET FOOD #34 | 621 SPARTA RD | SANDERSVILLE | Washington | 9150003 | 3 | Flapper Valve | 1998-08-01 | FALSE | 1998-08-01 | FALSE | Currently in Use | Premium | 6000 | Steel-Impressed Current | 1983-01-01 |  | Fiberglass Reinforced Plastic | Pressurized
WASHINGTON EMC | 258 N HARRIS ST | SANDERSVILLE | Washington | 9150002 | 1 | Flapper Valve | 1995-12-30 | FALSE | 1995-12-30 | FALSE | Currently in Use | Regular | 10000 | Galvanic (STIP-3) | 1986-10-01 |  | Fiberglass Reinforced Plastic | Safe Suction (Euro)
BST/SANDERSVILLE R2529 | 222 RIDDLEVILLE RD | SANDERSVILLE | Washington | 9150001 | 1 | [5 empty] | Removed from Ground | Gas (Historical Use) | 3000 | Bare Steel | 1973-11-26 | 1989-12-04 | Unknown | Pressurized
UNKNOWN | 8924 HWY 88 EAST | SANDERSVILLE | Washington | 9150046 | 1 | [5 empty] | Removed from Ground | Empty | 500 | Marked Unknown |  | 1899-12-31 | Unknown
MEMORIAL HOSPITAL OF WASHINGTON | 610 SPARTA HWY | SANDERSVILLE | Washington | 9150038 | BOIL | [5 empty] | Removed from Ground | Diesel | 1500 | Bare Steel | 1969-01-27 | 1998-12-01 | Copper | Safe Suction (Euro)
HOWARD SHEPPARD INC | 755 WACO DR | SANDERSVILLE | Washington | 9150029 | 3 |  | 1992-01-01 |  | 1992-01-01 |  | Removed from Ground | Other | 0 | Fiberglass | 1992-01-24 | 2005-08-01 | Fiberglass Reinforced Plastic | Pressurized
WASHINGTON COUNTY AIRPORT (Kaolin Field) | 1726 KAOLIN RD | SANDERSVILLE | Washington | 9150031 | 1 | Flapper Valve | 1999-02-01 | FALSE | 1999-02-01 | FALSE | Currently in Use | Jet fuel | 10000 | Galvanic (STIP-3) | 1999-04-08 |  | Fiberglass Reinforced Plastic | Pressurized
SMITH SHEPPARD CONCRETE CO INC | 1126 S HARRIS ST | SANDERSVILLE | Washington | 1500010 | 1 | [5 empty] | Removed from Ground | Gas (Historical Use) | 10000 | Bare Steel | 1974-03-27 | 1997-09-01 | Galvanized Steel
JET FOOD #34 | 621 SPARTA RD | SANDERSVILLE | Washington | 9150003 | 1 | Flapper Valve | 1998-08-01 | FALSE | 1998-08-01 | FALSE | Currently in Use | Premium | 8000 | Steel-Impressed Current | 1983-01-01 |  | Fiberglass Reinforced Plastic | Pressurized
WASHINGTON EMC | 258 N HARRIS ST | SANDERSVILLE | Washington | 9150002 | 3 |  |  | FALSE |  | FALSE |  |  | 0 | Bare Steel |  | 1899-12-31
JET FOODS #22 | 816 SOUTH HARRIS ST | SANDERSVILLE | Washington | 9150018 | 4D | Flapper Valve | 2021-07-30 | FALSE | 2021-07-15 | FALSE | Currently in Use | Premium | 5000 | Composite Double Walled | 2021-04-27 |  | Double-Walled Flex | Pressurized
UNKNOWN | 8924 HWY 88 EAST | SANDERSVILLE | Washington | 9150046 | 3 | [5 empty] | Removed from Ground | Gas (Historical Use) | 1000 | Marked Unknown |  | 1899-12-31 | Unknown
CITY OF SANDERSVILLE | 130 HOSPITAL RD | SANDERSVILLE | Washington | 9150032 | 1 |  |  | FALSE |  | FALSE | Removed from Ground | Diesel | 4000 |  | 1997-10-15 | 1997-10-15 | Galvanized Steel | Suction (American)
HOWARD SHEPPARD INC | 755 WACO DR | SANDERSVILLE | Washington | 9150029 | 1 |  | 1992-01-01 | TRUE | 1992-01-01 | TRUE | Currently in Use | Gas (Historical Use) | 10000 | Fiberglass | 1992-01-24 |  | Fiberglass Reinforced Plastic | Pressurized
BELLSOUTH TELECOMMUNICATIONS INC | 210 RIDDLEVILLE RD | SANDERSVILLE | Washington | 1500084 | 1 | [5 empty] | Removed from Ground | Other | 1000 | Bare Steel | 1977-01-03 | 1997-07-28 | Copper | Suction (American)
GA DOT #10237 WASHINGTON CO MAIN | 705 KAOLIN RD | SANDERSVILLE | Washington | 1500085 | 237D1 | [5 empty] | Removed from Ground | Diesel | 2000 | Cathodically Protected Steel | 1986-06-13 | 1999-10-07 | Galvanized Steel | Suction (American)
V&B FoodMart | 9731 HWY 242 | HARRISON | Washington | 9150035 | 1 | Flapper Valve | 1999-01-15 | FALSE | 1999-01-11 | FALSE | Currently in Use | Gas (Historical Use) | 8000 | Steel-Impressed Current | 1980-01-01 |  | Steel (Impressed Current) | Safe Suction (Euro)
E J FLEMISTER & SON OIL CO | 222 N SMITH ST | SANDERSVILLE | Washington | 1500073 | 1 | [5 empty] | Removed from Ground | Kerosene | 1000 | Bare Steel | 1961-05-13 | 1998-04-22 | Galvanized Steel | Suction (American)
C T HARRIS INC | 9413 DEEPSTEP RD | SANDERSVILLE | Washington | 1500080 | 3 |  | 1995-04-01 |  | 1995-04-01 |  | Temporarily out of use | Gas (Historical Use) | 10000 | Cathodically Protected Steel | 1985-05-08 |  | Fiberglass Reinforced Plastic | Pressurized
VEDIKA LLC | 635 E MCCARTY ST | SANDERSVILLE | Washington | 1500075 | 3 |  | 1998-02-02 |  | 1998-02-02 |  | Currently in Use | Diesel | 8000 | Steel-Impressed Current | 1981-05-08 |  |  | Safe Suction (Euro)
W F JACKSON CONSTRUCTION CO INC | HWY 24 WEST | SANDERSVILLE | Washington | 1500078 | 1 | [5 empty] | Removed from Ground | Other | 3000 | Bare Steel | 1978-05-09 | 1995-07-27 | Galvanized Steel
SANDERSVILLE 66 SVC STATION | 322 EAST MCCARTY ST | SANDERSVILLE | Washington | 1500079 | 3 | [5 empty] | Permanently Out of Use - historical purposes | Empty | 4000 | Bare Steel | 1965-05-12 | 1899-12-31 | Galvanized Steel
JAY NARSANGAVEER LLC | 1354 E MCCARTY ST | SANDERSVILLE | Washington | 1500081 | 3 |  | 1993-12-20 | FALSE | 1990-12-20 | FALSE | Currently in Use | Diesel On Road | 10000 | Steel-Impressed Current | 1981-05-09 |  | Fiberglass Reinforced Plastic | Pressurized
PRIM INC D/B/A BUSY BEE #1 | 703 S HARRIS ST | SANDERSVILLE | Washington | 1500064 | 3 | Flapper Valve | 1990-11-16 |  | 1990-11-16 |  | Currently in Use | Gas (Historical Use) | 6000 | Steel-Impressed Current | 1980-05-08 |  | Steel (Impressed Current) | Pressurized
VEDIKA LLC | 635 E MCCARTY ST | SANDERSVILLE | Washington | 1500075 | 5 |  | 1998-02-02 | FALSE | 1998-02-02 | FALSE | Currently in Use | Gas (Historical Use) | 10000 | Steel-Impressed Current | 1998-02-02 |  | Steel (Impressed Current) | Pressurized
VEDIKA LLC | 635 E MCCARTY ST | SANDERSVILLE | Washington | 1500075 | 7 |  | 1998-02-02 | FALSE | 1998-02-02 | FALSE | Currently in Use | Diesel | 12000 | Steel-Impressed Current | 1998-02-02 |  | Steel (Impressed Current) | Pressurized
VEDIKA LLC | 635 E MCCARTY ST | SANDERSVILLE | Washington | 1500075 | 4 |  | 1998-02-02 |  | 1998-02-02 |  | Currently in Use | Kerosene | 2000 | Steel-Impressed Current | 1981-05-08 |  |  | Safe Suction (Euro)
JAY NARSANGAVEER LLC | 1354 E MCCARTY ST | SANDERSVILLE | Washington | 1500081 | 4 |  | 1993-12-20 | FALSE | 1993-12-20 | FALSE | Currently in Use | Premium | 10000 | Steel-Impressed Current | 1983-05-09 |  | Fiberglass Reinforced Plastic | Pressurized
JAY NARSANGAVEER LLC | 1354 E MCCARTY ST | SANDERSVILLE | Washington | 1500081 | 2 |  | 1993-12-20 | FALSE | 1993-12-20 | FALSE | Temporarily out of use | Diesel Off Road | 20000 | Steel-Impressed Current | 1981-05-09 |  | Fiberglass Reinforced Plastic | Pressurized
TULLIE W BARKSDALE GROCERY | GA HWY 24 WEST | SANDERSVILLE | Washington | 1500068 | 1 | [5 empty] | Closed in Ground | Gas (Historical Use) | 560 | Bare Steel | 1974-05-10 | 1992-08-31 | Fiberglass Reinforced Plastic
VEDIKA LLC | 635 E MCCARTY ST | SANDERSVILLE | Washington | 1500075 | 6 |  | 1998-02-02 | FALSE | 1998-02-02 | FALSE | Currently in Use | Gas (Historical Use) | 3000 | Steel-Impressed Current | 1998-02-02 |  | Steel (Impressed Current) | Pressurized
W F JACKSON CONSTRUCTION CO INC | HWY 24 WEST | SANDERSVILLE | Washington | 1500078 | 6 | [5 empty] | Removed from Ground | Gas (Historical Use) | 10000 | Bare Steel | 1978-05-09 | 1995-07-01 | Galvanized Steel
VEDIKA LLC | 635 E MCCARTY ST | SANDERSVILLE | Washington | 1500075 | 1 |  | 1998-02-02 |  | 1998-02-02 |  | Currently in Use | Gas (Historical Use) | 10000 | Steel-Impressed Current | 1984-05-07 |  | Cathodically Protected | Pressurized
W F JACKSON CONSTRUCTION CO INC | HWY 24 WEST | SANDERSVILLE | Washington | 1500078 | 3 | [5 empty] | Removed from Ground | Other | 3000 | Bare Steel | 1978-05-09 | 1995-07-27 | Galvanized Steel
MCCOY AMOCO | 903 SOUTH HARRIS ST | SANDERSVILLE | Washington | 1500072 | 2 | Flapper Valve | 1993-05-01 |  | 1993-05-01 |  | Removed from Ground | Gas (Historical Use) | 8000 | Lined Interior | 1972-05-10 | 2008-10-26 | Galvanized Steel | Pressurized
FORMER TOWN SHOP | 207 N HARRIS ST | SANDERSVILLE | Washington | 1500077 | 1 |  | 1998-01-22 |  | 1998-01-22 |  | Removed from Ground | Gas (Historical Use) | 2000 | Steel-Impressed Current | 1976-05-09 | 2009-11-23 | Cathodically Protected | Suction (American)
ATKINSON OIL CO | 428 INDUSTRIAL DR | SANDERSVILLE | Washington | 1500034 | 1 |  |  | FALSE |  | FALSE | Removed from Ground |  | 6000 | Bare Steel | 1982-04-30 | 1899-12-31 | Galvanized Steel | Safe Suction (Euro)
JAY NARSANGAVEER LLC | 1354 E MCCARTY ST | SANDERSVILLE | Washington | 1500081 | 1 | Flapper Valve | 1993-12-20 | FALSE | 1993-12-20 | FALSE | Currently in Use | Regular | 20000 | Steel-Impressed Current | 1981-05-09 |  | Fiberglass Reinforced Plastic | Pressurized
PRIM INC D/B/A BUSY BEE #1 | 703 S HARRIS ST | SANDERSVILLE | Washington | 1500064 | 1 | Flapper Valve | 1990-11-16 |  | 1990-11-16 |  | Currently in Use | Gas (Historical Use) | 8000 | Steel-Impressed Current | 1980-05-08 |  | Steel (Impressed Current) | Pressurized
JET FOOD STORE #70 | 629 W CHURCH | SANDERSVILLE | Washington | 1500040 | 4 | Flapper Valve | 1995-08-31 | FALSE | 1995-08-31 | FALSE | Currently in Use | Gas (Historical Use) | 10000 | Composite | 1995-08-31 |  |  | Pressurized
JET FOOD STORE #70 | 629 W CHURCH | SANDERSVILLE | Washington | 1500040 | 1 |  |  | FALSE |  | FALSE | Removed from Ground | Gas (Historical Use) | 6000 | Bare Steel | 1977-05-01 | 1996-04-30 | Galvanized Steel | Safe Suction (Euro)
JET FOOD STORE 1 | 1128 SOUTH HARRIS ST | SANDERSVILLE | Washington | 1500048 | 2 | [5 empty] | Removed from Ground | Gas (Historical Use) | 6000 | Bare Steel | 1974-05-04 | 1996-08-01 | Galvanized Steel
JET FOOD STORE #70 | 629 W CHURCH | SANDERSVILLE | Washington | 1500040 | 3 |  |  | FALSE |  | FALSE | Removed from Ground | Gas (Historical Use) | 6000 | Bare Steel | 1977-05-01 | 1996-04-30 | Galvanized Steel | Safe Suction (Euro)
SCHOOL TRANSPORTATION DIV BUS | 510 HINES ST | SANDERSVILLE | Washington | 1500023 | 1 | [5 empty] | Permanently Out of Use - historical purposes | Gas (Historical Use) | 10000 | Bare Steel | 1976-04-09 | 1899-12-31 | Galvanized Steel
Deepstep Mercantile, LLC | 9654 DEEPSTEP RD | SANDERSVILLE | Washington | 1500035 | 3 |  | 1999-03-26 | FALSE | 1999-03-26 | FALSE | Temporarily out of use | Gas (Historical Use) | 10000 | Composite | 1999-03-26 |  | Fiberglass Reinforced Plastic | Safe Suction (Euro)
214 SOUTH HARRIS STREET SITE | 214 SOUTH HARRIS STRET | SANDERSVILLE | Washington | 10001119 | 5 |  |  | FALSE |  | FALSE | Removed from Ground | Gas (Historical Use) | 2000 | Bare Steel | 1960-01-01 | 2006-03-02 | Bare Steel
TULLIE W BARKSDALE GROCERY | GA HWY 24 WEST | SANDERSVILLE | Washington | 1500068 | 2 | [5 empty] | Closed in Ground | Gas (Historical Use) | 560 | Bare Steel | 1974-05-10 | 1992-08-31 | Bare Steel
W F JACKSON CONSTRUCTION CO INC | HWY 24 WEST | SANDERSVILLE | Washington | 1500078 | 7 | [5 empty] | Removed from Ground | Diesel | 10000 | Bare Steel | 1978-05-09 | 1995-07-01 | Galvanized Steel
W F JACKSON CONSTRUCTION CO INC | HWY 24 WEST | SANDERSVILLE | Washington | 1500078 | 4 | [5 empty] | Removed from Ground | Other | 6400 | Bare Steel | 1978-05-09 | 1995-07-01 | Galvanized Steel
W F JACKSON CONSTRUCTION CO INC | HWY 24 WEST | SANDERSVILLE | Washington | 1500078 | 5 | [5 empty] | Removed from Ground | Other | 10000 | Bare Steel | 1978-05-09 | 1995-07-01 | Galvanized Steel
JET FOOD STORE 1 | 1128 SOUTH HARRIS ST | SANDERSVILLE | Washington | 1500048 | 4 | [5 empty] | Removed from Ground | Gas (Historical Use) | 10000 | Marked Unknown | 1983-05-02 | 1996-08-01 | Galvanized Steel
JET FOOD STORE 1 | 1128 SOUTH HARRIS ST | SANDERSVILLE | Washington | 1500048 | 5 | [5 empty] | Removed from Ground | Diesel | 10000 | Marked Unknown | 1983-05-02 | 1996-08-01 | Galvanized Steel
ENGLISH CHINA CLAY PLT #2 | 4062 DEEPSTEP RD | SANDERSVILLE | Washington | 1500043 | 1 | [5 empty] | Removed from Ground | Gas (Historical Use) | 1000 | Bare Steel | 1980-04-30 | 1988-07-01 | Galvanized Steel
HARRIS CONCRETE CO | WACO DR | SANDERSVILLE | Washington | 1500038 | 1 | [5 empty] | Removed from Ground | Diesel | 2000 | Bare Steel | 1981-04-30 | 1990-01-01 | Galvanized Steel
TULLIE W BARKSDALE GROCERY | GA HWY 24 WEST | SANDERSVILLE | Washington | 1500068 | 3 | [5 empty] | Closed in Ground | Gas (Historical Use) | 560 | Bare Steel | 1974-05-10 | 1992-08-31 | Bare Steel
FORMER TOWN SHOP | 207 N HARRIS ST | SANDERSVILLE | Washington | 1500077 | 2 |  | 1998-01-22 |  | 1998-01-22 |  | Removed from Ground | Gas (Historical Use) | 2000 | Steel-Impressed Current | 1976-05-09 | 2009-11-23 | Cathodically Protected | Suction (American)
ATKINSON OIL CO | 428 INDUSTRIAL DR | SANDERSVILLE | Washington | 1500034 | 2 |  |  | FALSE |  | FALSE | Removed from Ground |  | 4000 | Bare Steel | 1982-04-30 | 1899-12-31 | Galvanized Steel | Safe Suction (Euro)
ATKINSON OIL CO | 428 INDUSTRIAL DR | SANDERSVILLE | Washington | 1500034 | 8 | Flapper Valve | 1998-06-01 | FALSE | 1998-06-01 | FALSE | Currently in Use | Regular | 12500 | Steel-Impressed Current | 2000-09-26 |  | Fiberglass Reinforced Plastic | Pressurized
KY TN CLAY CO | POOLE RD/KAOLIN RD | SANDERSVILLE | Washington | 1500033 | 4 | [5 empty] | Removed from Ground | Diesel | 10000 | Bare Steel | 1982-04-03 | 1997-10-23 | Galvanized Steel | Suction (American)
KY TN CLAY CO | POOLE RD/KAOLIN RD | SANDERSVILLE | Washington | 1500033 | 1 | [5 empty] | Removed from Ground | Gas (Historical Use) | 1000 | Bare Steel | 1956-04-09 | 1991-11-26 | Galvanized Steel
MURPHY USA #7120 | 224 WALMART CIR | SANDERSVILLE | Washington | 10000694 | 2B |  | 2004-06-10 | FALSE | 2004-06-10 | FALSE | Currently in Use | Gas (Historical Use) | 8000 | Fiberglass Double Walled | 2004-06-10 |  | Double Walled | Pressurized
THEILE KAOLIN CO | KAOLIN RD | SANDERSVILLE | Washington | 1500055 | 1 | [5 empty] | Currently in Use | Gas (Historical Use) | 1000 | Bare Steel | 1976-05-09 |  | Unknown
C T HARRIS INC | 9413 DEEPSTEP RD | SANDERSVILLE | Washington | 1500080 | 1 |  | 1995-04-01 |  | 1995-04-01 |  | Temporarily out of use | Diesel | 20000 | Cathodically Protected Steel | 1985-05-08 |  | Fiberglass Reinforced Plastic | Pressurized
PRIM INC D/B/A BUSY BEE #1 | 703 S HARRIS ST | SANDERSVILLE | Washington | 1500064 | 2 | Flapper Valve | 1990-11-16 |  | 1990-11-16 |  | Currently in Use | Gas (Historical Use) | 6000 | Steel-Impressed Current | 1980-05-08 |  | Steel (Impressed Current) | Pressurized
W F JACKSON CONSTRUCTION CO INC | HWY 24 WEST | SANDERSVILLE | Washington | 1500078 | 2 | [5 empty] | Removed from Ground | Other | 3000 | Bare Steel | 1978-05-09 | 1995-07-27 | Galvanized Steel
ATKINSON OIL CO | 428 INDUSTRIAL DR | SANDERSVILLE | Washington | 1500034 | 10 |  |  | FALSE |  | FALSE | Removed from Ground |  | 4000 | Bare Steel | 1982-04-30 | 1899-12-31 | Galvanized Steel | Safe Suction (Euro)
KY TN CLAY CO | POOLE RD/KAOLIN RD | SANDERSVILLE | Washington | 1500033 | 3 | [5 empty] | Removed from Ground | Gas (Historical Use) | 1000 | Bare Steel | 1982-04-03 | 1997-10-23 | Galvanized Steel | Suction (American)
SMITH-SHEPPARD SUPPLY INC | 1130 S HARRIS STREET | SANDERSVILLE | Washington | 10001405 | 3 | Flapper Valve | 2014-05-31 | FALSE | 2014-05-29 | FALSE | Currently in Use | Gas (Historical Use) | 8000 | Composite Double Walled | 2014-08-29 |  | Double-Walled Fiberglass | Safe Suction (Euro)
FORMER TOWN SHOP | 207 N HARRIS ST | SANDERSVILLE | Washington | 1500077 | 6 | [5 empty] | Closed in Ground | Empty | 560 | Bare Steel | 1961-05-13 | 1998-03-05 | Galvanized Steel
JET FOOD STORE #58 | 540 E MCCARTY ST | SANDERSVILLE | Washington | 1500041 | 4 |  | 1998-05-20 | FALSE | 1998-05-20 | FALSE | Currently in Use | Diesel | 3000 | Steel-Impressed Current | 1983-04-30 |  | Cathodically Protected | Safe Suction (Euro)
JET FOOD STORE #58 | 540 E MCCARTY ST | SANDERSVILLE | Washington | 1500041 | 5 |  | 1998-05-20 | FALSE | 1998-05-20 | FALSE | Currently in Use | Kerosene | 2000 | Steel-Impressed Current | 1985-04-29 |  | Cathodically Protected | Safe Suction (Euro)
SANDERS FOODS | 705 E MCCARTY ST | SANDERSVILLE | Washington | 1500031 | 1 | Flapper Valve | 1998-07-14 | FALSE | 1998-07-14 | FALSE | Currently in Use | Regular | 8000 | Steel-Impressed Current | 1981-01-01 |  | Fiberglass Reinforced Plastic | Pressurized
SMITH-SHEPPARD SUPPLY INC | 1130 S HARRIS STREET | SANDERSVILLE | Washington | 10001405 | 2 | Flapper Valve | 1998-09-04 | FALSE | 1998-09-04 | FALSE | Currently in Use | Diesel | 3000 | Fiberglass | 1998-09-04 |  | Fiberglass Reinforced Plastic | Safe Suction (Euro)
206 SOUTH HARRIS STREET SITE | 206 SOUTH HARRIS STREET | SANDERSVILLE | Washington | 10001118 | 2 |  |  | FALSE |  | FALSE | Removed from Ground | Gas (Historical Use) | 3000 | Bare Steel | 1960-01-01 | 2006-03-21 | Bare Steel
C T HARRIS INC | RFD 24 WEST | SANDERSVILLE | Washington | 1500037 | 1 | [5 empty] | Removed from Ground | Diesel | 1500 | Bare Steel | 1976-05-01 | 1899-12-31 | Galvanized Steel
MURPHY USA #7120 | 224 WALMART CIR | SANDERSVILLE | Washington | 10000694 | 1 |  | 2004-06-10 | FALSE | 2004-06-10 | FALSE | Currently in Use | Gas (Historical Use) | 20000 | Fiberglass Double Walled | 2004-06-10 |  | Double Walled | Pressurized
MCCOY AMOCO | 903 SOUTH HARRIS ST | SANDERSVILLE | Washington | 1500072 | 1 | Flapper Valve | 1993-05-01 |  | 1993-05-01 |  | Removed from Ground | Gas (Historical Use) | 8000 | Lined Interior | 1972-05-10 | 2008-10-26 | Galvanized Steel | Pressurized
VEDIKA LLC | 635 E MCCARTY ST | SANDERSVILLE | Washington | 1500075 | 2 |  | 1998-02-02 |  | 1998-02-02 |  | Temporarily out of use | Gas (Historical Use) | 3000 | Steel-Impressed Current | 1984-05-07 |  | Cathodically Protected | Pressurized
SCHOOL TRANSPORTATION DIV BUS | 510 HINES ST | SANDERSVILLE | Washington | 1500023 | 2 | [5 empty] | Permanently Out of Use - historical purposes | Gas (Historical Use) | 7000 | Bare Steel | 1960-04-13 | 1899-12-31 | Galvanized Steel
PORTER STATION | 1305 SOUTH HARRIS STREET | SANDERSVILLE | Washington | 10000769 | 4 |  |  | FALSE |  | FALSE | Removed from Ground | Gas (Historical Use) | 1000 | Unknown |  | 1899-12-31
SEGARS SPORTS II | 2956 GA HWY 68 N | SANDERSVILLE | Washington | 9150020 | 2 | Ball Float | 1994-05-12 | FALSE | 1994-05-12 | FALSE | Currently in Use | Diesel | 5000 | Fiberglass Double Walled | 1994-05-12 |  | Double-Walled Fiberglass | Pressurized
SMITH SHEPPARD CONCRETE CO INC | 1126 S HARRIS ST | SANDERSVILLE | Washington | 1500010 | 2 | [5 empty] | Removed from Ground | Diesel | 10000 | Cathodically Protected Steel | 1977-03-26 | 1997-09-01 | Galvanized Steel
SANDERSVILLE WOODYARD | OLD TENNILE RD HWY 242 EAST | SANDERSVILLE | Washington | 1500002 | 1 | [5 empty] | Removed from Ground | Diesel | 1000 | Bare Steel | 1972-04-24 | 1988-06-21 | Galvanized Steel
C C WRIGHTS GROCERY | 6987 HWY 88 | SANDERSVILLE | Washington | 9150039 | 2 | [5 empty] | Removed from Ground | Gas (Historical Use) | 4000 | Not Marked/Unknown | 1995-04-01 | 1995-04-01 | Not Marked
TAYLOR & SONS INC | 387 WACO DRIVE | SANDERSVILLE | Washington | 1500016 | 2 | [5 empty] | Permanently Out of Use - historical purposes | Empty | 300 | Marked Unknown | 1983-03-15 | 1899-12-31 | Unknown | Suction (American)
WASHINGTON COUNTY FORESTRY UNIT | 1941 HWY 68 NORTH | SANDERSVILLE | Washington | 1500019 | 6 |  | 1990-02-10 |  | 1990-02-10 |  | Removed from Ground | Diesel | 2000 | Galvanic (STIP-3) | 1990-02-01 | 2008-05-16 | Cathodically Protected | Safe Suction (Euro)
BUSY FOOD MART | 635 E MCCARTY ST | SANDERSVILLE | Washington | 9150023 | 2 |  | 1998-02-02 |  | 1998-02-02 |  | Currently in Use | Gas (Historical Use) | 3000 | Steel-Impressed Current | 1998-02-02 |  | Cathodically Protected | Pressurized
WASHINGTON COUNTY | 1862 KAOLIN ROAD | SANDERSVILLE | Washington | 9150033 | 4 |  |  | FALSE |  | FALSE | Removed from Ground | Used Oil | 500 | Unknown | 2004-05-28 | 2004-05-28 | Unknown
BARKSDALE STORE | 13166 SR 24 W | SANDERSVILLE | Washington | 9150028 | 1 | Flapper Valve | 2018-01-29 | FALSE | 1992-07-01 | FALSE | Currently in Use | Gas (Historical Use) | 10000 | Epoxy | 1992-07-01 |  | Fiberglass Reinforced Plastic | Pressurized
TAYLOR & SONS INC | 387 WACO DRIVE | SANDERSVILLE | Washington | 1500016 | 1 | [5 empty] | Removed from Ground | Gas (Historical Use) | 500 | Marked Unknown | 1981-03-15 | 1998-07-29 | Cathodically Protected | Suction (American)
SCARBORO PAVING CO INC | NORTH MAYVIEW RD | SANDERSVILLE | Washington | 1500008 | 1 | [5 empty] | Removed from Ground | Diesel | 6000 | Bare Steel | 1977-02-28 | 1899-12-31 | Galvanized Steel
WASHINGTON COUNTY FORESTRY UNIT | 1941 HWY 68 NORTH | SANDERSVILLE | Washington | 1500019 | 3 | [5 empty] | Removed from Ground | Gas (Historical Use) | 2000 | Bare Steel | 1974-04-25 | 1990-01-01 | Galvanized Steel | Safe Suction (Euro)
BUSY FOOD MART | 635 E MCCARTY ST | SANDERSVILLE | Washington | 9150023 | 3 |  | 1998-02-02 |  | 1998-02-02 |  | Currently in Use | Diesel | 12000 | Steel-Impressed Current | 1998-02-02 |  | Cathodically Protected | Pressurized
MEMORIAL HOSPITAL OF WASHINGTON | 610 SPARTA HWY | SANDERSVILLE | Washington | 9150038 | GOIL | [5 empty] | Removed from Ground | Diesel | 3000 | Bare Steel | 1969-01-27 | 1999-02-01 | Copper | Safe Suction (Euro)
BARKSDALE STORE | 13166 SR 24 W | SANDERSVILLE | Washington | 9150028 | 2A | Flapper Valve | 2018-01-29 | FALSE | 2018-01-29 | FALSE | Currently in Use | Gas (Historical Use) | 3000 | Composite Double Walled | 2018-01-29 |  | Double-Walled Fiberglass | Pressurized
WASHINGTON COUNTY | 1862 KAOLIN ROAD | SANDERSVILLE | Washington | 9150033 | 2 |  | 1994-08-01 | FALSE | 1994-08-01 | FALSE | Removed from Ground | Diesel | 12000 | Composite | 1998-12-01 |  | Fiberglass Reinforced Plastic | Safe Suction (Euro)
B-H TRANSFER CO | 750 SPARTA ROAD PO BOX 151 | SANDERSVILLE | Washington | 9150044 | 1 |  | 1999-07-15 | FALSE | 1999-07-15 | FALSE | Currently in Use | Diesel | 20000 | Composite | 1999-07-15 |  | Double-Walled Fiberglass | Pressurized
WASHINGTON COUNTY | 1862 KAOLIN ROAD | SANDERSVILLE | Washington | 9150033 | 1 |  | 1994-08-01 | FALSE | 1994-08-01 | FALSE | Removed from Ground | Gas (Historical Use) | 12000 | Composite | 1998-12-01 |  | Fiberglass Reinforced Plastic | Safe Suction (Euro)
BUSY FOOD MART | 635 E MCCARTY ST | SANDERSVILLE | Washington | 9150023 | 1 |  | 1998-02-02 |  | 1998-02-02 |  | Currently in Use | Gas (Historical Use) | 10000 | Steel-Impressed Current | 1998-02-02 |  | Cathodically Protected | Pressurized
GA DOT #10237 WASHINGTON CO MAIN | 705 KAOLIN RD | SANDERSVILLE | Washington | 1500085 | 237G1 | [5 empty] | Removed from Ground | Gas (Historical Use) | 2000 | Cathodically Protected Steel | 1986-06-13 | 1999-10-07 | Galvanized Steel | Suction (American)
C T HARRIS INC | 9413 DEEPSTEP RD | SANDERSVILLE | Washington | 1500080 | 11 |  | 1995-04-01 |  | 1995-04-01 |  | Temporarily out of use | Other | 1000 | Epoxy | 1985-05-01 |  | Fiberglass Reinforced Plastic | Safe Suction (Euro)
CITY OF SANDERSVILLE | 130 HOSPITAL RD | SANDERSVILLE | Washington | 9150032 | 3 | Flapper Valve | 1997-11-01 | FALSE | 1997-11-01 | FALSE | Currently in Use | Diesel | 12000 | Composite | 1997-11-01 |  | Fiberglass Reinforced Plastic | Safe Suction (Euro)
SANDERSVILLE 66 SVC STATION | 322 EAST MCCARTY ST | SANDERSVILLE | Washington | 1500079 | 1 | [5 empty] | Removed from Ground | Gas (Historical Use) | 6000 | Bare Steel | 1965-05-12 | 1987-08-01 | Galvanized Steel
SANDERSVILLE 66 SVC STATION | 322 EAST MCCARTY ST | SANDERSVILLE | Washington | 1500079 | 7 | [5 empty] | Removed from Ground | Gas (Historical Use) | 6000 | Not Marked/Unknown | 1998-07-01 | 1998-07-01 | Not Marked
C T HARRIS INC | 9413 DEEPSTEP RD | SANDERSVILLE | Washington | 1500080 | 12 |  | 1995-04-01 |  | 1995-04-01 |  | Temporarily out of use | Other | 600 | Fiberglass | 1995-04-01 |  | Fiberglass Reinforced Plastic | Gravity Fed
V&B FoodMart | 9731 HWY 242 | HARRISON | Washington | 9150035 | 2 | Flapper Valve | 1999-01-15 | FALSE | 1999-01-11 | FALSE | Currently in Use | Diesel | 8000 | Steel-Impressed Current | 1980-01-01 |  | Steel (Impressed Current) | Safe Suction (Euro)
HOWARD SHEPPARD INC | 755 WACO DR | SANDERSVILLE | Washington | 9150029 | 6 | Flapper Valve | 1992-01-01 | FALSE | 1992-01-01 | FALSE | Currently in Use | Diesel | 10000 | Fiberglass | 1992-11-01 |  | Fiberglass Reinforced Plastic | Pressurized
SANDERSVILLE 66 SVC STATION | 322 EAST MCCARTY ST | SANDERSVILLE | Washington | 1500079 | 8 | [5 empty] | Removed from Ground | Gas (Historical Use) | 4000 | Not Marked/Unknown | 1998-07-01 | 1998-07-01 | Not Marked
SANDERSVILLE 66 SVC STATION | 322 EAST MCCARTY ST | SANDERSVILLE | Washington | 1500079 | 6 | [5 empty] | Removed from Ground | Gas (Historical Use) | 6000 | Not Marked/Unknown | 1998-07-01 | 1998-07-01 | Not Marked
FORMER TOWN SHOP | 207 N HARRIS ST | SANDERSVILLE | Washington | 1500077 | 3 |  | 1998-01-22 |  | 1998-01-22 |  | Removed from Ground | Gas (Historical Use) | 1000 | Steel-Impressed Current | 1976-05-09 | 2009-11-23 | Cathodically Protected | Suction (American)
C T HARRIS INC | 9413 DEEPSTEP RD | SANDERSVILLE | Washington | 1500080 | 13 |  | 2005-11-15 | TRUE | 1995-04-01 | TRUE | Temporarily out of use | Used Oil | 4000 | Fiberglass | 1995-04-01 |  | Fiberglass Reinforced Plastic | Gravity Fed
ENGLISH CHINA CLAY PLT #2 | 4062 DEEPSTEP RD | SANDERSVILLE | Washington | 1500043 | 3 |  | 1998-06-01 |  | 1998-06-01 |  | Closed in Ground | Gas (Historical Use) | 3000 | Epoxy | 1988-07-07 | 2008-12-01 | Fiberglass Reinforced Plastic | Safe Suction (Euro)
JET FOOD STORE #58 | 540 E MCCARTY ST | SANDERSVILLE | Washington | 1500041 | 2 |  | 1998-05-20 |  | 1998-05-20 |  | Currently in Use | Gas (Historical Use) | 10000 | Steel-Impressed Current | 1983-04-30 |  | Cathodically Protected | Pressurized
SANDERS FOODS | 705 E MCCARTY ST | SANDERSVILLE | Washington | 1500031 | 3 | Flapper Valve | 1998-07-14 | FALSE | 1998-07-14 | FALSE | Temporarily out of use | Regular | 2000 | Steel-Impressed Current | 1981-01-01 |  | Fiberglass Reinforced Plastic | Safe Suction (Euro)
206 SOUTH HARRIS STREET SITE | 206 SOUTH HARRIS STREET | SANDERSVILLE | Washington | 10001118 | 3 |  |  | FALSE |  | FALSE | Removed from Ground | Gas (Historical Use) | 3000 | Bare Steel | 1960-01-01 | 2006-03-21 | Bare Steel
214 SOUTH HARRIS STREET SITE | 214 SOUTH HARRIS STRET | SANDERSVILLE | Washington | 10001119 | 6 |  |  | FALSE |  | FALSE | Removed from Ground | Gas (Historical Use) | 2000 | Bare Steel | 1960-01-01 | 2006-03-02 | Bare Steel
214 SOUTH HARRIS STREET SITE | 214 SOUTH HARRIS STRET | SANDERSVILLE | Washington | 10001119 | 9 |  |  | FALSE |  | FALSE | Removed from Ground | Gas (Historical Use) | 10000 | Bare Steel | 1960-01-01 | 2006-03-09 | Bare Steel
214 SOUTH HARRIS STREET SITE | 214 SOUTH HARRIS STRET | SANDERSVILLE | Washington | 10001119 | 8 |  |  | FALSE |  | FALSE | Removed from Ground | Gas (Historical Use) | 10000 | Bare Steel | 1960-01-01 | 2006-03-09 | Bare Steel
JET FOOD STORE #58 | 540 E MCCARTY ST | SANDERSVILLE | Washington | 1500041 | 1 |  | 1998-05-20 |  | 1998-05-20 |  | Currently in Use | Gas (Historical Use) | 10000 | Steel-Impressed Current | 1983-04-30 |  | Cathodically Protected | Pressurized
HARRIS CONCRETE CO | WACO DR | SANDERSVILLE | Washington | 1500038 | 2 | [5 empty] | Removed from Ground | Gas (Historical Use) | 1050 | Bare Steel | 1981-04-30 | 1990-01-01 | Galvanized Steel
ATKINSON OIL CO | 428 INDUSTRIAL DR | SANDERSVILLE | Washington | 1500034 | 3 |  |  | FALSE |  | FALSE | Removed from Ground |  | 4000 | Bare Steel | 1982-04-30 | 1899-12-31 | Galvanized Steel | Safe Suction (Euro)
206 SOUTH HARRIS STREET SITE | 206 SOUTH HARRIS STREET | SANDERSVILLE | Washington | 10001118 | 4 |  |  | FALSE |  | FALSE | Removed from Ground | Gas (Historical Use) | 3000 | Bare Steel | 1960-01-01 | 2006-03-21 | Bare Steel
206 SOUTH HARRIS STREET SITE | 206 SOUTH HARRIS STREET | SANDERSVILLE | Washington | 10001118 | 7 |  |  | FALSE |  | FALSE | Removed from Ground | Gas (Historical Use) | 3000 | Bare Steel | 1960-01-01 | 2006-03-21 | Bare Steel
206 SOUTH HARRIS STREET SITE | 206 SOUTH HARRIS STREET | SANDERSVILLE | Washington | 10001118 | 5 |  |  | FALSE |  | FALSE | Removed from Ground | Used Oil | 500 | Bare Steel | 1960-01-01 | 2006-03-21 | Bare Steel
PORTER STATION | 1305 SOUTH HARRIS STREET | SANDERSVILLE | Washington | 10000769 | 1 |  |  | FALSE |  | FALSE | Removed from Ground | Gas (Historical Use) | 500 | Unknown |  | 1899-12-31
214 SOUTH HARRIS STREET SITE | 214 SOUTH HARRIS STRET | SANDERSVILLE | Washington | 10001119 | 10 |  |  | FALSE |  | FALSE | Removed from Ground | Gas (Historical Use) | 10000 | Bare Steel | 1960-01-01 | 2006-03-09 | Bare Steel
214 SOUTH HARRIS STREET SITE | 214 SOUTH HARRIS STRET | SANDERSVILLE | Washington | 10001119 | 4 |  |  | FALSE |  | FALSE | Removed from Ground | Gas (Historical Use) | 2000 | Bare Steel | 1960-01-01 | 2006-03-02 | Bare Steel
PORTER STATION | 1305 SOUTH HARRIS STREET | SANDERSVILLE | Washington | 10000769 | 3 |  |  | FALSE |  | FALSE | Removed from Ground | Gas (Historical Use) | 1000 | Unknown |  | 1899-12-31
SEGARS SPORTS II | 2956 GA HWY 68 N | SANDERSVILLE | Washington | 9150020 | 1 | Ball Float | 1994-05-12 | FALSE | 1994-05-12 | FALSE | Currently in Use | Gas (Historical Use) | 10000 | Fiberglass Double Walled | 1994-05-12 |  | Double-Walled Fiberglass | Pressurized
Deepstep Mercantile, LLC | 9654 DEEPSTEP RD | SANDERSVILLE | Washington | 1500035 | 1 | [5 empty] | Removed from Ground | Gas (Historical Use) | 1000 | Bare Steel | 1978-05-01 | 1999-04-13 | Galvanized Steel
214 SOUTH HARRIS STREET SITE | 214 SOUTH HARRIS STRET | SANDERSVILLE | Washington | 10001119 | 2 |  |  | FALSE |  | FALSE | Removed from Ground | Gas (Historical Use) | 2000 | Bare Steel | 1960-01-01 | 2006-03-02 | Bare Steel
MURPHY USA #7120 | 224 WALMART CIR | SANDERSVILLE | Washington | 10000694 | 2A |  | 2004-06-10 | FALSE | 2004-06-10 | FALSE | Currently in Use | Diesel | 12000 | Fiberglass Double Walled | 2004-06-10 |  | Double Walled | Pressurized
THIELE DAOLIN CO | RTE 272/AVANT MINE 1056 | SANDERSVILLE | Washington | 1500020 | 2 |  |  | FALSE |  | FALSE | Permanently Out of Use - historical purposes | Gas (Historical Use) | 550 | Bare Steel | 1966-04-14 |  | Galvanized Steel
ATKINSON OIL CO | 428 INDUSTRIAL DR | SANDERSVILLE | Washington | 1500034 | 6 | Flapper Valve | 1998-06-01 | FALSE | 1998-06-01 | FALSE | Currently in Use | Diesel | 20000 | Steel-Impressed Current | 2000-09-26 |  | Fiberglass Reinforced Plastic | Pressurized
ATKINSON OIL CO | 428 INDUSTRIAL DR | SANDERSVILLE | Washington | 1500034 | 9 | Flapper Valve | 1998-06-01 | FALSE | 1998-06-01 | FALSE | Currently in Use | Regular | 12500 | Steel-Impressed Current | 2000-09-26 |  | Fiberglass Reinforced Plastic | Pressurized
SMITH-SHEPPARD SUPPLY INC | 1130 S HARRIS STREET | SANDERSVILLE | Washington | 10001405 | 1 | Flapper Valve | 1998-09-04 | FALSE | 1998-09-04 | FALSE | Currently in Use | Diesel | 8000 | Fiberglass | 1998-09-04 |  | Fiberglass Reinforced Plastic | Safe Suction (Euro)
206 SOUTH HARRIS STREET SITE | 206 SOUTH HARRIS STREET | SANDERSVILLE | Washington | 10001118 | 1 |  |  | FALSE |  | FALSE | Removed from Ground | Gas (Historical Use) | 2000 | Bare Steel | 1960-01-01 | 2006-03-02 | Bare Steel
W F JACKSON CONSTRUCTION CO INC | HWY 24 WEST | SANDERSVILLE | Washington | 1500078 | 8 |  |  | TRUE |  | TRUE | Removed from Ground | Used Oil | 3000 | Bare Steel | 1978-05-09 | 1995-07-27 | Galvanized Steel
ENGLISH CHINA CLAY PLT #2 | 4062 DEEPSTEP RD | SANDERSVILLE | Washington | 1500043 | 2 | [5 empty] | Removed from Ground | Diesel | 550 | Bare Steel | 1982-04-30 | 1988-07-01 | Galvanized Steel
Deepstep Mercantile, LLC | 9654 DEEPSTEP RD | SANDERSVILLE | Washington | 1500035 | 2 | [5 empty] | Removed from Ground | Gas (Historical Use) | 1000 | Bare Steel | 1978-05-01 | 1999-04-13 | Galvanized Steel
SANDERS FOODS | 705 E MCCARTY ST | SANDERSVILLE | Washington | 1500031 | 2 |  | 1998-07-14 | FALSE | 1998-07-14 | FALSE | Temporarily out of use | Gas (Historical Use) | 8000 | Steel-Impressed Current | 1981-01-01 |  | Fiberglass Reinforced Plastic | Pressurized
B-H TRANSFER CO | 142 EAST HAYNES ST 151 | SANDERSVILLE | Washington | 1500030 | 1 |  |  | TRUE |  | TRUE | Removed from Ground | Used Oil | 1000 | Bare Steel | 1961-04-28 | 1993-01-01 | Unknown
214 SOUTH HARRIS STREET SITE | 214 SOUTH HARRIS STRET | SANDERSVILLE | Washington | 10001119 | 1 |  |  | FALSE |  | FALSE | Removed from Ground | Gas (Historical Use) | 2000 | Bare Steel | 1960-01-01 | 2006-03-02 | Bare Steel
214 SOUTH HARRIS STREET SITE | 214 SOUTH HARRIS STRET | SANDERSVILLE | Washington | 10001119 | 7 |  |  | FALSE |  | FALSE | Removed from Ground | Used Oil | 500 | Bare Steel | 1960-01-01 | 2006-03-02 | Bare Steel
WARTHEN COMMUNITY STORE INC | 7744 GA HWY 15 NORTH | WARTHEN | Washington | 9150014 | 5 | [5 empty] | Removed from Ground | Gas (Historical Use) | 500 | Not Marked/Unknown | 1981-01-01 | 1994-07-05 | Not Marked
TURNER MDSCI CO | HWY 15 | WARTHEN | Washington | 1500011 | 2 | [5 empty] | Removed from Ground | Gas (Historical Use) | 1000 | Bare Steel | 1981-01-01 | 2001-10-01 | Galvanized Steel
WASHINGTON STATE PRISON | 13263 HWY 24 EAST | DAVISBORO | Washington | 9150021 | 7 | Flapper Valve | 1998-11-05 | FALSE | 1998-11-05 | FALSE | Currently in Use | Diesel | 10000 | Fiberglass | 1998-11-10 |  | Copper | Safe Suction (Euro)
WASHINGTON STATE PRISON | 13263 HWY 24 EAST | DAVISBORO | Washington | 9150021 | 4 |  |  | FALSE |  | FALSE | Removed from Ground | Diesel | 6000 | Fiberglass | 1992-12-01 | 1998-10-21
JET FOOD STORE 1 | 1128 SOUTH HARRIS ST | SANDERSVILLE | Washington | 1500048 | 1 | [5 empty] | Removed from Ground | Gas (Historical Use) | 6000 | Bare Steel | 1974-05-04 | 1996-08-01 | Galvanized Steel
SANDERSVILLE CLAY/CHAMPION INT'L | 402 KAOLIN RD | SANDERSVILLE | Washington | 1500044 | PLANT-1 | [5 empty] | Removed from Ground | Gas (Historical Use) | 500 | Bare Steel | 1982-05-01 | 1987-12-01 | Bare Steel
JET FOOD STORE #70 | 629 W CHURCH | SANDERSVILLE | Washington | 1500040 | 2 |  |  | FALSE |  | FALSE | Removed from Ground | Gas (Historical Use) | 6000 | Bare Steel | 1977-05-01 | 1996-04-30 | Galvanized Steel | Safe Suction (Euro)
214 SOUTH HARRIS STREET SITE | 214 SOUTH HARRIS STRET | SANDERSVILLE | Washington | 10001119 | 3 |  |  | FALSE |  | FALSE | Removed from Ground | Gas (Historical Use) | 2000 | Bare Steel | 1960-01-01 | 2006-03-02 | Bare Steel
MAA KRUPA LLC | 12435 HWY 24 W | DAVISBORO | Washington | 9150036 | 1 | Ball Float | 1995-08-28 | FALSE | 1995-08-28 | FALSE | Currently in Use | Regular | 6000 | Galvanic (STIP-3) | 1995-08-28 |  | Fiberglass Reinforced Plastic | Pressurized
TENNILLE | PO BOX 429 | LOUISVILLE | Washington | 1500029 | 1 | [5 empty] | Removed from Ground | Gas (Historical Use) | 550 | Bare Steel | 1960-04-16 | 1987-05-01 | Unknown
WARTHEN COMMUNITY STORE INC | 7744 GA HWY 15 NORTH | WARTHEN | Washington | 9150014 | 6 | [5 empty] | Removed from Ground | Gas (Historical Use) | 250 | Not Marked/Unknown | 1981-01-01 | 1994-07-05 | Not Marked
GA FC | RTE 1 BOX 353A | DAVISBORO | Washington | 1500018 | 2 | [5 empty] | Removed from Ground | Other | 6000 | Bare Steel | 1956-04-29 | 1990-05-07 | Galvanized Steel
TAPLEYS LAUNDROMAT (FORMER SERVICE STATION) | 102 NORTH MAIN STREET | DAVISBORO | Washington | 10001741 | 1 |  |  | FALSE |  | FALSE | Removed from Ground |  | 0 | Unknown |  | 1899-12-31
WARTHEN COMMUNITY STORE INC | 7744 GA HWY 15 NORTH | WARTHEN | Washington | 9150014 | 3 | [5 empty] | Removed from Ground | Gas (Historical Use) | 1000 | Bare Steel | 1980-01-01 | 1994-07-06 | Galvanized Steel | Safe Suction (Euro)
WASHINGTON STATE PRISON | 13263 HWY 24 EAST | DAVISBORO | Washington | 9150021 | 5 | Flapper Valve | 1998-10-10 | FALSE | 1998-10-10 | FALSE | Currently in Use | Gas (Historical Use) | 4000 | Tank Jacket | 1998-10-10 |  | Fiberglass Reinforced Plastic | Safe Suction (Euro)
WASHINGTON STATE PRISON | 13263 HWY 24 EAST | DAVISBORO | Washington | 9150021 | 1 |  |  | FALSE |  | FALSE | Removed from Ground | Diesel | 2500 | Fiberglass | 1992-12-01 | 1998-09-15
OLD SAHARA CORPORATION | HWY 231 N & HWY 24 E | DAVISBORO | Washington | 9150012 | 5364 | [5 empty] | Removed from Ground | Other | 5000 | Not Marked/Unknown | 1992-06-01 | 1992-06-01 | Not Marked
HANCOCK FARMS | 110 CHICKASAW RD | DAVISBORO | Washington | 9150041 | 1 |  | 1996-09-01 | FALSE | 1996-09-01 | FALSE | Removed from Ground | Diesel | 6000 | Composite | 1996-09-09 | 2018-08-21 | Fiberglass Reinforced Plastic | Pressurized
GA DOT #10286/RIDDLEVILLE MAINT | 10887 GA HWY 231 | RIDDLEVILLE | Washington | 1500027 | 1 | [5 empty] | Removed from Ground | Gas (Historical Use) | 500 | Bare Steel | 1961-05-05 | 1899-12-31 | Galvanized Steel
JET FOOD STORE #20 | HWY 231 MAIN ST | HARRISON | Washington | 1500052 | 1 | Ball Float | 1998-02-20 | FALSE | 1998-02-20 | FALSE | Currently in Use | Regular | 5000 | Steel-Impressed Current | 1966-05-10 |  | Fiberglass Reinforced Plastic | Pressurized
WASHINGTON STATE PRISON | 13263 HWY 24 EAST | DAVISBORO | Washington | 9150021 | 6 | Flapper Valve | 1998-10-10 | FALSE | 1998-10-10 | FALSE | Currently in Use | Diesel | 1000 | Tank Jacket | 1998-10-10 |  | Fiberglass Reinforced Plastic | Safe Suction (Euro)
TURNER MDSCI CO | HWY 15 | WARTHEN | Washington | 1500011 | 1 | [5 empty] | Removed from Ground | Diesel | 1000 | Bare Steel | 1976-03-12 | 2001-10-01 | Galvanized Steel
WASHINGTON STATE PRISON | 13263 HWY 24 EAST | DAVISBORO | Washington | 9150021 | 2 |  |  | FALSE |  | FALSE | Removed from Ground | Gas (Historical Use) | 10000 | Fiberglass | 1992-12-01 | 1998-09-15
TENNILLE | PO BOX 429 | LOUISVILLE | Washington | 1500029 | 2 | [5 empty] | Removed from Ground | Diesel | 1050 | Bare Steel | 1960-04-16 | 1987-05-01 | Unknown
JET FOOD STORE #20 | HWY 231 MAIN ST | HARRISON | Washington | 1500052 | 2 | Flapper Valve | 1998-02-20 | FALSE | 1998-02-20 | FALSE | Currently in Use | E-0 | 5000 | Steel-Impressed Current | 1966-05-10 |  | Fiberglass Reinforced Plastic | Pressurized
WARTHEN COMMUNITY STORE INC | 7744 GA HWY 15 NORTH | WARTHEN | Washington | 9150014 | 1 | [5 empty] | Removed from Ground | Gas (Historical Use) | 2000 | Cathodically Protected Steel | 1988-01-01 | 1994-07-06 | Galvanized Steel | Safe Suction (Euro)
OLD SAHARA CORPORATION | HWY 231 N & HWY 24 E | DAVISBORO | Washington | 9150012 | 5362 | [5 empty] | Removed from Ground | Gas (Historical Use) | 5000 | Not Marked/Unknown | 1992-06-01 | 1992-06-01 | Not Marked
HANCOCK FARMS | 110 CHICKASAW RD | DAVISBORO | Washington | 9150041 | 2 |  | 1996-09-01 | FALSE | 1996-09-01 | FALSE | Removed from Ground | Gas (Historical Use) | 6000 | Composite | 1996-09-09 | 2018-08-21 | Fiberglass Reinforced Plastic | Pressurized
ECCI DEEPSTEP OPERATIONS | 380 SMYRNA CHURCH RD | DEEPSTEP | Washington | 1500042 | 2 | [5 empty] | Removed from Ground | Gas (Historical Use) | 500 | Bare Steel | 1971-05-03 | 1997-06-27 | Galvanized Steel
WARTHEN COMMUNITY STORE INC | 7744 GA HWY 15 NORTH | WARTHEN | Washington | 9150014 | 4 | [5 empty] | Removed from Ground | Diesel | 1000 | Bare Steel | 1980-01-01 | 1994-07-06 | Galvanized Steel | Safe Suction (Euro)
WARTHEN COMMUNITY STORE INC | 7744 GA HWY 15 NORTH | WARTHEN | Washington | 9150014 | 2 | [5 empty] | Removed from Ground | Gas (Historical Use) | 1000 | Bare Steel | 1980-01-01 | 1994-07-06 | Galvanized Steel | Safe Suction (Euro)
GA DOT #10286/RIDDLEVILLE MAINT | 10887 GA HWY 231 | RIDDLEVILLE | Washington | 1500027 | 10286-1 | [5 empty] | Removed from Ground | Gas (Historical Use) | 500 | Bare Steel | 1961-05-05 | 1899-12-31 | Galvanized Steel
WASHINGTON STATE PRISON | 13263 HWY 24 EAST | DAVISBORO | Washington | 9150021 | 3 |  |  | FALSE |  | FALSE | Removed from Ground | Diesel | 6000 | Fiberglass | 1992-12-01 | 1998-10-21
MAA KRUPA LLC | 12435 HWY 24 W | DAVISBORO | Washington | 9150036 | 2 | Flapper Valve | 1995-08-28 | FALSE | 1995-08-28 | FALSE | Currently in Use | Diesel | 8000 | Galvanic (STIP-3) | 1995-01-01 |  | Fiberglass Reinforced Plastic | Pressurized
SCOTT MINE |  | DEEPSTEP | Washington | 1500047 | 1 | [5 empty] | Closed in Ground | Gas (Historical Use) | 10000 | Bare Steel | 1976-05-02 | 1991-08-01 | Bare Steel
CJ'S MINI MART | 108 HWY 24 WEST | DAVISBORO | Washington | 9150026 | 1 | [5 empty] | Removed from Ground | Gas (Historical Use) | 3000 | Not Marked/Unknown | 1995-06-20 | 1995-06-20 | Unknown
TURNER MDSCI CO | HWY 15 | WARTHEN | Washington | 1500011 | 3 | [5 empty] | Removed from Ground | Gas (Historical Use) | 560 | Bare Steel | 1976-03-12 | 2001-10-01 | Galvanized Steel
OLD SAHARA CORPORATION | HWY 231 N & HWY 24 E | DAVISBORO | Washington | 9150012 | 5361 | [5 empty] | Removed from Ground | Diesel | 10000 | Not Marked/Unknown | 1992-06-01 | 1992-06-01 | Not Marked
CJ'S MINI MART | 108 HWY 24 WEST | DAVISBORO | Washington | 9150026 | 2 | [5 empty] | Removed from Ground | Gas (Historical Use) | 3000 | Not Marked/Unknown | 1995-06-20 | 1995-06-20 | Unknown
ECCI DEEPSTEP OPERATIONS | 380 SMYRNA CHURCH RD | DEEPSTEP | Washington | 1500042 | 1 | [5 empty] | Removed from Ground | Gas (Historical Use) | 500 | Bare Steel | 1971-05-03 | 1997-06-27 | Galvanized Steel
15 SPEEDWAY | GA HWY 15 S RTE 4 BOX 1040 | SANDERSVILLE | Washington | 1500017 | 3 |  | 1998-06-01 |  | 1998-06-01 |  | Removed from Ground | Gas (Historical Use) | 5000 | Steel-Impressed Current | 1978-04-23 | 2010-02-23 | Fiberglass Reinforced Plastic | Pressurized
BURGESS PIGMENT CO./THIELE KAOLIN CO. | 525 BECK BLVD / PO BOX 349 | SANDERSVILLE | Washington | 9000634 | 3 | [5 empty] | Removed from Ground | Gas (Historical Use) | 500 | Bare Steel | 1970-08-07 | 1990-07-01 | Bare Steel
CROSBYS MACHINE SHOP | 14648 WEST HWY 24 | SANDERSVILLE | Washington | 9150016 | 4 | [5 empty] | Removed from Ground | Gas (Historical Use) | 1000 | Bare Steel | 1993-10-19 | 1993-10-19 | Bare Steel | Safe Suction (Euro)
JET FOODS #22 | 816 SOUTH HARRIS ST | SANDERSVILLE | Washington | 9150018 | 4B | Flapper Valve | 2021-07-30 | FALSE | 2021-07-15 | FALSE | Currently in Use | Diesel | 8000 | Composite Double Walled | 2021-04-27 |  | Double-Walled Flex | Pressurized
GA DOT #10237 WASHINGTON CO MAIN | 705 KAOLIN RD | SANDERSVILLE | Washington | 1500085 | 10237-1 | [5 empty] | Removed from Ground | Gas (Historical Use) | 500 | Bare Steel |  | 1899-12-31 | Unknown
JET FOOD STORE #70 | 629 W CHURCH | SANDERSVILLE | Washington | 1500040 | 5 | Flapper Valve | 1995-08-31 | FALSE | 1995-08-31 | FALSE | Currently in Use | Gas (Historical Use) | 10000 | Composite | 1995-08-31 |  |  | Pressurized
C T HARRIS INC | RFD 24 WEST | SANDERSVILLE | Washington | 1500037 | 2 | [5 empty] | Removed from Ground | Gas (Historical Use) | 500 | Bare Steel | 1976-05-01 | 1899-12-31 | Galvanized Steel
ATKINSON OIL CO | 428 INDUSTRIAL DR | SANDERSVILLE | Washington | 1500034 | 5 |  |  | FALSE |  | FALSE | Removed from Ground |  | 2000 | Bare Steel | 1982-04-30 | 1899-12-31 | Galvanized Steel | Safe Suction (Euro)
GREENHAVEN FARM | HWY 242 | SANDERSVILLE | Washington | 10002610 | 1 |  |  | FALSE |  | FALSE | Removed from Ground | Diesel | 1500 | Bare Steel | 2016-10-15 | 2016-10-15
PORTER STATION | 1305 SOUTH HARRIS STREET | SANDERSVILLE | Washington | 10000769 | 2 |  |  | FALSE |  | FALSE | Removed from Ground | Gas (Historical Use) | 1000 | Unknown |  | 1899-12-31
WRIGHTS QUICK STOP | HWY 88 | SANDERSVILLE | Washington | 1500049 | 1 | [5 empty] | Currently in Use | Gas (Historical Use) | 2000 | Bare Steel | 1968-05-10 |  | Galvanized Steel
GA FC | RTE 1 BOX 353A | DAVISBORO | Washington | 1500018 | 1 | [5 empty] | Removed from Ground | Gas (Historical Use) | 560 | Bare Steel | 1951-05-01 | 1990-05-07 | Galvanized Steel
15 SPEEDWAY | GA HWY 15 S RTE 4 BOX 1040 | SANDERSVILLE | Washington | 1500017 | 4 |  | 1998-06-01 |  | 1998-06-01 |  | Removed from Ground | Diesel | 3000 | Steel-Impressed Current | 1978-04-23 | 2010-02-23 | Fiberglass Reinforced Plastic | Safe Suction (Euro)
15 SPEEDWAY | GA HWY 15 S RTE 4 BOX 1040 | SANDERSVILLE | Washington | 1500017 | 1 |  | 1998-06-01 |  | 1998-06-01 |  | Removed from Ground | Gas (Historical Use) | 8000 | Steel-Impressed Current | 1978-04-23 | 2010-02-23 | Fiberglass Reinforced Plastic | Pressurized
B-H TRANSFER CO | 1396 HIGHWAY 15 N. | SANDERSVILLE | Washington | 9150013 | 1-A14910 |  | 1992-10-29 |  | 1992-10-29 |  | Removed from Ground | Diesel | 20000 | Composite | 1992-10-25 | 1999-08-04 | Fiberglass Reinforced Plastic | Pressurized
C C WRIGHTS GROCERY | 6987 HWY 88 | SANDERSVILLE | Washington | 9150039 | 5 |  |  | FALSE |  | FALSE | Removed from Ground | Gas (Historical Use) | 1060 | Bare Steel | 1968-01-01 | 1899-12-31 | Galvanized Steel
CITY OF SANDERSVILLE | 130 HOSPITAL RD | SANDERSVILLE | Washington | 9150032 | 4 | Flapper Valve | 1997-11-01 | FALSE | 1997-11-01 | FALSE | Currently in Use | Regular | 12000 | Composite | 1997-11-01 |  | Fiberglass Reinforced Plastic | Safe Suction (Euro)
DELTA APPAREL | 1006 S HARRIS ST | SANDERSVILLE | Washington | 9150024 | 1 |  |  | FALSE |  | FALSE | Removed from Ground | Other | 3000 | Unknown | 1992-08-10 | 1992-08-10
HOWARD SHEPPARD INC | 755 WACO DR | SANDERSVILLE | Washington | 9150029 | 7 |  | 2005-10-19 | TRUE | 2005-10-19 | TRUE | Currently in Use | New Oil | 12000 | Epoxy Double-Walled | 2005-10-31 |  | Fiberglass Reinforced Plastic | Safe Suction (Euro)
HOWARD SHEPPARD INC | 755 WACO DR | SANDERSVILLE | Washington | 9150029 | 4 |  |  | TRUE | 1992-01-01 | TRUE | Removed from Ground | Used Oil | 10000 | Fiberglass | 1992-01-24 | 2005-08-09 | Fiberglass Reinforced Plastic | Gravity Fed
HOWARD SHEPPARD INC | 755 WACO DR | SANDERSVILLE | Washington | 9150029 | 5 | Flapper Valve | 1994-01-01 | TRUE | 1994-01-01 | TRUE | Currently in Use | Diesel | 20000 | Fiberglass | 1992-01-24 |  | Fiberglass Reinforced Plastic | Pressurized
C T HARRIS INC | 9413 DEEPSTEP RD | SANDERSVILLE | Washington | 1500080 | 9 |  | 1995-04-01 |  | 1995-04-01 |  | Temporarily out of use | Other | 1000 | Steel-Impressed Current | 1985-05-08 |  | Fiberglass Reinforced Plastic | Safe Suction (Euro)
C T HARRIS INC | 9413 DEEPSTEP RD | SANDERSVILLE | Washington | 1500080 | 8 |  | 1995-04-01 |  | 1995-04-01 |  | Temporarily out of use | Other | 500 | Epoxy | 1985-05-08 |  | Fiberglass Reinforced Plastic | Safe Suction (Euro)
C T HARRIS INC | 9413 DEEPSTEP RD | SANDERSVILLE | Washington | 1500080 | 6 |  | 1995-04-01 |  | 1995-04-01 |  | Temporarily out of use | Other | 6000 | Epoxy | 1985-05-08 |  | Fiberglass Reinforced Plastic | Safe Suction (Euro)
FORMER TOWN SHOP | 207 N HARRIS ST | SANDERSVILLE | Washington | 1500077 | 4 | [5 empty] | Closed in Ground | Empty | 560 | Bare Steel | 1961-05-13 | 1998-03-05 | Galvanized Steel
FORMER TOWN SHOP | 207 N HARRIS ST | SANDERSVILLE | Washington | 1500077 | 5 | [5 empty] | Closed in Ground | Empty | 560 | Bare Steel | 1961-05-13 | 1998-03-05 | Galvanized Steel
JET FOOD STORE #58 | 540 E MCCARTY ST | SANDERSVILLE | Washington | 1500041 | 3 | Flapper Valve | 1998-05-20 | FALSE | 1998-05-20 | FALSE | Removed from Ground | Regular | 4000 | Steel-Impressed Current | 1983-04-30 |  | Cathodically Protected | Pressurized
ATKINSON OIL CO | 428 INDUSTRIAL DR | SANDERSVILLE | Washington | 1500034 | 7 | Flapper Valve | 1998-06-01 | FALSE | 1998-06-01 | FALSE | Currently in Use | Diesel | 20000 | Steel-Impressed Current | 2000-09-26 |  | Fiberglass Reinforced Plastic | Pressurized
ATKINSON OIL CO | 428 INDUSTRIAL DR | SANDERSVILLE | Washington | 1500034 | 4 |  |  | FALSE |  | FALSE | Removed from Ground |  | 4000 | Bare Steel | 1982-04-30 | 1899-12-31 | Galvanized Steel | Safe Suction (Euro)
KY TN CLAY CO | POOLE RD/KAOLIN RD | SANDERSVILLE | Washington | 1500033 | 2 | [5 empty] | Removed from Ground | Gas (Historical Use) | 3000 | Bare Steel | 1972-04-05 | 1992-04-01 | Galvanized Steel
206 SOUTH HARRIS STREET SITE | 206 SOUTH HARRIS STREET | SANDERSVILLE | Washington | 10001118 | 6 |  |  | FALSE |  | FALSE | Removed from Ground | Kerosene | 500 | Bare Steel | 1960-01-01 | 2006-03-21 | Bare Steel
THIELE DAOLIN CO | RTE 272/AVANT MINE 1056 | SANDERSVILLE | Washington | 1500020 | 1 |  |  | FALSE |  | FALSE | Permanently Out of Use - historical purposes | Diesel | 1000 | Bare Steel | 1966-04-14 |  | Galvanized Steel
WRIGHTS QUICK STOP | HWY 88 | SANDERSVILLE | Washington | 1500049 | 2 | [5 empty] | Currently in Use | Gas (Historical Use) | 1060 | Bare Steel | 1968-05-10 |  | Galvanized Steel
FORMER GAS STATION/RESTAURANT | 123 S HARRIS STREET | SANDERSVILLE | Washington | 10002915 | 1 |  |  | FALSE |  | FALSE | Removed from Ground | Gas (Historical Use) | 500 | Bare Steel |  | 2019-02-06 | Bare Steel
FORMER GAS STATION/RESTAURANT | 123 S HARRIS STREET | SANDERSVILLE | Washington | 10002915 | 3 |  |  | FALSE |  | FALSE | Removed from Ground | Gas (Historical Use) | 500 | Bare Steel |  | 2019-02-06 | Bare Steel
FORMER GAS STATION/RESTAURANT | 123 S HARRIS STREET | SANDERSVILLE | Washington | 10002915 | 2 |  |  | FALSE |  | FALSE | Removed from Ground | Gas (Historical Use) | 500 | Bare Steel |  | 2019-02-06
CJ'S MINI MART | 108 HWY 24 WEST | DAVISBORO | Washington | 9150026 | 3 | [5 empty] | Removed from Ground | Gas (Historical Use) | 3000 | Not Marked/Unknown | 1995-06-20 | 1995-06-20 | Unknown
WASHINGTON COUNTY MINE |  | DEEPSTEP | Washington | 1500046 | 1 | [5 empty] | Removed from Ground | Gas (Historical Use) | 1000 | Bare Steel | 1959-05-07 | 1989-12-01 | Galvanized Steel
Orphaned Manning Tire Corrective Action Site | 6638 South US Hwy 341 | Jesup | Wayne | 10003178 | 1 |  |  | FALSE |  | FALSE | Removed from Ground | Gas (Historical Use) | 2000 | Bare Steel | 1986-04-30 | 1899-12-31
Orphaned Manning Tire Corrective Action Site | 6638 South US Hwy 341 | Jesup | Wayne | 10003178 | 4 |  |  | FALSE |  | FALSE | Permanently Out of Use - historical purposes | Diesel | 560 | Bare Steel | 1986-04-30 | 1899-12-31
Orphaned Manning Tire Corrective Action Site | 6638 South US Hwy 341 | Jesup | Wayne | 10003178 | 3 |  |  | FALSE |  | FALSE | Removed from Ground | Diesel | 560 | Bare Steel | 1986-04-30 | 1899-12-31
Orphaned Manning Tire Corrective Action Site | 6638 South US Hwy 341 | Jesup | Wayne | 10003178 | 2 |  |  | FALSE |  | FALSE | Removed from Ground | Gas (Historical Use) | 1000 | Bare Steel | 1986-04-30 | 1899-12-31
F&M BURCH FARMS | 3163 NINE RUN RD | SCREVEN | Wayne | 9151015 | 1 | [5 empty] | Removed from Ground | Gas (Historical Use) | 6000 | Bare Steel | 1985-10-01 | 1998-11-01 | Galvanized Steel | Suction (American)
SCREVEN DISCOUNT OUTLET | HWY 84 | SCREVEN | Wayne | 1510009 | 2 |  | 1998-01-01 |  | 1998-01-01 |  | Removed from Ground | Gas (Historical Use) | 6000 | Steel-Impressed Current | 1979-02-26 | 2007-10-31 | Cathodically Protected | Suction (American)
TYRE'S GROCERY | HWY 203 | SCREVEN | Wayne | 1240015 | 2 | [5 empty] | Removed from Ground | Gas (Historical Use) | 1000 | Bare Steel | 1959-04-02 | 1997-02-01 | Galvanized Steel
F&M BURCH FARMS | 3163 NINE RUN RD | SCREVEN | Wayne | 9151015 | 2 | [5 empty] | Removed from Ground | Diesel | 6000 | Bare Steel | 1985-10-01 | 1998-11-01 | Galvanized Steel | Suction (American)
ERVINS EXXON | HWY 82 | SCREVEN | Wayne | 1510071 | 1 | [5 empty] | Removed from Ground | Gas (Historical Use) | 3000 | Bare Steel | 1959-05-15 | 1899-12-31 | Galvanized Steel
SCREVEN STATION | MAIN ST | SCREVEN | Wayne | 1510085 | 2 | [5 empty] | Permanently Out of Use - historical purposes | Empty | 4000 | Bare Steel | 1976-05-10 | 1899-12-31 | Galvanized Steel
SCREVEN STATION | MAIN ST | SCREVEN | Wayne | 1510085 | 1 | [5 empty] | Permanently Out of Use - historical purposes | Empty | 4000 | Bare Steel | 1976-05-10 | 1899-12-31 | Galvanized Steel
SCREVEN STATION | MAIN ST | SCREVEN | Wayne | 1510085 | 3 | [5 empty] | Permanently Out of Use - historical purposes | Empty | 4000 | Bare Steel | 1976-05-10 | 1899-12-31 | Galvanized Steel
FRIENDLY EXPRESS #87 | 318 TYRE ST W | SCREVEN | Wayne | 1510050 | 1 |  | 1990-09-01 | FALSE | 1990-09-01 | FALSE | Removed from Ground | Gas (Historical Use) | 6000 | Steel-Impressed Current | 1985-09-29 | 2018-02-13 | Fiberglass Reinforced Plastic | Pressurized
DENISON SERVICE CENTER | 111 J L TYRE ST | SCREVEN | Wayne | 1510077 | 3 | [5 empty] | Removed from Ground | Empty | 4000 | Cathodically Protected Steel | 1985-06-30 | 1999-03-01 | Galvanized Steel | Suction (American)
FRIENDLY EXPRESS #87 | 102 BROADHURST RD | SCREVEN | Wayne | 10001826 | 2B | Flapper Valve | 2010-01-15 | FALSE | 2010-01-15 | FALSE | Currently in Use | Diesel | 6000 | Composite Double Walled | 2010-01-15 |  | Double-Walled Flex | Pressurized
ALLTEL | HWY 82 WEST/301 J L TYRE | SCREVEN | Wayne | 1510093 | 1 | [5 empty] | Removed from Ground | Diesel | 250 | Bare Steel | 1985-01-01 | 1994-09-15 | Bare Steel | Suction (American)
THORNTONS GROCERY | 9549 GA HWY 203 | SCREVEN | Wayne | 10000070 | 1B | Ball Float | 2002-04-01 | FALSE | 2002-04-01 | FALSE | Currently in Use | Premium | 3000 | Composite | 2002-04-01 |  | Fiberglass Reinforced Plastic | Pressurized
THORNTONS GROCERY | 9549 GA HWY 203 | SCREVEN | Wayne | 10000070 | 1A | Ball Float | 2002-04-02 | FALSE | 2002-04-02 | FALSE | Currently in Use | Regular | 9000 | Composite | 2002-04-02 |  | Fiberglass Reinforced Plastic | Pressurized
THORNTONS GROCERY | 9549 GA HWY 203 | SCREVEN | Wayne | 10000070 | 2 | Ball Float | 2010-03-22 | FALSE | 2010-03-22 | FALSE | Currently in Use | Diesel | 6000 | Composite Double Walled | 2010-03-22 |  | Double-Walled Flex | Pressurized
FRIENDLY EXPRESS #87 | 102 BROADHURST RD | SCREVEN | Wayne | 10001826 | 1 | Flapper Valve | 2010-01-15 | FALSE | 2010-01-15 | FALSE | Currently in Use |  | 12000 | Composite Double Walled | 2010-01-15 |  | Double-Walled Flex | Pressurized
SCREVEN DISCOUNT OUTLET | HWY 84 | SCREVEN | Wayne | 1510009 | 3 |  | 1998-01-01 |  | 1998-01-01 |  | Removed from Ground | Gas (Historical Use) | 6000 | Steel-Impressed Current | 1979-02-26 | 2007-10-31 | Cathodically Protected | Suction (American)
FRIENDLY EXPRESS #87 | 318 TYRE ST W | SCREVEN | Wayne | 1510050 | 3 |  | 1990-09-01 | FALSE | 1990-09-01 | FALSE | Removed from Ground | Gas (Historical Use) | 6000 | Steel-Impressed Current | 1985-09-29 | 2018-02-13 | Fiberglass Reinforced Plastic | Pressurized
TYRE'S GROCERY | HWY 203 | SCREVEN | Wayne | 1240015 | 1 | [5 empty] | Removed from Ground | Gas (Historical Use) | 500 | Bare Steel | 1959-04-02 | 1997-02-01 | Galvanized Steel
FRIENDLY EXPRESS #87 | 318 TYRE ST W | SCREVEN | Wayne | 1510050 | 2 |  | 1990-09-01 | FALSE | 1990-09-01 | FALSE | Removed from Ground | Gas (Historical Use) | 6000 | Steel-Impressed Current | 1985-09-29 | 2018-02-13 | Fiberglass Reinforced Plastic | Pressurized
DENISON SERVICE CENTER | 111 J L TYRE ST | SCREVEN | Wayne | 1510077 | 1 | [5 empty] | Removed from Ground | Gas (Historical Use) | 4000 | Cathodically Protected Steel | 1985-06-30 | 1999-03-01 | Galvanized Steel | Suction (American)
FRIENDLY EXPRESS #87 | 102 BROADHURST RD | SCREVEN | Wayne | 10001826 | 2A | Flapper Valve | 2010-01-15 | FALSE | 2010-01-15 | FALSE | Currently in Use |  | 6000 | Composite Double Walled | 2010-01-15 |  | Double-Walled Flex | Pressurized
ERVINS EXXON | HWY 82 | SCREVEN | Wayne | 1510071 | 2 | [5 empty] | Removed from Ground | Gas (Historical Use) | 3000 | Bare Steel | 1959-05-15 | 1899-12-31 | Galvanized Steel
DENISON SERVICE CENTER | 111 J L TYRE ST | SCREVEN | Wayne | 1510077 | 2 | [5 empty] | Removed from Ground | Gas (Historical Use) | 4000 | Cathodically Protected Steel | 1985-06-30 | 1999-03-01 | Galvanized Steel | Suction (American)
BOYETTE CAMPER SALES | 414 J L TYRE ST | SCREVEN | Wayne | 1510002 | 2 | [5 empty] | Removed from Ground | Gas (Historical Use) | 3000 | Bare Steel | 1986-02-24 | 1899-12-31 | Galvanized Steel
SCREVEN DISCOUNT OUTLET | HWY 84 | SCREVEN | Wayne | 1510009 | 1 |  | 1998-01-01 |  | 1998-01-01 |  | Removed from Ground | Gas (Historical Use) | 6000 | Steel-Impressed Current | 1979-02-26 | 2007-10-31 | Cathodically Protected | Suction (American)
BOYETTE CAMPER SALES | 414 J L TYRE ST | SCREVEN | Wayne | 1510002 | 1 | [5 empty] | Removed from Ground | Gas (Historical Use) | 4000 | Bare Steel | 1986-02-24 | 1899-12-31 | Galvanized Steel
HURRICAN CHEVRON JESUP | 105 HINSON MOSLEY RD | JESUP | Wayne | 10002580 | 1 | Ball Float | 2016-06-01 | FALSE | 2016-06-01 | FALSE | Currently in Use | Regular | 12000 | Composite Double Walled | 2016-06-01 |  | Double-Walled Fiberglass | Pressurized
STOP N SHOP #2 | 3107 LANES BRIDGE RD | JESUP | Wayne | 9151035 | 4 | [5 empty] | Removed from Ground | Gas (Historical Use) | 3000 | Bare Steel |  | 1899-12-31 | Bare Steel
STOP N SHOP #2 | 3107 LANES BRIDGE RD | JESUP | Wayne | 9151035 | 7 | Flapper Valve | 1998-12-01 | FALSE | 1998-12-01 | FALSE | Currently in Use | Premium | 3000 | Epoxy | 1998-12-01 |  | Fiberglass Reinforced Plastic | Pressurized
STOP N SHOP #2 | 3107 LANES BRIDGE RD | JESUP | Wayne | 9151035 | 1 | [5 empty] | Removed from Ground | Gas (Historical Use) | 1000 | Bare Steel |  | 1899-12-31 | Bare Steel
HURRICAN CHEVRON JESUP | 105 HINSON MOSLEY RD | JESUP | Wayne | 10002580 | 2B | Ball Float | 2016-06-01 | FALSE | 2016-06-01 | FALSE | Currently in Use | Diesel | 4500 | Composite Double Walled | 2016-06-01 |  | Double-Walled Fiberglass | Pressurized
NWC OF S FIRST ST & W CHERRY ST | NWC OF S FIRST ST & W CHERRY ST | JESUP | Wayne | 10001396 | 1 |  |  | FALSE |  | FALSE | Removed from Ground |  | 0 | Unknown |  | 1899-12-31
EMPIRE GENERAL STORE | 3866 WAYCROSS HIGHWAY | JESUP | Wayne | 9151053 | 1 | Ball Float | 1999-01-21 | FALSE | 1999-01-21 | FALSE | Currently in Use | E-0 | 4000 | Composite | 1998-12-21 |  |  | Pressurized
PEACHES | 81 SPRING GROVE RD | JESUP | Wayne | 9151046 | 3 | Ball Float | 1998-09-01 | FALSE | 1998-09-01 | FALSE | Currently in Use | Premium | 6000 | Galvanic (STIP-3) | 1990-01-01 |  | Fiberglass Reinforced Plastic | Pressurized
PEACHES | 81 SPRING GROVE RD | JESUP | Wayne | 9151046 | 3 | Ball Float | 1998-09-01 | FALSE | 1998-09-01 | FALSE | Currently in Use | Premium | 6000 | Galvanic (STIP-3) | 1990-01-01 |  | Fiberglass Reinforced Plastic | Pressurized
PEACHES | 81 SPRING GROVE RD | JESUP | Wayne | 9151046 | 3 | Ball Float | 1998-09-01 | FALSE | 1998-09-01 | FALSE | Currently in Use | Premium | 6000 | Galvanic (STIP-3) | 1990-01-01 |  | Fiberglass Reinforced Plastic | Pressurized
PEACHES | 81 SPRING GROVE RD | JESUP | Wayne | 9151046 | 3 | Ball Float | 1998-09-01 | FALSE | 1998-09-01 | FALSE | Currently in Use | Premium | 6000 | Galvanic (STIP-3) | 1990-01-01 |  | Fiberglass Reinforced Plastic | Pressurized
STOP N SHOP #2 | 3107 LANES BRIDGE RD | JESUP | Wayne | 9151035 | 8 | Flapper Valve | 2006-11-01 | FALSE | 2009-03-01 | FALSE | Currently in Use | Diesel | 6000 | Epoxy | 2002-09-10 |  | Fiberglass Reinforced Plastic | Pressurized
STOP N SHOP #2 | 3107 LANES BRIDGE RD | JESUP | Wayne | 9151035 | 2 | [5 empty] | Removed from Ground | Gas (Historical Use) | 4000 | Bare Steel |  | 1899-12-31 | Bare Steel
PEACHES | 81 SPRING GROVE RD | JESUP | Wayne | 9151046 | 2 | Ball Float | 1998-09-01 | FALSE | 1998-09-01 | FALSE | Currently in Use | Regular | 6000 | Galvanic (STIP-3) | 1990-01-01 |  | Fiberglass Reinforced Plastic | Pressurized
STOP N SHOP #2 | 3107 LANES BRIDGE RD | JESUP | Wayne | 9151035 | 6 | Flapper Valve | 1998-12-01 | FALSE | 1998-12-01 | FALSE | Currently in Use | Regular | 6000 | Epoxy | 1998-12-01 |  | Fiberglass Reinforced Plastic | Pressurized
PEACHES | 81 SPRING GROVE RD | JESUP | Wayne | 9151046 | 2 | Ball Float | 1998-09-01 | FALSE | 1998-09-01 | FALSE | Currently in Use | Regular | 6000 | Galvanic (STIP-3) | 1990-01-01 |  | Fiberglass Reinforced Plastic | Pressurized
PEACHES | 81 SPRING GROVE RD | JESUP | Wayne | 9151046 | 2 | Ball Float | 1998-09-01 | FALSE | 1998-09-01 | FALSE | Currently in Use | Regular | 6000 | Galvanic (STIP-3) | 1990-01-01 |  | Fiberglass Reinforced Plastic | Pressurized
PEACHES | 81 SPRING GROVE RD | JESUP | Wayne | 9151046 | 2 | Ball Float | 1998-09-01 | FALSE | 1998-09-01 | FALSE | Currently in Use | Regular | 6000 | Galvanic (STIP-3) | 1990-01-01 |  | Fiberglass Reinforced Plastic | Pressurized
WAYNE COUNTY EMERGENCY 911 CENTER | 264 E WALNUT ST | JESUP | Wayne | 10001413 | 1 | Flapper Valve | 2007-08-31 | FALSE | 2007-08-31 | FALSE | Currently in Use | Diesel Off Road | 6000 | Composite Double Walled | 2007-08-31 |  | Copper/Secondry Containment | Safe Suction (Euro)
E A SOUZA | U S 341 | GARDI | Wayne | 9151058 | 2 | [5 empty] | Removed from Ground | Gas (Historical Use) | 500 | Bare Steel | 1998-11-25 | 1998-11-25 | Not Marked
FEDERAL BUREAU OF PRISONS | 2600 US HWY 301 S | JESUP | Wayne | 9151003 | 2 |  | 1989-01-01 |  | 1989-01-01 |  | Removed from Ground | Diesel | 2000 | Unknown | 1989-01-01 | 2011-08-16 | Fiberglass Reinforced Plastic | Suction (American)
WAYNE COUNTY AIRPORT | 535 AIRPORT RD | JESUP | Wayne | 9151017 | 2 | [5 empty] | Removed from Ground | Other | 800 | Bare Steel | 1997-10-14 | 1997-10-14 | Galvanized Steel | Suction (American)
E A SOUZA | U S 341 | GARDI | Wayne | 9151058 | 1 | [5 empty] | Removed from Ground | Gas (Historical Use) | 500 | Bare Steel | 1998-11-25 | 1998-11-25 | Not Marked
FEDERAL BUREAU OF PRISONS | 2600 US HWY 301 S | JESUP | Wayne | 9151003 | 1 |  | 1989-01-01 |  | 1989-01-01 |  | Removed from Ground | Gas (Historical Use) | 2000 | Unknown | 1989-01-01 | 2011-08-16 | Fiberglass Reinforced Plastic | Suction (American)
HOKES TRUCK STOP 9151043 | 6266 HWY 301 | JESUP | Wayne | 9151043 | 1 | [5 empty] | Removed from Ground | Gas (Historical Use) | 5000 | Bare Steel | 1973-12-31 | 1998-12-22 | Unknown | Safe Suction (Euro)
FEDERAL BUREAU OF PRISONS | 2600 US HWY 301 S | JESUP | Wayne | 9151003 | 4 | [5 empty] | Removed from Ground | Diesel | 6000 | Marked Unknown | 1989-01-01 | 1899-12-31 | Unknown
FEDERAL BUREAU OF PRISONS | 2600 US HWY 301 S | JESUP | Wayne | 9151003 | 3 |  | 1989-01-01 |  | 1989-01-01 |  | Removed from Ground | Diesel | 25000 | Unknown | 1989-01-01 | 2004-05-14 | Fiberglass Reinforced Plastic | Gravity Fed
WAYNE COUNTY AIRPORT | 535 AIRPORT RD | JESUP | Wayne | 9151017 | 3 |  | 1997-10-20 |  | 1997-10-20 |  | Removed from Ground | Gas (Historical Use) | 12000 | Composite | 2004-05-19 | 2004-05-19 | Fiberglass Reinforced Plastic | Suction (American)
COUNTRY STORE | US 341 (DOT PARCEL 95) | JESUP | Wayne | 9151057 | 1 | [5 empty] | Removed from Ground | Gas (Historical Use) | 500 | Bare Steel | 1998-11-25 | 1998-11-25 | Bare Steel
HOKES TRUCK STOP 9151043 | 6266 HWY 301 | JESUP | Wayne | 9151043 | 5 | [5 empty] | Removed from Ground | Gas (Historical Use) | 5000 | Bare Steel | 1973-12-31 | 1998-12-22 | Unknown | Safe Suction (Euro)
HOKES TRUCK STOP 9151043 | 6266 HWY 301 | JESUP | Wayne | 9151043 | 7 | [5 empty] | Removed from Ground | Diesel | 5000 | Bare Steel | 1973-12-31 | 1998-12-22 | Unknown | Safe Suction (Euro)
HOKES TRUCK STOP 9151043 | 6266 HWY 301 | JESUP | Wayne | 9151043 | 4 | [5 empty] | Removed from Ground | Gas (Historical Use) | 5000 | Bare Steel | 1973-12-31 | 1998-12-22 | Unknown | Safe Suction (Euro)
HOKES TRUCK STOP 9151043 | 6266 HWY 301 | JESUP | Wayne | 9151043 | 2 | [5 empty] | Removed from Ground | Gas (Historical Use) | 5000 | Bare Steel | 1973-12-31 | 1998-12-22 | Unknown | Safe Suction (Euro)
TIMBER TRUCKING | 6287 HWY 301 SOUTH | JESUP | Wayne | 9151042 | 1 | [5 empty] | Removed from Ground | Gas (Historical Use) | 0 | Not Marked/Unknown |  | 1899-12-31 | Not Marked
HOKES TRUCK STOP 9151043 | 6266 HWY 301 | JESUP | Wayne | 9151043 | 6 | [5 empty] | Removed from Ground | Diesel | 5000 | Bare Steel | 1973-12-31 | 1998-12-22 | Unknown | Safe Suction (Euro)
CITY OF SCREVEN | HWY 82 | SCREVEN | Wayne | 1510036 | 1 | [5 empty] | Removed from Ground | Gas (Historical Use) | 1000 | Bare Steel | 1976-05-01 | 1996-06-21 | Galvanized Steel
ERVINS EXXON | HWY 82 | SCREVEN | Wayne | 1510071 | 3 | [5 empty] | Removed from Ground | Gas (Historical Use) | 3000 | Bare Steel | 1959-05-15 | 1899-12-31 | Galvanized Steel
WAYNE COUNTY AIRPORT | 535 AIRPORT RD | JESUP | Wayne | 9151017 | 1 | [5 empty] | Removed from Ground | Other | 10000 | Bare Steel | 1997-10-14 | 1997-10-14 | Galvanized Steel | Suction (American)
COUNTRY STORE | US 341 (DOT PARCEL 95) | JESUP | Wayne | 9151057 | 3 | [5 empty] | Removed from Ground | Gas (Historical Use) | 270 | Bare Steel | 1998-11-25 | 1998-11-25 | Bare Steel
COUNTRY STORE | US 341 (DOT PARCEL 95) | JESUP | Wayne | 9151057 | 2 | [5 empty] | Removed from Ground | Gas (Historical Use) | 500 | Bare Steel | 1998-11-25 | 1998-11-25 | Bare Steel
HOKES TRUCK STOP 9151043 | 6266 HWY 301 | JESUP | Wayne | 9151043 | 3 | [5 empty] | Removed from Ground | Gas (Historical Use) | 5000 | Bare Steel | 1973-12-31 | 1998-12-22 | Unknown | Safe Suction (Euro)
HURRICAN CHEVRON JESUP | 105 HINSON MOSLEY RD | JESUP | Wayne | 10002580 | 2A | Ball Float | 2016-06-01 | FALSE | 2016-06-01 | FALSE | Currently in Use | Premium | 3500 | Composite Double Walled | 2016-06-01 |  | Double-Walled Fiberglass | Pressurized
EMPIRE GENERAL STORE | 3866 WAYCROSS HIGHWAY | JESUP | Wayne | 9151053 | 2 | Ball Float | 1999-01-21 | FALSE | 1999-01-21 | FALSE | Currently in Use | Regular | 8000 | Composite | 1998-12-21 |  |  | Pressurized
STOP N SHOP #2 | 3107 LANES BRIDGE RD | JESUP | Wayne | 9151035 | 3 | [5 empty] | Removed from Ground | Gas (Historical Use) | 3000 | Bare Steel |  | 1899-12-31 | Bare Steel
STOP N SHOP #2 | 3107 LANES BRIDGE RD | JESUP | Wayne | 9151035 | 5 | [5 empty] | Removed from Ground | Gas (Historical Use) | 3000 | Bare Steel |  | 1899-12-31 | Bare Steel
PEACHES | 81 SPRING GROVE RD | JESUP | Wayne | 9151046 | 1 | Ball Float | 1998-09-01 | FALSE | 1998-09-01 | FALSE | Currently in Use | Regular | 6000 | Galvanic (STIP-3) | 1990-01-01 |  | Fiberglass Reinforced Plastic | Pressurized
PEACHES | 81 SPRING GROVE RD | JESUP | Wayne | 9151046 | 1 | Ball Float | 1998-09-01 | FALSE | 1998-09-01 | FALSE | Currently in Use | Regular | 6000 | Galvanic (STIP-3) | 1990-01-01 |  | Fiberglass Reinforced Plastic | Pressurized
PEACHES | 81 SPRING GROVE RD | JESUP | Wayne | 9151046 | 1 | Ball Float | 1998-09-01 | FALSE | 1998-09-01 | FALSE | Currently in Use | Regular | 6000 | Galvanic (STIP-3) | 1990-01-01 |  | Fiberglass Reinforced Plastic | Pressurized
PEACHES | 81 SPRING GROVE RD | JESUP | Wayne | 9151046 | 1 | Ball Float | 1998-09-01 | FALSE | 1998-09-01 | FALSE | Currently in Use | Regular | 6000 | Galvanic (STIP-3) | 1990-01-01 |  | Fiberglass Reinforced Plastic | Pressurized
GA FC/WAYNE CO UNIT | 111 TOWER RD | JESUP | Wayne | 1510001 | 3 |  | 1994-05-18 |  | 1994-05-18 |  | Removed from Ground | Gas (Historical Use) | 1000 | Galvanic (STIP-3) | 1994-05-18 | 2008-06-05 | Cathodically Protected | Safe Suction (Euro)
Circle K 2745088 | 310 N FIRST ST | JESUP | Wayne | 1510089 | 2 | [5 empty] | Removed from Ground | Gas (Historical Use) | 6000 | Cathodically Protected Steel | 1985-05-08 | 1899-12-31 | Galvanized Steel
KELLYS SVC/MIDTOWN EXXON | 185 SOUTH 1ST ST | JESUP | Wayne | 1510073 | 2 | [5 empty] | Removed from Ground | Gas (Historical Use) | 4000 | Bare Steel | 1955-05-16 | 1994-09-29 | Galvanized Steel
HAROLDS TEXACO | 304 US 301 S | JESUP | Wayne | 1510074 | 5 | [5 empty] | Temporarily out of use | Gas (Historical Use) | 3000 | Bare Steel | 1958-05-15 |  | Galvanized Steel
HAROLDS TEXACO | 304 US 301 S | JESUP | Wayne | 1510074 | 4 | [5 empty] | Temporarily out of use | Gas (Historical Use) | 3000 | Bare Steel | 1958-05-15 |  | Galvanized Steel
WALKER AUTO SALES INC | US HWY 301 SOUTH | JESUP | Wayne | 1510081 | 4 | [5 empty] | Permanently Out of Use - historical purposes | Diesel | 4000 | Bare Steel | 1976-05-10 | 1899-12-31 | Galvanized Steel
WALKER AUTO SALES INC | US HWY 301 SOUTH | JESUP | Wayne | 1510081 | 1 | [5 empty] | Permanently Out of Use - historical purposes | Diesel | 4000 | Bare Steel | 1976-05-10 | 1899-12-31 | Galvanized Steel
WALKER AUTO SALES INC | US HWY 301 SOUTH | JESUP | Wayne | 1510081 | 7 | [5 empty] | Permanently Out of Use - historical purposes | Diesel | 5000 | Bare Steel | 1976-05-10 | 1899-12-31 | Galvanized Steel
Circle K 2745088 | 310 N FIRST ST | JESUP | Wayne | 1510089 | 5 | Flapper Valve | 1999-04-21 | FALSE | 1999-04-21 | FALSE | Currently in Use | Gas (Historical Use) | 12000 | Composite Double Walled | 1999-04-21 |  | Flex | Pressurized
HWY 38 SERVICE STATION | US HWY 301 NORTH | JESUP | Wayne | 1510082 | 3 | [5 empty] | Permanently Out Of Use | Empty | 4000 | Bare Steel | 1976-05-10 | 1999-09-23 | Galvanized Steel
PINE ST STATION | 277 WEST PINE ST | JESUP | Wayne | 1510083 | 3 | [5 empty] | Removed from Ground | Empty | 5000 | Bare Steel | 1976-05-10 | 1995-01-07 | Galvanized Steel
KELLYS SVC/MIDTOWN EXXON | 185 SOUTH 1ST ST | JESUP | Wayne | 1510073 | 1 | [5 empty] | Removed from Ground | Gas (Historical Use) | 4000 | Bare Steel | 1955-05-16 | 1994-09-29 | Galvanized Steel
COUNTRY CORNER STORE | 693 N FIRST ST | JESUP | Wayne | 1510075 | 3 | [5 empty] | Removed from Ground | Gas (Historical Use) | 4000 | Bare Steel | 1965-05-13 | 1993-01-06 | Galvanized Steel
Eagle Fuel | 755 N FIRST ST | JESUP | Wayne | 1510051 | 3 | Flapper Valve | 1990-09-01 | FALSE | 1990-09-01 | FALSE | Currently in Use | Regular | 6000 | Steel-Impressed Current | 1985-04-29 |  | Fiberglass Reinforced Plastic | Pressurized
WALKER AUTO SALES INC | US HWY 301 SOUTH | JESUP | Wayne | 1510081 | 5 | [5 empty] | Permanently Out of Use - historical purposes | Diesel | 4000 | Bare Steel | 1976-05-10 | 1899-12-31 | Galvanized Steel
WAWA #6307 | 356 WEST ORANGE ST | JESUP | Wayne | 10003471 | 1B | Overfill Alarm |  | FALSE |  | FALSE | Currently in Use | E-0 | 11904 | Fiberglass Double Walled | 2024-04-22 |  | Double-Walled Flex | Pressurized
WAWA #6307 | 356 WEST ORANGE ST | JESUP | Wayne | 10003471 | 3 | Overfill Alarm |  | FALSE |  | FALSE | Currently in Use | Regular | 19782 | Fiberglass Double Walled | 2024-04-22 |  | Double-Walled Flex | Pressurized
WAWA #6307 | 356 WEST ORANGE ST | JESUP | Wayne | 10003471 | 4A | Overfill Alarm |  | FALSE |  | FALSE | Currently in Use | Diesel | 10271 | Fiberglass Double Walled | 2024-04-22 |  | Double-Walled Flex | Pressurized
WAWA #6307 | 356 WEST ORANGE ST | JESUP | Wayne | 10003471 | 5A | Overfill Alarm |  | FALSE |  | FALSE | Currently in Use | Regular | 11904 |  | 2024-04-22 |  | Double-Walled Flex | Pressurized
WAWA #6307 | 356 WEST ORANGE ST | JESUP | Wayne | 10003471 | 2 | Overfill Alarm |  | FALSE |  | FALSE | Currently in Use | Regular | 19782 | Fiberglass Double Walled | 2024-04-22 |  | Double-Walled Flex | Pressurized
WAWA #6307 | 356 WEST ORANGE ST | JESUP | Wayne | 10003471 | 1A | Overfill Alarm |  | FALSE |  | FALSE | Currently in Use | Premium | 10271 | Fiberglass Double Walled | 2024-04-22 |  | Double-Walled Flex | Pressurized
WALKER AUTO SALES INC | US HWY 301 SOUTH | JESUP | Wayne | 1510081 | 6 | [5 empty] | Permanently Out of Use - historical purposes | Diesel | 5000 | Bare Steel | 1976-05-10 | 1899-12-31 | Galvanized Steel
HWY 38 SERVICE STATION | US HWY 301 NORTH | JESUP | Wayne | 1510082 | 4 | [5 empty] | Permanently Out Of Use | Empty | 4000 | Bare Steel | 1976-05-10 | 1999-09-23 | Galvanized Steel
HAROLDS TEXACO | 304 US 301 S | JESUP | Wayne | 1510074 | 3 | [5 empty] | Temporarily out of use | Gas (Historical Use) | 3000 | Bare Steel | 1958-05-15 |  | Galvanized Steel
HINSON GROCERY | 3151 LANES BRIDGE RD | JESUP | Wayne | 1510055 | 2 | [5 empty] | Removed from Ground | Gas (Historical Use) | 3000 | Bare Steel | 1966-05-04 | 1998-12-17 | Unknown
Circle K 2745098 | 111 S SUNSET BLVD | JESUP | Wayne | 1510007 | 2 | Flapper Valve | 1999-03-08 | FALSE | 1999-03-08 | FALSE | Currently in Use | Gas (Historical Use) | 6000 | Steel-Impressed Current | 1975-02-27 |  | Double-Walled Flex | Pressurized
WALDRON'S GROCERY | 1205 East Cherry Street/U.S. Highway 341 | JESUP | Wayne | 1510041 | 5 | [5 empty] | Removed from Ground | Gas (Historical Use) | 8000 | Bare Steel | 1984-04-29 | 1999-12-17 | Unknown
GA FC/WAYNE CO UNIT | 111 TOWER RD | JESUP | Wayne | 1510001 | 2 | [5 empty] | Removed from Ground | Diesel | 560 | Bare Steel | 1961-04-28 | 1994-05-18 | Galvanized Steel | Safe Suction (Euro)
Circle K 2745088 | 310 N FIRST ST | JESUP | Wayne | 1510089 | 3 | [5 empty] | Removed from Ground | Gas (Historical Use) | 8000 | Cathodically Protected Steel | 1985-05-08 | 1899-12-31 | Galvanized Steel
KELLYS SVC/MIDTOWN EXXON | 185 SOUTH 1ST ST | JESUP | Wayne | 1510073 | 3 | [5 empty] | Removed from Ground | Gas (Historical Use) | 4000 | Bare Steel | 1955-05-16 | 1994-09-29 | Galvanized Steel
COUNTRY CORNER STORE | 693 N FIRST ST | JESUP | Wayne | 1510075 | 1 | [5 empty] | Removed from Ground | Gas (Historical Use) | 8000 | Bare Steel | 1965-05-13 | 1993-01-06 | Galvanized Steel
HINSON GROCERY | 3151 LANES BRIDGE RD | JESUP | Wayne | 1510055 | 1 | [5 empty] | Removed from Ground | Gas (Historical Use) | 4000 | Cathodically Protected Steel | 1966-05-04 | 1998-12-17 | Cathodically Protected
LANDONS SUPER SERVICE | 797 E CHERRY ST | JESUP | Wayne | 1510056 | 1 | [5 empty] | Removed from Ground | Gas (Historical Use) | 1000 | Bare Steel | 1976-05-01 | 1998-11-01 | Galvanized Steel
GA FC/WAYNE CO UNIT | 111 TOWER RD | JESUP | Wayne | 1510001 | 4 |  | 1994-05-18 |  | 1994-05-18 |  | Removed from Ground | Diesel | 1000 | Galvanic (STIP-3) | 1994-05-18 | 2008-06-05 | Cathodically Protected | Safe Suction (Euro)
BST/JESPGASC R4217 | 498 SECOND ST | JESUP | Wayne | 1510090 | 1 | [5 empty] | Removed from Ground | Gas (Historical Use) | 12000 | Bare Steel | 1981-01-02 | 1989-05-09 | Galvanized Steel | Pressurized
DERST BAKING CO WAREHOUSE | 570 SOUTH WEST BROAD ST | JESUP | Wayne | 1510079 | 1 | [5 empty] | Removed from Ground | Empty | 1000 | Bare Steel | 1959-05-15 | 1899-12-31 | Unknown | Suction (American)
COUNTRY CORNER STORE | 693 N FIRST ST | JESUP | Wayne | 1510075 | 4 | [5 empty] | Removed from Ground | Gas (Historical Use) | 4000 | Bare Steel | 1965-05-13 | 1993-01-06 | Galvanized Steel
WALKER AUTO SALES INC | US HWY 301 SOUTH | JESUP | Wayne | 1510081 | 2 | [5 empty] | Permanently Out of Use - historical purposes | Diesel | 4000 | Bare Steel | 1976-05-10 | 1899-12-31 | Galvanized Steel
PINE ST STATION | 277 WEST PINE ST | JESUP | Wayne | 1510083 | 2 | [5 empty] | Removed from Ground | Empty | 5000 | Bare Steel | 1976-05-10 | 1995-01-07 | Galvanized Steel
OCEAN PETROLEUM | 484 US HWY 301 SOUTH | JESUP | Wayne | 1510053 | 6 | [5 empty] | Removed from Ground | Kerosene | 2000 | Bare Steel | 1979-05-02 | 1994-02-10 | Galvanized Steel
JESUP DISCOUNT CORNER | 1105 S FIRST ST | JESUP | Wayne | 1510008 | 1 | Flapper Valve | 1998-01-01 | FALSE | 1998-01-01 | FALSE | Closed in Ground | Gas (Historical Use) | 6000 | Steel-Impressed Current | 1978-02-26 |  | Steel (Impressed Current) | Suction (American)
THORNTON GROCERY | HWY 203 | JESUP | Wayne | 1510040 | 2 | [5 empty] | Temporarily out of use | Gas (Historical Use) | 1000 | Bare Steel | 1973-05-02 |  | Unknown
JESUP MIDDLE GRADES | WEST PINE ST | JESUP | Wayne | 1510012 | 1 | [5 empty] | Permanently Out of Use - historical purposes | Kerosene | 5000 | Bare Steel | 1955-01-23 | 1899-12-31 | Bare Steel
ENK859 | 291 N 1st St | Jesup | Wayne | 1510025 | 3 | [5 empty] | Closed in Ground | Empty | 3000 | Bare Steel | 1966-01-01 | 1993-08-10 | Bare Steel
FRED'S SERVICE STATION | US HWY 301 SOUTH | JESUP | Wayne | 9151036 | 1 | [5 empty] | Permanently Out of Use - historical purposes | Gas (Historical Use) | 0 | Bare Steel | 1967-01-01 | 1899-12-31 | Bare Steel | Gravity Fed
COUNTRY CORNER STORE | 693 N FIRST ST | JESUP | Wayne | 1510075 | 7 | [5 empty] | Removed from Ground | Gas (Historical Use) | 1000 | Bare Steel | 1965-05-13 | 1993-01-06 | Galvanized Steel
JESUP DISCOUNT CORNER | 1105 S FIRST ST | JESUP | Wayne | 1510008 | 4A | Flapper Valve | 2022-08-16 | FALSE | 2022-08-16 | FALSE | Currently in Use | Regular | 12000 | Composite Double Walled | 2022-04-15 |  | Double-Walled Flex | Pressurized
SOUTHSIDE AUTOMOTIVE SVC | 641 S 301 | JESUP | Wayne | 1510057 | 3 | [5 empty] | Removed from Ground | Gas (Historical Use) | 1000 | Bare Steel | 1976-05-01 | 1899-12-31 | Galvanized Steel | Safe Suction (Euro)
OCEAN PETROLEUM | 484 US HWY 301 SOUTH | JESUP | Wayne | 1510053 | 11 |  | 1994-02-15 | FALSE | 1994-02-15 | FALSE | Currently in Use | Diesel | 8000 | Composite | 1994-02-15 |  | Fiberglass Reinforced Plastic | Pressurized
PAIGES MINIT #7 | 301 NORTH ROUTE 5 BOX 584 | JESUP | Wayne | 1510006 | 1 |  | 1998-01-01 |  | 1998-01-01 |  | Removed from Ground | Gas (Historical Use) | 8000 | Steel-Impressed Current | 1974-02-27 | 1999-03-01 | Cathodically Protected | Suction (American)
JESUP DISCOUNT CORNER | 1105 S FIRST ST | JESUP | Wayne | 1510008 | 3 | Flapper Valve | 1998-01-01 | FALSE | 1998-01-01 | FALSE | Closed in Ground | Gas (Historical Use) | 6000 | Steel-Impressed Current | 1978-02-26 |  | Steel (Impressed Current) | Suction (American)
JESUP MIDDLE GRADES | WEST PINE ST | JESUP | Wayne | 1510012 | 2 | [5 empty] | Permanently Out of Use - historical purposes | Kerosene | 2000 | Bare Steel | 1963-01-21 | 1899-12-31 | Galvanized Steel
PINE ST STATION | 277 WEST PINE ST | JESUP | Wayne | 1510083 | 1 | [5 empty] | Removed from Ground | Empty | 4000 | Bare Steel | 1976-05-10 | 1995-01-07 | Galvanized Steel
MIKES 66/ODUMS 66 SERVICE | 191 EAST CHERRY ST | JESUP | Wayne | 1510052 | 1 | [5 empty] | Removed from Ground | Gas (Historical Use) | 4000 | Bare Steel | 1964-05-05 | 1899-12-31 | Galvanized Steel
JESUP DISCOUNT CORNER | 1105 S FIRST ST | JESUP | Wayne | 1510008 | 2 | Flapper Valve | 1998-01-01 | FALSE | 1998-01-01 | FALSE | Closed in Ground | Gas (Historical Use) | 6000 | Steel-Impressed Current | 1978-02-26 |  | Steel (Impressed Current) | Suction (American)
JESUP MIDDLE GRADES | WEST PINE ST | JESUP | Wayne | 1510012 | 3 | [5 empty] | Permanently Out of Use - historical purposes | Kerosene | 1060 | Bare Steel | 1963-01-21 | 1899-12-31 | Bare Steel
WAYNE MEMORIAL HOSPITAL | 865 SOUTH FIRST ST | JESUP | Wayne | 1510020 | 2 | [5 empty] | Removed from Ground | Diesel | 1000 | Bare Steel | 1973-02-27 | 1998-11-03 | Galvanized Steel | Safe Suction (Euro)
ENK859 | 291 N 1st St | Jesup | Wayne | 1510025 | 1 |  |  | TRUE |  | TRUE | Closed in Ground | Used Oil | 500 | Bare Steel | 1966-01-01 | 1993-08-10 | Bare Steel
ENK859 | 291 N 1st St | Jesup | Wayne | 1510025 | 4 | [5 empty] | Closed in Ground | Empty | 3000 | Bare Steel | 1966-01-01 | 1993-08-10 | Bare Steel
MINIT STOP 1875 LLC | 1875 RAYONNIER RD | JESUP | Wayne | 1510032 | 2 | [5 empty] | Removed from Ground | Gas (Historical Use) | 6000 | Bare Steel | 1979-04-04 | 1998-12-01 | Galvanized Steel | Suction (American)
WAYNE CO MAINTENANCE & TRANSPORT | 655 DURRENCE ROAD | JESUP | Wayne | 9151037 | 2 | Flapper Valve | 1996-11-06 | FALSE | 1996-11-06 | FALSE | Currently in Use | Diesel | 10000 | Composite | 1996-10-28 |  | Double-Walled Flex | Pressurized
MITCHELL AUTO REPAIR | 3091 SAVANNAH HWY | JESUP | Wayne | 9151048 | 3 | [5 empty] | Removed from Ground | Gas (Historical Use) | 4000 | Not Marked/Unknown | 1998-12-01 | 1998-12-01 | Not Marked
FRIENDLY EXPRESS #79 | 1190 E CHERRY ST | JESUP | Wayne | 9151061 | 2 | Flapper Valve | 2000-10-24 | FALSE | 2000-10-24 | FALSE | Currently in Use | Premium | 8000 | Composite | 2000-10-24 |  |  | Pressurized
Circle K 2745088 | 310 N FIRST ST | JESUP | Wayne | 1510089 | 4 | Flapper Valve | 1999-04-21 | FALSE | 1999-04-21 | FALSE | Currently in Use | Gas (Historical Use) | 12000 | Composite Double Walled | 1999-04-21 |  | Flex | Pressurized
Circle K 2745088 | 310 N FIRST ST | JESUP | Wayne | 1510089 | 1 | [5 empty] | Removed from Ground | Gas (Historical Use) | 6000 | Cathodically Protected Steel | 1985-05-08 | 1899-12-31 | Galvanized Steel
OCEAN PETROLEUM | 484 US HWY 301 SOUTH | JESUP | Wayne | 1510053 | 1 | [5 empty] | Removed from Ground | Diesel | 8000 | Bare Steel | 1964-05-05 | 1994-02-10 | Galvanized Steel
LANDONS SUPER SERVICE | 797 E CHERRY ST | JESUP | Wayne | 1510056 | 7A | Flapper Valve | 1998-11-04 | FALSE | 1998-11-04 | FALSE | Currently in Use | E-0 | 4000 | Composite | 1998-11-04 |  | Fiberglass Reinforced Plastic | Safe Suction (Euro)
BENNETTS GROCERY | 1640 RAYONIER RD | JESUP | Wayne | 1510061 | 1 | [5 empty] | Removed from Ground | Gas (Historical Use) | 1000 | Bare Steel | 1974-05-03 | 1998-11-18 | Galvanized Steel
BRUNSWICK PULP LAND CO | RT 1/LOCATED AT LITTLE CREEK | JESUP | Wayne | 1510067 | 2 | [5 empty] | Removed from Ground | Diesel | 1000 | Bare Steel | 1976-05-10 | 1985-01-01 | Galvanized Steel
BRUNSWICK PULP LAND CO | 8262 S US HWY 301 BROADHURST | JESUP | Wayne | 1510068 | 1 | [5 empty] | Removed from Ground | Gas (Historical Use) | 520 | Bare Steel | 1976-05-10 | 1985-01-01 | Galvanized Steel
CSXT INC/SEABOARD SYSTEM RR | 176 NORTHWEST BROAD ST | JESUP | Wayne | 1510078 | 1 | [5 empty] | Removed from Ground | Gas (Historical Use) | 1000 | Bare Steel | 1970-05-12 | 1990-09-20 | Galvanized Steel
WALKER AUTO SALES INC | US HWY 301 SOUTH | JESUP | Wayne | 1510081 | 3 | [5 empty] | Permanently Out of Use - historical purposes | Diesel | 4000 | Bare Steel | 1976-05-10 | 1899-12-31 | Galvanized Steel
HWY 38 SERVICE STATION | US HWY 301 NORTH | JESUP | Wayne | 1510082 | 1 | [5 empty] | Permanently Out Of Use | Empty | 4000 | Bare Steel | 1976-05-10 | 1999-09-23 | Galvanized Steel
PINE ST STATION | 277 WEST PINE ST | JESUP | Wayne | 1510083 | 6 | [5 empty] | Removed from Ground | Empty | 5000 | Bare Steel | 1976-05-10 | 1995-01-07 | Galvanized Steel
Eagle Fuel | 755 N FIRST ST | JESUP | Wayne | 1510051 | 2 | Flapper Valve | 1990-09-01 | FALSE | 1990-09-01 | FALSE | Currently in Use | Regular | 6000 | Steel-Impressed Current | 1985-04-29 |  | Fiberglass Reinforced Plastic | Pressurized
WALDRON'S GROCERY | 1205 East Cherry Street/U.S. Highway 341 | JESUP | Wayne | 1510041 | 3 | [5 empty] | Removed from Ground | Gas (Historical Use) | 6000 | Bare Steel | 1984-04-29 | 1999-12-17 | Unknown
BOYKIN ERECTORS INC | 2021 SAVANNAH HWY | JESUP | Wayne | 1510024 | 2 | [5 empty] | Removed from Ground | Diesel | 3000 | Bare Steel | 1983-03-25 | 1998-11-01 | Galvanized Steel | Suction (American)
ENK859 | 291 N 1st St | Jesup | Wayne | 1510025 | 7B | Flapper Valve | 2021-04-06 | FALSE | 2020-12-30 | FALSE | Currently in Use | E-0 | 8000 | Fiberglass Double Walled | 2020-11-05 |  | Double-Walled Flex | Pressurized
KELLYS SVC/MIDTOWN EXXON | 185 SOUTH 1ST ST | JESUP | Wayne | 1510073 | 4 |  |  | TRUE |  | TRUE | Removed from Ground | Used Oil | 500 | Marked Unknown | 1995-09-05 | 1995-09-05 | Unknown
KELLYS SVC/MIDTOWN EXXON | 185 SOUTH 1ST ST | JESUP | Wayne | 1510073 | 5 | [5 empty] | Removed from Ground | Diesel | 500 | Marked Unknown | 1995-09-05 | 1995-09-05 | Unknown
HAROLDS TEXACO | 304 US 301 S | JESUP | Wayne | 1510074 | 2 | [5 empty] | Temporarily out of use | Gas (Historical Use) | 3000 | Bare Steel | 1958-05-15 |  | Galvanized Steel
OCEAN PETROLEUM | 484 US HWY 301 SOUTH | JESUP | Wayne | 1510053 | 4 | [5 empty] | Removed from Ground | Diesel | 6000 | Bare Steel | 1964-05-05 | 1994-02-10 | Galvanized Steel
OCEAN PETROLEUM | 484 US HWY 301 SOUTH | JESUP | Wayne | 1510053 | 5 | [5 empty] | Removed from Ground | Gas (Historical Use) | 4000 | Bare Steel | 1971-05-04 | 1994-02-10 | Galvanized Steel
OCEAN PETROLEUM | 484 US HWY 301 SOUTH | JESUP | Wayne | 1510053 | 7 |  | 1994-02-15 | FALSE | 1994-02-15 | FALSE | Currently in Use | Gas (Historical Use) | 10000 | Composite | 1994-02-15 |  | Fiberglass Reinforced Plastic | Pressurized
YELLOW FREIGHT LINES | SUNSET BLVD/INDUST PARK | JESUP | Wayne | 1510047 | 1 | [5 empty] | Currently in Use | Gas (Historical Use) | 3000 | Cathodically Protected Steel | 1985-04-29 |  | Cathodically Protected
GARDI TIRE & GROCERY | 6534 SOUTH US HIGHWAY 341 | JESUP | Wayne | 1510060 | 5 | Flapper Valve | 1999-03-18 | FALSE | 1999-03-18 | FALSE | Currently in Use | Diesel | 3000 | Composite | 1999-03-17 |  | Fiberglass Reinforced Plastic | Safe Suction (Euro)
ENK859 | 291 N 1st St | Jesup | Wayne | 1510025 | 2 | [5 empty] | Closed in Ground | Empty | 3000 | Bare Steel | 1966-01-01 | 1993-08-10 | Bare Steel
FRED'S SERVICE STATION | US HWY 301 SOUTH | JESUP | Wayne | 9151036 | 2 | [5 empty] | Permanently Out of Use - historical purposes | Gas (Historical Use) | 0 | Bare Steel | 1967-01-01 | 1899-12-31 | Bare Steel | Gravity Fed
OCEAN PETROLEUM | 484 US HWY 301 SOUTH | JESUP | Wayne | 1510053 | 9 |  | 1998-02-15 | FALSE | 1998-02-15 | FALSE | Currently in Use | Gas (Historical Use) | 10000 | Composite | 1994-02-15 |  | Fiberglass Reinforced Plastic | Pressurized
OCEAN PETROLEUM | 484 US HWY 301 SOUTH | JESUP | Wayne | 1510053 | 2 | [5 empty] | Removed from Ground | Gas (Historical Use) | 8000 | Bare Steel | 1964-05-05 | 1994-02-10 | Galvanized Steel
OCEAN PETROLEUM | 484 US HWY 301 SOUTH | JESUP | Wayne | 1510053 | 8 |  | 1994-02-15 | FALSE | 1994-02-15 | FALSE | Currently in Use | Gas (Historical Use) | 10000 | Composite | 1994-02-15 |  | Fiberglass Reinforced Plastic | Pressurized
LANDONS SUPER SERVICE | 797 E CHERRY ST | JESUP | Wayne | 1510056 | 4 | [5 empty] | Removed from Ground | Gas (Historical Use) | 1000 | Bare Steel | 1966-05-04 | 1998-11-01 | Galvanized Steel
LANDONS SUPER SERVICE | 797 E CHERRY ST | JESUP | Wayne | 1510056 | 5 | [5 empty] | Removed from Ground | Gas (Historical Use) | 1000 | Bare Steel | 1966-05-04 | 1998-11-04 | Galvanized Steel
BRUNSWICK PULP LAND CO | 8262 S US HWY 301 BROADHURST | JESUP | Wayne | 1510068 | 2 | [5 empty] | Removed from Ground | Diesel | 520 | Bare Steel | 1976-05-10 | 1985-01-01 | Galvanized Steel
HENDRIX HAULING CO INC | 3600 RAYONIER RD | JESUP | Wayne | 1510023 | 1 | Flapper Valve | 1997-12-28 | FALSE | 1997-12-28 | FALSE | Currently in Use | Diesel | 3000 | Steel-Impressed Current | 1970-03-17 |  | Fiberglass Reinforced Plastic | Pressurized
HOKES TRUCK STOP 9151050 | 6266 HIGHWAY 301 SOUTH | JESUP | Wayne | 9151050 | 9 | [5 empty] | Removed from Ground | Diesel | 3000 | Not Marked/Unknown | 1998-12-26 | 1998-12-26 | Not Marked
HOKES TRUCK STOP 9151050 | 6266 HIGHWAY 301 SOUTH | JESUP | Wayne | 9151050 | 8 | [5 empty] | Removed from Ground | Diesel | 3000 | Not Marked/Unknown | 1998-12-26 | 1998-12-26 | Not Marked
SAICO INC COUNTRY QUICK STORE #1 | 1199 E CHERRY ST | JESUP | Wayne | 1510070 | 7 |  | 1999-01-12 | FALSE | 1999-01-12 | FALSE | Removed from Ground | Gas (Historical Use) | 5000 | Steel-Impressed Current | 1998-12-02 | 2017-08-15 | Steel (Impressed Current) | Pressurized
SAICO INC COUNTRY QUICK STORE #1 | 1199 E CHERRY ST | JESUP | Wayne | 1510070 | 5 |  | 1999-01-12 | FALSE | 1999-01-12 | FALSE | Removed from Ground | Gas (Historical Use) | 5000 | Steel-Impressed Current | 1953-05-16 | 2017-08-15 | Steel (Impressed Current) | Pressurized
SAICO INC COUNTRY QUICK STORE #1 | 1199 E CHERRY ST | JESUP | Wayne | 1510070 | 4 | [5 empty] | Removed from Ground | Gas (Historical Use) | 8000 | Bare Steel | 1953-05-16 | 1899-12-31 | Galvanized Steel
MINIT STOP 1875 LLC | 1875 RAYONNIER RD | JESUP | Wayne | 1510032 | 3 | [5 empty] | Removed from Ground | Diesel | 6000 | Bare Steel | 1982-04-03 | 1998-12-01 | Galvanized Steel | Suction (American)
CITY OF JESUP POLICE DEPT | 266 E WALNUT STREET | JESUP | Wayne | 9151044 | 1 | [5 empty] | Removed from Ground | Gas (Historical Use) | 1000 | Bare Steel | 1998-06-01 | 1998-06-01 | Galvanized Steel | Safe Suction (Euro)
NORFOLK SOUTHERN | 325 NORTH WEST BROAD STREET | JESUP | Wayne | 9151033 | 1 | [5 empty] | Removed from Ground | Gas (Historical Use) | 200 | Not Marked/Unknown | 1996-04-15 | 1996-04-15 | Not Marked
HOKES TRUCK STOP 9151050 | 6266 HIGHWAY 301 SOUTH | JESUP | Wayne | 9151050 | 10 | [5 empty] | Removed from Ground | Diesel | 3000 | Not Marked/Unknown | 1998-12-26 | 1998-12-26 | Not Marked
MITCHELL AUTO REPAIR | 3091 SAVANNAH HWY | JESUP | Wayne | 9151048 | 1 |  |  | TRUE |  | TRUE | Removed from Ground | Used Oil | 500 | Not Marked/Unknown | 1998-12-01 | 1998-12-01 | Not Marked
MITCHELL AUTO REPAIR | 3091 SAVANNAH HWY | JESUP | Wayne | 9151048 | 4 | [5 empty] | Removed from Ground | Gas (Historical Use) | 4000 | Not Marked/Unknown | 1998-12-01 | 1998-12-01 | Not Marked
BRUNSWICK PULP LAND CO | RT 1/LOCATED AT LITTLE CREEK | JESUP | Wayne | 1510067 | 1 | [5 empty] | Removed from Ground | Gas (Historical Use) | 520 | Bare Steel | 1985-01-01 | 1985-01-01 | Galvanized Steel
SAICO INC COUNTRY QUICK STORE #1 | 1199 E CHERRY ST | JESUP | Wayne | 1510070 | 3 |  | 1999-01-12 | FALSE | 1999-01-12 | FALSE | Removed from Ground | Gas (Historical Use) | 2000 | Steel-Impressed Current | 1953-05-16 | 2017-08-15 | Steel (Impressed Current) | Pressurized
INMAN INDUSTRIAL ELECTRIC INC | DOCTOR TOWN RD | JESUP | Wayne | 1510029 | 1 | [5 empty] | Removed from Ground | Gas (Historical Use) | 3000 | Bare Steel | 1985-03-25 | 1997-12-02 | Galvanized Steel | Suction (American)
MINIT STOP 1875 LLC | 1875 RAYONNIER RD | JESUP | Wayne | 1510032 | 4 | Ball Float | 1999-01-01 | FALSE | 1999-01-01 | FALSE | Currently in Use | Regular | 10000 | Composite | 1999-01-01 |  | Fiberglass Reinforced Plastic | Pressurized
MINIT STOP 1875 LLC | 1875 RAYONNIER RD | JESUP | Wayne | 1510032 | 1 | [5 empty] | Removed from Ground | Gas (Historical Use) | 6000 | Bare Steel | 1979-04-04 | 1998-12-01 | Galvanized Steel | Suction (American)
WAYNE CO MAINTENANCE & TRANSPORT | 655 DURRENCE ROAD | JESUP | Wayne | 9151037 | 1 | Flapper Valve | 1996-11-06 | FALSE | 1996-11-06 | FALSE | Currently in Use | Regular | 3000 | Composite | 1996-10-28 |  | Double-Walled Flex | Pressurized
FRED'S SERVICE STATION | US HWY 301 SOUTH | JESUP | Wayne | 9151036 | 3 | [5 empty] | Permanently Out of Use - historical purposes | Gas (Historical Use) | 0 | Bare Steel | 1967-01-01 | 1899-12-31 | Bare Steel | Gravity Fed
LUKES DISCOUNT | 1215 S FIRST ST | JESUP | Wayne | 9151041 | 2 | Ball Float | 1998-01-01 | FALSE | 1998-01-01 | FALSE | Currently in Use | Premium | 8000 | Composite | 1998-04-01 |  | Fiberglass Reinforced Plastic | Pressurized
FRIENDLY EXPRESS #79 | 1190 E CHERRY ST | JESUP | Wayne | 9151061 | 1 | Flapper Valve | 2000-10-24 | FALSE | 2000-10-24 | FALSE | Currently in Use | Regular | 12000 | Composite | 2000-10-24 |  |  | Pressurized
MURPHY USA #5619 | 1120 N FIRST ST | JESUP | Wayne | 9151055 | 2 | Flapper Valve | 1998-10-16 | FALSE | 1998-10-16 | FALSE | Currently in Use | Premium | 12000 | Tank Jacket | 1998-09-25 |  | Double-Walled Flex | Pressurized
LUCKYS CONV | 1296 W CHERRY ST | JESUP | Wayne | 9151025 | 2 | Flapper Valve | 1998-11-20 | FALSE | 1998-11-20 | FALSE | Currently in Use | Plus | 6000 | Steel-Impressed Current | 1989-01-01 |  | Fiberglass Reinforced Plastic | Pressurized
FIRST STREET CHEVRON | 305 N FIRST ST | JESUP | Wayne | 9151023 | 1 |  | 1998-12-18 |  | 1998-12-18 |  | Removed from Ground | Gas (Historical Use) | 5000 | Marked Unknown | 1998-11-10 | 2004-07-14 | Cathodically Protected | Pressurized
WAYNE CO ROAD DEPT | 165 RAINTREE DR | JESUP | Wayne | 9151020 | 1 | [5 empty] | Removed from Ground | Gas (Historical Use) | 1000 | Bare Steel | 1995-01-20 | 1995-01-20 | Galvanized Steel | Safe Suction (Euro)
WAYNE CO COMM OFFICE | 260 EAST WALNUT ST | JESUP | Wayne | 9151018 | 1 | [5 empty] | Removed from Ground | Gas (Historical Use) | 1000 | Bare Steel | 1994-10-04 | 1994-10-04 | Galvanized Steel | Safe Suction (Euro)
LUCKYS CONV | 1296 W CHERRY ST | JESUP | Wayne | 9151025 | 5 |  | 2005-12-21 | FALSE | 2005-12-21 | FALSE | Currently in Use | Diesel | 15000 | Composite | 2005-12-21 |  | Fiberglass Reinforced Plastic | Pressurized
WAYNE CO ROAD DEPT | 165 RAINTREE DR | JESUP | Wayne | 9151020 | 3 | [5 empty] | Removed from Ground | Gas (Historical Use) | 500 | Bare Steel | 1995-08-24 | 1995-08-24 | Galvanized Steel | Suction (American)
OUT OF BUSINESS | 561 OLD WAYNESVILLE RD | JESUP | Wayne | 7151001 | 3 | [5 empty] | Removed from Ground | Gas (Historical Use) | 3000 | Not Marked/Unknown | 1993-02-10 | 1993-02-10 | Not Marked
JESUP INLAND SVC STA | 579 NORTH FIRST ST | JESUP | Wayne | 4430055 | 3 | [5 empty] | Removed from Ground | Gas (Historical Use) | 8000 | Bare Steel | 1978-04-09 | 1996-09-01 | Galvanized Steel | Suction (American)
CLYDES MARKET #57 | 3100 LANES BRIDGE RD | JESUP | Wayne | 10000627 | 1B | Ball Float | 2001-09-01 | FALSE | 2001-09-01 | FALSE | Currently in Use | Premium | 3500 | Composite | 2001-09-01 |  | Fiberglass Reinforced Plastic | Pressurized
STOP N SHOP CITGO | 1336 RAYONIER RD | JESUP | Wayne | 9151054 | 1 |  | 1997-07-02 |  | 1997-07-02 |  | Currently in Use | Gas (Historical Use) | 16000 | Composite | 1997-07-02 |  | Flex | Pressurized
MITCHELL AUTO REPAIR | 3091 SAVANNAH HWY | JESUP | Wayne | 9151048 | 2 | [5 empty] | Removed from Ground | Gas (Historical Use) | 2000 | Not Marked/Unknown | 1998-12-01 | 1998-12-01 | Not Marked
301 TOBACCO OUTLET | 4225 SAVANNAH HWY | JESUP | Wayne | 9151026 | 9B | Flapper Valve | 2016-01-04 | FALSE | 2016-01-04 | FALSE | Currently in Use | Premium | 5000 | Composite Double Walled | 2015-11-01 |  | Double-Walled Fiberglass | Pressurized
FIRST STREET CHEVRON | 305 N FIRST ST | JESUP | Wayne | 9151023 | 4 |  | 1998-12-18 |  | 1998-12-18 |  | Removed from Ground | Diesel | 2000 | Marked Unknown | 1998-11-10 | 2004-07-14 | Cathodically Protected | Suction (American)
Replay Fuel LLC dba Lotto Express | 1421 S First St. | JESUP | Wayne | 9151013 | 2 | Flapper Valve | 1995-11-30 | FALSE | 1988-03-01 | FALSE | Currently in Use | Regular | 6041 | Steel-Impressed Current | 1995-11-17 |  | Steel (Impressed Current) | Pressurized
JESUP INLAND SVC STA | 579 NORTH FIRST ST | JESUP | Wayne | 4430055 | 4 |  |  | TRUE |  | TRUE | Removed from Ground | Used Oil | 2000 | Not Marked/Unknown | 1992-01-01 | 1992-01-01 | Not Marked
CLYDES MARKET #57 | 3100 LANES BRIDGE RD | JESUP | Wayne | 10000627 | 1A | Ball Float | 2001-09-01 | FALSE | 2001-09-01 | FALSE | Currently in Use | Regular | 8500 | Composite | 2001-09-01 |  | Fiberglass Reinforced Plastic | Pressurized
CYNTHIA HOPKINS | 230 JAYCEE LANDING | JESUP | Wayne | 9151032 | 1 |  | 1995-05-24 |  | 1995-05-24 |  | Currently in Use | Gas (Historical Use) | 550 | Unknown | 1995-05-24 |  | Galvanized Steel | Suction (American)
Shell Truck Stop | 3435 Savannah Hwy | JESUP | Wayne | 9151040 | 1A | Flapper Valve | 1997-06-04 | FALSE | 1997-06-04 | FALSE | Currently in Use | Plus | 6000 | Composite | 1997-05-28 |  |  | Pressurized
STRATE WELDING SUPPLY CO | 355 E PINE STREET | JESUP | Wayne | 9151049 | 1 | [5 empty] | Removed from Ground | Gas (Historical Use) | 1000 | Not Marked/Unknown | 1998-12-28 | 1998-12-28 | Not Marked
301 TOBACCO OUTLET | 4225 SAVANNAH HWY | JESUP | Wayne | 9151026 | 3 | [5 empty] | Removed from Ground | Gas (Historical Use) | 2000 | Marked Unknown | 1975-01-01 | 1999-12-16 | Unknown | Suction (American)
GA PACIFIC (MT PLEASANT) |  | MOUNT PLEASANT | Wayne | 9000389 | 1 | [5 empty] | Removed from Ground | Other | 1 | Not Marked/Unknown |  | 1899-12-31 | Not Marked
GA FC/WAYNE CO UNIT | 111 TOWER RD | JESUP | Wayne | 1510001 | 1 | [5 empty] | Removed from Ground | Gas (Historical Use) | 2000 | Bare Steel | 1981-04-23 | 1994-05-18 | Galvanized Steel | Safe Suction (Euro)
COUNTRY CORNER STORE | 693 N FIRST ST | JESUP | Wayne | 1510075 | 5 | [5 empty] | Removed from Ground | Gas (Historical Use) | 1000 | Bare Steel | 1965-05-13 | 1993-01-06 | Galvanized Steel
MIKES 66/ODUMS 66 SERVICE | 191 EAST CHERRY ST | JESUP | Wayne | 1510052 | 2 | [5 empty] | Removed from Ground | Gas (Historical Use) | 3000 | Bare Steel | 1964-05-05 | 1899-12-31 | Galvanized Steel
OCEAN PETROLEUM | 484 US HWY 301 SOUTH | JESUP | Wayne | 1510053 | 10 |  | 1994-02-15 | FALSE | 1994-02-15 | FALSE | Currently in Use | Diesel | 12000 | Composite | 1994-02-15 |  | Fiberglass Reinforced Plastic | Pressurized
WALDRON'S GROCERY | 1205 East Cherry Street/U.S. Highway 341 | JESUP | Wayne | 1510041 | 1 | [5 empty] | Removed from Ground | Diesel | 3000 | Bare Steel | 1984-04-29 | 1999-12-17 | Unknown
LANDONS SUPER SERVICE | 797 E CHERRY ST | JESUP | Wayne | 1510056 | 6 | [5 empty] | Removed from Ground | Diesel | 500 | Bare Steel | 1981-04-30 | 1998-11-01 | Unknown
PAIGES MINIT #7 | 301 NORTH ROUTE 5 BOX 584 | JESUP | Wayne | 1510006 | 2 |  | 1998-01-01 |  | 1998-01-01 |  | Removed from Ground | Gas (Historical Use) | 6000 | Steel-Impressed Current | 1974-02-27 | 1999-03-01 | Cathodically Protected | Suction (American)
JESUP DISCOUNT CORNER | 1105 S FIRST ST | JESUP | Wayne | 1510008 | 4B | Flapper Valve | 2022-08-16 | FALSE | 2022-08-16 | FALSE | Currently in Use | Diesel | 6000 | Composite Double Walled | 2022-04-15 |  | Double-Walled Flex | Pressurized
JIMMY SEARS | 18244 S HWY 341 HORTENSE GA | JESUP | Wayne | 1510048 | 1 | [5 empty] | Permanently Out Of Use | Gas (Historical Use) | 1000 | Bare Steel | 1972-05-02 | 1998-12-21 | Unknown
LANDONS SUPER SERVICE | 797 E CHERRY ST | JESUP | Wayne | 1510056 | 3 | [5 empty] | Removed from Ground | Gas (Historical Use) | 1000 | Bare Steel | 1966-05-04 | 1998-11-01 | Galvanized Steel
SOUTHSIDE AUTOMOTIVE SVC | 641 S 301 | JESUP | Wayne | 1510057 | 1 |  | 1998-09-25 |  | 1998-09-25 |  | Removed from Ground | Gas (Historical Use) | 3000 | Not Marked/Unknown | 1966-05-04 | 2002-12-01 | Fiberglass Reinforced Plastic | Suction (American)
SAICO INC COUNTRY QUICK STORE #1 | 1199 E CHERRY ST | JESUP | Wayne | 1510070 | 1 | [5 empty] | Removed from Ground | Gas (Historical Use) | 5000 | Bare Steel | 1953-05-16 | 1994-05-01 | Galvanized Steel | Suction (American)
COUNTRY CORNER STORE | 693 N FIRST ST | JESUP | Wayne | 1510075 | 2 | [5 empty] | Removed from Ground | Gas (Historical Use) | 6000 | Bare Steel | 1965-05-13 | 1993-01-06 | Galvanized Steel
COUNTRY CORNER STORE | 693 N FIRST ST | JESUP | Wayne | 1510075 | 9 | Flapper Valve | 1992-12-07 | FALSE | 1992-12-07 | FALSE | Currently in Use | Premium | 6000 | Composite | 1992-12-07 |  | Fiberglass Reinforced Plastic | Pressurized
COUNTRY CORNER STORE | 693 N FIRST ST | JESUP | Wayne | 1510075 | 8 | Flapper Valve | 1992-12-07 | FALSE | 1992-12-07 | FALSE | Currently in Use | Regular | 8000 | Composite | 1992-12-07 |  | Fiberglass Reinforced Plastic | Pressurized
OCEAN PETROLEUM | 484 US HWY 301 SOUTH | JESUP | Wayne | 1510053 | 12 |  | 1994-02-15 | FALSE | 1994-02-15 | FALSE | Currently in Use | Kerosene | 4000 | Composite | 1994-02-15 |  | Fiberglass Reinforced Plastic | Pressurized
THORNTON GROCERY | HWY 203 | JESUP | Wayne | 1510040 | 1 | [5 empty] | Temporarily out of use | Gas (Historical Use) | 1000 | Bare Steel | 1973-05-02 |  | Unknown
LANDONS SUPER SERVICE | 797 E CHERRY ST | JESUP | Wayne | 1510056 | 7B | Flapper Valve | 1998-11-04 | FALSE | 1998-11-04 | FALSE | Currently in Use | Premium | 4000 | Composite | 1998-11-04 |  | Fiberglass Reinforced Plastic | Safe Suction (Euro)
HAROLDS TEXACO | 304 US 301 S | JESUP | Wayne | 1510074 | 1 | [5 empty] | Temporarily out of use | Gas (Historical Use) | 3000 | Bare Steel | 1958-05-15 |  | Galvanized Steel
COUNTRY CORNER STORE | 693 N FIRST ST | JESUP | Wayne | 1510075 | 6 | [5 empty] | Removed from Ground | Gas (Historical Use) | 4000 | Bare Steel | 1965-05-13 | 1993-01-06 | Galvanized Steel
LANDONS SUPER SERVICE | 797 E CHERRY ST | JESUP | Wayne | 1510056 | 2 | [5 empty] | Removed from Ground | Gas (Historical Use) | 1000 | Bare Steel | 1976-05-01 | 1998-11-01 | Galvanized Steel
JESUP OPER HQ | 2055 SUNSET BLVD | JESUP | Wayne | 1510063 | 1 | [5 empty] | Removed from Ground | Gas (Historical Use) | 5000 | Bare Steel | 1971-05-11 | 1990-08-01 | Unknown | Pressurized
MINIT STOP 1875 LLC | 1875 RAYONNIER RD | JESUP | Wayne | 1510032 | 5 | Ball Float | 1999-01-01 | FALSE | 1999-01-01 | FALSE | Currently in Use | Premium | 6000 | Composite | 1999-01-01 |  | Fiberglass Reinforced Plastic | Pressurized
JESUP CARWASH | 154 N FIRST STREET | JESUP | Wayne | 9151056 | 3 | [5 empty] | Removed from Ground | Gas (Historical Use) | 3000 | Bare Steel | 2000-01-18 | 2000-01-18 | Bare Steel | Suction (American)
FIRST STREET CHEVRON | 305 N FIRST ST | JESUP | Wayne | 9151023 | 3 |  | 1998-12-18 |  | 1998-12-18 |  | Removed from Ground | Gas (Historical Use) | 5000 | Marked Unknown | 1998-11-10 | 2004-07-14 | Cathodically Protected | Pressurized
STEPHENS CARDLOCK | 666 W PLUM ST | JESUP | Wayne | 9151022 | 2 |  | 1986-01-01 | FALSE | 1986-01-01 | FALSE | Temporarily out of use | Regular | 4000 | Fiberglass | 1986-01-01 |  | Fiberglass Reinforced Plastic | Pressurized
Lotto Express | 210 S US HWY 301 | JESUP | Wayne | 9151014 | 2 | Flapper Valve | 1990-03-01 | FALSE | 1990-03-01 | FALSE | Currently in Use | Plus | 5000 | Steel-Impressed Current | 1995-11-17 |  | Steel (Impressed Current) | Pressurized
Replay Fuel LLC dba Lotto Express | 1421 S First St. | JESUP | Wayne | 9151013 | 3 | Flapper Valve | 1995-11-30 | FALSE | 1988-03-01 | FALSE | Currently in Use | Regular | 6041 | Steel-Impressed Current | 1995-11-17 |  | Steel (Impressed Current) | Pressurized
WAYNE OIL/KEY PUMPS | 481 SOUTH US HWY 301 | JESUP | Wayne | 9151006 | 2 | Flapper Valve | 1990-01-01 |  | 1990-01-01 |  | Removed from Ground | Gas (Historical Use) | 8000 | Galvanic (STIP-3) | 1990-01-01 | 2014-04-09 | Galvanized Steel | Pressurized
CROSSROADS COUNTRY STORE | 11821 LANES BRIDGE RD | ODUM | Wayne | 9151005 | 1 | Flapper Valve | 1992-04-08 | FALSE | 1992-04-08 | FALSE | Currently in Use | Regular | 6079 | Steel-Impressed Current | 1992-03-10 |  | Steel (Impressed Current) | Safe Suction (Euro)
PEARCES FURNITURE | 116 S CHURCH ST | ODUM | Wayne | 9151028 | 1 | [5 empty] | Removed from Ground | Gas (Historical Use) | 560 | Marked Unknown | 1998-01-01 | 1998-01-01 | Unknown | Suction (American)
ODUM GENERAL STORE | 101 MAIN ST | ODUM | Wayne | 9151060 | 1B | Ball Float | 2000-11-01 | FALSE | 2000-11-01 | TRUE | Currently in Use | Premium | 3500 | Composite | 2000-11-01 |  | Fiberglass Reinforced Plastic | Pressurized
HWY 38 SERVICE STATION | US HWY 301 NORTH | JESUP | Wayne | 1510082 | 2 | [5 empty] | Permanently Out Of Use | Empty | 4000 | Bare Steel | 1976-05-10 | 1999-09-23 | Galvanized Steel
PINE ST STATION | 277 WEST PINE ST | JESUP | Wayne | 1510083 | 4 | [5 empty] | Removed from Ground | Empty | 4000 | Bare Steel | 1976-05-10 | 1995-01-07 | Galvanized Steel
PINE ST STATION | 277 WEST PINE ST | JESUP | Wayne | 1510083 | 5 | [5 empty] | Removed from Ground | Empty | 2000 | Bare Steel | 1976-05-10 | 1995-01-07 | Galvanized Steel
PINE ST STATION | 277 WEST PINE ST | JESUP | Wayne | 1510083 | 7 | [5 empty] | Removed from Ground | Empty | 4000 | Bare Steel | 1976-05-10 | 1995-01-01 | Galvanized Steel
Circle K 2745098 | 111 S SUNSET BLVD | JESUP | Wayne | 1510007 | 1 | Flapper Valve | 1999-03-08 | FALSE | 1999-03-08 | FALSE | Currently in Use | Gas (Historical Use) | 8000 | Steel-Impressed Current | 1975-02-27 |  | Double-Walled Flex | Pressurized
STOP N SHOP CITGO | 1336 RAYONIER RD | JESUP | Wayne | 9151054 | 1B | Flapper Valve | 1997-07-02 | FALSE | 1997-07-02 | FALSE | Currently in Use | Premium | 16000 | Composite | 1997-07-02 |  | Flex | Pressurized
301 TOBACCO OUTLET | 4225 SAVANNAH HWY | JESUP | Wayne | 9151026 | 8 | Flapper Valve | 2016-01-04 | FALSE | 2016-01-04 | FALSE | Currently in Use | Regular | 15000 | Composite Double Walled | 2015-11-01 |  | Double-Walled Fiberglass | Pressurized
SOUTHSIDE AUTOMOTIVE SVC | 641 S 301 | JESUP | Wayne | 1510057 | 2 |  | 1998-09-25 |  | 1998-09-25 |  | Removed from Ground | Gas (Historical Use) | 3000 | Not Marked/Unknown | 1966-05-04 | 2002-12-01 | Fiberglass Reinforced Plastic | Suction (American)
SAICO INC COUNTRY QUICK STORE #1 | 1199 E CHERRY ST | JESUP | Wayne | 1510070 | 8 |  | 1999-01-12 | FALSE | 1999-01-12 | FALSE | Removed from Ground | Diesel | 5000 | Steel-Impressed Current | 1983-01-01 | 2017-08-15 | Steel (Impressed Current) | Suction (American)
MINIT STOP 1875 LLC | 1875 RAYONNIER RD | JESUP | Wayne | 1510032 | 6 | Ball Float | 1999-01-01 | FALSE | 1999-01-01 | FALSE | Currently in Use | Diesel | 6000 | Composite | 1999-01-01 |  | Fiberglass Reinforced Plastic | Pressurized
MADRAY SPRINGS COUNTRY STORE | 9859 LANES BRIDGE RD | JESUP | Wayne | 9151027 | 1 | [5 empty] | Removed from Ground | Gas (Historical Use) | 3000 | Not Marked/Unknown | 1988-01-01 | 1999-03-16 | Not Marked
WAYNE CO MAINT JESUP | GA HWY 169 | JESUP | Wayne | 9151001 | 2 | Flapper Valve | 1997-04-22 | FALSE | 1997-04-22 | FALSE | Currently in Use | Diesel | 10000 | Fiberglass | 1997-04-22 |  | Double-Walled Fiberglass | Pressurized
WAYNE CO MAINT JESUP | GA HWY 169 | JESUP | Wayne | 9151001 | 10561-1 | [5 empty] | Removed from Ground | Gas (Historical Use) | 2000 | Bare Steel | 1970-05-03 | 1989-02-01 | Galvanized Steel | Safe Suction (Euro)
ODUM KWIK STOP | 125 S CHURCH ST | ODUM | Wayne | 1510037 | 3 | [5 empty] | Removed from Ground | Gas (Historical Use) | 3000 | Bare Steel | 1975-05-02 | 1999-12-17 | Cathodically Protected
301 TOBACCO OUTLET | 4225 SAVANNAH HWY | JESUP | Wayne | 9151026 | 6 | [5 empty] | Removed from Ground | Gas (Historical Use) | 2000 | Not Marked/Unknown | 1975-01-01 | 1999-12-16 | Not Marked
Lotto Express | 210 S US HWY 301 | JESUP | Wayne | 9151014 | 1 | Flapper Valve | 1990-03-01 | FALSE | 1990-03-01 | FALSE | Currently in Use | Regular | 8000 | Steel-Impressed Current | 1995-11-17 |  | Steel (Impressed Current) | Pressurized
GA DOT 10501-ASPHALT | 204 HWY 341 NORTH | JESUP | Wayne | 9151016 | 3 | [5 empty] | Removed from Ground | Gas (Historical Use) | 4000 | Bare Steel | 1977-01-01 | 1989-09-01 | Galvanized Steel | Safe Suction (Euro)
ODUM STATION | MAIN ST | ODUM | Wayne | 1510084 | 2 | [5 empty] | Permanently Out of Use - historical purposes | Empty | 2000 | Bare Steel | 1976-05-10 | 1899-12-31 | Galvanized Steel
GTE | US HWY 341 SOUTH | ODUM | Wayne | 1510094 | 1 | [5 empty] | Removed from Ground | Diesel | 300 | Bare Steel | 1985-01-01 | 1993-09-15 | Bare Steel
Shell Truck Stop | 3435 Savannah Hwy | JESUP | Wayne | 9151040 | 2 | Flapper Valve | 1997-06-04 | FALSE | 1997-06-04 | FALSE | Currently in Use | Diesel | 6000 | Composite | 1997-05-28 |  |  | Pressurized
JESUP CARWASH | 154 N FIRST STREET | JESUP | Wayne | 9151056 | 1 | [5 empty] | Removed from Ground | Diesel | 1000 | Bare Steel | 2000-01-18 | 2000-01-18 | Bare Steel | Suction (American)
301 TOBACCO OUTLET | 4225 SAVANNAH HWY | JESUP | Wayne | 9151026 | 9C | Flapper Valve | 2016-01-04 | FALSE | 2016-01-04 | FALSE | Currently in Use | Diesel | 5000 | Composite Double Walled | 2015-11-01 |  | Double-Walled Fiberglass | Pressurized
301 TOBACCO OUTLET | 4225 SAVANNAH HWY | JESUP | Wayne | 9151026 | 9A | Flapper Valve | 2016-01-04 | FALSE | 2016-01-04 | FALSE | Currently in Use | E-0 | 5000 | Composite Double Walled | 2015-11-01 |  | Double-Walled Fiberglass | Pressurized
STEPHENS CARDLOCK | 666 W PLUM ST | JESUP | Wayne | 9151022 | 1 |  | 1986-01-01 | FALSE | 1986-01-01 | FALSE | Temporarily out of use | Regular | 4000 | Fiberglass | 1986-01-01 |  | Fiberglass Reinforced Plastic | Pressurized
Replay Fuel LLC dba Lotto Express | 1421 S First St. | JESUP | Wayne | 9151013 | 1 | Flapper Valve | 1995-11-30 | FALSE | 1988-03-01 | FALSE | Currently in Use | Premium | 6041 | Steel-Impressed Current | 1995-11-17 |  | Steel (Impressed Current) | Pressurized
LIL CHAMP #312 | 1240 E PLUM ST | JESUP | Wayne | 9000530 | 1 | [5 empty] | Removed from Ground | Gas (Historical Use) | 8000 | Bare Steel | 1974-02-27 | 1999-01-12 | Galvanized Steel | Suction (American)
ODUM GROCERY INC | 113 N MAIN ST | ODUM | Wayne | 9000462 | 3 | [5 empty] | Removed from Ground | Diesel | 8000 | Bare Steel | 1981-02-25 | 1989-12-01 | Galvanized Steel
WALDRON'S GROCERY | 1205 East Cherry Street/U.S. Highway 341 | JESUP | Wayne | 1510041 | 4 | [5 empty] | Removed from Ground | Gas (Historical Use) | 8000 | Bare Steel | 1984-04-29 | 1999-12-17 | Unknown
BOYKIN ERECTORS INC | 2021 SAVANNAH HWY | JESUP | Wayne | 1510024 | 1 | [5 empty] | Removed from Ground | Gas (Historical Use) | 3000 | Bare Steel | 1983-03-25 | 1998-11-01 | Galvanized Steel | Suction (American)
ENK859 | 291 N 1st St | Jesup | Wayne | 1510025 | 7A | Flapper Valve | 2021-04-06 | FALSE | 2020-12-30 | FALSE | Currently in Use | Premium | 12000 | Fiberglass Double Walled | 2020-11-05 |  | Double-Walled Flex | Pressurized
GA DOT #10549 | 165 RAINBOW DR | JESUP | Wayne | 1510027 | 549G1 | [5 empty] | Removed from Ground | Gas (Historical Use) | 2000 | Cathodically Protected Steel | 1990-03-01 | 1997-05-01 | Galvanized Steel | Safe Suction (Euro)
MIKES 66/ODUMS 66 SERVICE | 191 EAST CHERRY ST | JESUP | Wayne | 1510052 | 3 | [5 empty] | Removed from Ground | Gas (Historical Use) | 3000 | Bare Steel | 1964-05-05 | 1899-12-31 | Galvanized Steel
HINSON GROCERY | 3151 LANES BRIDGE RD | JESUP | Wayne | 1510055 | 3 | [5 empty] | Removed from Ground | Gas (Historical Use) | 3000 | Bare Steel | 1966-05-04 | 1998-12-17 | Unknown
STRICKLAND CONCRETE PRODUCTS | RT 2 BOX 492 | JESUP | Wayne | 1510069 | 1 | [5 empty] | Removed from Ground | Diesel | 520 | Bare Steel | 1977-05-10 | 1899-12-31 | Galvanized Steel
HENDRIX HAULING CO INC | 3600 RAYONIER RD | JESUP | Wayne | 1510023 | 3 | Flapper Valve | 1997-12-28 | FALSE | 1997-12-28 | FALSE | Currently in Use | Regular | 2000 | Steel-Impressed Current | 1970-03-17 |  | Fiberglass Reinforced Plastic | Suction (American)
GA DOT #10549 | 165 RAINBOW DR | JESUP | Wayne | 1510027 | 549D1 | [5 empty] | Removed from Ground | Diesel | 2000 | Cathodically Protected Steel | 1990-03-01 | 1997-05-01 | Galvanized Steel | Safe Suction (Euro)
Shell Truck Stop | 3435 Savannah Hwy | JESUP | Wayne | 9151040 | 1B | Flapper Valve | 1997-06-04 | FALSE | 1997-06-04 | FALSE | Currently in Use | Premium | 6000 | Composite | 1997-05-28 |  |  | Pressurized
STRATE WELDING SUPPLY CO | 355 E PINE STREET | JESUP | Wayne | 9151049 | 2 | [5 empty] | Removed from Ground | Gas (Historical Use) | 1000 | Not Marked/Unknown | 1998-12-28 | 1998-12-28 | Not Marked
MADRAY SPRINGS COUNTRY STORE | 9859 LANES BRIDGE RD | JESUP | Wayne | 9151027 | 2 | [5 empty] | Removed from Ground | Gas (Historical Use) | 3000 | Not Marked/Unknown | 1988-01-01 | 1999-03-16 | Not Marked
WAYNE CO ROAD DEPT | 165 RAINTREE DR | JESUP | Wayne | 9151020 | 2 | [5 empty] | Removed from Ground | Diesel | 1000 | Bare Steel | 1995-01-20 | 1995-01-20 | Galvanized Steel | Safe Suction (Euro)
ODUM KWIK STOP | 125 S CHURCH ST | ODUM | Wayne | 1510037 | 1 | [5 empty] | Removed from Ground | Gas (Historical Use) | 10000 | Bare Steel | 1975-05-02 | 1899-12-31 | Unknown
STOP N SHOP CITGO | 1336 RAYONIER RD | JESUP | Wayne | 9151054 | 1A | Flapper Valve | 1997-07-02 | FALSE | 1997-07-02 | FALSE | Currently in Use | Regular | 16000 | Composite | 1997-07-02 |  | Flex | Pressurized
MURPHY USA #5619 | 1120 N FIRST ST | JESUP | Wayne | 9151055 | 1 | Flapper Valve | 1998-10-16 | FALSE | 1998-10-16 | FALSE | Currently in Use | Regular | 12000 | Tank Jacket | 1998-09-25 |  | Double-Walled Flex | Pressurized
MCI | BROADHURST RD & SEABOARD COAST-LINE RR | JESUP | Wayne | 9151007 | 2 | Flapper Valve | 2006-05-14 | FALSE | 2006-05-14 | FALSE | Currently in Use | Diesel | 600 | Composite Double Walled | 1994-01-08 |  | Double-Walled Flex | Safe Suction (Euro)
DOT 10523 | STATE RT 56/GA HWY 169 | JESUP | Wayne | 9151012 | 10523-1 | [5 empty] | Removed from Ground | Other | 950 | Bare Steel | 1992-11-05 | 1992-11-05 | Galvanized Steel
ODUM STATION | MAIN ST | ODUM | Wayne | 1510084 | 1 | [5 empty] | Permanently Out of Use - historical purposes | Empty | 2000 | Bare Steel | 1976-05-10 | 1899-12-31 | Galvanized Steel
GARDI TIRE & GROCERY | 6534 SOUTH US HIGHWAY 341 | JESUP | Wayne | 1510060 | 6B | Flapper Valve | 1999-03-18 | FALSE | 1999-03-18 | FALSE | Currently in Use | E-10 | 4000 | Composite | 1999-03-17 |  | Fiberglass Reinforced Plastic | Safe Suction (Euro)
GARDI TIRE & GROCERY | 6534 SOUTH US HIGHWAY 341 | JESUP | Wayne | 1510060 | 6A | Flapper Valve | 1999-03-18 | FALSE | 1999-03-18 | FALSE | Currently in Use | E-0 | 4000 | Composite | 1999-03-17 |  | Fiberglass Reinforced Plastic | Safe Suction (Euro)
BENNETTS GROCERY | 1640 RAYONIER RD | JESUP | Wayne | 1510061 | 2 | [5 empty] | Removed from Ground | Gas (Historical Use) | 2000 | Bare Steel | 1974-05-03 | 1998-11-18 | Galvanized Steel
WAYNE MEMORIAL HOSPITAL | 865 SOUTH FIRST ST | JESUP | Wayne | 1510020 | 1 | [5 empty] | Removed from Ground | Gas (Historical Use) | 200 | Bare Steel | 1961-03-02 | 1983-01-01 | Galvanized Steel
LUCKYS CONV | 1296 W CHERRY ST | JESUP | Wayne | 9151025 | 1 | Flapper Valve | 1998-11-20 | FALSE | 1998-11-20 | FALSE | Currently in Use | Regular | 8000 | Steel-Impressed Current | 1989-01-01 |  | Fiberglass Reinforced Plastic | Pressurized
LUCKYS CONV | 1296 W CHERRY ST | JESUP | Wayne | 9151025 | 4 |  | 1998-11-20 | FALSE | 1998-11-20 | FALSE | Temporarily out of use | Diesel | 4000 | Steel-Impressed Current | 1989-01-01 |  | Fiberglass Reinforced Plastic | Pressurized
R A STEPHENS JR INC/BULK PLANTEN | PO BOX 770 HWY 301 N | JESUP | Wayne | 9151011 | 1 | [5 empty] | Permanently Out of Use - historical purposes | Other | 0 | Marked Unknown |  | 1899-12-31 | Unknown | Suction (American)
GA DOT 10501-ASPHALT | 204 HWY 341 NORTH | JESUP | Wayne | 9151016 | 4 | [5 empty] | Removed from Ground | Gas (Historical Use) | 2000 | Bare Steel | 1977-01-01 | 1989-09-01 | Galvanized Steel | Safe Suction (Euro)
GA DOT 10501-ASPHALT | 204 HWY 341 NORTH | JESUP | Wayne | 9151016 | 501G1 | [5 empty] | Removed from Ground | Gas (Historical Use) | 2000 | Cathodically Protected Steel | 1990-04-01 | 1997-05-01 | Galvanized Steel | Safe Suction (Euro)
OUT OF BUSINESS | 561 OLD WAYNESVILLE RD | JESUP | Wayne | 7151001 | 1 | [5 empty] | Removed from Ground | Gas (Historical Use) | 3000 | Not Marked/Unknown | 1993-02-10 | 1993-02-10 | Not Marked
ODUM GROCERY INC | 113 N MAIN ST | ODUM | Wayne | 9000462 | 4 | [5 empty] | Removed from Ground | Gas (Historical Use) | 8000 | Bare Steel | 1989-12-01 | 1899-12-31 | Fiberglass Reinforced Plastic | Suction (American)
MITCHELL AUTO REPAIR | 3091 SAVANNAH HWY | JESUP | Wayne | 9151048 | 5 | [5 empty] | Removed from Ground | Gas (Historical Use) | 4000 | Not Marked/Unknown | 1998-12-01 | 1998-12-01 | Not Marked
JESUP CARWASH | 154 N FIRST STREET | JESUP | Wayne | 9151056 | 4 | [5 empty] | Removed from Ground | Gas (Historical Use) | 1000 | Bare Steel | 2000-01-18 | 2000-01-18 | Bare Steel | Suction (American)
301 TOBACCO OUTLET | 4225 SAVANNAH HWY | JESUP | Wayne | 9151026 | 4 | [5 empty] | Removed from Ground | Diesel | 2000 | Marked Unknown | 1975-01-01 | 1999-12-16 | Unknown | Suction (American)
301 TOBACCO OUTLET | 4225 SAVANNAH HWY | JESUP | Wayne | 9151026 | 5 | [5 empty] | Removed from Ground | Diesel | 2000 | Marked Unknown | 1975-01-01 | 1999-12-16 | Unknown | Suction (American)
OUT OF BUSINESS | 561 OLD WAYNESVILLE RD | JESUP | Wayne | 7151001 | 4 | [5 empty] | Removed from Ground | Gas (Historical Use) | 3000 | Not Marked/Unknown | 1993-02-10 | 1993-02-10 | Not Marked
ODUM GROCERY INC | 113 N MAIN ST | ODUM | Wayne | 9000462 | 5 |  | 1995-06-01 | FALSE | 1995-06-01 | TRUE | Temporarily out of use | Gas (Historical Use) | 8000 | Composite | 1995-07-10 |  | Fiberglass Reinforced Plastic | Pressurized
CROSSROADS COUNTRY STORE | 11821 LANES BRIDGE RD | ODUM | Wayne | 9151005 | 2 | Flapper Valve | 1992-04-08 | FALSE | 1992-04-08 | FALSE | Currently in Use | Diesel | 6079 | Steel-Impressed Current | 1992-03-10 |  | Steel (Impressed Current) | Safe Suction (Euro)
ODUM GROCERY INC | 113 N MAIN ST | ODUM | Wayne | 9000462 | 7 |  | 1995-06-01 |  | 1995-06-01 | TRUE | Temporarily out of use | Diesel | 8000 | Composite | 1995-07-10 |  | Fiberglass Reinforced Plastic | Pressurized
ODUM GROCERY INC | 113 N MAIN ST | ODUM | Wayne | 9000462 | 1 | [5 empty] | Removed from Ground | Gas (Historical Use) | 8000 | Bare Steel | 1981-02-25 | 1899-12-31 | Galvanized Steel | Suction (American)
J & S QUICK STOP | HWY 341 CARTERS ST | ODUM | Wayne | 9151052 | 2 | [5 empty] | Permanently Out of Use - historical purposes | Gas (Historical Use) | 0 | Marked Unknown |  | 1899-12-31 | Galvanized Steel
FIRST STREET CHEVRON | 305 N FIRST ST | JESUP | Wayne | 9151023 | 2 |  | 1998-12-18 |  | 1998-12-18 |  | Removed from Ground | Gas (Historical Use) | 5000 | Marked Unknown | 1998-11-10 | 2004-07-14 | Cathodically Protected | Pressurized
Lotto Express | 210 S US HWY 301 | JESUP | Wayne | 9151014 | 3 | Flapper Valve | 1990-03-01 | FALSE | 1990-03-01 | FALSE | Currently in Use | Premium | 5000 | Steel-Impressed Current | 1995-11-17 |  | Steel (Impressed Current) | Pressurized
Replay Fuel LLC dba Lotto Express | 1421 S First St. | JESUP | Wayne | 9151013 | 4 | Flapper Valve | 1995-11-30 | FALSE | 1988-03-01 | FALSE | Currently in Use | Diesel | 10152 | Steel-Impressed Current | 1995-11-17 |  | Steel (Impressed Current) | Pressurized
WAYNE OIL/KEY PUMPS | 481 SOUTH US HWY 301 | JESUP | Wayne | 9151006 | 1 | Flapper Valve | 1990-01-01 |  | 1990-01-01 |  | Removed from Ground | Gas (Historical Use) | 8000 | Galvanic (STIP-3) | 1990-01-01 | 2014-04-09 | Galvanized Steel | Pressurized
CSX TRANSPORTATION | 73 NW BROAD ST | JESUP | Wayne | 9151002 | 1 | [5 empty] | Removed from Ground | Gas (Historical Use) | 1000 | Bare Steel | 1990-04-23 | 1990-04-23 | Bare Steel
JESUP INLAND SVC STA | 579 NORTH FIRST ST | JESUP | Wayne | 4430055 | 2 | [5 empty] | Removed from Ground | Gas (Historical Use) | 8000 | Bare Steel | 1978-04-09 | 1996-09-01 | Galvanized Steel | Suction (American)
J & S QUICK STOP | HWY 341 CARTERS ST | ODUM | Wayne | 9151052 | 1 | [5 empty] | Permanently Out of Use - historical purposes | Gas (Historical Use) | 0 | Marked Unknown |  | 1899-12-31 | Galvanized Steel
GA DOT 10501-ASPHALT | 204 HWY 341 NORTH | JESUP | Wayne | 9151016 | 501G1A | [5 empty] | Removed from Ground | Gas (Historical Use) | 2000 | Cathodically Protected Steel | 1990-04-01 | 1997-05-01 | Galvanized Steel | Safe Suction (Euro)
WAYNE CO MAINT JESUP | GA HWY 169 | JESUP | Wayne | 9151001 | 1 | Flapper Valve | 1997-04-22 | FALSE | 1997-04-22 | FALSE | Currently in Use | Regular | 10000 | Fiberglass | 1997-04-22 |  | Double-Walled Fiberglass | Pressurized
JESUP INLAND SVC STA | 579 NORTH FIRST ST | JESUP | Wayne | 4430055 | 1 | [5 empty] | Removed from Ground | Gas (Historical Use) | 8000 | Bare Steel | 1978-04-09 | 1996-09-01 | Galvanized Steel | Suction (American)
ODUM KWIK STOP | 125 S CHURCH ST | ODUM | Wayne | 1510037 | 2 | [5 empty] | Removed from Ground | Gas (Historical Use) | 3000 | Bare Steel | 1975-05-02 | 1899-12-31 | Unknown
LUCKYS CONV | 1296 W CHERRY ST | JESUP | Wayne | 9151025 | 3 | Flapper Valve | 1998-11-20 | FALSE | 1998-11-20 | FALSE | Currently in Use | Premium | 6000 | Steel-Impressed Current | 1989-01-01 |  | Fiberglass Reinforced Plastic | Pressurized
301 TOBACCO OUTLET | 4225 SAVANNAH HWY | JESUP | Wayne | 9151026 | 1 | [5 empty] | Removed from Ground | Gas (Historical Use) | 2000 | Marked Unknown | 1975-01-01 | 1999-12-16 | Unknown | Suction (American)
301 TOBACCO OUTLET | 4225 SAVANNAH HWY | JESUP | Wayne | 9151026 | 7 | [5 empty] | Removed from Ground | Gas (Historical Use) | 2000 | Not Marked/Unknown | 1975-01-01 | 1999-12-16 | Not Marked
MCI | BROADHURST RD & SEABOARD COAST-LINE RR | JESUP | Wayne | 9151007 | 1 | [5 empty] | Removed from Ground | Diesel | 500 | Marked Unknown | 1986-01-01 | 1993-12-01 | Not Marked
BST/JESUP CO/R6900 | 105 N ELM ST | JESUP | Wayne | 9151004 | 2 | Flapper Valve | 1997-01-03 | FALSE | 1997-01-03 | FALSE | Currently in Use | Diesel Off Road | 2500 | Fiberglass Double Walled | 1997-01-03 |  | Double-Walled Fiberglass | Suction (American)
OUT OF BUSINESS | 561 OLD WAYNESVILLE RD | JESUP | Wayne | 7151001 | 2 | [5 empty] | Removed from Ground | Gas (Historical Use) | 3000 | Not Marked/Unknown | 1993-02-10 | 1993-02-10 | Not Marked
ODUM GENERAL STORE | 101 MAIN ST | ODUM | Wayne | 9151060 | 1A |  | 2000-11-01 |  | 2000-11-01 | TRUE | Currently in Use | Gas (Historical Use) | 8500 | Composite | 2000-11-01 |  | Fiberglass Reinforced Plastic | Pressurized
ODUM KWIK STOP | 125 S CHURCH ST | ODUM | Wayne | 1510037 | 4 | [5 empty] | Removed from Ground | Gas (Historical Use) | 1000 | Not Marked/Unknown | 1999-12-17 | 1999-12-17 | Not Marked
ODUM KWIK STOP | 125 S CHURCH ST | ODUM | Wayne | 1510037 | 5 | [5 empty] | Removed from Ground | Gas (Historical Use) | 2000 | Not Marked/Unknown | 1999-12-17 | 1999-12-17 | Not Marked
HENDRIX HAULING CO INC | 3600 RAYONIER RD | JESUP | Wayne | 1510023 | 2 | Flapper Valve | 1997-12-28 | FALSE | 1997-12-28 | FALSE | Currently in Use | Diesel | 3000 | Steel-Impressed Current | 1970-03-17 |  | Fiberglass Reinforced Plastic | Pressurized
WAYNE COUNTY MAINTENANCE SHOP | 109 RAINTREE DRIVE | JESUP | Wayne | 9151034 | 2 |  | 1996-04-20 |  | 1996-04-20 |  | Currently in Use | Diesel | 10000 | Composite | 1996-04-15 |  | Fiberglass Reinforced Plastic | Safe Suction (Euro)
Shell Truck Stop | 3435 Savannah Hwy | JESUP | Wayne | 9151040 | 3 | Flapper Valve | 1997-06-04 | FALSE | 1997-06-04 | FALSE | Currently in Use | Diesel | 12000 | Composite | 1997-05-28 |  |  | Pressurized
LUKES DISCOUNT | 1215 S FIRST ST | JESUP | Wayne | 9151041 | 1A | Ball Float | 1998-01-01 | FALSE | 1998-01-01 | FALSE | Currently in Use | Regular | 12000 | Composite | 1998-04-01 |  | Fiberglass Reinforced Plastic | Pressurized
ABANDON STATION | US HWY 341 AT MYRTLE ST | JESUP | Wayne | 9151059 | 1 | [5 empty] | Removed from Ground | Gas (Historical Use) | 500 | Bare Steel | 1998-11-25 | 1998-11-25 | Bare Steel
JESUP LINE CREW HQ | SUNSET BLVD | JESUP | Wayne | 9151009 | 1 | [5 empty] | Removed from Ground | Gas (Historical Use) | 6000 | Bare Steel | 1990-07-18 | 1990-07-18 | Galvanized Steel
ODUM GROCERY INC | 113 N MAIN ST | ODUM | Wayne | 9000462 | 2 | [5 empty] | Removed from Ground | Gas (Historical Use) | 8000 | Bare Steel | 1981-02-25 | 1899-12-31 | Galvanized Steel | Suction (American)
FMR WAYNE STATE PRISON | 1007 Shed Rd | Odum | Wayne | UST-SLOC-9151038 | 3 |  |  | FALSE |  | FALSE | Removed from Ground | Diesel | 600 |  | 1997-03-10 | 2009-10-08 | Fiberglass Reinforced Plastic | Suction (American)
FMR WAYNE STATE PRISON | 1007 Shed Rd | Odum | Wayne | UST-SLOC-9151038 | 2 |  |  | FALSE |  | FALSE | Removed from Ground | Regular | 2500 |  | 1997-03-10 | 2009-10-08 | Fiberglass Reinforced Plastic | Suction (American)
PARKERS #63 | 4501 SAVANNAH Highway | JESUP | Wayne | 10002680 | 2B | Flapper Valve | 2017-03-01 | FALSE | 2017-03-01 | FALSE | Currently in Use | Gas (Historical Use) | 5000 | Composite Double Walled | 2017-03-01 |  | Fiberglass Reinforced Plastic | Pressurized
PARKERS #63 | 4501 SAVANNAH Highway | JESUP | Wayne | 10002680 | 2C | Flapper Valve | 2017-03-01 | FALSE | 2017-03-01 | FALSE | Currently in Use | Diesel | 5000 | Composite Double Walled | 2017-02-28 |  | Fiberglass Reinforced Plastic | Pressurized
JESUP MOBILE HOME ACCESSORIES | 4161 SAVANNAH Highway | JESUP | Wayne | 10002792 | 3 |  |  | FALSE |  | FALSE | Removed from Ground |  | 3000 |  |  | 2018-04-03
PARKERS #63 | 4501 SAVANNAH Highway | JESUP | Wayne | 10002680 | 1 | Flapper Valve |  | FALSE |  | FALSE | Currently in Use | Gas (Historical Use) | 20000 | Composite Double Walled | 2017-02-28 |  | Fiberglass Reinforced Plastic | Pressurized
PARKERS #63 | 4501 SAVANNAH Highway | JESUP | Wayne | 10002680 | 2A | Flapper Valve | 2017-03-01 | FALSE | 2017-03-01 | FALSE | Currently in Use | Gas (Historical Use) | 5000 | Composite Double Walled | 2017-02-28 |  | Fiberglass Reinforced Plastic | Pressurized
FMR WAYNE STATE PRISON | 1007 Shed Rd | Odum | Wayne | UST-SLOC-9151038 | 1 | [5 empty] | Removed from Ground | Gas (Historical Use) | 3000 | Bare Steel | 1969-01-05 | 1997-04-07 | Galvanized Steel | Suction (American)
PARKERS #63 | 4501 SAVANNAH Highway | JESUP | Wayne | 10002680 | 3 |  | 2017-03-01 | FALSE | 2017-03-01 | FALSE | Currently in Use | Diesel | 20000 | Composite Double Walled | 2017-02-28 |  | Fiberglass Reinforced Plastic | Pressurized
JESUP MOBILE HOME ACCESSORIES | 4161 SAVANNAH Highway | JESUP | Wayne | 10002792 | 2 |  |  | FALSE |  | FALSE | Removed from Ground | Gas (Historical Use) | 3000 |  |  | 2018-04-03
JESUP MOBILE HOME ACCESSORIES | 4161 SAVANNAH Highway | JESUP | Wayne | 10002792 | 1 |  |  | FALSE |  | FALSE | Removed from Ground | Gas (Historical Use) |  |  |  | 2018-04-19
JESUP MOBILE HOME ACCESSORIES | 4161 SAVANNAH Highway | JESUP | Wayne | 10002792 | 5 |  |  | FALSE |  | FALSE | Removed from Ground | Used Oil | 500 |  |  | 2018-04-03
JESUP MOBILE HOME ACCESSORIES | 4161 SAVANNAH Highway | JESUP | Wayne | 10002792 | 4 |  |  | FALSE |  | FALSE | Removed from Ground | Diesel | 8000 |  |  | 2018-04-03
Eagle Fuel | 755 N FIRST ST | JESUP | Wayne | 1510051 | 1 | Flapper Valve | 1990-09-01 | FALSE | 1990-09-01 | FALSE | Currently in Use | Premium | 6000 | Steel-Impressed Current | 1985-04-29 |  | Fiberglass Reinforced Plastic | Pressurized
OCEAN PETROLEUM | 484 US HWY 301 SOUTH | JESUP | Wayne | 1510053 | 3 | [5 empty] | Removed from Ground | Gas (Historical Use) | 6000 | Bare Steel | 1964-05-05 | 1994-02-10 | Galvanized Steel
WALDRON'S GROCERY | 1205 East Cherry Street/U.S. Highway 341 | JESUP | Wayne | 1510041 | 2 | [5 empty] | Removed from Ground | Gas (Historical Use) | 3000 | Bare Steel | 1984-04-29 | 1999-12-17 | Unknown
SAICO INC COUNTRY QUICK STORE #1 | 1199 E CHERRY ST | JESUP | Wayne | 1510070 | 2 | [5 empty] | Removed from Ground | Gas (Historical Use) | 5000 | Bare Steel | 1953-05-16 | 1994-05-01 | Galvanized Steel | Suction (American)
WAYNE COUNTY MAINTENANCE SHOP | 109 RAINTREE DRIVE | JESUP | Wayne | 9151034 | 1 | Flapper Valve | 1996-04-20 | FALSE | 1996-04-20 | FALSE | Currently in Use | Regular | 10000 | Composite | 1996-04-15 |  | Fiberglass Reinforced Plastic | Safe Suction (Euro)
Shell Truck Stop | 3435 Savannah Hwy | JESUP | Wayne | 9151040 | 4 | Flapper Valve | 1997-06-04 | FALSE | 1997-06-04 | FALSE | Currently in Use | Regular | 12000 | Composite | 1997-05-28 |  |  | Pressurized
STRATE WELDING SUPPLY CO | 355 E PINE STREET | JESUP | Wayne | 9151049 | 3 | [5 empty] | Removed from Ground | Gas (Historical Use) | 1000 | Not Marked/Unknown | 1998-12-28 | 1998-12-28 | Not Marked
JESUP CARWASH | 154 N FIRST STREET | JESUP | Wayne | 9151056 | 2 | [5 empty] | Removed from Ground | Gas (Historical Use) | 3000 | Bare Steel | 2000-01-18 | 2000-01-18 | Bare Steel | Suction (American)
301 TOBACCO OUTLET | 4225 SAVANNAH HWY | JESUP | Wayne | 9151026 | 2 | [5 empty] | Removed from Ground | Gas (Historical Use) | 2000 | Marked Unknown | 1975-01-01 | 1999-12-16 | Unknown | Suction (American)
STEPHENS CARDLOCK | 666 W PLUM ST | JESUP | Wayne | 9151022 | 3 |  | 1986-01-01 | FALSE | 1986-01-01 | FALSE | Temporarily out of use | Diesel | 4000 | Fiberglass | 1986-01-01 |  | Fiberglass Reinforced Plastic | Pressurized
ALTAMAHA TECH INST | 1777 WEST CHERRY ST | JESUP | Wayne | 9151019 | 1 |  |  | TRUE |  | TRUE | Removed from Ground | Used Oil | 500 | Double Walled | 1989-01-01 | 2008-06-06 | Fiberglass Reinforced Plastic | Gravity Fed
BST/JESUP CO/R6900 | 105 N ELM ST | JESUP | Wayne | 9151004 | 1 | [5 empty] | Removed from Ground | Other | 1000 | Composite | 1988-01-01 | 1996-12-11 | Copper | Suction (American)
WAYNE OIL/KEY PUMPS | 481 SOUTH US HWY 301 | JESUP | Wayne | 9151006 | 3 | Flapper Valve | 1990-01-01 |  | 1990-01-01 |  | Removed from Ground | Gas (Historical Use) | 4000 | Galvanic (STIP-3) | 1990-01-01 | 2014-04-09 | Galvanized Steel | Pressurized
LIL CHAMP #312 | 1240 E PLUM ST | JESUP | Wayne | 9000530 | 2 | [5 empty] | Removed from Ground | Gas (Historical Use) | 6000 | Bare Steel | 1974-02-27 | 1999-01-12 | Galvanized Steel | Suction (American)
ODUM GROCERY INC | 113 N MAIN ST | ODUM | Wayne | 9000462 | 6 |  | 1995-06-01 |  | 1995-06-01 | TRUE | Temporarily out of use | Gas (Historical Use) | 8000 | Composite | 1995-07-10 |  | Fiberglass Reinforced Plastic | Pressurized
J & S QUICK STOP | HWY 341 CARTERS ST | ODUM | Wayne | 9151052 | 3 | [5 empty] | Permanently Out of Use - historical purposes | Gas (Historical Use) | 0 | Bare Steel |  | 1899-12-31 | Galvanized Steel
CITY OF JESUP RIGHT OF WAY | 123 SE BROAD STREET | JESUP | Wayne | 10003428 | 1 |  |  | FALSE |  | FALSE | Removed from Ground |  | 576 |  |  | 2024-03-05
FMR WAYNE STATE PRISON | 1007 Shed Rd | Odum | Wayne | UST-SLOC-1510095 | 1 | [5 empty] | Closed in Ground | Diesel | 3000 | Bare Steel | 1969-01-05 | 1997-04-07 | Unknown
GLORIA B MURRAY | PHILLIPS ST & US HWY 80 | RICHLAND | Webster | 1520017 | 2 | [5 empty] | Removed from Ground | Gas (Historical Use) | 2000 | Bare Steel | 1961-05-14 | 1899-12-31 | Galvanized Steel
GLORIA B MURRAY | PHILLIPS ST & US HWY 80 | RICHLAND | Webster | 1520017 | 3 | [5 empty] | Removed from Ground | Gas (Historical Use) | 2000 | Bare Steel | 1961-05-14 | 1989-10-25 | Galvanized Steel
JW'S WRECKER SERVICE | 12280 HWY 280 | RICHLAND | Webster | 9152002 | 1B | Flapper Valve | 1995-09-15 | FALSE | 1995-09-15 | FALSE | Temporarily out of use | Diesel | 1000 | Galvanic (STIP-3) | 1995-09-15 |  | Fiberglass Reinforced Plastic | Suction (American)
CONTAINER CORP OF AMERICA | HWY 27 | RICHLAND | Webster | 1520016 | 1 | [5 empty] | Removed from Ground | Gas (Historical Use) | 1000 | Bare Steel | 1969-05-12 | 1991-01-01 | Galvanized Steel
AT&T KIMBROUGH RADIO RELAY STATI | CO RD 128 | RICHLAND | Webster | 9152001 | 1 | [5 empty] | Removed from Ground | Diesel | 560 | Bare Steel |  | 1899-12-31 | Copper
GLORIA B MURRAY | PHILLIPS ST & US HWY 80 | RICHLAND | Webster | 1520017 | 1 | [5 empty] | Removed from Ground | Gas (Historical Use) | 2000 | Bare Steel | 1961-05-14 | 1989-10-25 | Galvanized Steel
JW'S WRECKER SERVICE | 12280 HWY 280 | RICHLAND | Webster | 9152002 | 1A | Flapper Valve | 1995-09-15 | FALSE | 1995-09-15 | FALSE | Temporarily out of use | Diesel | 2000 | Galvanic (STIP-3) | 1995-09-15 |  | Fiberglass Reinforced Plastic | Suction (American)
CONTAINER CORP OF AMERICA | PO BOX 100 HWY 280 EAST | RICHLAND | Webster | 1520010 | 1 | [5 empty] | Removed from Ground | Gas (Historical Use) | 1000 | Bare Steel | 1971-05-09 | 1990-05-22 | Galvanized Steel
BLANKENSHIP STORE | HWY 41 SOUTH | PRESTON | Webster | 1520005 | 2 | [5 empty] | Closed in Ground | Empty | 1500 | Bare Steel | 1941-03-30 | 1994-11-07 | Galvanized Steel
WILSON OIL CO | 7195 WASHINGTON ST | PRESTON | Webster | 1520001 | 7B | Overfill Alarm | 1995-03-01 | FALSE | 1995-03-01 | FALSE | Temporarily out of use | Plus | 2000 | Composite | 1995-03-01 |  | Fiberglass Reinforced Plastic | Safe Suction (Euro)
WILSON OIL CO | 7195 WASHINGTON ST | PRESTON | Webster | 1520001 | 7C | Overfill Alarm | 1995-03-01 | FALSE | 1995-03-01 | FALSE | Temporarily out of use | Premium | 4000 | Composite | 1995-03-01 |  | Fiberglass Reinforced Plastic | Safe Suction (Euro)
WILSON OIL CO | 7195 WASHINGTON ST | PRESTON | Webster | 1520001 | 3 | [5 empty] | Removed from Ground | Gas (Historical Use) | 2000 | Bare Steel | 1983-03-18 | 1995-03-07 | Galvanized Steel
WILSON OIL CO | WILSON POND RD | PRESTON | Webster | 1520002 | 11 | Overfill Alarm | 1992-02-01 | FALSE | 1992-02-01 | FALSE | Temporarily out of use | Diesel | 10000 | Composite | 1992-02-01 |  | Aboveground | Pressurized
WEBSTER FARMERS INC | PO BOX 73/HWY 55 SOUTH | WESTON | Webster | 1520013 | 1 | [5 empty] | Removed from Ground | Gas (Historical Use) | 1000 | Bare Steel | 1981-01-02 | 1987-01-01 | Galvanized Steel
WILSON OIL CO | WILSON POND RD | PRESTON | Webster | 1520002 | 8 | Overfill Alarm | 1992-02-10 | FALSE | 1992-02-10 | FALSE | Temporarily out of use | Diesel | 8000 | Galvanic (STIP-3) | 1992-02-01 |  | Aboveground | Pressurized
WILSON OIL CO | WILSON POND RD | PRESTON | Webster | 1520002 | 6 | [5 empty] | Removed from Ground | Gas (Historical Use) | 4000 | Bare Steel | 1973-03-20 | 1992-01-08 | Galvanized Steel
WILSON OIL CO | WILSON POND RD | PRESTON | Webster | 1520002 | 9 | Overfill Alarm | 1992-02-10 | FALSE | 1992-02-10 | FALSE | Temporarily out of use | E-10 | 8000 | Galvanic (STIP-3) | 1992-02-01 |  | Aboveground | Suction (American)
DOT #10329 | GA HWY 41 NORTH/PRESTON CITY LIM | PRESTON | Webster | 1520007 | 10393-2 | [5 empty] | Removed from Ground | Other | 1 | Marked Unknown |  | 1899-12-31 | Unknown
J L BLACK & SONS | RTE 2 | PRESTON | Webster | 1520008 | 1 | [5 empty] | Removed from Ground | Gas (Historical Use) | 10000 | Bare Steel | 1975-04-04 | 1997-07-01 | Galvanized Steel | Suction (American)
WILSON OIL CO | WILSON POND RD | PRESTON | Webster | 1520002 | 7 | Overfill Alarm | 1992-02-10 | FALSE | 1992-02-10 | FALSE | Temporarily out of use | Diesel | 8000 | Galvanic (STIP-3) | 1992-02-01 |  | Aboveground | Pressurized
WILSON OIL CO | WILSON POND RD | PRESTON | Webster | 1520002 | 1 | [5 empty] | Removed from Ground | Diesel | 10000 | Bare Steel | 1973-03-20 | 1992-01-08 | Galvanized Steel
DOT #10329 | GA HWY 41 NORTH/PRESTON CITY LIM | PRESTON | Webster | 1520007 | 10393-1 | [5 empty] | Removed from Ground | Gas (Historical Use) | 1064 | Bare Steel | 1972-05-02 | 1899-12-31 | Galvanized Steel | Safe Suction (Euro)
WILSON OIL CO | 7195 WASHINGTON ST | PRESTON | Webster | 1520001 | 5 | [5 empty] | Removed from Ground | Gas (Historical Use) | 8000 | Bare Steel | 1966-03-22 | 1899-12-31 | Not Marked
WILSON OIL CO | 7195 WASHINGTON ST | PRESTON | Webster | 1520001 | 1 | [5 empty] | Removed from Ground | Gas (Historical Use) | 2000 | Bare Steel | 1983-03-18 | 1995-03-07 | Fiberglass Reinforced Plastic | Suction (American)
WILSON OIL CO | 7195 WASHINGTON ST | PRESTON | Webster | 1520001 | 7A | Overfill Alarm | 1995-03-01 | FALSE | 1995-03-01 | FALSE | Temporarily out of use | E-10 | 4000 | Composite | 1995-03-01 |  | Fiberglass Reinforced Plastic | Safe Suction (Euro)
PRESTON FOODMART | US 280 / 6281 HAMILTON ST | PRESTON | Webster | 1520003 | 1 | [5 empty] | Removed from Ground | Gas (Historical Use) | 1000 | Bare Steel | 1977-03-07 | 1995-04-01 | Galvanized Steel
PRESTON FOODMART | US 280 / 6281 HAMILTON ST | PRESTON | Webster | 1520003 | 4 | [5 empty] | Removed from Ground | Diesel | 1000 | Bare Steel | 1977-03-07 | 1995-04-01 | Galvanized Steel
PRESTON FOODMART | US 280 / 6281 HAMILTON ST | PRESTON | Webster | 1520003 | 7 | Overfill Alarm | 2024-01-18 | FALSE | 1995-04-01 | FALSE | Currently in Use | Premium | 6000 | Composite | 1995-04-01 |  | Double-Walled Flex | Pressurized
WEBSTER COUNTY OLD SHERIFF'S OFF | UNKNOWN | PRESTON | Webster | 9152005 | 1 | [5 empty] | Permanently Out Of Use | Empty | 1000 | Marked Unknown | 1998-08-20 | 1998-08-20 | Not Marked
WILSON OIL CO | WILSON POND RD | PRESTON | Webster | 1520002 | 2 | [5 empty] | Removed from Ground | Diesel | 10000 | Bare Steel | 1973-03-20 | 1992-01-08 | Galvanized Steel
M-H SERVICE CENTER | US HWY 280 & HWY 41 | PRESTON | Webster | 1520011 | 1 | [5 empty] | Removed from Ground | Gas (Historical Use) | 1000 | Bare Steel | 1974-05-09 | 1995-08-03 | Galvanized Steel
ADAMS FOOD CENTER | 6381 HAMILTON ST | PRESTON | Webster | 1520012 | 3 | Flapper Valve | 1999-05-18 | FALSE | 1999-05-18 | FALSE | Currently in Use | Diesel | 4000 | Steel-Impressed Current | 1982-05-09 |  | Fiberglass Reinforced Plastic | Safe Suction (Euro)
TOLLESON LUMBER CO INC PRESTON S | HWY 280 EAST | PRESTON | Webster | 9152004 | 3 | [5 empty] | Removed from Ground | Empty | 2000 | Bare Steel | 1997-10-15 | 1997-10-15 | Bare Steel
CONTAINER CORP OF AMERICA | PO BOX 100 HWY 280 EAST | RICHLAND | Webster | 1520010 | 3 | [5 empty] | Removed from Ground | Diesel | 3000 | Bare Steel | 1976-05-07 | 1990-05-22 | Galvanized Steel
WILSON OIL CO | 7195 WASHINGTON ST | PRESTON | Webster | 1520001 | 4 | [5 empty] | Removed from Ground | Gas (Historical Use) | 4000 | Bare Steel | 1966-03-22 | 1995-03-07 | Not Marked
PRESTON FOODMART | US 280 / 6281 HAMILTON ST | PRESTON | Webster | 1520003 | 5 |  |  | TRUE |  | TRUE | Removed from Ground | Used Oil | 1000 | Bare Steel | 1977-03-07 | 1995-04-01 | Galvanized Steel
GEORGIA DEPARTMENT OF TRANSPORTA | GA HWY 41 N | PRESTON | Webster | 1520014 | 329D1 | [5 empty] | Removed from Ground | Diesel | 2000 | Cathodically Protected Steel | 1986-01-01 | 2005-03-23 | Galvanized Steel | Safe Suction (Euro)
MERRITT PECAN CO | 4051 HWY 520 | WESTON | Webster | 1520004 | 2 | Flapper Valve | 1992-07-01 | FALSE | 1992-07-01 | FALSE | Currently in Use | Plus | 8000 | Galvanic (STIP-3) | 1992-07-01 |  | Fiberglass Reinforced Plastic | Pressurized
PRESTON FOODMART | US 280 / 6281 HAMILTON ST | PRESTON | Webster | 1520003 | 6 | Overfill Alarm | 2024-01-18 | FALSE | 1995-04-01 | FALSE | Currently in Use | E-10 | 10000 | Composite | 1995-04-01 |  | Double-Walled Flex | Pressurized
M-H SERVICE CENTER | US HWY 280 & HWY 41 | PRESTON | Webster | 1520011 | 2 | [5 empty] | Removed from Ground | Gas (Historical Use) | 2000 | Bare Steel | 1974-05-09 | 1995-08-03 | Galvanized Steel
TOLLESON LUMBER CO INC PRESTON S | HWY 280 EAST | PRESTON | Webster | 9152004 | 4 | [5 empty] | Removed from Ground | Empty | 500 | Bare Steel | 1997-10-15 | 1997-10-15 | Bare Steel
PRESTON FOODMART | US 280 / 6281 HAMILTON ST | PRESTON | Webster | 1520003 | 3 | [5 empty] | Removed from Ground | Gas (Historical Use) | 1000 | Bare Steel | 1977-03-07 | 1995-04-01 | Galvanized Steel
BLANKENSHIP STORE | HWY 41 SOUTH | PRESTON | Webster | 1520005 | 1 |  |  | TRUE |  | TRUE | Closed in Ground | Used Oil | 2500 | Bare Steel | 1941-03-30 | 1994-11-07 | Not Marked
ALSTON FARMS | RFD #2 BOX 167 | PRESTON | Webster | 1520006 | 1 | [5 empty] | Closed in Ground | Diesel | 0 | Bare Steel |  | 1899-12-31 | Galvanized Steel
MERRITT PECAN CO | 4051 HWY 520 | WESTON | Webster | 1520004 | 3 | Flapper Valve | 1992-07-01 | FALSE | 1992-07-01 | FALSE | Currently in Use | E-10 | 8000 | Galvanic (STIP-3) | 1992-07-01 |  | Fiberglass Reinforced Plastic | Pressurized
J L BLACK & SONS | RTE 2 | PRESTON | Webster | 1520008 | 2 | [5 empty] | Removed from Ground | Diesel | 10000 | Bare Steel | 1975-04-04 | 1997-07-01 | Galvanized Steel | Suction (American)
GEORGIA DEPARTMENT OF TRANSPORTA | GA HWY 41 N | PRESTON | Webster | 1520014 | 329G1 | [5 empty] | Removed from Ground | Gas (Historical Use) | 2000 | Cathodically Protected Steel | 1986-01-01 | 2005-03-23 | Galvanized Steel | Safe Suction (Euro)
ADAMS FOOD CENTER | 6381 HAMILTON ST | PRESTON | Webster | 1520012 | 2 | Flapper Valve | 1999-05-18 | FALSE | 1999-05-18 | FALSE | Currently in Use | E-10 | 6000 | Steel-Impressed Current | 1982-05-09 |  | Fiberglass Reinforced Plastic | Safe Suction (Euro)
TOLLESON LUMBER CO INC PRESTON S | HWY 280 EAST | PRESTON | Webster | 9152004 | 2 | [5 empty] | Removed from Ground | Empty | 8000 | Bare Steel | 1997-10-15 | 1997-10-15 | Bare Steel
WEBSTER FARMERS INC | PO BOX 73/HWY 55 SOUTH | WESTON | Webster | 1520013 | 2 | [5 empty] | Removed from Ground | Diesel | 1000 | Bare Steel | 1981-01-02 | 1987-01-01 | Galvanized Steel
WILSON OIL CO | WILSON POND RD | PRESTON | Webster | 1520002 | 10 | Overfill Alarm | 1992-02-01 | FALSE | 1992-02-01 | FALSE | Temporarily out of use | Premium | 8000 | Galvanic (STIP-3) | 1992-02-01 |  | Aboveground | Suction (American)
PRESTON FOODMART | US 280 / 6281 HAMILTON ST | PRESTON | Webster | 1520003 | 8 | Overfill Alarm | 2024-01-18 | FALSE | 1995-04-01 | FALSE | Currently in Use | Diesel | 6000 | Composite | 1995-04-01 |  | Double-Walled Flex | Pressurized
PRESTON FOODMART | US 280 / 6281 HAMILTON ST | PRESTON | Webster | 1520003 | 2 | [5 empty] | Removed from Ground | Gas (Historical Use) | 1000 | Bare Steel | 1977-03-07 | 1995-04-01 | Galvanized Steel
TOLLESON LUMBER CO INC PRESTON S | HWY 280 EAST | PRESTON | Webster | 9152004 | 1 | [5 empty] | Removed from Ground | Empty | 14000 | Bare Steel | 1997-10-15 | 1997-10-15 | Bare Steel
MERRITT PECAN CO | 4051 HWY 520 | WESTON | Webster | 1520004 | 4 | Flapper Valve | 1992-07-01 | FALSE | 1992-07-01 | FALSE | Currently in Use | Premium | 8000 | Galvanic (STIP-3) | 1992-07-01 |  | Fiberglass Reinforced Plastic | Pressurized
WILSON OIL CO | WILSON POND RD | PRESTON | Webster | 1520002 | 3 | [5 empty] | Removed from Ground | Kerosene | 10000 | Bare Steel | 1973-03-20 | 1992-01-08 | Galvanized Steel
BLANKENSHIP STORE | HWY 41 SOUTH | PRESTON | Webster | 1520005 | 3 | [5 empty] | Permanently Out Of Use | Empty | 100 | Bare Steel | 1941-03-30 | 1960-01-01 | Galvanized Steel
MERRITT PECAN CO | 4051 HWY 520 | WESTON | Webster | 1520004 | 1 | [5 empty] | Permanently Out Of Use | Gas (Historical Use) | 2000 | Bare Steel | 1980-12-01 | 1992-04-02 | Bare Steel | Safe Suction (Euro)
CONTAINER CORP OF AMERICA | PO BOX 100 HWY 280 EAST | RICHLAND | Webster | 1520010 | 2 | [5 empty] | Removed from Ground | Gas (Historical Use) | 1000 | Bare Steel | 1971-05-09 | 1990-05-22 | Galvanized Steel
WILSON OIL CO | 7195 WASHINGTON ST | PRESTON | Webster | 1520001 | 2 | [5 empty] | Removed from Ground | Diesel | 1000 | Not Marked/Unknown | 1983-03-18 | 1995-03-07 | Not Marked
WILSON OIL CO | WILSON POND RD | PRESTON | Webster | 1520002 | 4 | [5 empty] | Removed from Ground | Kerosene | 10000 | Bare Steel | 1973-03-20 | 1992-01-08 | Galvanized Steel
WILSON OIL CO | WILSON POND RD | PRESTON | Webster | 1520002 | 5 | [5 empty] | Removed from Ground | Kerosene | 10000 | Bare Steel | 1973-03-20 | 1992-01-08 | Galvanized Steel
M-H SERVICE CENTER | US HWY 280 & HWY 41 | PRESTON | Webster | 1520011 | 3 | [5 empty] | Removed from Ground | Gas (Historical Use) | 2000 | Bare Steel | 1974-05-09 | 1995-08-03 | Galvanized Steel
ADAMS FOOD CENTER | 6381 HAMILTON ST | PRESTON | Webster | 1520012 | 1 | Flapper Valve | 1999-05-18 | FALSE | 1999-05-18 | FALSE | Currently in Use | Premium | 6000 | Steel-Impressed Current | 1982-05-09 |  | Fiberglass Reinforced Plastic | Safe Suction (Euro)
CONTAINER CORP OF AMERICA | HWY 27 | RICHLAND | Webster | 1520016 | 2 | [5 empty] | Removed from Ground | Diesel | 1000 | Bare Steel | 1969-05-12 | 1991-01-01 | Galvanized Steel
WILSON OIL CO | 7195 WASHINGTON ST | PRESTON | Webster | 1520001 | 6 | [5 empty] | Removed from Ground | Gas (Historical Use) | 2000 | Bare Steel | 1983-03-18 | 1995-03-07 | Galvanized Steel
WILSON OIL CO | 7195 WASHINGTON ST | PRESTON | Webster | 1520001 | 9 | Overfill Alarm | 1995-03-01 | FALSE | 1995-03-01 | FALSE | Temporarily out of use | Diesel | 1000 | Composite | 1995-03-01 |  | Fiberglass Reinforced Plastic | Safe Suction (Euro)
WILSON OIL CO | 7195 WASHINGTON ST | PRESTON | Webster | 1520001 | 8 | Overfill Alarm | 1995-03-01 | FALSE | 1995-03-01 | FALSE | Temporarily out of use | Diesel Off Road | 3000 | Composite | 1995-03-01 |  | Fiberglass Reinforced Plastic | Safe Suction (Euro)
AT&T KIMBROUGH RADIO RELAY STATI |  | RICHLAND | Webster | 1520009 | 1 | [5 empty] | Removed from Ground | Diesel | 500 | Bare Steel | 1983-05-07 | 1992-04-01 | Copper
GA FC/MCRAE DIST OFF/DO 11 | US HWY 441/2.5 MI NORTH OF MCRAE | HELENA | Wheeler | 9153006 | 2 | [5 empty] | Removed from Ground | Other | 250 | Bare Steel | 1963-04-28 | 1993-08-26 | Galvanized Steel | Pressurized
GA FC/MCRAE DIST OFF/DO 11 | US HWY 441/2.5 MI NORTH OF MCRAE | HELENA | Wheeler | 9153006 | 7 | [5 empty] | Removed from Ground | Gas (Historical Use) | 560 | Bare Steel | 1960-04-28 | 1974-01-15 | Galvanized Steel | Safe Suction (Euro)
GA FC/MCRAE DIST OFF/DO 11 | US HWY 441/2.5 MI NORTH OF MCRAE | HELENA | Wheeler | 9153006 | 6 | [5 empty] | Removed from Ground | Gas (Historical Use) | 2000 | Bare Steel | 1974-04-25 | 1993-08-26 | Galvanized Steel | Safe Suction (Euro)
GA FC/MCRAE DIST OFF/DO 11 | US HWY 441/2.5 MI NORTH OF MCRAE | HELENA | Wheeler | 9153006 | 5 | [5 empty] | Removed from Ground | Gas (Historical Use) | 560 | Bare Steel | 1960-04-28 | 1993-08-26 | Galvanized Steel | Safe Suction (Euro)
GA FC/MCRAE DIST OFF/DO 11 | US HWY 441/2.5 MI NORTH OF MCRAE | HELENA | Wheeler | 9153006 | 214942 |  | 1993-08-26 |  | 1993-08-26 |  | Removed from Ground | Other | 2000 | Galvanic (STIP-3) | 1993-08-26 | 2008-05-15 | Cathodically Protected | Safe Suction (Euro)
GA FC/MCRAE DIST OFF/DO 11 | US HWY 441/2.5 MI NORTH OF MCRAE | HELENA | Wheeler | 9153006 | 214927 |  | 1993-08-26 |  | 1993-08-26 |  | Removed from Ground | Gas (Historical Use) | 1000 | Galvanic (STIP-3) | 1993-08-26 | 2008-05-15 | Cathodically Protected | Safe Suction (Euro)
GA FC/MCRAE DIST OFF/DO 11 | US HWY 441/2.5 MI NORTH OF MCRAE | HELENA | Wheeler | 9153006 | 4 | [5 empty] | Removed from Ground | Gas (Historical Use) | 2000 | Bare Steel | 1964-04-27 | 1993-08-26 | Galvanized Steel | Safe Suction (Euro)
GA FC/MCRAE DIST OFF/DO 11 | US HWY 441/2.5 MI NORTH OF MCRAE | HELENA | Wheeler | 9153006 | 1 | [5 empty] | Removed from Ground | Other | 500 | Bare Steel | 1953-04-30 | 1993-08-26 | Galvanized Steel | Pressurized
GA FC/MCRAE DIST OFF/DO 11 | US HWY 441/2.5 MI NORTH OF MCRAE | HELENA | Wheeler | 9153006 | 3 | [5 empty] | Removed from Ground | Gas (Historical Use) | 2000 | Bare Steel | 1974-04-25 | 1993-08-26 | Galvanized Steel | Safe Suction (Euro)
ADENS MINIT MARKET #36 | 159 W MAIN ST HWY 280 | ALAMO | Wheeler | 9153009 | 5B | Ball Float | 1995-12-15 | FALSE | 1995-12-15 | FALSE | Removed from Ground | Gas (Historical Use) | 4000 | Composite | 1995-12-12 | 2019-08-20 | Double-Walled Fiberglass | Pressurized
WHEELER COUNTY BUS SHOP | 93 E RAILROAD AVE | ALAMO | Wheeler | 9153013 | 2A | Flapper Valve | 1998-09-28 | FALSE | 1998-09-28 | FALSE | Removed from Ground | Diesel | 10000 | Composite | 1998-09-24 |  | Fiberglass Reinforced Plastic | Safe Suction (Euro)
ADENS MINIT MARKET #35 | 159 W MAIN ST HWY 280 | ALAMO | Wheeler | 9153016 | 2 | Ball Float | 1999-10-01 | FALSE | 1999-10-01 | FALSE | Currently in Use | Premium | 4000 | Composite | 1999-10-01 |  | Flex | Pressurized
ADENS MINIT MARKET #36 | 159 W MAIN ST HWY 280 | ALAMO | Wheeler | 9153009 | 2 | [5 empty] | Removed from Ground | Gas (Historical Use) | 2000 | Bare Steel | 1996-01-19 | 1996-01-19 | Galvanized Steel | Safe Suction (Euro)
MR C'S #10 | COMMERCE ST | ALAMO | Wheeler | 1530042 | 3 | [5 empty] | Removed from Ground | Gas (Historical Use) | 6000 | Bare Steel | 1984-05-08 | 1990-10-24 | Galvanized Steel
WHEELER CO COMM | STUBBS & MCRAE ST | ALAMO | Wheeler | 1530004 | 4 | [5 empty] | Removed from Ground | Gas (Historical Use) | 250 | Bare Steel | 1984-03-06 | 1995-11-28 | Bare Steel
WHEELER CO COMM | STUBBS & MCRAE ST | ALAMO | Wheeler | 1530004 | 1 | [5 empty] | Removed from Ground | Diesel | 500 | Bare Steel | 1981-03-07 | 1995-11-28 | Bare Steel
GA FC | US HWY 280/2.5 MI EAST OF ALAMO | ALAMO | Wheeler | 1530009 | 1 | [5 empty] | Removed from Ground | Gas (Historical Use) | 560 | Bare Steel | 1961-04-28 | 1993-09-07 | Galvanized Steel | Safe Suction (Euro)
GA FC | US HWY 280/2.5 MI EAST OF ALAMO | ALAMO | Wheeler | 1530009 | 219926 |  | 1993-09-10 |  | 1993-09-10 |  | Removed from Ground | Gas (Historical Use) | 1000 | Galvanic (STIP-3) | 1993-09-10 | 2004-02-16 | Cathodically Protected | Safe Suction (Euro)
HORSESHOE | 206 EAST PARSONAGE | MCRAE | Wheeler | 1530011 | 1 | [5 empty] | Removed from Ground | Empty | 560 | Bare Steel | 1957-05-01 | 1957-05-01 | Unknown
LITTLE OCMULGEE ST PK | PO BOX 97, US HWY 391/441 | MCRAE | Wheeler | 1530001 | 1 | [5 empty] | Closed in Ground | Gas (Historical Use) | 560 | Bare Steel | 1976-01-01 | 2001-09-26 | Galvanized Steel | Suction (American)
SAMUEL D CLARK | US HWY 441 NORTH | MCRAE | Wheeler | 1530031 | 2 | [5 empty] | Removed from Ground | Gas (Historical Use) | 550 | Bare Steel | 1971-05-12 | 1999-12-31 | Galvanized Steel | Suction (American)
MR C'S #10 | COMMERCE ST | ALAMO | Wheeler | 1530042 | 2 | [5 empty] | Removed from Ground | Gas (Historical Use) | 6000 | Bare Steel | 1984-05-08 | 1990-10-24 | Galvanized Steel
Circle K 2745011 | 101 EAST MAIN ST | ALAMO | Wheeler | 1530015 | 2 | Flapper Valve | 1995-02-09 | FALSE | 1995-02-09 | FALSE | Currently in Use | Premium | 6000 | Steel-Impressed Current | 1984-04-30 |  | Double-Walled Flex | Pressurized
GA FC HORSESHOE | US 19/SHED ORCHARD 7 MI NORTH | GLENWOOD | Wheeler | 1530010 | 1 | [5 empty] | Removed from Ground | Gas (Historical Use) | 560 | Bare Steel | 1960-04-28 | 1990-08-14 | Galvanized Steel
JIM BOBS 19 & 46 | 1485 HWY 19 | GLENWOOD | Wheeler | 9153011 | 3 | Overfill Alarm | 2024-11-19 | FALSE | 2024-11-19 | FALSE | Currently in Use | Diesel | 12000 | Fiberglass Double Walled | 2024-11-12 |  | Double-Walled Fiberglass | Pressurized
CITY OF ALAMO/CITY HALL | 105 COMMERCE ST | ALAMO | Wheeler | 1530026 | 1 | [5 empty] | Removed from Ground | Gas (Historical Use) | 560 | Bare Steel | 1987-10-16 | 1996-06-12 | Galvanized Steel | Safe Suction (Euro)
SAMUEL D CLARK | US HWY 441 NORTH | MCRAE | Wheeler | 1530031 | 1 | [5 empty] | Removed from Ground | Gas (Historical Use) | 550 | Bare Steel | 1971-05-12 | 1999-12-31 | Galvanized Steel | Suction (American)
WHEELER COUNTY BUS SHOP | 93 E RAILROAD AVE | ALAMO | Wheeler | 9153013 | 1 | [5 empty] | Removed from Ground | Diesel | 10000 | Marked Unknown | 1998-11-16 | 1998-11-16 | Galvanized Steel | Safe Suction (Euro)
ALLTEL CENTRAL OFFICE/CTC OF THE | 210 COMMERCE ST | ALAMO | Wheeler | 1530047 | 1 | [5 empty] | Removed from Ground | Diesel | 250 | Bare Steel | 1984-01-01 | 1994-09-21 | Bare Steel | Suction (American)
RANDALL O QUINN & CO INC | 206 EAST MAIN ST | ALAMO | Wheeler | 1530003 | 2 | [5 empty] | Removed from Ground | Gas (Historical Use) | 0 | Bare Steel | 1986-02-21 | 1998-11-24 | Galvanized Steel | Suction (American)
WHEELER CO COMM | STUBBS & MCRAE ST | ALAMO | Wheeler | 1530004 | 3 | [5 empty] | Removed from Ground | Gas (Historical Use) | 300 | Bare Steel | 1982-03-07 | 1995-11-28 | Bare Steel
LITTLE OCMULGEE EMC | 163 W RAILROAD AVE | ALAMO | Wheeler | 9153005 | 2 | [5 empty] | Removed from Ground | Diesel | 10000 | Composite | 1991-01-01 | 1991-01-01 | Fiberglass Reinforced Plastic
ADENS MINIT MARKET #36 | 159 W MAIN ST HWY 280 | ALAMO | Wheeler | 9153009 | 3 | [5 empty] | Removed from Ground | Gas (Historical Use) | 1000 | Bare Steel | 1996-01-19 | 1996-01-19 | Galvanized Steel | Safe Suction (Euro)
COX GROCERY | US 280 WEST | ALAMO | Wheeler | 1530039 | 1 | [5 empty] | Removed from Ground | Gas (Historical Use) | 1000 | Bare Steel | 1956-05-12 | 1988-06-01 | Galvanized Steel
RANDALL O QUINN & CO INC | 206 EAST MAIN ST | ALAMO | Wheeler | 1530003 | 3 | [5 empty] | Removed from Ground | Gas (Historical Use) | 9000 | Bare Steel | 1966-02-26 | 1998-11-24 | Galvanized Steel | Suction (American)
RANDALL O QUINN & CO INC | 206 EAST MAIN ST | ALAMO | Wheeler | 1530003 | 4B |  | 1998-11-23 |  | 1998-11-23 |  | Removed from Ground | Gas (Historical Use) | 2000 | Steel-Impressed Current | 1998-11-23 | 2011-11-23 | Cathodically Protected | Suction (American)
CCA WHEELER WOODYARD | ROUTE 2 | GLENWOOD | Wheeler | 1530044 | 1 | [5 empty] | Removed from Ground | Empty | 550 | Bare Steel | 1966-05-10 | 1988-06-01 | Bare Steel
NESMITH GROCERY | RT 2 BOX 210 | GLENWOOD | Wheeler | 9153014 | 1 | [5 empty] | Removed from Ground | Gas (Historical Use) | 1000 | Bare Steel | 2000-12-04 | 2000-12-04 | Bare Steel | Suction (American)
GA DOT 10519 WHEELER CO ROUTINE | 0 .5 MI W OF US 441 ON US 280 | GLENWOOD | Wheeler | 9153010 | 519D1 | [5 empty] | Removed from Ground | Diesel | 540 | Bare Steel | 2000-06-14 | 2000-06-14 | Galvanized Steel | Safe Suction (Euro)
BRILAND/ALAMO BULK PLANT | US HWY 280 | ALAMO | Wheeler | 9153003 | 1 | [5 empty] | Removed from Ground | Diesel | 2000 | Bare Steel | 1978-01-01 | 1988-04-01 | Galvanized Steel
ADENS MINIT MARKET #36 | 159 W MAIN ST HWY 280 | ALAMO | Wheeler | 9153009 | 4 | [5 empty] | Removed from Ground | Diesel | 2000 | Bare Steel | 1996-01-19 | 1996-01-19 | Galvanized Steel | Safe Suction (Euro)
ADENS MINIT MARKET #35 | 159 W MAIN ST HWY 280 | ALAMO | Wheeler | 9153016 | 1 | Ball Float | 1999-10-01 | FALSE | 1999-10-01 | FALSE | Currently in Use | Regular | 10000 | Composite | 1999-10-01 |  | Flex | Pressurized
GA FC | US HWY 280/2.5 MI EAST OF ALAMO | ALAMO | Wheeler | 1530009 | DO4 |  | 2004-03-10 | FALSE | 2004-03-10 | FALSE | Currently in Use | Diesel | 2500 | Fiberglass Double Walled | 2004-03-10 |  | Double-Walled Fiberglass | Safe Suction (Euro)
HORSESHOE | 206 EAST PARSONAGE | MCRAE | Wheeler | 1530011 | 2 | [5 empty] | Removed from Ground | Empty | 560 | Bare Steel | 1972-04-13 | 1987-05-01 | Unknown
AT&T/MCRAE RADIO RELAY STATION | US HWY 341 EAST | MCRAE | Wheeler | 9153007 | 1 | [5 empty] | Removed from Ground | Diesel | 3000 | Bare Steel | 1964-01-01 | 1992-07-14 | Copper | Suction (American)
LITTLE OCMULGEE EMC | 163 W RAILROAD AVE | ALAMO | Wheeler | 9153005 | 1 | [5 empty] | Removed from Ground | Gas (Historical Use) | 10000 | Composite | 1991-01-01 | 1991-01-01 | Fiberglass Reinforced Plastic
GA FC | US HWY 280/2.5 MI EAST OF ALAMO | ALAMO | Wheeler | 1530009 | 2 | [5 empty] | Removed from Ground | Diesel | 560 | Bare Steel | 1968-04-26 | 1993-09-07 | Galvanized Steel | Safe Suction (Euro)
Circle K 2745011 | 101 EAST MAIN ST | ALAMO | Wheeler | 1530015 | 3 | Flapper Valve | 1995-02-09 | FALSE | 1995-02-09 | FALSE | Currently in Use | Diesel | 6000 | Steel-Impressed Current | 1984-04-30 |  | Double-Walled Flex | Pressurized
FLASH FOODS #5 | US HWY 280 E/ 114 E 2ND ST | GLENWOOD | Wheeler | 1530014 | 1 |  | 1997-09-03 |  | 1997-09-03 |  | Removed from Ground | Empty | 2000 | Cathodically Protected Steel | 1979-05-02 | 2002-12-09 | Cathodically Protected | Safe Suction (Euro)
Circle K 2745042 | 101 W SECOND AVE | GLENWOOD | Wheeler | 1530013 | 3 | Flapper Valve | 1995-02-15 | FALSE | 1995-02-15 | FALSE | Currently in Use | Premium | 4000 | Steel-Impressed Current | 1984-04-30 |  | Fiberglass Reinforced Plastic | Pressurized
GA DOT 10519 WHEELER CO ROUTINE | 0 .5 MI W OF US 441 ON US 280 | GLENWOOD | Wheeler | 9153010 | 519G1 | [5 empty] | Removed from Ground | Gas (Historical Use) | 1000 | Bare Steel | 2000-06-14 | 2000-06-14 | Galvanized Steel | Safe Suction (Euro)
H & S SERVICE CENTER | 48 HWY 280 EAST | GLENWOOD | Wheeler | 9153002 | 2 | [5 empty] | Removed from Ground | Gas (Historical Use) | 1000 | Bare Steel | 1978-01-01 | 1998-01-01 | Galvanized Steel | Safe Suction (Euro)
RANDALL O QUINN & CO INC | 206 EAST MAIN ST | ALAMO | Wheeler | 1530003 | 1 | [5 empty] | Removed from Ground | Gas (Historical Use) | 0 | Bare Steel | 1986-02-21 | 1998-11-24 | Galvanized Steel | Suction (American)
WHEELER CO COMM | STUBBS & MCRAE ST | ALAMO | Wheeler | 1530004 | 2 | [5 empty] | Removed from Ground | Gas (Historical Use) | 300 | Bare Steel | 1981-03-07 | 1995-11-28 | Bare Steel
Circle K 2745042 | 101 W SECOND AVE | GLENWOOD | Wheeler | 1530013 | 6 | Flapper Valve | 1995-02-15 | FALSE | 1995-02-15 | FALSE | Currently in Use | Diesel | 4000 | Steel-Impressed Current | 1984-04-30 |  | Fiberglass Reinforced Plastic | Pressurized
H & S SERVICE CENTER | 48 HWY 280 EAST | GLENWOOD | Wheeler | 9153002 | 1 | [5 empty] | Removed from Ground | Gas (Historical Use) | 1000 | Bare Steel | 1978-01-01 | 1998-01-01 | Galvanized Steel | Safe Suction (Euro)
GA FC | US HWY 280/2.5 MI EAST OF ALAMO | ALAMO | Wheeler | 1530009 | 219949 |  | 1993-09-10 |  | 1993-09-10 |  | Removed from Ground | Diesel | 1000 | Galvanic (STIP-3) | 1993-09-10 | 2004-02-16 | Cathodically Protected | Safe Suction (Euro)
Circle K 2745042 | 101 W SECOND AVE | GLENWOOD | Wheeler | 1530013 | 1 | Flapper Valve | 1995-02-15 | FALSE | 1995-02-15 | FALSE | Currently in Use | E-10 | 4000 | Steel-Impressed Current | 1984-04-30 |  | Fiberglass Reinforced Plastic | Pressurized
Circle K 2745042 | 101 W SECOND AVE | GLENWOOD | Wheeler | 1530013 | 4 | Flapper Valve | 1995-02-15 | FALSE | 1995-02-15 | FALSE | Currently in Use | Premium | 4000 | Steel-Impressed Current | 1984-04-30 |  | Fiberglass Reinforced Plastic | Pressurized
H J BROOKS | RT 2 | GLENWOOD | Wheeler | 9153004 | 1AST | [5 empty] | Removed from Ground | Gas (Historical Use) | 1000 | Bare Steel | 1971-01-01 | 1899-12-31 | Galvanized Steel
H & S SERVICE CENTER | 48 HWY 280 EAST | GLENWOOD | Wheeler | 9153002 | 1A |  | 1997-11-01 |  | 1997-11-01 |  | Temporarily out of use | Gas (Historical Use) | 8000 | Composite | 1997-11-01 |  | Double Walled | Pressurized
H & S SERVICE CENTER | 48 HWY 280 EAST | GLENWOOD | Wheeler | 9153002 | 4 | [5 empty] | Removed from Ground | Diesel | 3000 | Bare Steel | 1980-01-01 | 1899-12-31 | Galvanized Steel | Safe Suction (Euro)
Glenwood Truck Stop | 358 GA HWY 19 | GLENWOOD | Wheeler | 9138064 | 1A | Ball Float | 2000-12-01 |  | 2000-12-01 |  | Currently in Use | Gas (Historical Use) | 8500 | Composite | 2000-12-01 |  | Fiberglass Reinforced Plastic | Pressurized
Glenwood Truck Stop | 358 GA HWY 19 | GLENWOOD | Wheeler | 9138064 | 2 | Ball Float | 2007-03-05 | FALSE | 2007-03-05 | FALSE | Currently in Use | Diesel | 12000 | Composite Double Walled | 2007-03-11 |  | Double-Walled Flex | Pressurized
WHEELER COUNTY BUS SHOP | 93 E RAILROAD AVE | ALAMO | Wheeler | 9153013 | 2B | Flapper Valve | 1998-09-28 | FALSE | 1998-09-28 | FALSE | Removed from Ground | E-10 | 2000 | Composite | 1998-09-24 |  | Fiberglass Reinforced Plastic | Safe Suction (Euro)
MR C'S #10 | COMMERCE ST | ALAMO | Wheeler | 1530042 | 1 | [5 empty] | Removed from Ground | Gas (Historical Use) | 6000 | Bare Steel | 1984-05-08 | 1990-10-24 | Galvanized Steel
COX GROCERY | US 280 WEST | ALAMO | Wheeler | 1530039 | 2 | [5 empty] | Removed from Ground | Gas (Historical Use) | 560 | Bare Steel | 1956-05-12 | 1988-06-01 | Galvanized Steel
RANDALL O QUINN & CO INC | 206 EAST MAIN ST | ALAMO | Wheeler | 1530003 | 5 |  | 1998-11-23 |  | 1998-11-23 |  | Removed from Ground | Gas (Historical Use) | 3000 | Steel-Impressed Current | 1998-11-23 | 2011-11-23 | Cathodically Protected | Suction (American)
RANDALL O QUINN & CO INC | 206 EAST MAIN ST | ALAMO | Wheeler | 1530003 | 4A |  | 1998-11-23 |  | 1998-11-23 |  | Removed from Ground | Gas (Historical Use) | 2000 | Steel-Impressed Current | 1998-11-23 | 2011-11-23 | Cathodically Protected | Suction (American)
Circle K 2745042 | 101 W SECOND AVE | GLENWOOD | Wheeler | 1530013 | 2 | Flapper Valve | 1995-02-15 | FALSE | 1995-02-15 | FALSE | Currently in Use | E-10 | 4000 | Steel-Impressed Current | 1984-04-30 |  | Fiberglass Reinforced Plastic | Pressurized
NESMITH GROCERY | RT 2 BOX 210 | GLENWOOD | Wheeler | 9153014 | 2 | [5 empty] | Removed from Ground | Gas (Historical Use) | 1000 | Bare Steel | 2000-12-04 | 2000-12-04 | Bare Steel | Suction (American)
LUMBER CITY EGG MARKETERS INC | HWY 19 N | LUMBER CITY | Wheeler | 1530041 | 1 | [5 empty] | Removed from Ground | Gas (Historical Use) | 3000 | Bare Steel | 1998-05-22 | 1998-05-22 | Galvanized Steel
LITTLE OCMULGEE EMC | 163 W RAILROAD AVE | ALAMO | Wheeler | 9153005 | 3 | Ball Float | 1991-01-01 | FALSE | 1991-01-01 | FALSE | Removed from Ground | Regular | 10000 | Composite | 1991-01-01 | 2020-05-07 | Fiberglass Reinforced Plastic | Pressurized
ADENS MINIT MARKET #36 | 159 W MAIN ST HWY 280 | ALAMO | Wheeler | 9153009 | 5A | Ball Float | 1995-12-15 | FALSE | 1995-12-15 | FALSE | Removed from Ground | Gas (Historical Use) | 6000 | Composite | 1995-12-12 | 2019-08-20 | Double-Walled Fiberglass | Pressurized
Circle K 2745011 | 101 EAST MAIN ST | ALAMO | Wheeler | 1530015 | 1 | Flapper Valve | 1995-02-09 | FALSE | 1995-02-09 | FALSE | Currently in Use | E-10 | 6000 | Steel-Impressed Current | 1984-04-30 |  | Double-Walled Flex | Pressurized
H & S SERVICE CENTER | 48 HWY 280 EAST | GLENWOOD | Wheeler | 9153002 | 5 |  | 1997-11-01 |  | 1997-11-01 |  | Temporarily out of use | Diesel | 10000 | Composite | 1997-11-01 |  | Double Walled | Pressurized
JIM BOBS 19 & 46 | 1485 HWY 19 | GLENWOOD | Wheeler | 9153011 | 1 | Overfill Alarm | 1996-02-28 | FALSE | 1996-02-28 | FALSE | Currently in Use | E-10 | 6000 | Steel-Impressed Current | 1986-04-01 |  |  | Pressurized
Glenwood Truck Stop | 358 GA HWY 19 | GLENWOOD | Wheeler | 9138064 | 1B | Ball Float | 2000-12-01 | FALSE | 2000-12-01 | FALSE | Currently in Use | E-10 | 3500 | Composite | 2000-12-01 |  | Fiberglass Reinforced Plastic | Pressurized
LITTLE OCMULGEE EMC | 163 W RAILROAD AVE | ALAMO | Wheeler | 9153005 | 4 | Ball Float | 1991-01-01 | FALSE | 1991-01-01 | FALSE | Removed from Ground | Diesel | 10000 | Composite | 1991-01-01 | 2020-05-07 | Fiberglass Reinforced Plastic | Pressurized
LITTLE OCMULGEE ST PK | PO BOX 97, US HWY 391/441 | MCRAE | Wheeler | 1530001 | 4 | Flapper Valve | 2001-09-01 | FALSE | 2001-09-01 | FALSE | Currently in Use | E-10 | 2500 | Fiberglass Double Walled | 2001-09-01 |  | Fiberglass Reinforced Plastic | Safe Suction (Euro)
GLENWOOD TELEPHONE CO | 3 RD ST & 4TH ST | GLENWOOD | Wheeler | 1530024 | 1 | [5 empty] | Removed from Ground | Gas (Historical Use) | 550 | Bare Steel | 1974-05-11 | 1994-03-10 | Galvanized Steel | Safe Suction (Euro)
ADENS MINIT MARKET #36 | 159 W MAIN ST HWY 280 | ALAMO | Wheeler | 9153009 | 1 | Flapper Valve | 1995-12-15 | FALSE | 1995-12-15 | FALSE | Removed from Ground | Diesel | 3000 | Galvanic (STIP-3) | 1987-09-01 | 2019-08-20 | Double-Walled Fiberglass | Safe Suction (Euro)
COX GROCERY | US 280 WEST | ALAMO | Wheeler | 1530039 | 3 | [5 empty] | Removed from Ground | Gas (Historical Use) | 560 | Bare Steel | 1956-05-12 | 1988-06-01 | Galvanized Steel
NESMITH GROCERY | RT 2 BOX 210 | GLENWOOD | Wheeler | 9153014 | 3 | [5 empty] | Removed from Ground | Gas (Historical Use) | 0 | Bare Steel | 2000-12-04 | 2000-12-04 | Bare Steel | Suction (American)
JIM BOBS 19 & 46 | 1485 HWY 19 | GLENWOOD | Wheeler | 9153011 | 2 | Overfill Alarm | 1996-02-28 | FALSE | 1996-02-28 | FALSE | Currently in Use | Premium | 6000 | Steel-Impressed Current | 1986-04-01 |  | Steel (Impressed Current) | Pressurized
H J BROOKS | RT 2 | GLENWOOD | Wheeler | 9153004 | 2 | [5 empty] | Removed from Ground | Diesel | 1000 | Bare Steel | 1971-01-01 | 1988-01-01 | Galvanized Steel
FLASH FOODS #5 | US HWY 280 E/ 114 E 2ND ST | GLENWOOD | Wheeler | 1530014 | 2 |  | 1997-09-03 |  | 1997-09-03 |  | Removed from Ground | Gas (Historical Use) | 2000 | Steel-Impressed Current | 1979-05-02 | 2002-12-09 | Cathodically Protected | Safe Suction (Euro)
Circle K 2745042 | 101 W SECOND AVE | GLENWOOD | Wheeler | 1530013 | 5 | Flapper Valve | 1995-02-15 | FALSE | 1995-02-15 | FALSE | Currently in Use | Diesel | 4000 | Steel-Impressed Current | 1984-04-30 |  | Fiberglass Reinforced Plastic | Pressurized
LOWER OCONEE COMMUNITY HOSPITAL | 111 THIRD STREET | GLENWOOD | Wheeler | 9153015 | 1 | Flapper Valve | 1998-09-16 |  | 1998-09-16 |  | Currently in Use | Diesel | 550 | Composite | 1998-09-18 |  | Copper | Safe Suction (Euro)
H & S SERVICE CENTER | 48 HWY 280 EAST | GLENWOOD | Wheeler | 9153002 | 3 | [5 empty] | Removed from Ground | Gas (Historical Use) | 1000 | Bare Steel | 1978-01-01 | 1998-01-01 | Galvanized Steel | Safe Suction (Euro)
H & S SERVICE CENTER | 48 HWY 280 EAST | GLENWOOD | Wheeler | 9153002 | 1B |  | 1997-11-01 |  | 1997-11-01 |  | Temporarily out of use | Gas (Historical Use) | 4000 | Composite | 1997-11-01 |  | Double Walled | Pressurized
FLASH FOODS #5 | US HWY 280 E/ 114 E 2ND ST | GLENWOOD | Wheeler | 1530014 | 3 |  | 1997-09-03 |  | 1997-09-03 |  | Removed from Ground | Gas (Historical Use) | 2000 | Steel-Impressed Current | 1979-05-02 | 2002-12-09 | Cathodically Protected | Safe Suction (Euro)
WHITE COUNTY SCHOOLS | 2698 TESNATEE GAP VALLEY RD | CLEVELAND | White | 10003313 | 1 | Flapper Valve | 2022-11-01 | FALSE | 2022-11-01 | FALSE | Currently in Use | Diesel | 15000 | Fiberglass Double Walled | 2022-10-01 |  | Double-Walled Fiberglass | Pressurized
CIRCLE K 2723340 | 78 S MAIN | CLEVELAND | White | 1540003 | 2 | Flapper Valve | 1997-11-15 |  | 1997-11-15 |  | Removed from Ground | Gas (Historical Use) | 10000 | Composite | 1985-06-16 | 2016-02-15 | Fiberglass Reinforced Plastic | Pressurized
BENNYS CASH & CARRY | RT 2 | CLEVELAND | White | 1540007 | 3 | [5 empty] | Removed from Ground | Gas (Historical Use) | 8000 | Bare Steel | 1984-04-23 | 1899-12-31 | Galvanized Steel
RO TIM INC | 58 ROTIM DR | CLEVELAND | White | 1540001 | 2 |  | 1994-11-01 |  | 1994-11-01 |  | Removed from Ground | Gas (Historical Use) | 6000 | Steel-Impressed Current | 1984-05-08 | 2001-06-12 | Fiberglass Reinforced Plastic | Pressurized
THE EXPRESS MART #2 | 258 NORTH MAIN ST | CLEVELAND | White | 1540029 | 5 | Flapper Valve | 1995-09-01 | FALSE | 1995-09-01 | FALSE | Currently in Use | Regular | 8000 | Steel-Impressed Current | 1988-06-01 |  | Fiberglass Reinforced Plastic | Pressurized
THE EXPRESS MART #2 | 258 NORTH MAIN ST | CLEVELAND | White | 1540029 | 4 | [5 empty] | Removed from Ground | Gas (Historical Use) | 1000 | Bare Steel | 1975-01-04 | 1988-05-15 | Galvanized Steel
CIRCLE K 2723340 | 78 S MAIN | CLEVELAND | White | 1540003 | 7 | [5 empty] | Removed from Ground | Empty | 8000 | Bare Steel | 1972-06-16 | 1985-06-15 | Galvanized Steel
CIRCLE K 2723340 | 78 S MAIN | CLEVELAND | White | 1540003 | 4 | Flapper Valve | 1997-11-15 |  | 1997-11-15 |  | Removed from Ground | Kerosene | 2000 | Composite | 1986-06-16 | 2016-02-15 | Fiberglass Reinforced Plastic | Safe Suction (Euro)
CIRCLE K 2723340 | 78 S MAIN | CLEVELAND | White | 1540003 | 5 |  | 1997-11-15 |  | 1997-11-15 |  | Removed from Ground | Diesel | 4000 | Composite | 1986-06-16 | 2004-03-08 | Fiberglass Reinforced Plastic | Pressurized
PICK-IT-MART | HWY 129 SOUTH | CLEVELAND | White | 1540004 | 3 | [5 empty] | Removed from Ground | Gas (Historical Use) | 8000 | Bare Steel | 1976-05-01 | 1993-12-01 | Galvanized Steel
P&B PETROLEUM CO | 33 BELL ST | CLEVELAND | White | 1540030 | 1 | [5 empty] | Removed from Ground | Gas (Historical Use) | 15000 | Bare Steel | 1982-01-02 | 1998-08-12 | Bare Steel
MACS CHEVRON INC #2 | 766 HELEN HWY (HWY 75 N) | CLEVELAND | White | 9154013 | 3 |  | 1998-07-01 | FALSE | 1998-07-01 | FALSE | Currently in Use | Diesel | 6000 | Steel-Impressed Current | 1987-01-01 |  | Steel (Impressed Current) | Pressurized
MACS CHEVRON #4 INC | 724 GA HWY 115 EAST | CLEVELAND | White | 9154033 | 1 | Flapper Valve | 1994-07-01 | FALSE | 1994-07-01 | FALSE | Currently in Use | Regular | 6000 | Galvanic (STIP-3) | 1994-07-01 |  | Fiberglass Reinforced Plastic | Pressurized
CAMP BARNEY MEDINTZ | 4165 HWY 129 NORTH | CLEVELAND | White | 9154025 | 3 | [5 empty] | Removed from Ground | Diesel | 250 | Bare Steel | 1999-01-01 | 1999-01-01 | Galvanized Steel | Safe Suction (Euro)
INGLES GAS EXPRESS #489 | 55 HELEN HWY | CLEVELAND | White | 10000749 | 1B | Ball Float | 2004-10-20 | FALSE | 2004-10-20 | FALSE | Currently in Use | Premium | 7000 | Fiberglass Double Walled | 2004-10-13 |  | Double-Walled Flex | Pressurized
CLIPPER 75 | 109 S MAIN ST | CLEVELAND | White | 10002631 | 3 | Flapper Valve | 2016-11-01 | FALSE | 2016-11-01 | FALSE | Currently in Use | E-10 | 7000 | Composite Double Walled | 2016-11-01 |  | Double-Walled Fiberglass | Pressurized
PICK-IT-MART | HWY 129 SOUTH | CLEVELAND | White | 1540004 | 2 | [5 empty] | Removed from Ground | Gas (Historical Use) | 4000 | Bare Steel | 1976-05-01 | 1993-12-01 | Galvanized Steel
CLEVELAND CHEVRON | GA 75 US HWY 129 N | CLEVELAND | White | 1540023 | 2 | [5 empty] | Removed from Ground | Gas (Historical Use) | 1100 | Bare Steel | 1949-05-17 | 1990-12-01 | Unknown
THE EXPRESS MART #5 | 1955 HWY 129S STE D | CLEVELAND | White | 9154004 | 3 | Flapper Valve | 1995-09-01 | FALSE | 1995-09-01 | FALSE | Currently in Use | Regular | 8000 | Steel-Impressed Current | 1984-01-01 |  | Fiberglass Reinforced Plastic | Pressurized
CIRCLE K 2723340 | 78 S MAIN | CLEVELAND | White | 1540003 | 9 | [5 empty] | Removed from Ground | Empty | 550 | Bare Steel | 1972-06-16 | 1985-06-15 | Galvanized Steel
CIRCLE K 2723340 | 78 S MAIN | CLEVELAND | White | 1540003 | 8 | [5 empty] | Removed from Ground | Empty | 8000 | Bare Steel | 1972-06-16 | 1985-06-15 | Galvanized Steel
CIRCLE K 2723340 | 78 S MAIN | CLEVELAND | White | 1540003 | 6 | [5 empty] | Removed from Ground | Empty | 6000 | Bare Steel | 1972-06-16 | 1985-06-15 | Galvanized Steel
BENNYS CASH & CARRY | RT 2 | CLEVELAND | White | 1540007 | 2 | [5 empty] | Removed from Ground | Gas (Historical Use) | 8000 | Bare Steel | 1984-04-23 | 1899-12-31 | Galvanized Steel
WHITE COUNTY VOCATIONAL BLDG | 191 OLD BLAIRSVILLE HWY | CLEVELAND | White | 1540017 | 2 |  |  | TRUE |  | TRUE | Closed in Ground | Used Oil | 185 | Concrete | 1973-01-12 | 2000-02-28 | Bare Steel | Gravity Fed
ODELLS GROCERY | GA HWY 115 WEST & GA HWY 283 | CLEVELAND | White | 1540027 | 3 | [5 empty] | Removed from Ground | Gas (Historical Use) | 1000 | Bare Steel | 1971-01-05 | 1992-08-04 | Galvanized Steel
EB HUNT GROCERY | HWY 254 | CLEVELAND | White | 1540019 | 2 | [5 empty] | Removed from Ground | Gas (Historical Use) | 1000 | Bare Steel | 1986-05-07 | 1991-04-01 | Galvanized Steel
ODELLS GROCERY | GA HWY 115 WEST & GA HWY 283 | CLEVELAND | White | 1540027 | 4 | [5 empty] | Removed from Ground | Diesel | 1000 | Bare Steel | 1971-01-05 | 1992-08-04 | Galvanized Steel
ODELLS GROCERY | GA HWY 115 WEST & GA HWY 283 | CLEVELAND | White | 1540027 | 1 | [5 empty] | Removed from Ground | Gas (Historical Use) | 2000 | Bare Steel | 1971-01-05 | 1992-08-04 | Galvanized Steel
CLEVELAND TEXACO | HWY 129 & SOUTH MAIN ST | CLEVELAND | White | 1540024 | 2 | [5 empty] | Removed from Ground | Gas (Historical Use) | 1000 | Bare Steel | 1966-05-12 | 1996-02-01 | Galvanized Steel
DEKALB CONSTRUCTION | HWY 115 | CLEVELAND | White | 1540022 | 2 | [5 empty] | Closed in Ground | Gas (Historical Use) | 2200 | Bare Steel | 1976-05-10 | 1986-08-01 | Unknown
THE EXPRESS MART #5 | 1955 HWY 129S STE D | CLEVELAND | White | 9154004 | 5A | Flapper Valve | 2009-05-28 | FALSE | 2009-05-28 | FALSE | Currently in Use | Premium | 5000 | Composite Double Walled | 2009-05-27 |  | Flex | Pressurized
PHILLIPS SING STATION | 212 S MAIN ST | CLEVELAND | White | 9154003 | 3 |  | 1998-12-15 |  | 1998-12-15 |  | Removed from Ground | Gas (Historical Use) | 6000 | Steel-Impressed Current | 1977-01-01 | 1899-12-31 | Cathodically Protected | Pressurized
CHATTAHOOCHEE GROCERY | 7240 HWY 115 EAST | CLEVELAND | White | 9154018 | 2 | Ball Float | 1994-09-01 | FALSE | 1994-09-01 | FALSE | Currently in Use | Gas (Historical Use) | 6084 | Fiberglass | 1994-09-15 |  | Fiberglass Reinforced Plastic | Pressurized
LEAF GROCERY | BOX 6081 HWY 115 | CLEVELAND | White | 9154022 | RUL | Flapper Valve | 1994-04-01 | FALSE | 1994-04-01 | FALSE | Currently in Use | Regular | 12000 | Fiberglass | 1994-04-01 |  | Fiberglass Reinforced Plastic | Pressurized
FORMER FONDA MILLING COMPANY | 1915 HIGHWAY 254 | CLEVELAND | White | 10001148 | 2 |  |  | FALSE |  | FALSE | Removed from Ground | Gas (Historical Use) | 750 | Bare Steel | 2006-06-06 | 2006-06-06 | Bare Steel
CIRCLE K 2723340 | 78 S MAIN | CLEVELAND | White | 1540003 | 3 | Flapper Valve | 1997-11-15 |  | 1997-11-15 |  | Removed from Ground | Gas (Historical Use) | 10000 | Composite | 1985-06-16 | 2016-02-15 | Fiberglass Reinforced Plastic | Pressurized
PICK-IT-MART | HWY 129 SOUTH | CLEVELAND | White | 1540004 | 1 | [5 empty] | Removed from Ground | Gas (Historical Use) | 8000 | Bare Steel | 1976-05-01 | 1993-12-01 | Galvanized Steel
EB HUNT GROCERY | HWY 254 | CLEVELAND | White | 1540019 | 3 | [5 empty] | Removed from Ground | Gas (Historical Use) | 1000 | Bare Steel | 1986-05-07 | 1991-04-01 | Galvanized Steel
RO TIM INC | 58 ROTIM DR | CLEVELAND | White | 1540001 | 5 | [5 empty] | Permanently Out of Use - historical purposes | Diesel | 1000 | Not Marked/Unknown | 1961-05-14 | 1899-12-31 | Not Marked
THE EXPRESS MART #2 | 258 NORTH MAIN ST | CLEVELAND | White | 1540029 | 2 | Flapper Valve | 1995-09-01 | FALSE | 1995-09-01 | FALSE | Currently in Use | Premium | 8000 | Steel-Impressed Current | 1975-01-04 |  | Galvanized Steel | Pressurized
WHITE COUNTY SCHOOL BUS SHOP | 100 WARRIOR PATH | CLEVELAND | White | 1540015 | 1 | Flapper Valve | 1997-06-23 | FALSE | 1997-06-23 | FALSE | Removed from Ground | Diesel | 10000 | Steel-Impressed Current | 1975-01-12 |  | Steel (Impressed Current) | Safe Suction (Euro)
CLEVELAND CHEVRON | GA 75 US HWY 129 N | CLEVELAND | White | 1540023 | 3 | [5 empty] | Removed from Ground | Gas (Historical Use) | 1100 | Bare Steel | 1957-05-15 | 1990-12-01 | Unknown
FRNS USA INC. | 626 W KYTLE ST | CLEVELAND | White | 9154005 | 1 | Flapper Valve | 1998-01-01 | FALSE | 1998-01-01 | FALSE | Currently in Use | Regular | 2000 | Steel-Impressed Current | 1978-01-01 |  | Fiberglass Reinforced Plastic | Pressurized
MACS CHEVRON #4 INC | 724 GA HWY 115 EAST | CLEVELAND | White | 9154033 | 3 | Flapper Valve | 1994-07-01 | FALSE | 1994-07-01 | FALSE | Currently in Use | Premium | 8000 | Galvanic (STIP-3) | 1994-07-01 |  | Fiberglass Reinforced Plastic | Pressurized
ARCO #3 | GA HWY 75/17 (78) | ROBERTSTOWN | White | 1540002 | 3 | [5 empty] | Removed from Ground | Gas (Historical Use) | 2000 | Bare Steel | 1976-05-10 | 1999-04-14 | Galvanized Steel
BETTYS COUNTRY STORE | BOX 54 HWY 75 | HELEN | White | 1540005 | 1 | [5 empty] | Removed from Ground | Empty | 3000 | Bare Steel | 1976-05-01 | 1899-12-31 | Galvanized Steel
THE EXPRESS MART #5 | 1955 HWY 129S STE D | CLEVELAND | White | 9154004 | 4 |  | 1995-09-01 |  | 1995-09-01 |  | Removed from Ground | Gas (Historical Use) | 5000 | Epoxy | 1984-01-01 | 2009-05-27 | Fiberglass Reinforced Plastic | Pressurized
FRNS USA INC. | 626 W KYTLE ST | CLEVELAND | White | 9154005 | 4 |  | 1998-01-01 | FALSE | 1998-01-01 | FALSE | Currently in Use | Premium | 2000 | Steel-Impressed Current | 1988-01-01 |  | Fiberglass Reinforced Plastic | Safe Suction (Euro)
SATTERFIELDS GROCERY | 7208 HWY 129 NORTH | CLEVELAND | White | 9154007 | 1 | [5 empty] | Closed in Ground | Gas (Historical Use) | 5000 | Bare Steel | 1961-01-01 | 1995-05-01 | Galvanized Steel
CIRCLE K #2723319 | 301 N MAIN ST | CLEVELAND | White | 9154010 | 3 | Flapper Valve | 1992-01-01 | FALSE | 1992-01-01 | FALSE | Currently in Use | Diesel | 6000 | Composite | 1992-01-01 |  | Fiberglass Reinforced Plastic | Pressurized
STAMEY COMPANY | 65 E KYTLE | CLEVELAND | White | 9154035 | 1 | [5 empty] | Removed from Ground | Gas (Historical Use) | 2500 | Bare Steel | 1950-01-01 | 1998-10-01 | Bare Steel | Safe Suction (Euro)
CHEVRON FOOD MART | 5001 HWY 129 NORTH | CLEVELAND | White | 9154024 | 7B | Flapper Valve | 2024-08-01 | FALSE | 2024-07-01 | FALSE | Currently in Use | E-0 | 5000 | Tank Jacket Double Walled | 2024-06-01 |  | Double-Walled Fiberglass | Pressurized
CHEVRON FOOD MART | 5001 HWY 129 NORTH | CLEVELAND | White | 9154024 | 7C | Flapper Valve | 2024-08-01 | FALSE | 2024-07-01 | FALSE | Currently in Use | Diesel | 5000 | Tank Jacket Double Walled | 2024-06-01 |  | Double-Walled Fiberglass | Pressurized
MURPHY STORE #7642 | 302 DONALD E THURMOND PKY | CLEVELAND | White | 10002622 | 2C | Flapper Valve | 2016-05-12 | FALSE | 2016-05-12 | FALSE | Currently in Use | Regular | 8000 | Fiberglass Double Walled | 2016-05-12 |  | Double-Walled Fiberglass | Pressurized
FRNS USA INC. | 626 W KYTLE ST | CLEVELAND | White | 9154005 | 3 | Flapper Valve | 1998-01-01 | FALSE | 1998-01-01 | FALSE | Currently in Use | Regular | 6000 | Steel-Impressed Current | 1978-01-01 |  | Fiberglass Reinforced Plastic | Pressurized
MACS CHEVRON INC #2 | 766 HELEN HWY (HWY 75 N) | CLEVELAND | White | 9154013 | 2 | Flapper Valve | 1998-07-01 | FALSE | 1998-07-01 | FALSE | Currently in Use | Premium | 6000 | Steel-Impressed Current | 1987-01-01 |  | Steel (Impressed Current) | Pressurized
LEAF GROCERY | BOX 6081 HWY 115 | CLEVELAND | White | 9154022 | 4 | [5 empty] | Removed from Ground | Gas (Historical Use) | 2000 | Bare Steel | 1979-04-13 | 1994-04-18 | Galvanized Steel | Safe Suction (Euro)
CAMP BARNEY MEDINTZ | 4165 HWY 129 NORTH | CLEVELAND | White | 9154025 | 2 | [5 empty] | Removed from Ground | Diesel | 250 | Bare Steel | 1999-01-01 | 1999-01-01 | Galvanized Steel | Safe Suction (Euro)
CHEVRON FOOD MART | 5001 HWY 129 NORTH | CLEVELAND | White | 9154024 | 4 | Flapper Valve | 1998-09-01 | FALSE | 1998-09-01 | FALSE | Removed from Ground | Diesel | 4000 | Steel-Impressed Current | 1983-05-15 |  | Steel (Impressed Current) | Suction (American)
CHEVRON FOOD MART | 5001 HWY 129 NORTH | CLEVELAND | White | 9154024 | 5 | Flapper Valve | 1998-09-01 | FALSE | 1998-09-01 | FALSE | Removed from Ground | Kerosene | 500 | Steel-Impressed Current | 1983-05-15 |  | Steel (Impressed Current) | Suction (American)
GA DOT 10122/WHITE CO MTC HQ | GA HWY 11 @ MP 4.5 | CLEVELAND | White | 1540006 | 122D1 | [5 empty] | Removed from Ground | Diesel | 1000 | Bare Steel | 1967-05-04 | 2001-01-15 | Galvanized Steel | Suction (American)
RO TIM INC | 58 ROTIM DR | CLEVELAND | White | 1540001 | 3 |  | 1994-11-01 |  | 1994-11-01 |  | Removed from Ground | Gas (Historical Use) | 2000 | Steel-Impressed Current | 1961-05-14 | 2001-06-12 | Fiberglass Reinforced Plastic | Pressurized
CLEVELAND CHEVRON | GA 75 US HWY 129 N | CLEVELAND | White | 1540023 | 5 | [5 empty] | Removed from Ground | Diesel | 1100 | Bare Steel | 1968-05-12 | 1990-12-01 | Unknown
CIRCLE K #2723319 | 301 N MAIN ST | CLEVELAND | White | 9154010 | 2 | Flapper Valve | 1992-01-01 | FALSE | 1992-01-01 | FALSE | Currently in Use | Premium | 12000 | Composite | 1992-01-01 |  | Fiberglass Reinforced Plastic | Pressurized
Chevron Cleveland | 2743 US HWY 129 | CLEVELAND | White | 9154036 | 4 | Ball Float | 1999-11-30 | FALSE | 1999-11-30 | FALSE | Currently in Use | Diesel | 4500 | Fiberglass | 1999-10-01 |  | Fiberglass Reinforced Plastic | Pressurized
MACS CHEVRON INC #1 | 826 HWY 129 N/MAIN STREET NORTH | CLEVELAND | White | 9154032 | 1 | Flapper Valve | 1998-07-01 | FALSE | 1998-07-01 | FALSE | Currently in Use | Regular | 6000 | Steel-Impressed Current | 1982-01-01 |  | Double-Walled Flex | Pressurized
LEAF GROCERY | BOX 6081 HWY 115 | CLEVELAND | White | 9154022 | 1 | [5 empty] | Removed from Ground | Gas (Historical Use) | 4000 | Bare Steel | 1979-04-13 | 1994-04-18 | Galvanized Steel | Safe Suction (Euro)
FOX HOLE | 2034 HELEN HWY | CLEVELAND | White | 10000715 | ST |  |  | FALSE |  | FALSE | Closed in Ground |  | 1000 |  |  | 2024-12-11
THE EXPRESS MART #2 | 258 NORTH MAIN ST | CLEVELAND | White | 1540029 | 1 | Flapper Valve | 1995-09-01 | FALSE | 1995-09-01 | FALSE | Currently in Use | Regular | 8000 | Steel-Impressed Current | 1975-01-04 |  | Galvanized Steel | Pressurized
CIRCLE K 2723340 | 78 S MAIN | CLEVELAND | White | 1540003 | 1 | Flapper Valve | 1997-11-15 |  | 1997-11-15 |  | Removed from Ground | Gas (Historical Use) | 10000 | Composite | 1985-06-16 | 2016-02-15 | Fiberglass Reinforced Plastic | Pressurized
ODELLS GROCERY | GA HWY 115 WEST & GA HWY 283 | CLEVELAND | White | 1540027 | 2 | [5 empty] | Removed from Ground | Gas (Historical Use) | 1000 | Bare Steel | 1971-01-05 | 1992-08-04 | Galvanized Steel
POLSFUSS MACHINE SHOP | DUNCAN BRIDGE RD | CLEVELAND | White | 9154014 | 2 | [5 empty] | Removed from Ground | Other | 550 | Not Marked/Unknown | 1992-05-12 | 1992-05-12 | Not Marked
CHATTAHOOCHEE GROCERY | 7240 HWY 115 EAST | CLEVELAND | White | 9154018 | 1 | Ball Float | 1994-09-01 | FALSE | 1994-09-01 | FALSE | Currently in Use | Gas (Historical Use) | 7950 | Fiberglass | 1994-09-15 |  | Fiberglass Reinforced Plastic | Pressurized
Chevron Cleveland | 2743 US HWY 129 | CLEVELAND | White | 9154036 | 1 | Ball Float | 1999-11-30 | FALSE | 1999-11-30 | FALSE | Currently in Use | Gas (Historical Use) | 10000 | Fiberglass | 1999-10-01 |  | Fiberglass Reinforced Plastic | Pressurized
THE EXPRESS MART #2 | 258 NORTH MAIN ST | CLEVELAND | White | 1540029 | 3 | [5 empty] | Removed from Ground | Gas (Historical Use) | 1000 | Bare Steel | 1975-01-04 | 1988-05-15 | Galvanized Steel
WHITE COUNTY SCHOOL BUS SHOP | 100 WARRIOR PATH | CLEVELAND | White | 1540015 | 2 |  |  | TRUE |  | TRUE | Removed from Ground | Used Oil | 10000 | Concrete | 1975-01-12 | 1994-01-01 | Unknown | Gravity Fed
THE EXPRESS MART #5 | 1955 HWY 129S STE D | CLEVELAND | White | 9154004 | 2 |  | 1995-09-01 |  | 1995-09-01 |  | Removed from Ground | Gas (Historical Use) | 8000 | Steel-Impressed Current | 1984-01-01 | 2002-09-04 | Fiberglass Reinforced Plastic | Pressurized
FRNS USA INC. | 626 W KYTLE ST | CLEVELAND | White | 9154005 | 2 |  | 1998-01-01 | FALSE | 1998-01-01 | FALSE | Closed in Ground | Premium | 3000 | Steel-Impressed Current | 1978-01-01 |  | Fiberglass Reinforced Plastic | Pressurized
CIRCLE K #2723319 | 301 N MAIN ST | CLEVELAND | White | 9154010 | 1 | Flapper Valve | 1992-01-01 | FALSE | 1992-01-01 | FALSE | Currently in Use | Regular | 12000 | Composite | 1992-01-01 |  | Fiberglass Reinforced Plastic | Pressurized
CO-OPERATIVE PURCHASING AGENCY | 1041 S MAIN ST | CLEVELAND | White | 9154015 | 1 | Flapper Valve | 2006-06-24 | FALSE | 2006-06-24 | FALSE | Currently in Use | Diesel | 10000 | Composite | 2006-06-24 |  | Fiberglass Reinforced Plastic | Safe Suction (Euro)
MACS CHEVRON INC #1 | 826 HWY 129 N/MAIN STREET NORTH | CLEVELAND | White | 9154032 | 2 | Flapper Valve | 1998-07-01 | FALSE | 1998-07-01 | FALSE | Currently in Use | Regular | 3000 | Steel-Impressed Current | 1982-01-01 |  | Double-Walled Flex | Pressurized
SHOAL CREEK CONVENIENCE | 5642 HWY 115 WEST | CLEVELAND | White | 1540026 | 2 | [5 empty] | Removed from Ground | Gas (Historical Use) | 3000 | Bare Steel | 1976-01-04 | 1991-06-01 | Bare Steel | Suction (American)
CLEVELAND CHEVRON | GA 75 US HWY 129 N | CLEVELAND | White | 1540023 | 7 | [5 empty] | Removed from Ground | Gas (Historical Use) | 2200 | Bare Steel | 1965-05-13 | 1990-12-01 | Unknown
CLEVELAND CHEVRON | GA 75 US HWY 129 N | CLEVELAND | White | 1540023 | 4 | [5 empty] | Removed from Ground | Gas (Historical Use) | 1100 | Bare Steel | 1968-05-12 | 1990-12-01 | Unknown
CLEVELAND CHEVRON | GA 75 US HWY 129 N | CLEVELAND | White | 1540023 | 1 | [5 empty] | Removed from Ground | Gas (Historical Use) | 1100 | Bare Steel | 1949-05-17 | 1990-12-01 | Unknown
MOSSY CREEK GROCERY | 4871 HWY 254 | CLEVELAND | White | 9154017 | 1 | [5 empty] | Removed from Ground | Diesel | 1020 | Bare Steel | 1994-10-06 | 1994-10-06 | Bare Steel | Suction (American)
CHATTAHOOCHEE GROCERY | 7240 HWY 115 EAST | CLEVELAND | White | 9154018 | 3 | Ball Float | 1994-09-01 | FALSE | 1994-09-01 | FALSE | Currently in Use | Gas (Historical Use) | 6084 | Fiberglass | 1994-09-15 |  | Fiberglass Reinforced Plastic | Pressurized
Chevron Cleveland | 2743 US HWY 129 | CLEVELAND | White | 9154036 | 3 | Ball Float | 1999-11-30 | FALSE | 1999-11-30 | FALSE | Currently in Use | Diesel | 8000 | Fiberglass | 1999-10-01 |  | Fiberglass Reinforced Plastic | Pressurized
WHITE COUNTY ROAD DEPARTMENT | 1152 HULSEY RD | CLEVELAND | White | 9154021 | 1 |  | 1997-06-25 |  | 1997-06-25 |  | Removed from Ground | Gas (Historical Use) | 10000 | Steel-Impressed Current | 1983-01-01 | 2010-12-29 | Fiberglass Reinforced Plastic | Suction (American)
HERMAN ADAMS GROCERY | 2006 GA HWY 115 W | CLEVELAND | White | 9154006 | 2 |  | 1998-11-01 | FALSE | 1998-11-01 | FALSE | Removed from Ground | Gas (Historical Use) | 560 | Steel-Impressed Current | 1966-01-01 |  |  | Suction (American)
HERMAN ADAMS GROCERY | 2006 GA HWY 115 W | CLEVELAND | White | 9154006 | 1 |  | 1998-11-01 | FALSE | 1998-11-01 | FALSE | Removed from Ground | Gas (Historical Use) | 560 | Steel-Impressed Current | 1966-01-01 |  |  | Suction (American)
POLSFUSS MACHINE SHOP | DUNCAN BRIDGE RD | CLEVELAND | White | 9154014 | 1 | [5 empty] | Removed from Ground | Other | 550 | Not Marked/Unknown | 1992-05-12 | 1992-05-12 | Not Marked
MOSSY CREEK GROCERY | 4871 HWY 254 | CLEVELAND | White | 9154017 | 2 | [5 empty] | Removed from Ground | Kerosene | 552 | Bare Steel | 1994-10-06 | 1994-10-06 | Bare Steel | Suction (American)
CO-OPERATIVE PURCHASING AGENCY | 1041 S MAIN ST | CLEVELAND | White | 9154015 | C |  | 1997-06-04 |  | 1997-06-04 |  | Removed from Ground | Diesel | 5000 | Cathodically Protected Steel | 1988-07-08 | 1999-07-01 | Cathodically Protected | Safe Suction (Euro)
Chevron Cleveland | 2743 US HWY 129 | CLEVELAND | White | 9154036 | 2 | Ball Float | 1999-11-30 | FALSE | 1999-11-30 | FALSE | Currently in Use | Gas (Historical Use) | 15000 | Fiberglass | 1999-10-01 |  | Fiberglass Reinforced Plastic | Pressurized
STAMEY COMPANY | 65 E KYTLE | CLEVELAND | White | 9154035 | 2 | [5 empty] | Removed from Ground | Gas (Historical Use) | 2500 | Bare Steel | 1950-01-01 | 1998-10-01 | Bare Steel | Safe Suction (Euro)
MACS CHEVRON INC #1 | 826 HWY 129 N/MAIN STREET NORTH | CLEVELAND | White | 9154032 | 3 | Flapper Valve | 1998-07-01 | FALSE | 1998-07-01 | FALSE | Currently in Use | Premium | 3000 | Steel-Impressed Current | 1982-01-01 |  | Double-Walled Flex | Pressurized
LEAF GROCERY | BOX 6081 HWY 115 | CLEVELAND | White | 9154022 | SUPER | Ball Float | 1994-04-01 | FALSE | 1994-04-01 | FALSE | Currently in Use | Diesel | 8000 | Fiberglass | 1994-04-01 |  | Fiberglass Reinforced Plastic | Pressurized
CHEVRON FOOD MART | 5001 HWY 129 NORTH | CLEVELAND | White | 9154024 | 7A | Flapper Valve | 2024-08-01 | FALSE | 2024-07-01 | FALSE | Currently in Use | Premium | 5000 | Tank Jacket Double Walled | 2024-06-01 |  | Double-Walled Fiberglass | Pressurized
OAK SPRINGS | PO BOX 546 | CLEVELAND | White | 1540012 | 1 | [5 empty] | Removed from Ground | Diesel | 2500 | Not Marked/Unknown |  | 1899-12-31 | Not Marked
SHOAL CREEK CONVENIENCE | 5642 HWY 115 WEST | CLEVELAND | White | 1540026 | 1 | [5 empty] | Removed from Ground | Gas (Historical Use) | 3000 | Bare Steel | 1976-01-04 | 1996-07-22 | Bare Steel | Suction (American)
CLEVELAND TEXACO | HWY 129 & SOUTH MAIN ST | CLEVELAND | White | 1540024 | 3 | [5 empty] | Removed from Ground | Gas (Historical Use) | 3000 | Bare Steel | 1971-05-11 | 1996-02-01 | Galvanized Steel
THE EXPRESS MART #5 | 1955 HWY 129S STE D | CLEVELAND | White | 9154004 | 1 | Flapper Valve | 1995-09-01 | FALSE | 1995-09-01 | FALSE | Currently in Use | Diesel | 8000 | Steel-Impressed Current | 1984-01-01 |  | Fiberglass Reinforced Plastic | Pressurized
PHILLIPS SING STATION | 212 S MAIN ST | CLEVELAND | White | 9154003 | 2 |  | 1998-12-15 |  | 1998-12-15 |  | Removed from Ground | Gas (Historical Use) | 6000 | Steel-Impressed Current | 1977-01-01 | 1899-12-31 | Cathodically Protected | Pressurized
POLSFUSS MACHINE SHOP | DUNCAN BRIDGE RD | CLEVELAND | White | 9154014 | 3 | [5 empty] | Removed from Ground | Other | 1000 | Not Marked/Unknown | 1992-05-14 | 1992-05-14 | Not Marked
MOSSY CREEK GROCERY | 4871 HWY 254 | CLEVELAND | White | 9154017 | 5 | Flapper Valve | 1994-09-01 | FALSE | 1994-09-01 | FALSE | Currently in Use | Premium | 4000 | Steel-Impressed Current | 1984-09-01 |  | Steel (Impressed Current) | Pressurized
HAYWARD KEENAN | RT 1 | CLEVELAND | White | 9154012 | 1 | [5 empty] | Removed from Ground | Gas (Historical Use) | 1000 | Bare Steel | 1976-01-01 | 1899-12-31 | Bare Steel
CO-OPERATIVE PURCHASING AGENCY | 1041 S MAIN ST | CLEVELAND | White | 9154015 | A |  | 1997-06-04 |  | 1997-06-04 |  | Removed from Ground | Diesel | 4000 | Cathodically Protected Steel | 1994-03-15 | 2006-06-01 | Cathodically Protected | Safe Suction (Euro)
MACS CHEVRON INC #1 | 826 HWY 129 N/MAIN STREET NORTH | CLEVELAND | White | 9154032 | 4 |  | 1998-07-01 | FALSE | 1998-07-01 | FALSE | Currently in Use | Diesel | 1000 | Steel-Impressed Current | 1952-01-01 |  |  | Suction (American)
MACS CHEVRON INC #1 | 826 HWY 129 N/MAIN STREET NORTH | CLEVELAND | White | 9154032 | 5 |  |  | FALSE |  | FALSE |  | Diesel Off Road | [5 empty] | Safe Suction (Euro)
MACS CHEVRON #4 INC | 724 GA HWY 115 EAST | CLEVELAND | White | 9154033 | 2 | Flapper Valve | 1994-07-01 | FALSE | 1994-07-01 | FALSE | Currently in Use | Regular | 6000 | Galvanic (STIP-3) | 1994-07-01 |  | Fiberglass Reinforced Plastic | Pressurized
CLIPPER 75 | 109 S MAIN ST | CLEVELAND | White | 10002631 | 6 | Flapper Valve |  | FALSE |  | FALSE | Currently in Use | Diesel Off Road | 5000 | Composite Double Walled | 2016-11-01 |  | Double-Walled Fiberglass | Pressurized
ARCO #3 | GA HWY 75/17 (78) | ROBERTSTOWN | White | 1540002 | 6 | [5 empty] | Removed from Ground | Empty | 1000 | Bare Steel | 1961-05-14 | 1999-04-14 | Galvanized Steel
BUBBAS BBQ | RT 1 | HELEN | White | 1540009 | 1 | [5 empty] | Removed from Ground | Gas (Historical Use) | 1060 | Bare Steel | 1961-04-17 | 1899-12-31 | Galvanized Steel
W G BROWN | HWY 17 | HELEN | White | 1540020 | 2 | [5 empty] | Removed from Ground | Gas (Historical Use) | 3000 | Bare Steel | 1985-08-20 | 1985-08-20 | Galvanized Steel
GA DOT 10122/WHITE CO MTC HQ | GA HWY 11 @ MP 4.5 | CLEVELAND | White | 1540006 | 122G1 | [5 empty] | Removed from Ground | Gas (Historical Use) | 2000 | Bare Steel | 1967-05-04 | 2001-01-15 | Galvanized Steel | Suction (American)
SHOAL CREEK CONVENIENCE | 5642 HWY 115 WEST | CLEVELAND | White | 1540026 | 3 | [5 empty] | Removed from Ground | Gas (Historical Use) | 4000 | Bare Steel | 1976-01-04 | 1996-07-22 | Bare Steel | Suction (American)
CLEVELAND CHEVRON | GA 75 US HWY 129 N | CLEVELAND | White | 1540023 | 6 | [5 empty] | Removed from Ground | Diesel | 550 | Bare Steel | 1968-05-12 | 1990-12-01 | Unknown
SATTERFIELDS GROCERY | 7208 HWY 129 NORTH | CLEVELAND | White | 9154007 | 3 | [5 empty] | Closed in Ground | Gas (Historical Use) | 1000 | Bare Steel | 1977-01-01 | 1995-04-17 | Galvanized Steel
WHITE COUNTY ROAD DEPARTMENT | 1152 HULSEY RD | CLEVELAND | White | 9154021 | 2 |  | 1997-06-25 |  | 1997-06-25 |  | Removed from Ground | Diesel | 10000 | Steel-Impressed Current | 1983-01-01 | 2010-12-29 | Fiberglass Reinforced Plastic | Suction (American)
LEAF GROCERY | BOX 6081 HWY 115 | CLEVELAND | White | 9154022 | KERO |  | 1994-04-01 | FALSE | 1994-04-01 | FALSE | Currently in Use | Diesel | 1000 | Composite | 1994-04-01 |  | Fiberglass Reinforced Plastic | Safe Suction (Euro)
LEAF GROCERY | BOX 6081 HWY 115 | CLEVELAND | White | 9154022 | DIESEL | Ball Float | 1994-04-01 | FALSE | 1994-04-01 | FALSE | Currently in Use | Diesel | 4000 | Fiberglass | 1994-04-01 |  | Fiberglass Reinforced Plastic | Pressurized
INGLES GAS EXPRESS #489 | 55 HELEN HWY | CLEVELAND | White | 10000749 | 1A | Ball Float | 2004-10-20 | FALSE | 2004-10-20 | FALSE | Currently in Use | Regular | 25000 | Fiberglass Double Walled | 2004-10-13 |  | Double-Walled Flex | Pressurized
RAY SIMS | UNICOI ST | HELEN | White | 9154011 | 1 | [5 empty] | Removed from Ground | Gas (Historical Use) | 1000 | Bare Steel | 1974-01-01 | 1899-12-31 | Bare Steel | Suction (American)
ALPINE VILLAGE EXXON | NORTH MAIN ST/HWY 75 | HELEN | White | 9154009 | 1 | [5 empty] | Removed from Ground | Gas (Historical Use) | 4000 | Bare Steel | 1978-01-01 | 1997-09-09 | Bare Steel | Pressurized
ALPINE VILLAGE EXXON | NORTH MAIN ST/HWY 75 | HELEN | White | 9154009 | 4 | [5 empty] | Removed from Ground | Gas (Historical Use) | 4000 | Bare Steel | 1978-01-01 | 1997-09-09 | Bare Steel | Suction (American)
WOODLAWN GROCERY | HWY 254 | CLEVELAND | White | 1540021 | 2 | [5 empty] | Removed from Ground | Gas (Historical Use) | 1100 | Bare Steel | 1976-05-10 | 1987-01-01 | Unknown
NACOOCHEE COUNTRY STORE | RT 1 | SAUTEE | White | 1540028 | 1 | [5 empty] | Removed from Ground | Gas (Historical Use) | 2000 | Bare Steel | 1980-01-03 | 1998-05-11 | Galvanized Steel
RICKY JI LLC | 5028 HELEN HWY 75 | SAUTEE | White | 9154008 | 1 | Flapper Valve | 1998-02-18 | FALSE | 1998-02-18 | FALSE | Currently in Use | Premium | 4000 | Steel-Impressed Current | 1978-01-01 |  | Steel (Impressed Current) | Pressurized
MOSSY CREEK GROCERY | 4871 HWY 254 | CLEVELAND | White | 9154017 | 4 | Flapper Valve | 1994-09-01 | FALSE | 1994-09-01 | FALSE | Currently in Use | Regular | 6000 | Steel-Impressed Current | 1984-09-01 |  | Steel (Impressed Current) | Pressurized
E Z GAS | 2650 HWY 129 S | CLEVELAND | White | 9154034 | 3 |  | 1998-12-01 |  | 1998-12-01 |  | Removed from Ground | Gas (Historical Use) | 10000 | Steel-Impressed Current | 1983-01-01 | 2007-06-06 | Cathodically Protected | Suction (American)
CHEVRON FOOD MART | 5001 HWY 129 NORTH | CLEVELAND | White | 9154024 | 3 | Flapper Valve | 1998-09-01 | FALSE | 1998-09-01 | FALSE | Removed from Ground | Plus | 8000 | Steel-Impressed Current | 1983-05-15 |  | Steel (Impressed Current) | Suction (American)
MOSSY CREEK GROCERY | 4871 HWY 254 | CLEVELAND | White | 9154026 | 3A | Flapper Valve |  | FALSE |  | FALSE | Currently in Use | Diesel | 8000 | Steel-Impressed Current | 1994-09-01 |  | Fiberglass Reinforced Plastic | Pressurized
MURPHY STORE #7642 | 302 DONALD E THURMOND PKY | CLEVELAND | White | 10002622 | 2B | Flapper Valve | 2016-05-12 | FALSE | 2016-05-12 | FALSE | Currently in Use | Diesel | 10000 | Fiberglass Double Walled | 2016-05-12 |  | Double-Walled Fiberglass | Pressurized
MURPHY STORE #7642 | 302 DONALD E THURMOND PKY | CLEVELAND | White | 10002622 | 2B | Flapper Valve | 2016-05-12 | FALSE | 2016-05-12 | FALSE | Currently in Use | Diesel | 10000 | Fiberglass Double Walled | 2016-05-12 |  | Double-Walled Fiberglass | Pressurized
MURPHY STORE #7642 | 302 DONALD E THURMOND PKY | CLEVELAND | White | 10002622 | 1 | Flapper Valve | 2016-05-12 | FALSE | 2016-05-12 | FALSE | Currently in Use | Regular | 25000 | Fiberglass Double Walled | 2016-05-12 |  | Double-Walled Fiberglass | Pressurized
MURPHY STORE #7642 | 302 DONALD E THURMOND PKY | CLEVELAND | White | 10002622 | 1 | Flapper Valve | 2016-05-12 | FALSE | 2016-05-12 | FALSE | Currently in Use | Regular | 25000 | Fiberglass Double Walled | 2016-05-12 |  | Double-Walled Fiberglass | Pressurized
MURPHY STORE #7642 | 302 DONALD E THURMOND PKY | CLEVELAND | White | 10002622 | 2B | Flapper Valve | 2016-05-12 | FALSE | 2016-05-12 | FALSE | Currently in Use | Diesel | 10000 | Fiberglass Double Walled | 2016-05-12 |  | Double-Walled Fiberglass | Pressurized
MURPHY STORE #7642 | 302 DONALD E THURMOND PKY | CLEVELAND | White | 10002622 | 2B | Flapper Valve | 2016-05-12 | FALSE | 2016-05-12 | FALSE | Currently in Use | Diesel | 10000 | Fiberglass Double Walled | 2016-05-12 |  | Double-Walled Fiberglass | Pressurized
MURPHY STORE #7642 | 302 DONALD E THURMOND PKY | CLEVELAND | White | 10002622 | 1 | Flapper Valve | 2016-05-12 | FALSE | 2016-05-12 | FALSE | Currently in Use | Regular | 25000 | Fiberglass Double Walled | 2016-05-12 |  | Double-Walled Fiberglass | Pressurized
RO TIM INC | 58 ROTIM DR | CLEVELAND | White | 1540001 | 4 |  | 1994-11-01 |  | 1994-11-01 |  | Removed from Ground | Diesel | 3000 | Steel-Impressed Current | 1961-05-14 | 2001-06-12 | Fiberglass Reinforced Plastic | Pressurized
RO TIM INC | 58 ROTIM DR | CLEVELAND | White | 1540001 | 1 |  | 1994-11-01 |  | 1994-11-01 |  | Removed from Ground | Gas (Historical Use) | 6000 | Steel-Impressed Current | 1984-05-08 | 2001-06-12 | Fiberglass Reinforced Plastic | Pressurized
UNICOI STATE PARK | GA HWY 356 | HELEN | White | 1540011 | 3 | [5 empty] | Removed from Ground | Gas (Historical Use) | 4010 | Bare Steel | 1975-01-25 | 1997-01-13 | Galvanized Steel | Suction (American)
SMITHGALL WOODS-DUKES CREEK CONS | 61 TSALAKI TRAIL | HELEN | White | 9154029 | 1 | [5 empty] | Removed from Ground | Gas (Historical Use) | 1000 | Not Marked/Unknown | 1996-09-17 | 1996-09-17 | Not Marked
UNICOI STATE PARK | 1788 HWY 356 | HELEN | White | 9154038 | 2 | Flapper Valve | 2001-09-27 |  | 2001-10-15 |  | Temporarily out of use | Diesel | 1000 | Fiberglass Double Walled | 2001-09-27 |  | Fiberglass Reinforced Plastic | Suction (American)
SMITHGALL WOODS STATE PARK | 61 TSALAKI TR | HELEN | White | 9154037 | 2 | Flapper Valve | 2001-10-03 |  | 2001-10-15 |  | Temporarily out of use | Diesel | 1000 | Fiberglass Double Walled | 2001-09-29 |  | Fiberglass Reinforced Plastic | Suction (American)
CHEVRON FOOD MART | 5001 HWY 129 NORTH | CLEVELAND | White | 9154024 | 2 | Flapper Valve | 1998-09-01 | FALSE | 1998-09-01 | FALSE | Removed from Ground | Premium | 8000 | Steel-Impressed Current | 1983-05-15 |  | Steel (Impressed Current) | Suction (American)
UNICOI STATE PARK | GA HWY 356 | HELEN | White | 1540011 | 2 | [5 empty] | Removed from Ground | Gas (Historical Use) | 2005 | Bare Steel | 1975-01-25 | 1997-01-13 | Galvanized Steel | Suction (American)
SMITHGALL WOODS STATE PARK | 61 TSALAKI TR | HELEN | White | 9154037 | 1 | Flapper Valve | 2001-10-03 |  | 2001-10-15 |  | Temporarily out of use | Gas (Historical Use) | 2500 | Fiberglass Double Walled | 2001-09-29 |  | Double-Walled Fiberglass | Suction (American)
MURPHY STORE #7642 | 302 DONALD E THURMOND PKY | CLEVELAND | White | 10002622 | 2C | Flapper Valve | 2016-05-12 | FALSE | 2016-05-12 | FALSE | Currently in Use | Regular | 8000 | Fiberglass Double Walled | 2016-05-12 |  | Double-Walled Fiberglass | Pressurized
MURPHY STORE #7642 | 302 DONALD E THURMOND PKY | CLEVELAND | White | 10002622 | 2C | Flapper Valve | 2016-05-12 | FALSE | 2016-05-12 | FALSE | Currently in Use | Regular | 8000 | Fiberglass Double Walled | 2016-05-12 |  | Double-Walled Fiberglass | Pressurized
MURPHY STORE #7642 | 302 DONALD E THURMOND PKY | CLEVELAND | White | 10002622 | 2C | Flapper Valve | 2016-05-12 | FALSE | 2016-05-12 | FALSE | Currently in Use | Regular | 8000 | Fiberglass Double Walled | 2016-05-12 |  | Double-Walled Fiberglass | Pressurized
ANNA RUBY FALLS | ADJACENT TO UNICOI PARK | HELEN | White | 1540010 | 1 | [5 empty] | Removed from Ground | Diesel | 110 | Marked Unknown | 1982-02-14 | 1988-10-14 | Galvanized Steel
OLD GAS STATION | DOWNTOWN-MAIN ST | HELEN | White | 1540033 | 1 | [5 empty] | Closed in Ground | Gas (Historical Use) | 1 | Bare Steel | 1961-03-02 | 1985-08-20 | Bare Steel
NACOOCHEE COUNTRY STORE | RT 1 | SAUTEE | White | 1540028 | 3 | [5 empty] | Removed from Ground | Gas (Historical Use) | 1000 | Bare Steel | 1976-01-04 | 1998-05-11 | Galvanized Steel
ARCO #3 | GA HWY 75/17 (78) | ROBERTSTOWN | White | 1540002 | 4 | [5 empty] | Removed from Ground | Gas (Historical Use) | 3000 | Bare Steel | 1983-05-09 | 1999-04-14 | Galvanized Steel
ARCO #3 | GA HWY 75/17 (78) | ROBERTSTOWN | White | 1540002 | 7 | [5 empty] | Removed from Ground | Empty | 1000 | Bare Steel | 1961-05-14 | 1999-04-14 | Galvanized Steel
ARCO #3 | GA HWY 75/17 (78) | ROBERTSTOWN | White | 1540002 | 5 | [5 empty] | Removed from Ground | Diesel | 1000 | Bare Steel | 1961-05-14 | 1999-04-14 | Galvanized Steel
KWIK SAK | 9677 HWY 75 N | HELEN | White | 9154031 | 4 | Flapper Valve | 1998-10-06 | FALSE | 1998-10-06 | FALSE | Temporarily out of use | Diesel | 2000 | Galvanic (STIP-3) | 1981-01-01 |  | Fiberglass Reinforced Plastic | Safe Suction (Euro)
KWIK SAK | 9677 HWY 75 N | HELEN | White | 9154031 | 5 | Flapper Valve | 1998-10-06 | FALSE | 1998-10-06 | FALSE | Temporarily out of use | Kerosene | 1000 | Galvanic (STIP-3) | 1981-01-01 |  | Fiberglass Reinforced Plastic | Safe Suction (Euro)
INNSBRUCK GOLF & COUNTRY CLUB | BAHN INNSBRUCK | HELEN | White | 9154002 | 1 | [5 empty] | Removed from Ground | Diesel | 500 | Bare Steel | 1987-01-01 | 1999-03-17 | Unknown
ARCO #3 | GA HWY 75/17 (78) | ROBERTSTOWN | White | 1540002 | 1 | [5 empty] | Removed from Ground | Gas (Historical Use) | 6000 | Bare Steel | 1983-05-09 | 1999-04-14 | Galvanized Steel
CIRCLE K #1222 | 7934 S MAIN ST | HELEN | White | 1540025 | 1 | Flapper Valve | 1994-06-14 | FALSE | 1994-06-14 | FALSE | Currently in Use | Regular | 8000 | Steel-Impressed Current | 1983-05-08 |  | Steel (Impressed Current) | Pressurized
ORBIT INDUSTRIES HELEN PLANT | 115 ESCOWEE DR | HELEN | White | 9154019 | 1 | [5 empty] | Removed from Ground | Gas (Historical Use) | 1000 | Bare Steel | 1994-12-06 | 1994-12-06 | Bare Steel | Safe Suction (Euro)
HELEN CITY HALL | CHATTAHOOCHEE ST | HELEN | White | 7154001 | 1 | [5 empty] | Permanently Out of Use - historical purposes | Gas (Historical Use) | 300 | Marked Unknown |  | 1899-12-31 | Unknown
ALPINE VILLAGE EXXON | NORTH MAIN ST/HWY 75 | HELEN | White | 9154009 | 3 | [5 empty] | Removed from Ground | Diesel | 1000 | Bare Steel | 1978-01-01 | 1997-09-09 | Bare Steel | Pressurized
INNSBRUCK GOLF & COUNTRY CLUB | BAHN INNSBRUCK | HELEN | White | 9154002 | 3 | [5 empty] | Removed from Ground | Gas (Historical Use) | 1000 | Marked Unknown | 1999-03-17 | 1999-03-17 | Unknown
OLD GAS STATION | DOWNTOWN-MAIN ST | HELEN | White | 1540033 | 3 | [5 empty] | Removed from Ground | Gas (Historical Use) | 1 | Bare Steel | 1985-08-20 | 1985-08-20 | Bare Steel
W G BROWN | HWY 17 | HELEN | White | 1540020 | 1 | [5 empty] | Closed in Ground | Gas (Historical Use) | 1000 | Bare Steel | 1985-08-20 | 1985-08-20 | Galvanized Steel
MURPHY STORE #7642 | 302 DONALD E THURMOND PKY | CLEVELAND | White | 10002622 | 1 | Flapper Valve | 2016-05-12 | FALSE | 2016-05-12 | FALSE | Currently in Use | Regular | 25000 | Fiberglass Double Walled | 2016-05-12 |  | Double-Walled Fiberglass | Pressurized
KWIK SAK | 9677 HWY 75 N | HELEN | White | 9154031 | 3 | Flapper Valve | 1998-10-06 | FALSE | 1998-10-06 | FALSE | Currently in Use | Premium | 6000 | Steel-Impressed Current | 1981-01-01 |  | Fiberglass Reinforced Plastic | Pressurized
RICKY JI LLC | 5028 HELEN HWY 75 | SAUTEE | White | 9154008 | 3 |  | 1998-02-18 |  | 1998-02-18 |  | Currently in Use | Gas (Historical Use) | 8000 | Steel-Impressed Current | 1978-01-01 |  | Steel (Impressed Current) | Pressurized
MACS CHEVRON #4 INC | 724 GA HWY 115 EAST | CLEVELAND | White | 9154033 | 4 | Flapper Valve | 1994-07-01 | FALSE | 1994-07-01 | FALSE | Currently in Use | Diesel | 6000 | Galvanic (STIP-3) | 1994-07-01 |  | Fiberglass Reinforced Plastic | Pressurized
LEAF GROCERY | BOX 6081 HWY 115 | CLEVELAND | White | 9154022 | 3 | [5 empty] | Removed from Ground | Gas (Historical Use) | 4000 | Bare Steel | 1979-04-13 | 1994-04-18 | Galvanized Steel | Safe Suction (Euro)
MOUNTAIN LAKES RESORT | HWY 75 ALTERNATE | CLEVELAND | White | 9154023 | 1 | [5 empty] | Removed from Ground | Gas (Historical Use) | 1020 | Bare Steel | 1999-12-01 | 1999-12-01 | Galvanized Steel | Suction (American)
CHEVRON FOOD MART | 5001 HWY 129 NORTH | CLEVELAND | White | 9154024 | 6 | Flapper Valve | 2024-08-01 | FALSE | 2024-07-01 | FALSE | Currently in Use | Regular | 15000 | Tank Jacket Double Walled | 2024-06-01 |  | Double-Walled Fiberglass | Pressurized
INGLES GAS EXPRESS #489 | 55 HELEN HWY | CLEVELAND | White | 10000749 | 2A | Ball Float | 2004-10-20 | FALSE | 2004-10-20 | FALSE | Currently in Use | Diesel | 7000 | Fiberglass Double Walled | 2004-10-13 |  | Double-Walled Flex | Pressurized
CHEVRON FOOD MART | 5001 HWY 129 NORTH | CLEVELAND | White | 9154024 | 1 | Flapper Valve | 1998-09-01 | FALSE | 1998-09-01 | FALSE | Removed from Ground | Regular | 10000 | Steel-Impressed Current | 1983-05-15 |  | Steel (Impressed Current) | Suction (American)
CLIPPER 75 | 109 S MAIN ST | CLEVELAND | White | 10002631 | 5 | Flapper Valve |  | FALSE |  | FALSE | Currently in Use | Diesel | 15000 | Composite Double Walled | 2016-11-01 |  | Double-Walled Fiberglass | Pressurized
UNICOI STATE PARK | 1788 HWY 356 | HELEN | White | 9154038 | 1 | Flapper Valve | 2001-09-27 |  | 2001-10-15 |  | Temporarily out of use | Gas (Historical Use) | 2500 | Fiberglass Double Walled | 2001-09-27 |  | Fiberglass Reinforced Plastic | Suction (American)
BENNYS CASH & CARRY | RT 2 | CLEVELAND | White | 1540007 | 1 | [5 empty] | Removed from Ground | Diesel | 2000 | Bare Steel | 1984-04-23 | 1899-12-31 | Galvanized Steel
PHILLIPS SING STATION | 212 S MAIN ST | CLEVELAND | White | 9154003 | 1 |  | 1998-12-15 |  | 1998-12-15 |  | Removed from Ground | Gas (Historical Use) | 6000 | Steel-Impressed Current | 1977-01-01 | 1899-12-31 | Cathodically Protected | Suction (American)
MACS CHEVRON INC #2 | 766 HELEN HWY (HWY 75 N) | CLEVELAND | White | 9154013 | 1 |  | 1998-07-01 | FALSE | 1998-07-01 | FALSE | Currently in Use | Regular | 6000 | Steel-Impressed Current | 1987-01-01 |  | Steel (Impressed Current) | Pressurized
CHATTAHOOCHEE GROCERY | 7240 HWY 115 EAST | CLEVELAND | White | 9154018 | 4 | Ball Float | 1994-09-01 | FALSE | 1994-09-01 | FALSE | Currently in Use | Diesel | 4205 | Fiberglass | 1994-09-15 |  | Fiberglass Reinforced Plastic | Pressurized
E Z GAS | 2650 HWY 129 S | CLEVELAND | White | 9154034 | 2 |  | 1998-12-01 |  | 1998-12-01 |  | Removed from Ground | Gas (Historical Use) | 6000 | Steel-Impressed Current | 1983-01-01 | 2007-06-06 | Cathodically Protected | Suction (American)
STAMEY COMPANY | 65 E KYTLE | CLEVELAND | White | 9154035 | 3 |  |  | TRUE |  | TRUE | Removed from Ground | Used Oil | 550 | Bare Steel | 1950-01-01 | 1998-10-01 | Bare Steel | Safe Suction (Euro)
CAMP BARNEY MEDINTZ | 4165 HWY 129 NORTH | CLEVELAND | White | 9154025 | 1 | [5 empty] | Removed from Ground | Gas (Historical Use) | 560 | Bare Steel | 1999-01-01 | 1999-01-01 | Galvanized Steel | Safe Suction (Euro)
MOSSY CREEK GROCERY | 4871 HWY 254 | CLEVELAND | White | 9154026 | 3B | Flapper Valve | 1994-06-01 | FALSE | 1994-09-01 | FALSE | Currently in Use | Kerosene | 2000 | Steel-Impressed Current | 1994-09-20 |  | Fiberglass Reinforced Plastic | Safe Suction (Euro)
FOX HOLE | 2034 HELEN HWY | CLEVELAND | White | 10000715 | CT |  |  | FALSE |  | FALSE | Closed in Ground |  | 1000 |  |  | 2024-12-11
CIRCLE K #1222 | 7934 S MAIN ST | HELEN | White | 1540025 | 3 | Flapper Valve | 1994-06-14 | FALSE | 1994-06-14 | FALSE | Currently in Use | Premium | 8000 | Steel-Impressed Current | 1983-05-08 |  | Steel (Impressed Current) | Pressurized
ANDREA ALGREEN | 8251 S MAIN STREET | HELEN | White | 9154030 | 1 | [5 empty] | Removed from Ground | Gas (Historical Use) | 0 | Not Marked/Unknown | 1970-01-01 | 1970-01-01 | Not Marked
RICKY JI LLC | 5028 HELEN HWY 75 | SAUTEE | White | 9154008 | 2 | Flapper Valve | 1998-02-18 | FALSE | 1998-02-18 | FALSE | Currently in Use | Diesel | 6000 | Steel-Impressed Current | 1978-01-01 |  | Steel (Impressed Current) | Suction (American)
FORMER FONDA MILLING COMPANY | 1915 HIGHWAY 254 | CLEVELAND | White | 10001148 | 3 |  |  | FALSE |  | FALSE | Removed from Ground | Gas (Historical Use) | 750 | Bare Steel | 2006-06-06 | 2006-06-06 | Bare Steel
CLIPPER 75 | 109 S MAIN ST | CLEVELAND | White | 10002631 | 2 | Flapper Valve |  | FALSE |  | FALSE | Currently in Use | Premium | 8000 | Composite Double Walled | 2016-11-01 |  | Fiberglass Reinforced Plastic | Pressurized
ARCO #3 | GA HWY 75/17 (78) | ROBERTSTOWN | White | 1540002 | 2 | [5 empty] | Removed from Ground | Gas (Historical Use) | 2000 | Bare Steel | 1976-05-10 | 1999-04-14 | Galvanized Steel
ALPINE BP | 8217 SOUTH MAIN ST | HELEN | White | 9154016 | 1 | Flapper Valve | 1994-07-01 |  | 1994-07-01 |  | Currently in Use | Gas (Historical Use) | 8000 | Epoxy | 1994-03-15 |  | Fiberglass Reinforced Plastic | Pressurized
ALPINE VILLAGE EXXON | NORTH MAIN ST/HWY 75 | HELEN | White | 9154009 | 2 | [5 empty] | Removed from Ground | Other | 4000 | Bare Steel | 1978-01-01 | 1997-09-09 | Bare Steel | Pressurized
INGLES GAS EXPRESS #489 | 55 HELEN HWY | CLEVELAND | White | 10000749 | 2B | Ball Float | 2004-10-20 | FALSE | 2004-10-20 | FALSE | Currently in Use | Kerosene | 5000 | Fiberglass Double Walled | 2004-10-13 |  | Double-Walled Flex | Pressurized
MURPHY STORE #7642 | 302 DONALD E THURMOND PKY | CLEVELAND | White | 10002622 | 2A | Flapper Valve | 2016-05-12 | FALSE | 2016-05-12 | FALSE | Currently in Use | Premium | 8000 | Fiberglass Double Walled | 2016-05-12 |  | Fiberglass Reinforced Plastic | Pressurized
MURPHY STORE #7642 | 302 DONALD E THURMOND PKY | CLEVELAND | White | 10002622 | 2A | Flapper Valve | 2016-05-12 | FALSE | 2016-05-12 | FALSE | Currently in Use | Premium | 8000 | Fiberglass Double Walled | 2016-05-12 |  | Fiberglass Reinforced Plastic | Pressurized
MURPHY STORE #7642 | 302 DONALD E THURMOND PKY | CLEVELAND | White | 10002622 | 2A | Flapper Valve | 2016-05-12 | FALSE | 2016-05-12 | FALSE | Currently in Use | Premium | 8000 | Fiberglass Double Walled | 2016-05-12 |  | Fiberglass Reinforced Plastic | Pressurized
MURPHY STORE #7642 | 302 DONALD E THURMOND PKY | CLEVELAND | White | 10002622 | 2A | Flapper Valve | 2016-05-12 | FALSE | 2016-05-12 | FALSE | Currently in Use | Premium | 8000 | Fiberglass Double Walled | 2016-05-12 |  | Fiberglass Reinforced Plastic | Pressurized
KWIK SAK | 9677 HWY 75 N | HELEN | White | 9154031 | 2 | Flapper Valve | 1998-10-06 | FALSE | 1998-10-06 | FALSE | Currently in Use | Regular | 6000 | Steel-Impressed Current | 1981-01-01 |  | Fiberglass Reinforced Plastic | Safe Suction (Euro)
THE EXPRESS MART #2 | 258 NORTH MAIN ST | CLEVELAND | White | 1540029 | 6 |  | 1995-09-01 | FALSE | 1995-09-01 | FALSE | Currently in Use | Diesel | 8000 | Steel-Impressed Current | 1988-06-01 |  | Fiberglass Reinforced Plastic | Pressurized
EB HUNT GROCERY | HWY 254 | CLEVELAND | White | 1540019 | 1 | [5 empty] | Removed from Ground | Gas (Historical Use) | 500 | Bare Steel | 1986-05-07 | 1991-04-01 | Galvanized Steel
P&B PETROLEUM CO | 33 BELL ST | CLEVELAND | White | 1540030 | 2 | [5 empty] | Removed from Ground | Gas (Historical Use) | 15000 | Bare Steel | 1982-01-02 | 1998-08-12 | Bare Steel
DEKALB CONSTRUCTION | HWY 115 | CLEVELAND | White | 1540022 | 1 | [5 empty] | Closed in Ground | Gas (Historical Use) | 2200 | Bare Steel | 1976-05-10 | 1986-08-01 | Unknown
DHR OUTDOOR THERAPEUTIC PROGRAM | CAMP APPALACHIAN WILDERNESS | CLEVELAND | White | 9154001 | 1 | [5 empty] | Removed from Ground | Gas (Historical Use) | 1066 | Not Marked/Unknown | 1998-12-16 | 1998-12-16 | Not Marked
HERMAN ADAMS GROCERY | 2006 GA HWY 115 W | CLEVELAND | White | 9154006 | 3 |  | 1998-11-01 | FALSE | 1998-11-01 | FALSE | Removed from Ground | Gas (Historical Use) | 560 | Steel-Impressed Current | 1966-01-01 |  |  | Suction (American)
CO-OPERATIVE PURCHASING AGENCY | 1041 S MAIN ST | CLEVELAND | White | 9154015 | B |  | 1997-06-04 |  | 1997-06-04 |  | Removed from Ground | Diesel | 5000 | Cathodically Protected Steel | 1994-03-15 | 2006-06-01 | Cathodically Protected | Safe Suction (Euro)
LEAF GROCERY | BOX 6081 HWY 115 | CLEVELAND | White | 9154022 | 2 | [5 empty] | Removed from Ground | Gas (Historical Use) | 4000 | Bare Steel | 1979-04-13 | 1994-04-18 | Galvanized Steel | Safe Suction (Euro)
WOODLAWN GROCERY | HWY 254 | CLEVELAND | White | 1540021 | 3 | [5 empty] | Removed from Ground | Gas (Historical Use) | 1100 | Bare Steel | 1976-05-10 | 1987-01-01 | Unknown
NACOOCHEE COUNTRY STORE | RT 1 | SAUTEE | White | 1540028 | 2 | [5 empty] | Removed from Ground | Gas (Historical Use) | 1000 | Bare Steel | 1976-01-04 | 1998-05-11 | Galvanized Steel
FOX HOLE | 2034 HELEN HWY | CLEVELAND | White | 10000715 | NT |  |  | FALSE |  | FALSE | Closed in Ground |  | 1000 |  |  | 2024-12-11
BETTYS COUNTRY STORE | BOX 54 HWY 75 | HELEN | White | 1540005 | 2 | [5 empty] | Removed from Ground | Empty | 3000 | Bare Steel | 1976-05-01 | 1899-12-31 | Galvanized Steel
UNICOI STATE PARK | GA HWY 356 | HELEN | White | 1540011 | 1 | [5 empty] | Removed from Ground | Gas (Historical Use) | 1011 | Bare Steel | 1975-01-25 | 1997-01-13 | Galvanized Steel | Suction (American)
ALPINE BP | 8217 SOUTH MAIN ST | HELEN | White | 9154016 | 3 | Flapper Valve | 1994-07-01 |  | 1994-07-01 |  | Currently in Use | Diesel | 8000 | Epoxy | 1994-03-15 |  | Fiberglass Reinforced Plastic | Pressurized
WOODLAWN GROCERY | HWY 254 | CLEVELAND | White | 1540021 | 1 | [5 empty] | Removed from Ground | Gas (Historical Use) | 1100 | Bare Steel | 1976-05-10 | 1987-01-01 | Unknown
ALPINE BP | 8217 SOUTH MAIN ST | HELEN | White | 9154016 | 4 | Flapper Valve | 1994-07-01 | FALSE | 1994-07-01 | FALSE | Temporarily out of use | Kerosene | 2000 | Epoxy | 1994-03-15 |  | Fiberglass Reinforced Plastic | Pressurized
INNSBRUCK GOLF & COUNTRY CLUB | BAHN INNSBRUCK | HELEN | White | 9154002 | 2 | [5 empty] | Removed from Ground | Gas (Historical Use) | 1000 | Marked Unknown | 1999-03-17 | 1999-03-17 | Unknown
MARATHON | 60 TESNATEE GAP VALLEY RD | CLEVELAND | White | 10003596 | 2C | Flapper Valve | 2024-12-20 | FALSE | 2024-12-20 | FALSE | Currently in Use | Diesel | 4000 | Composite Double Walled | 2024-12-20 |  | Double-Walled Fiberglass | Pressurized
MARATHON | 60 TESNATEE GAP VALLEY RD | CLEVELAND | White | 10003596 | 2B | Flapper Valve | 2024-12-20 | FALSE | 2024-12-20 | FALSE | Currently in Use | E-0 | 4000 | Composite Double Walled | 2024-12-20 |  | Double-Walled Fiberglass | Pressurized
MARATHON | 60 TESNATEE GAP VALLEY RD | CLEVELAND | White | 10003596 | 1 | Flapper Valve | 2024-12-20 | FALSE | 2024-12-20 | FALSE | Currently in Use | Regular | 12000 | Composite Double Walled | 2024-12-20 |  | Double-Walled Fiberglass | Pressurized
CLIPPER 75 | 109 S MAIN ST | CLEVELAND | White | 10002631 | 1 | Flapper Valve |  | FALSE |  | FALSE | Currently in Use | Regular | 20000 | Composite Double Walled | 2016-11-01 |  | Double-Walled Fiberglass | Pressurized
CLIPPER 75 | 109 S MAIN ST | CLEVELAND | White | 10002631 | 4 | Flapper Valve |  | FALSE |  | FALSE | Currently in Use | Diesel | 5000 | Composite Double Walled | 2016-11-01 |  | Double-Walled Fiberglass | Pressurized
CIRCLE K #1222 | 7934 S MAIN ST | HELEN | White | 1540025 | 2 | Flapper Valve | 1994-06-14 | FALSE | 1994-06-14 | FALSE | Temporarily out of use | Empty | 8000 | Steel-Impressed Current | 1983-05-08 |  | Steel (Impressed Current) | Pressurized
W G BROWN | HWY 17 | HELEN | White | 1540020 | 3 | [5 empty] | Removed from Ground | Gas (Historical Use) | 3000 | Bare Steel | 1985-08-20 | 1985-08-20 | Galvanized Steel
ALPINE BP | 8217 SOUTH MAIN ST | HELEN | White | 9154016 | 2 | Flapper Valve | 1994-07-01 |  | 1994-07-01 |  | Currently in Use | Gas (Historical Use) | 8000 | Epoxy | 1994-03-15 |  | Fiberglass Reinforced Plastic | Pressurized
MARATHON | 60 TESNATEE GAP VALLEY RD | CLEVELAND | White | 10003596 | 2A | Flapper Valve | 2024-12-20 | FALSE | 2024-12-20 | FALSE | Currently in Use | Premium | 4000 | Composite Double Walled | 2024-12-20 |  | Double-Walled Fiberglass | Pressurized
CLEVELAND TEXACO | HWY 129 & SOUTH MAIN ST | CLEVELAND | White | 1540024 | 1 | [5 empty] | Removed from Ground | Gas (Historical Use) | 1000 | Bare Steel | 1966-05-12 | 1996-02-01 | Galvanized Steel
THE EXPRESS MART #5 | 1955 HWY 129S STE D | CLEVELAND | White | 9154004 | 5B | Flapper Valve | 2009-05-28 | FALSE | 2009-05-28 | FALSE | Currently in Use | E-0 | 3000 | Composite Double Walled | 2009-05-28 |  | Double-Walled Fiberglass | Pressurized
SATTERFIELDS GROCERY | 7208 HWY 129 NORTH | CLEVELAND | White | 9154007 | 2 | [5 empty] | Closed in Ground | Gas (Historical Use) | 3000 | Bare Steel | 1961-01-01 | 1995-04-20 | Galvanized Steel
CIRCLE K #2723319 | 301 N MAIN ST | CLEVELAND | White | 9154010 | 4 | Flapper Valve | 1992-01-01 | FALSE | 1992-01-01 | FALSE | Currently in Use | Kerosene | 2000 | Composite | 1992-01-01 |  | Fiberglass Reinforced Plastic | Safe Suction (Euro)
E Z GAS | 2650 HWY 129 S | CLEVELAND | White | 9154034 | 1 |  | 1998-12-01 |  | 1998-12-01 |  | Removed from Ground | Gas (Historical Use) | 6000 | Steel-Impressed Current | 1983-01-01 | 2007-06-06 | Cathodically Protected | Suction (American)
FORMER FONDA MILLING COMPANY | 1915 HIGHWAY 254 | CLEVELAND | White | 10001148 | 1 |  |  | FALSE |  | FALSE | Removed from Ground | Diesel | 550 | Bare Steel | 2006-06-06 | 2006-06-06 | Bare Steel
BUBBAS BBQ | RT 1 | HELEN | White | 1540009 | 2 | [5 empty] | Removed from Ground | Gas (Historical Use) | 1060 | Bare Steel | 1961-04-17 | 1899-12-31 | Galvanized Steel
OLD GAS STATION | DOWNTOWN-MAIN ST | HELEN | White | 1540033 | 2 | [5 empty] | Removed from Ground | Gas (Historical Use) | 1 | Bare Steel | 1985-08-20 | 1985-08-20 | Bare Steel
KWIK SAK | 9677 HWY 75 N | HELEN | White | 9154031 | 1 | Flapper Valve | 1998-10-06 | FALSE | 1998-10-06 | FALSE | Currently in Use | Regular | 8000 | Steel-Impressed Current | 1981-01-01 |  | Fiberglass Reinforced Plastic | Pressurized
NORFOLK SOUTHERN | 110 EAST INDUSTRIAL BLVD | DALTON | Whitfield | 9155101 | 1 | [5 empty] | Removed from Ground | Other | 0 | Not Marked/Unknown |  | 1899-12-31 | Not Marked
Avion Food and Fuel #103 | 1822 DUG GAP RD | DALTON | Whitfield | 9155010 | 1 | Ball Float | 1989-01-01 | FALSE | 1989-01-01 | FALSE | Currently in Use | Regular | 8000 | Galvanic (STIP-3) | 1989-01-01 |  | Fiberglass Reinforced Plastic | Pressurized
PETRO II | 212 W IND BLVD | DALTON | Whitfield | 9155015 | 3 | Flapper Valve | 1998-06-05 | FALSE | 1998-06-05 | FALSE | Currently in Use | Diesel | 10000 | Bare Steel | 1983-01-01 |  | Steel (Impressed Current) | Pressurized
PETRO II | 212 W IND BLVD | DALTON | Whitfield | 9155015 | 1 | Flapper Valve | 1998-06-05 | FALSE | 1998-06-05 | FALSE | Currently in Use | Regular | 10000 | Bare Steel | 1979-01-01 |  | Steel (Impressed Current) | Safe Suction (Euro)
FAVORITE MARKET #68 | 1310 RIVERBEND RD | DALTON | Whitfield | 9155029 | R | [5 empty] | Removed from Ground | Gas (Historical Use) | 9994 | Bare Steel | 1981-01-01 | 1997-02-11 | Galvanized Steel | Pressurized
ROCKY FACE SHOPPE INC | 1908 CHATTANOOGA RD | DALTON | Whitfield | 9155048 | 5 |  | 1996-11-26 |  | 1996-11-26 |  | Removed from Ground | Kerosene | 3000 | Composite | 1984-07-01 | 1999-01-25 | Galvanized Steel | Pressurized
Avion Food and Fuel #103 | 1822 DUG GAP RD | DALTON | Whitfield | 9155010 | 2 | Ball Float | 1989-01-01 | FALSE | 1989-01-01 | FALSE | Currently in Use | Plus | 8000 | Galvanic (STIP-3) | 1989-01-01 |  | Fiberglass Reinforced Plastic | Pressurized
NEWAY-LOVE DIST INC | 2752 NORTH DUG GAP RD W | DALTON | Whitfield | 9155011 | 1 |  | 1991-01-03 |  | 1991-01-03 |  | Removed from Ground | Diesel | 15000 | Bare Steel | 1974-01-01 | 1997-10-30 | Galvanized Steel
BALDRIDGE LUMBER & SUPPLY | 412 N THORNTON | DALTON | Whitfield | 9155073 | 1 |  | 1993-12-01 |  | 1993-12-01 |  | Removed from Ground | Gas (Historical Use) | 2000 | Cathodically Protected Steel | 1993-12-01 | 2007-03-27 | Fiberglass Reinforced Plastic
AMOCO FABRICS & FIBERS | 821 SHUGART RD | DALTON | Whitfield | 9155001 | 4 |  |  | FALSE |  | FALSE | Removed from Ground | Used Oil | 4000 | Bare Steel | 1989-10-01 | 1989-10-01 | Unknown
FAVORITE MARKET #68 | 1310 RIVERBEND RD | DALTON | Whitfield | 9155029 | 1 | [5 empty] | Removed from Ground | Gas (Historical Use) | 500 | Not Marked/Unknown | 1997-02-11 | 1997-02-11 | Not Marked
MAPCO EXPESS #3511 | 200 CARBONDALE RD | DALTON | Whitfield | 9155024 | 3 | Ball Float | 1990-01-01 | FALSE | 1990-01-01 | FALSE | Abandoned-No Known Release | Gas (Historical Use) | 8000 | Steel-Impressed Current | 1990-01-01 |  | Fiberglass Reinforced Plastic | Pressurized
MAPCO EXPRESS 3627 | 1210 DAWNVILLE RD | DALTON | Whitfield | 9155027 | SUNL | Ball Float | 1996-01-03 | FALSE | 1996-01-03 | FALSE | Currently in Use | Premium | 10152 | Composite | 1988-01-01 |  | Fiberglass Reinforced Plastic | Pressurized
C & M SUPERETTE | 254 LOWER DAWNVILLE RD | DALTON | Whitfield | 9155036 | 1 | [5 empty] | Removed from Ground | Gas (Historical Use) | 4000 | Bare Steel | 1978-01-01 | 2000-07-11 | Galvanized Steel | Suction (American)
KWIK SERV #8 | 2900 AIRPORT RD | DALTON | Whitfield | 9155056 | 4 | Flapper Valve | 1987-01-01 | FALSE | 1987-01-01 | FALSE | Currently in Use | Diesel | 6000 | Steel-Impressed Current | 1987-01-01 |  | Fiberglass Reinforced Plastic | Pressurized
KWIK SERV #8 | 2900 AIRPORT RD | DALTON | Whitfield | 9155056 | 5 | Flapper Valve | 1987-01-01 | FALSE | 1987-01-01 | FALSE | Currently in Use | Kerosene | 6000 | Steel-Impressed Current | 1987-01-01 |  | Fiberglass Reinforced Plastic | Safe Suction (Euro)
KANKUS EXPRESS #101 | 2958 CLEVELAND RD | DALTON | Whitfield | 9155057 | 4 | Flapper Valve |  | FALSE | 1994-06-01 | FALSE | Currently in Use | Diesel | 2000 | Composite | 1987-05-01 |  | Fiberglass Reinforced Plastic | Pressurized
AMOCO FABRICS & FIBERS | 821 SHUGART RD | DALTON | Whitfield | 9155001 | 3 |  |  | FALSE |  | FALSE | Removed from Ground | New Oil | 8000 | Bare Steel | 1989-10-01 | 1989-10-01 | Unknown
AMOCO FABRICS & FIBERS | 821 SHUGART RD | DALTON | Whitfield | 9155001 | 2 |  |  | FALSE |  | FALSE | Removed from Ground | Diesel | 18000 | Bare Steel | 1989-10-01 | 1989-10-01 | Unknown
FAVORITE MARKET #68 | 1310 RIVERBEND RD | DALTON | Whitfield | 9155029 | 3 | [5 empty] | Removed from Ground | Empty | 1000 | Not Marked/Unknown | 1997-02-11 | 1997-02-11 | Not Marked
CORONET INDUSTRIES | CLEVELAND RD | DALTON | Whitfield | 9155026 | 2 | [5 empty] | Removed from Ground | Other | 1000 | Bare Steel | 1965-01-01 | 1987-11-15 | Galvanized Steel
SHAW INDUSTRIES/PLANT 26 | LOWER DUG GAP RD | DALTON | Whitfield | 9155044 | 1 | [5 empty] | Removed from Ground | Diesel | 20000 | Bare Steel | 1993-05-28 | 1993-05-28 | Unknown | Safe Suction (Euro)
CIRCLE K #2723590 | 2214 EAST WALNUT AVE | DALTON | Whitfield | 9155065 | 1 | Flapper Valve | 1990-09-06 | FALSE | 1990-09-06 | FALSE | Currently in Use | Regular | 10000 | Composite | 1990-09-06 |  | Fiberglass Reinforced Plastic | Pressurized
RBCC CHILDRENS VENUE | 124 W GORDON ST | DALTON | Whitfield | 10001595 | 3 |  |  | FALSE |  | FALSE | Removed from Ground | Gas (Historical Use) | 1000 | Bare Steel | 2008-07-23 | 2008-07-23 | Unknown
NPC SOUTH INC | 203 SOUTH EASTERLING ST | DALTON | Whitfield | 9155002 | 1 | [5 empty] | Removed from Ground | Gas (Historical Use) | 8000 | Not Marked/Unknown | 1991-05-09 | 1991-05-09 | Not Marked
CLARKLIFT OF DALTON INC | 631 N GLENWOOD AVE | DALTON | Whitfield | 9155100 | 3RU | [5 empty] | Removed from Ground | Hazardous Substance | 0 | Not Marked/Unknown | 1996-08-01 | 1996-08-01 | Not Marked
NPC SOUTH INC | 203 SOUTH EASTERLING ST | DALTON | Whitfield | 9155002 | 2 | [5 empty] | Removed from Ground | Diesel | 8000 | Not Marked/Unknown | 1991-05-11 | 1991-05-11 | Not Marked
GOLD KIST | 121 NORTH GLENWOOD AVE | DALTON | Whitfield | 9155013 | 1 | [5 empty] | Removed from Ground | Gas (Historical Use) | 500 | Bare Steel | 1981-01-01 | 1990-11-11 | Galvanized Steel
MEADOW GOLD DAIRY | 701 NORTH GLENWOOD | DALTON | Whitfield | 9155014 | 119.01 | [5 empty] | Permanently Out of Use - historical purposes | Diesel | 1000 | Bare Steel | 1980-01-01 | 1899-12-31 | Bare Steel
WILLARD BRYAN | 2221 BEAR CREEK RD | DALTON | Whitfield | 9155008 | 1 | [5 empty] | Removed from Ground | Gas (Historical Use) | 1000 | Bare Steel | 1972-01-01 | 1899-12-31 | Galvanized Steel | Suction (American)
FAVORITE MARKET #68 | 1310 RIVERBEND RD | DALTON | Whitfield | 9155029 | UL | [5 empty] | Removed from Ground | Gas (Historical Use) | 9994 | Bare Steel | 1981-01-01 | 1997-02-11 | Galvanized Steel | Pressurized
MAPCO EXPESS #3511 | 200 CARBONDALE RD | DALTON | Whitfield | 9155024 | 1 | Flapper Valve | 1990-01-01 | FALSE | 1990-01-01 | FALSE | Abandoned-No Known Release | Diesel | 12000 | Steel-Impressed Current | 1990-01-01 |  | Fiberglass Reinforced Plastic | Pressurized
MAPCO EXPESS #3511 | 200 CARBONDALE RD | DALTON | Whitfield | 9155024 | 4 | Ball Float | 1990-01-01 | FALSE | 1990-01-01 | FALSE | Abandoned-No Known Release | Gas (Historical Use) | 8000 | Steel-Impressed Current | 1990-01-01 |  | Fiberglass Reinforced Plastic | Pressurized
ROCKY FACE SHOPPE INC | 1908 CHATTANOOGA RD | DALTON | Whitfield | 9155048 | 3 | Flapper Valve | 1994-11-27 |  | 1994-11-27 |  | Removed from Ground | Gas (Historical Use) | 8000 | Steel-Impressed Current | 1980-09-12 | 2011-07-20 | Fiberglass Reinforced Plastic | Pressurized
KWIK SERV #8 | 2900 AIRPORT RD | DALTON | Whitfield | 9155056 | 2 | Flapper Valve | 1987-01-01 | FALSE | 1987-01-01 | FALSE | Currently in Use | Regular | 8000 | Steel-Impressed Current | 1987-01-01 |  | Fiberglass Reinforced Plastic | Pressurized
MURPHY USA #7812 | 885 SHUGART ROAD | DALTON | Whitfield | 10001831 | 1 | Overfill Alarm | 2003-10-24 | FALSE | 2003-10-24 | FALSE | Removed from Ground | Gas (Historical Use) | 20000 | Fiberglass Double Walled | 2003-10-09 |  | Double-Walled Flex | Pressurized
ROGERS FINISHING | 900 ELK STREET | DALTON | Whitfield | 10002079 | 1 |  |  | FALSE |  | FALSE | Removed from Ground | Other | 0 | Unknown | 2011-04-04 | 2011-04-04
BILLY HOLCOMB & SON INC | 1326 LEE BRYANT RD NE | DALTON | Whitfield | 1550278 | 1 | [5 empty] | Removed from Ground | Diesel | 4000 | Bare Steel | 1981-05-29 | 1899-12-31 | Galvanized Steel
QUALITY CONVENIENCE STORE | 519 REED RD NW | DALTON | Whitfield | 10001384 | 2B | Ball Float | 2003-03-04 | FALSE | 2003-03-04 | FALSE | Currently in Use | Diesel | 6000 | Composite | 2003-03-04 |  | Double-Walled Flex | Pressurized
QUALITY CONVENIENCE STORE | 519 REED RD NW | DALTON | Whitfield | 10001384 | 2C | Ball Float | 2003-03-04 | FALSE | 2003-03-04 | FALSE | Temporarily out of use | Kerosene | 4000 | Composite | 2003-03-04 |  | Double-Walled Flex | Pressurized
HAMILTON MEDICAL CENTER | 1401 CHATTANOOGA ROAD | DALTON | Whitfield | 10001403 | 1 |  |  | FALSE |  | FALSE | Removed from Ground | Kerosene | 500 | Bare Steel | 2007-07-03 | 2007-07-03
RBCC CHILDRENS VENUE | 124 W GORDON ST | DALTON | Whitfield | 10001595 | 4 |  |  | FALSE |  | FALSE | Removed from Ground | Used Oil | 250 | Bare Steel | 2008-07-24 | 2008-07-24 | Unknown
MURPHY USA #7812 | 885 SHUGART ROAD | DALTON | Whitfield | 10001831 | 3 |  |  | FALSE |  | FALSE | Currently in Use | Regular | 25000 | Fiberglass Double Walled | 2022-02-02 |  | Double-Walled Fiberglass | Pressurized
Avion Food and Fuel #103 | 1822 DUG GAP RD | DALTON | Whitfield | 9155010 | 3 | Ball Float | 1989-01-01 | FALSE | 1989-01-01 | FALSE | Currently in Use | Premium | 8000 | Galvanic (STIP-3) | 1989-01-01 |  | Fiberglass Reinforced Plastic | Pressurized
UPS DALTON (UST) | 3560 S DIXIE HWY | DALTON | Whitfield | 9155006 | 2 |  |  | TRUE |  | TRUE | Removed from Ground | Used Oil | 500 | Bare Steel | 1970-01-01 | 1992-02-12 | Unknown
FAVORITE MARKET #68 | 1310 RIVERBEND RD | DALTON | Whitfield | 9155029 | 2 | [5 empty] | Removed from Ground | Gas (Historical Use) | 500 | Not Marked/Unknown | 1997-02-11 | 1997-02-11 | Not Marked
SALE PONTIAC CADILLAC GMC TRUC | 1554 EAST WALNUT ST | DALTON | Whitfield | 9155045 | 1 |  |  | TRUE |  | TRUE | Removed from Ground | Used Oil | 500 | Marked Unknown | 1986-01-01 | 1996-10-30 | Unknown | Suction (American)
ROCKHOLT EQUIPMENT CO INC | 2784 DUG GAP RD | DALTON | Whitfield | 9155066 | 1 | [5 empty] | Removed from Ground | Diesel | 8000 | Bare Steel | 1985-04-01 | 1997-10-01 | Galvanized Steel | Safe Suction (Euro)
MEADOW GOLD DAIRY | 701 NORTH GLENWOOD | DALTON | Whitfield | 9155014 | 119.02 | [5 empty] | Permanently Out of Use - historical purposes | Gas (Historical Use) | 1000 | Bare Steel | 1980-01-01 | 1899-12-31 | Bare Steel
SOUTHERN OIL CO (FORMER) | 428 NORTH HAMILTON ST | DALTON | Whitfield | 9155007 | 1 | [5 empty] | Removed from Ground | Other | 0 | Marked Unknown | 1989-06-01 | 1989-06-01 | Unknown
FORMER SHELL STATION | CONNECTOR 3 @ I-75 | DALTON | Whitfield | 9155021 | 1 | [5 empty] | Closed in Ground | Empty | 4000 | Bare Steel | 1990-03-08 | 1990-03-08 | Galvanized Steel
DRYDEN OIL CO | 1221 S HAMILTON ST | DALTON | Whitfield | 9155039 | 1 |  |  | TRUE |  | TRUE | Removed from Ground | Used Oil | 500 | Bare Steel | 1975-01-01 | 1993-06-08 | Galvanized Steel | Gravity Fed
ROCKHOLT EQUIPMENT CO INC | 2784 DUG GAP RD | DALTON | Whitfield | 9155066 | 2 | [5 empty] | Removed from Ground | Diesel | 1000 | Bare Steel | 1985-04-01 | 1997-10-01 | Galvanized Steel | Safe Suction (Euro)
KWIK SERV #8 | 2900 AIRPORT RD | DALTON | Whitfield | 9155056 | 3 | Flapper Valve | 1987-01-01 | FALSE | 1987-01-01 | FALSE | Currently in Use | Plus | 8000 | Steel-Impressed Current | 1987-01-01 |  | Fiberglass Reinforced Plastic | Pressurized
OLD GREGORY PRINTING | EAST MORRIS & GREEN ST | DALTON | Whitfield | 9155063 | 1 | [5 empty] | Removed from Ground | Gas (Historical Use) | 2000 | Not Marked/Unknown |  | 1899-12-31 | Not Marked
RBCC CHILDRENS VENUE | 124 W GORDON ST | DALTON | Whitfield | 10001595 | 2 |  |  | FALSE |  | FALSE | Removed from Ground | Gas (Historical Use) | 1000 | Bare Steel | 2008-07-23 | 2008-07-23 | Unknown
MURPHY USA #7812 | 885 SHUGART ROAD | DALTON | Whitfield | 10001831 | 4B |  |  | FALSE |  | FALSE | Currently in Use | Diesel | 10000 | Fiberglass Double Walled | 2022-02-02 |  | Double-Walled Fiberglass | Pressurized
WINDSTREAM DALTON CENTRAL OFFICE | 615 S THORNTON AVE | DALTON | Whitfield | 1550284 | 3732-1 | [5 empty] | Removed from Ground | Diesel | 15000 | Bare Steel | 1974-11-07 | 1989-09-22 | Unknown
WINDSTREAM DALTON CENTRAL OFFICE | 615 S THORNTON AVE | DALTON | Whitfield | 1550284 | 1 | Flapper Valve | 2012-12-31 |  | 2012-12-31 |  | Currently in Use | Diesel | 10000 | Fiberglass Double Walled | 1989-09-01 |  | Fiberglass Reinforced Plastic | Safe Suction (Euro)
MANA INC | 1246 N THORNTON AVE | DALTON | Whitfield | 9155072 | 2 | Flapper Valve | 1989-12-12 | FALSE | 1989-12-12 | FALSE | Currently in Use | Premium | 4000 | Galvanic (STIP-3) | 1989-12-12 |  | Fiberglass Reinforced Plastic | Safe Suction (Euro)
KANKUS EXPRESS #101 | 2958 CLEVELAND RD | DALTON | Whitfield | 9155057 | 3 | Ball Float | 1994-06-01 | FALSE | 1994-06-01 | FALSE | Currently in Use | E-0 | 10000 | Composite | 1987-05-01 |  | Fiberglass Reinforced Plastic | Pressurized
BRO XPRESS INC | 1400 N THORNTON AVE | DALTON | Whitfield | 10002497 | 2A | Flapper Valve | 2015-05-28 | FALSE | 2015-05-28 | FALSE | Currently in Use | Premium | 4000 | Composite Double Walled | 2015-05-08 |  | Double-Walled Flex | Pressurized
OMSHIM INC | 3356 S DIXIE RD | DALTON | Whitfield | 1550277 | 4 | Flapper Valve | 1987-01-01 | FALSE | 1987-01-01 | FALSE | Temporarily out of use | Diesel | 2000 | Steel-Impressed Current | 1987-01-01 |  | Steel (Impressed Current) | Safe Suction (Euro)
LONE STAR SERVICE STATION | 400 SOUTH HAMILTON ST | DALTON | Whitfield | 1550271 | 3 | [5 empty] | Removed from Ground | Gas (Historical Use) | 1000 | Bare Steel | 1996-07-01 | 1996-07-01 | Galvanized Steel | Suction (American)
CIRCLE K #2723512 | 2200 CLEVELAND HWY | DALTON | Whitfield | 1550273 | 1 | [5 empty] | Removed from Ground | Gas (Historical Use) | 10000 | Bare Steel | 1977-01-03 | 1997-10-01 | Galvanized Steel | Pressurized
FAVORITE MARKET #68 | 1310 RIVERBEND RD | DALTON | Whitfield | 9155029 | SUL | [5 empty] | Removed from Ground | Gas (Historical Use) | 2000 | Bare Steel | 1971-01-01 | 1997-02-11 | Galvanized Steel | Safe Suction (Euro)
NU MATIC CAR WASH | 1234 CLEVELAND HWY | DALTON | Whitfield | 9155025 | 1 | [5 empty] | Removed from Ground | Gas (Historical Use) | 6000 | Cathodically Protected Steel | 1989-01-01 | 1992-10-29 | Fiberglass Reinforced Plastic
MAPCO EXPRESS 3627 | 1210 DAWNVILLE RD | DALTON | Whitfield | 9155027 | UNL | Ball Float | 1996-01-03 | FALSE | 1996-01-03 | FALSE | Currently in Use | Regular | 10152 | Composite | 1988-01-01 |  | Fiberglass Reinforced Plastic | Pressurized
QUALITY CONVENIENCE STORE | 519 REED RD NW | DALTON | Whitfield | 10001384 | 2A | Ball Float | 2003-03-04 | FALSE | 2003-03-04 | FALSE | Currently in Use | Premium | 10000 | Composite | 2003-03-04 |  | Double-Walled Flex | Pressurized
Avion Food and Fuel #103 | 1822 DUG GAP RD | DALTON | Whitfield | 9155010 | 4 | Flapper Valve | 1989-01-01 | FALSE | 1989-01-01 | FALSE | Currently in Use | Diesel | 6000 | Galvanic (STIP-3) | 1989-01-01 |  | Fiberglass Reinforced Plastic | Safe Suction (Euro)
UPS DALTON (UST) | 3560 S DIXIE HWY | DALTON | Whitfield | 9155006 | 3 | Flapper Valve | 1992-02-12 | FALSE | 1992-02-12 | FALSE | Removed from Ground | Diesel | 12000 | Fiberglass Double Walled | 1992-02-12 |  | Double-Walled Fiberglass | Pressurized
MAPCO EXPESS #3511 | 200 CARBONDALE RD | DALTON | Whitfield | 9155024 | 2 | Ball Float | 1990-01-01 | FALSE | 1990-01-01 | FALSE | Abandoned-No Known Release | Gas (Historical Use) | 12000 | Steel-Impressed Current | 1990-01-01 |  | Fiberglass Reinforced Plastic | Pressurized
MAPCO EXPRESS 3627 | 1210 DAWNVILLE RD | DALTON | Whitfield | 9155027 | UNLPLUS | Ball Float | 1996-01-03 | FALSE | 1996-01-03 | FALSE | Currently in Use | Plus | 10152 | Composite | 1988-01-01 |  | Fiberglass Reinforced Plastic | Pressurized
MAPCO EXPRESS 3627 | 1210 DAWNVILLE RD | DALTON | Whitfield | 9155027 | KERO | Ball Float | 1996-01-03 | FALSE | 1996-01-03 | FALSE | Currently in Use | Kerosene | 2005 | Composite | 1988-01-01 |  | Fiberglass Reinforced Plastic | Pressurized
C & M SUPERETTE | 254 LOWER DAWNVILLE RD | DALTON | Whitfield | 9155036 | 2 | [5 empty] | Removed from Ground | Gas (Historical Use) | 1050 | Bare Steel | 1971-01-01 | 2000-07-11 | Galvanized Steel | Suction (American)
MANA INC | 1246 N THORNTON AVE | DALTON | Whitfield | 9155072 | 1 | Flapper Valve | 1989-12-12 | FALSE | 1989-12-12 | FALSE | Currently in Use | Regular | 4000 | Galvanic (STIP-3) | 1989-12-12 |  | Fiberglass Reinforced Plastic | Safe Suction (Euro)
SEXTONS EXXON | 1301 W WALNUT AVE | DALTON | Whitfield | 1550264 | 1 | Exempted |  | TRUE |  | TRUE | Currently in Use | Used Oil | 1000 | Fiberglass | 1985-05-06 |  | Fiberglass Reinforced Plastic | Gravity
WORLD CARPETS INC/IND PARK | 2100 SOUTH HAMILTON ST | DALTON | Whitfield | 9000648 | 1B | [5 empty] | Closed in Ground | Other | 30000 | Bare Steel | 1971-03-23 | 1988-11-30 | Bare Steel
WORLD CARPETS INC / GREEN STREET | 431 SOUTH GREEN ST | DALTON | Whitfield | 9000647 | 3B | [5 empty] | Closed in Ground | Diesel | 20000 | Bare Steel | 1966-03-24 | 1988-12-18 | Bare Steel
WORLD CARPETS INC / GREEN STREET | 431 SOUTH GREEN ST | DALTON | Whitfield | 9000647 | 5B | [5 empty] | Closed in Ground | Diesel | 20000 | Bare Steel | 1966-03-24 | 1988-12-18 | Bare Steel
KROGER GA 265 | 1205 N GLENWOOD AVE | DALTON | Whitfield | 10002446 | 2A | Ball Float | 2015-04-11 | FALSE | 2015-04-11 | FALSE | Currently in Use | Gas (Historical Use) | 8000 | Fiberglass Double Walled | 2015-03-11 |  | Double-Walled Flex | Pressurized
WALMART NEIGHBORHOOD MARKET #4528 | 300 W WALNUT AVE | DALTON | Whitfield | 10002474 | 2B |  | 2015-06-02 | FALSE | 2015-06-02 | FALSE | Currently in Use | Diesel | 7000 | Fiberglass Double Walled | 2015-04-23 |  | Double-Walled Flex | Pressurized
CIRCLE K #2723512 | 2200 CLEVELAND HWY | DALTON | Whitfield | 1550273 | 3 | [5 empty] | Removed from Ground | Gas (Historical Use) | 10000 | Bare Steel | 1977-01-03 | 1997-10-01 | Galvanized Steel | Pressurized
CIRCLE K #2723523 | 1010 E WALNUT AVE @ RIVERBEND | DALTON | Whitfield | 1550274 | 1 | Flapper Valve | 1997-11-10 | FALSE | 1997-11-10 | FALSE | Currently in Use | Regular | 10000 | Steel-Impressed Current | 1978-01-03 |  | Steel (Impressed Current) | Pressurized
YOUNG'S GULF | 1818 CHATTANOOGA RD | DALTON | Whitfield | 1550266 | 4 |  | 1987-11-30 |  | 1987-11-30 |  | Removed from Ground | Gas (Historical Use) | 6000 | Cathodically Protected Steel | 1969-05-10 | 2004-07-20 | Fiberglass Reinforced Plastic
SHAW INDUSTRIES INC PLT #2 | 5 S HAMILTON ST EXTENTION | DALTON | Whitfield | 1550267 | 2 | [5 empty] | Removed from Ground | Gas (Historical Use) | 1000 | Bare Steel | 1970-04-27 | 1987-06-01 | Galvanized Steel
POLYMER PRODUCTS INC | 1895 WILLOWDALE RD | DALTON | Whitfield | 1550211 | 1 | [5 empty] | Removed from Ground | Diesel | 8000 | Bare Steel | 1979-03-19 | 1999-01-21 | Galvanized Steel
RYDER TRUCK RENTAL INC | 2950 NORTH DOUG GAP RD | DALTON | Whitfield | 1550212 | 3 | [5 empty] | Removed from Ground | Gas (Historical Use) | 10000 | Bare Steel | 1974-03-20 | 1994-01-05 | Galvanized Steel
WORLD CARPETS INC / GREEN STREET | 431 SOUTH GREEN ST | DALTON | Whitfield | 9000647 | 4B | [5 empty] | Closed in Ground | Diesel | 20000 | Bare Steel | 1966-03-24 | 1988-12-18 | Bare Steel
WORLD CARPETS INC / GREEN STREET | 431 SOUTH GREEN ST | DALTON | Whitfield | 9000647 | 6B | [5 empty] | Removed from Ground | Diesel | 10000 | Bare Steel | 1966-03-24 | 1990-08-14 | Bare Steel
HARRIS SERVICE CENTER INC | 1817 HWY 41 S | DALTON | Whitfield | 1550205 | 1 | Flapper Valve | 1999-01-01 |  | 1999-01-01 |  | Removed from Ground | Gas (Historical Use) | 4000 | Steel-Impressed Current | 1966-03-15 | 2012-12-14 | Cathodically Protected | Safe Suction (Euro)
RP PATEL LLC | 1321 DUG GAP RD | DALTON | Whitfield | 1550204 | 2 | Flapper Valve | 1997-06-01 |  | 1997-06-01 |  | Currently in Use | Gas (Historical Use) | 6000 | Steel-Impressed Current | 1981-03-25 |  | Steel (Impressed Current) | Safe Suction (Euro)
CORONET INDUSTRIES | CLEVELAND RD | DALTON | Whitfield | 9155026 | F201054 |  |  | TRUE |  | TRUE | Removed from Ground | Used Oil | 1000 | Bare Steel | 1965-01-01 | 1987-11-15 | Galvanized Steel
C & M SUPERETTE | 254 LOWER DAWNVILLE RD | DALTON | Whitfield | 9155036 | 3 | [5 empty] | Removed from Ground | Gas (Historical Use) | 1050 | Bare Steel | 1971-01-01 | 2000-07-11 | Galvanized Steel | Suction (American)
AA FOOD SERVICES | 1220 VENDMORE DR | DALTON | Whitfield | 9155034 | 1 | [5 empty] | Removed from Ground | Other | 8000 | Bare Steel | 1992-04-30 | 1992-04-30 | Unknown
CIRCLE K #2723590 | 2214 EAST WALNUT AVE | DALTON | Whitfield | 9155065 | 3 | Flapper Valve | 1990-09-06 | FALSE | 1990-09-06 | FALSE | Currently in Use | Diesel | 10000 | Composite | 1990-09-06 |  | Fiberglass Reinforced Plastic | Pressurized
TARCON INC | 102 W INDUSTRIAL BLVD | DALTON | Whitfield | 9155096 | 1 | [5 empty] | Removed from Ground | Other | 1000 | Marked Unknown | 1996-02-21 | 1996-02-21 | Unknown
NORTH GA SHIPPERS | 1821 WENDELL ST | DALTON | Whitfield | 9155004 | 1 |  |  | TRUE |  | TRUE | Removed from Ground | Used Oil | 500 | Not Marked/Unknown | 1991-10-03 | 1991-10-03 | Not Marked
FANFARE MANUFACTURING FACILITY | RIVERBEND RD | DALTON | Whitfield | 9155020 | 1 | [5 empty] | Closed in Ground | Gas (Historical Use) | 1000 | Bare Steel | 1990-07-02 | 1990-07-02 | Galvanized Steel
MAPCO EXPESS #3511 | 200 CARBONDALE RD | DALTON | Whitfield | 9155024 | 5 | Flapper Valve | 1990-01-01 | FALSE | 1990-01-01 | FALSE | Temporarily out of use | Biodiesel | 2000 | Steel-Impressed Current | 1990-01-01 |  | Fiberglass Reinforced Plastic | Pressurized
NU MATIC CAR WASH | 1234 CLEVELAND HWY | DALTON | Whitfield | 9155025 | 2 | [5 empty] | Removed from Ground | Gas (Historical Use) | 6000 | Cathodically Protected Steel | 1989-01-01 | 1992-10-29 | Fiberglass Reinforced Plastic
BRO XPRESS INC | 1400 N THORNTON AVE | DALTON | Whitfield | 10002497 | 1 | Flapper Valve | 2015-05-28 | FALSE | 2015-05-28 | FALSE | Currently in Use | Regular | 15000 | Composite Double Walled | 2015-05-15 |  | Double-Walled Flex | Pressurized
CIRCLE K #2723523 | 1010 E WALNUT AVE @ RIVERBEND | DALTON | Whitfield | 1550274 | 3 | Flapper Valve | 1997-11-10 | FALSE | 1997-11-10 | FALSE | Currently in Use | Diesel | 10000 | Steel-Impressed Current | 1978-01-03 |  | Steel (Impressed Current) | Pressurized
SHAW INDUSTRIES INC PLT #2 | 5 S HAMILTON ST EXTENTION | DALTON | Whitfield | 1550267 | 4 |  |  | TRUE |  | TRUE | Removed from Ground | Used Oil | 12142 | Bare Steel | 1979-04-25 | 1987-06-01 | Bare Steel
ROCKY FACE SHOPPE INC | 1908 CHATTANOOGA RD | DALTON | Whitfield | 9155048 | 2 | Flapper Valve | 1994-11-27 |  | 1994-11-27 |  | Removed from Ground | Gas (Historical Use) | 10000 | Steel-Impressed Current | 1980-09-12 | 2011-07-20 | Fiberglass Reinforced Plastic | Pressurized
KROGER GA 265 | 1205 N GLENWOOD AVE | DALTON | Whitfield | 10002446 | 2B | Ball Float | 2015-04-11 | FALSE | 2015-04-11 | FALSE | Currently in Use | Diesel | 8000 | Fiberglass Double Walled | 2015-03-11 |  | Double-Walled Flex | Pressurized
OMSHIM INC | 3356 S DIXIE RD | DALTON | Whitfield | 1550277 | 3 | Flapper Valve | 1987-01-01 | FALSE | 1987-01-01 | FALSE | Currently in Use | Premium | 2000 | Steel-Impressed Current | 1987-01-01 |  | Steel (Impressed Current) | Pressurized
BELK-GALLANT CO INC | 2150 E. WALNUT AVE. | DALTON | Whitfield | 1550279 | 1 | [5 empty] | Closed in Ground | Diesel | 110 | Bare Steel | 1981-05-15 | 1998-12-22 | Copper | Safe Suction (Euro)
CIRCLE K #2723502 | 3608 CHATSWORTH HWY | DALTON | Whitfield | 1550198 | 2 | [5 empty] | Removed from Ground | Gas (Historical Use) | 8000 | Bare Steel | 1975-03-27 | 1899-12-31 | Galvanized Steel | Pressurized
CIRCLE K #2723502 | 3608 CHATSWORTH HWY | DALTON | Whitfield | 1550198 | 8 | Flapper Valve | 1995-09-12 | FALSE | 1995-09-12 | FALSE | Currently in Use | Kerosene | 2000 | Composite | 1995-09-12 |  | Double-Walled Flex | Pressurized
MARKETING SERVICES INC | 311 EAST MORRIS ST | DALTON | Whitfield | 9155003 | 1 | [5 empty] | Closed in Ground | Gas (Historical Use) | 1000 | Not Marked/Unknown | 1991-08-01 | 1991-08-01 | Not Marked
NU MATIC CAR WASH | 1234 CLEVELAND HWY | DALTON | Whitfield | 9155025 | 3 | [5 empty] | Removed from Ground | Gas (Historical Use) | 6000 | Cathodically Protected Steel | 1989-01-01 | 1992-10-29 | Fiberglass Reinforced Plastic
ROCKY FACE SHOPPE INC | 1908 CHATTANOOGA RD | DALTON | Whitfield | 9155048 | 1 | Flapper Valve | 1994-11-27 |  | 1994-11-27 |  | Removed from Ground | Diesel | 10000 | Steel-Impressed Current | 1980-09-12 | 2011-07-20 | Fiberglass Reinforced Plastic | Pressurized
ROCKY FACE SHOPPE INC | 1908 CHATTANOOGA RD | DALTON | Whitfield | 9155048 | 4 | [5 empty] | Removed from Ground | Diesel | 10000 | Bare Steel | 1982-07-01 | 1996-10-09 | Galvanized Steel | Pressurized
MURPHY USA #7812 | 885 SHUGART ROAD | DALTON | Whitfield | 10001831 | 2A | Overfill Alarm | 2003-10-24 | FALSE | 2003-10-24 | FALSE | Removed from Ground | Diesel | 12000 | Fiberglass Double Walled | 2003-10-09 |  | Double-Walled Flex | Pressurized
WALMART NEIGHBORHOOD MARKET #4528 | 300 W WALNUT AVE | DALTON | Whitfield | 10002474 | 1 |  | 2015-06-02 | FALSE | 2015-06-02 | FALSE | Currently in Use | Gas (Historical Use) | 15000 | Fiberglass Double Walled | 2015-04-23 |  | Double-Walled Flex | Pressurized
CIRCLE K #2723505 | 2800 S DIXIE HIGHWAY | DALTON | Whitfield | 1550200 | 1 | Flapper Valve | 1997-07-28 | FALSE | 1997-07-28 | FALSE | Removed from Ground | Gas (Historical Use) | 8000 |  | 1975-03-27 | 2020-08-01 | Steel (Impressed Current) | Pressurized
WALNUT AVE BP WALNUT SHELL | 1522 W WALNUT AVE | DALTON | Whitfield | 1550244 | 3 | Flapper Valve | 1996-06-01 |  | 1996-06-01 |  | Currently in Use | Gas (Historical Use) | 8000 | Steel-Impressed Current | 1979-04-06 |  | Fiberglass Reinforced Plastic | Pressurized
RBCC CHILDRENS VENUE | 124 W GORDON ST | DALTON | Whitfield | 10001595 | 1 |  |  | FALSE |  | FALSE | Removed from Ground | Gas (Historical Use) | 1000 | Bare Steel | 2008-07-23 | 2008-07-23 | Unknown
YOUNG'S GULF | 1818 CHATTANOOGA RD | DALTON | Whitfield | 1550266 | 2 |  | 1987-11-30 |  | 1987-11-30 |  | Removed from Ground | Gas (Historical Use) | 6000 | Cathodically Protected Steel | 1969-05-10 | 2004-07-20 | Fiberglass Reinforced Plastic
SHAW INDUSTRIES INC PLT #2 | 5 S HAMILTON ST EXTENTION | DALTON | Whitfield | 1550267 | 1 | [5 empty] | Closed in Ground | Diesel | 30310 | Bare Steel | 1970-04-27 | 1988-12-01 | Bare Steel
CIRCLE K #2723502 | 3608 CHATSWORTH HWY | DALTON | Whitfield | 1550198 | 7 | Ball Float | 1995-09-12 | FALSE | 1995-09-12 | FALSE | Currently in Use | Regular | 10000 | Composite | 1995-09-12 |  | Double-Walled Flex | Pressurized
CIRCLE K #2723502 | 3608 CHATSWORTH HWY | DALTON | Whitfield | 1550198 | 4 | [5 empty] | Removed from Ground | Kerosene | 2000 | Cathodically Protected Steel | 1985-03-24 | 1899-12-31 | Galvanized Steel | Suction (American)
PETRO II | 212 W IND BLVD | DALTON | Whitfield | 9155015 | 2 | Flapper Valve | 1998-06-05 | FALSE | 1998-06-05 | FALSE | Closed in Ground | Gas (Historical Use) | 10000 | Bare Steel | 1979-01-01 |  | Steel (Impressed Current) | Safe Suction (Euro)
FORMER SHELL STATION | CONNECTOR 3 @ I-75 | DALTON | Whitfield | 9155021 | 4 | [5 empty] | Closed in Ground | Empty | 4000 | Bare Steel | 1990-03-08 | 1990-03-08 | Galvanized Steel
HOGS CUSTOM CYCLE/MAYNARD ESTATE | 2615 SOUTH DIXIE HWY | DALTON | Whitfield | 9155046 | 1 | [5 empty] | Removed from Ground | Gas (Historical Use) | 1000 | Not Marked/Unknown | 1993-10-13 | 1993-10-13 | Not Marked
AA FOOD SERVICES | 1220 VENDMORE DR | DALTON | Whitfield | 9155034 | 2 | [5 empty] | Removed from Ground | Other | 2000 | Bare Steel | 1992-04-30 | 1992-04-30 | Unknown
KANKUS EXPRESS #101 | 2958 CLEVELAND RD | DALTON | Whitfield | 9155057 | 1 | Ball Float | 1994-06-01 | FALSE | 1994-06-01 | FALSE | Currently in Use | Regular | 10008 | Composite | 1987-05-01 |  | Fiberglass Reinforced Plastic | Pressurized
MURPHY USA #7812 | 885 SHUGART ROAD | DALTON | Whitfield | 10001831 | 2B | Overfill Alarm | 2003-10-24 | FALSE | 2003-10-24 | FALSE | Removed from Ground | Gas (Historical Use) | 8000 | Fiberglass Double Walled | 2003-10-09 |  | Double-Walled Flex | Pressurized
OMSHIM INC | 3356 S DIXIE RD | DALTON | Whitfield | 1550277 | 2 | Flapper Valve | 1987-01-01 | FALSE | 1987-01-01 | FALSE | Currently in Use | Diesel | 2000 | Steel-Impressed Current | 1987-01-01 |  | Steel (Impressed Current) | Pressurized
CIRCLE K #2723502 | 3608 CHATSWORTH HWY | DALTON | Whitfield | 1550198 | 1 | [5 empty] | Removed from Ground | Gas (Historical Use) | 8000 | Bare Steel | 1975-03-27 | 1899-12-31 | Galvanized Steel | Pressurized
MACK SALES OF ATLANTA INC | 1814 S HAMILTON ST. | DALTON | Whitfield | 1550242 | 3 | [5 empty] | Removed from Ground | Gas (Historical Use) | 1000 | Bare Steel | 1978-05-11 | 1996-12-30 | Galvanized Steel
AMOCO FABRICS & FIBERS | 821 SHUGART RD | DALTON | Whitfield | 9155001 | 1 | [5 empty] | Removed from Ground | Diesel | 18000 | Bare Steel | 1989-10-01 | 1989-10-01 | Not Marked
UPS DALTON (UST) | 3560 S DIXIE HWY | DALTON | Whitfield | 9155006 | 1 | [5 empty] | Removed from Ground | Gas (Historical Use) | 10000 | Bare Steel | 1970-01-01 | 1992-02-12 | Unknown
FORMER SHELL STATION | CONNECTOR 3 @ I-75 | DALTON | Whitfield | 9155021 | 3 | [5 empty] | Closed in Ground | Empty | 4000 | Bare Steel | 1990-03-08 | 1990-03-08 | Galvanized Steel
CIRCLE K #2723590 | 2214 EAST WALNUT AVE | DALTON | Whitfield | 9155065 | 2 | Flapper Valve | 1990-09-06 | FALSE | 1990-09-06 | FALSE | Currently in Use | Premium | 10000 | Composite | 1990-09-06 |  | Fiberglass Reinforced Plastic | Pressurized
QUALITY CONVENIENCE STORE | 519 REED RD NW | DALTON | Whitfield | 10001384 | 1 | Ball Float | 2003-03-04 | FALSE | 2003-03-04 | FALSE | Currently in Use | Regular | 15000 | Composite | 2003-03-04 |  | Double-Walled Flex | Pressurized
OMSHIM INC | 3356 S DIXIE RD | DALTON | Whitfield | 1550277 | 1 | Flapper Valve | 1987-01-01 | FALSE | 1987-01-01 | FALSE | Currently in Use | Regular | 6000 | Steel-Impressed Current | 1987-01-01 |  | Steel (Impressed Current) | Pressurized
BILLY HOLCOMB & SON INC | 1326 LEE BRYANT RD NE | DALTON | Whitfield | 1550278 | 2 | [5 empty] | Removed from Ground | Gas (Historical Use) | 500 | Bare Steel | 1985-05-28 | 1899-12-31 | Galvanized Steel
WORLD CARPETS INC/IND PARK | 2100 SOUTH HAMILTON ST | DALTON | Whitfield | 9000648 | 3B | [5 empty] | Closed in Ground | Other | 30000 | Bare Steel | 1971-03-23 | 1988-11-30 | Bare Steel
RYDER TRUCK RENTAL INC | 2950 NORTH DOUG GAP RD | DALTON | Whitfield | 1550212 | 1 | [5 empty] | Removed from Ground | Diesel | 10000 | Bare Steel | 1974-03-20 | 1997-03-01 | Bare Steel | Pressurized
WORLD CARPETS INC / GREEN STREET | 431 SOUTH GREEN ST | DALTON | Whitfield | 9000647 | 1B | [5 empty] | Removed from Ground | Diesel | 20000 | Bare Steel | 1966-03-24 | 1990-07-02 | Bare Steel
GRIFFIN & KIRK AMOCO | 1009 S THORNTON AVE | DALTON | Whitfield | 1550259 | 2 |  | 1998-07-01 |  | 1993-07-20 |  | Removed from Ground | Gas (Historical Use) | 4000 | Steel-Impressed Current | 1966-05-04 | 2003-07-24 | Cathodically Protected | Pressurized
SHAW IND/ TRUCK GARAGE PLT 66 | HARRIS ST | DALTON | Whitfield | 1550262 | 3 | [5 empty] | Removed from Ground | Diesel | 10000 | Bare Steel | 1971-05-05 | 1997-12-09 | Unknown
C&S BLOCK INC | 1701 DIXIE RD | DALTON | Whitfield | 1550219 | 2 | [5 empty] | Removed from Ground | Diesel | 1 | Bare Steel | 1974-04-17 | 1988-07-01 | Galvanized Steel
FORMER DALTON PAVING AND CONTRUCTION CO | 530 ELM ST | DALTON | Whitfield | 1550210 | 4 | [5 empty] | Removed from Ground | Empty | 1000 | Bare Steel | 1971-03-23 | 1988-10-01 | Galvanized Steel
FORMER DALTON PAVING AND CONTRUCTION CO | 530 ELM ST | DALTON | Whitfield | 1550210 | 5 | Flapper Valve | 1991-02-28 | FALSE | 1991-02-28 | FALSE | Removed from Ground | Gas (Historical Use) | 10000 | Galvanic (STIP-3) | 1991-02-28 | 2015-05-15 | Fiberglass Reinforced Plastic | Safe Suction (Euro)
HARRIS SERVICE CENTER INC | 1817 HWY 41 S | DALTON | Whitfield | 1550205 | 2 | Flapper Valve | 1999-01-01 |  | 1999-01-01 |  | Removed from Ground | Gas (Historical Use) | 4000 | Steel-Impressed Current | 1966-03-15 | 2012-12-14 | Cathodically Protected | Safe Suction (Euro)
AL JOHNSON VOLKSWAGEN/VOLVO INC | 1202 CLEVELAND HWY | DALTON | Whitfield | 1550206 | 1 | [5 empty] | Removed from Ground | Empty | 250 | Cathodically Protected Steel | 1967-03-15 | 1986-06-01 | Galvanized Steel
CIRCLE K #2723505 | 2800 S DIXIE HIGHWAY | DALTON | Whitfield | 1550200 | 2 | Flapper Valve | 1997-07-28 | FALSE | 1997-07-28 | FALSE | Removed from Ground | Gas (Historical Use) | 8000 |  | 1975-03-27 | 2020-08-01 | Steel (Impressed Current) | Pressurized
FARM & INDUSTRIAL CHEMICAL CO. | 134 PHELPS RD. S.E. | DALTON | Whitfield | 1550245 | 4 |  | 1992-02-05 |  | 1992-02-05 |  | Removed from Ground | Diesel | 5000 | Galvanic (STIP-3) | 1992-02-05 | 1997-07-21 | Galvanized Steel
NORTH WHITFIELD MIDDLE SCHOOL | 3264 CLEVELAND RD | DALTON | Whitfield | 1550252 | 1 | [5 empty] | Removed from Ground | Gas (Historical Use) | 8000 | Bare Steel | 1955-05-08 | 1996-12-18 | Galvanized Steel
CAGLES POULTRY INC | US HWY 41 SOUTH | DALTON | Whitfield | 1550223 | 1 | [5 empty] | Removed from Ground | Empty | 20000 | Bare Steel | 1976-04-20 | 1993-08-02 | Galvanized Steel | Safe Suction (Euro)
P.G. ROYAL INC | 705 S THORNTON AVE | DALTON | Whitfield | 1550234 | 6 | [5 empty] | Removed from Ground | Gas (Historical Use) | 2000 | Bare Steel | 1967-04-28 | 1985-11-01 | Galvanized Steel
MCALLISTERS FOOD MART INC | 1521 W WALNUT AVE | DALTON | Whitfield | 1550233 | 7 |  | 1997-05-01 |  | 1997-05-01 |  | Removed from Ground | Gas (Historical Use) | 10000 | Fiberglass | 1986-11-03 | 2007-10-29 | Fiberglass Reinforced Plastic | Pressurized
FORMER SHELL STATION | CONNECTOR 3 @ I-75 | DALTON | Whitfield | 9155021 | 2 | [5 empty] | Closed in Ground | Empty | 4000 | Bare Steel | 1990-03-08 | 1990-03-08 | Galvanized Steel
CORONET INDUSTRIES | CLEVELAND RD | DALTON | Whitfield | 9155026 | F252016 | [5 empty] | Removed from Ground | Gas (Historical Use) | 2000 | Bare Steel | 1965-01-01 | 1987-11-15 | Galvanized Steel
DALTON FIRE DEPT STATION 1 | 404 SCHOOL ST | DALTON | Whitfield | 9155070 | 1 | Flapper Valve | 1998-10-22 | FALSE | 1998-10-22 | FALSE | Currently in Use | Diesel | 550 | Fiberglass Double Walled | 1990-12-01 |  | Double-Walled Flex | Safe Suction (Euro)
ALLTEL | IND BLVD | DALTON | Whitfield | 1550283 | 1 | [5 empty] | Removed from Ground | Diesel | 1500 | Cathodically Protected Steel | 1990-09-01 | 1994-10-14 | Fiberglass Reinforced Plastic | Suction (American)
ALLTEL | IND BLVD | DALTON | Whitfield | 1550283 | 3733-1 | [5 empty] | Removed from Ground | Diesel | 5000 | Bare Steel | 1975-11-07 | 1990-07-30 | Unknown
LONE STAR SERVICE STATION | 400 SOUTH HAMILTON ST | DALTON | Whitfield | 1550271 | 1 | [5 empty] | Removed from Ground | Gas (Historical Use) | 2000 | Bare Steel | 2000-04-26 | 2000-04-26 | Galvanized Steel | Suction (American)
CIRCLE K #2723512 | 2200 CLEVELAND HWY | DALTON | Whitfield | 1550273 | 4 | [5 empty] | Removed from Ground | Kerosene | 2000 | Cathodically Protected Steel | 1987-01-01 | 1997-10-01 | Fiberglass Reinforced Plastic | Pressurized
CIRCLE K #2723512 | 2200 CLEVELAND HWY | DALTON | Whitfield | 1550273 | 5 | Flapper Valve | 1997-08-29 | FALSE | 1997-08-29 | FALSE | Currently in Use | Regular | 15000 | Composite | 1997-08-29 |  | Double-Walled Flex | Pressurized
TRANSUS INC DALTON GA TERMINAL | 210 EASTERLINE ST | DALTON | Whitfield | 1550213 | 2 | [5 empty] | Removed from Ground | Diesel | 2000 | Bare Steel | 1976-04-15 | 1990-12-03 | Bare Steel
WORLD CARPETS INC / GREEN STREET | 431 SOUTH GREEN ST | DALTON | Whitfield | 9000647 | 2B | [5 empty] | Closed in Ground | Diesel | 20000 | Bare Steel | 1966-03-24 | 1988-12-18 | Bare Steel
FORMER DALTON PAVING AND CONTRUCTION CO | 530 ELM ST | DALTON | Whitfield | 1550210 | 6 | Flapper Valve | 1997-02-28 | FALSE | 1991-02-28 | FALSE | Removed from Ground | Diesel | 10000 | Galvanic (STIP-3) | 1991-02-28 | 2015-05-15 | Fiberglass Reinforced Plastic | Safe Suction (Euro)
CIRCLE K #2723502 | 3608 CHATSWORTH HWY | DALTON | Whitfield | 1550198 | 6 | Ball Float | 1995-09-12 | FALSE | 1995-09-12 | FALSE | Currently in Use | Diesel | 10000 | Composite | 1995-09-12 |  | Double-Walled Flex | Pressurized
WALNUT AVE BP WALNUT SHELL | 1522 W WALNUT AVE | DALTON | Whitfield | 1550244 | 5 | Flapper Valve | 1992-08-31 |  | 1992-08-31 |  | Currently in Use | Diesel | 3000 | Steel-Impressed Current | 1992-08-31 |  | Fiberglass Reinforced Plastic | Suction (American)
WALNUT AVE BP WALNUT SHELL | 1522 W WALNUT AVE | DALTON | Whitfield | 1550244 | 4 |  |  | TRUE |  | TRUE | Removed from Ground | Used Oil | 500 | Bare Steel | 1976-04-06 | 1998-11-30 | Galvanized Steel | Gravity Fed
MACK SALES OF ATLANTA INC | 1814 S HAMILTON ST. | DALTON | Whitfield | 1550242 | 2 |  | 1998-04-15 |  | 1998-04-15 |  | Permanently Out Of Use | Diesel | 10000 | Cathodically Protected Steel | 1984-05-01 | 2005-08-05 | Double Walled | Pressurized
BROWN TRANSPORT CORP | US HWY 41 | DALTON | Whitfield | 1550263 | 5 | [5 empty] | Removed from Ground | Empty | 1000 | Bare Steel | 1990-05-09 | 1990-05-09 | Unknown
BROWN TRANSPORT CORP | US HWY 41 | DALTON | Whitfield | 1550263 | 4 | [5 empty] | Removed from Ground | Gas (Historical Use) | 2000 | Bare Steel | 1990-05-09 | 1990-05-09 | Unknown
GRIFFIN & KIRK AMOCO | 1009 S THORNTON AVE | DALTON | Whitfield | 1550259 | 1 |  | 1998-07-01 |  | 1993-07-20 |  | Removed from Ground | Gas (Historical Use) | 10000 | Steel-Impressed Current | 1982-04-30 | 2003-07-24 | Cathodically Protected | Pressurized
TRICO II SE PETROLEUM CORP #518 | 1201 GLENWOOD AVE | DALTON | Whitfield | 1550228 | 3 |  | 1991-06-01 |  | 1991-06-01 |  | Removed from Ground | Gas (Historical Use) | 10000 | Fiberglass | 1969-04-15 | 2005-01-25 | Galvanized Steel | Pressurized
SMITH & GREEN CONSTRUCTION CO IN | 902 N HAMILTON ST | DALTON | Whitfield | 1550240 | 3 | [5 empty] | Removed from Ground | Diesel | 3000 | Not Marked/Unknown | 1974-04-03 | 1899-12-31 | Not Marked
SHAW INDUSTRIES INC PLANT #1 | NS EAST FRANKLIN ST | DALTON | Whitfield | 1550255 | 5 | [5 empty] | Removed from Ground | Gas (Historical Use) | 2000 | Bare Steel | 1974-05-04 | 1993-04-29 | Unknown
CIRCLE K #2723502 | 3608 CHATSWORTH HWY | DALTON | Whitfield | 1550198 | 5 | Flapper Valve | 1995-09-12 | FALSE | 1995-09-12 | FALSE | Currently in Use | Premium | 10000 | Composite | 1995-09-12 |  | Double-Walled Flex | Pressurized
NORTH WHITFIELD MIDDLE SCHOOL | 3264 CLEVELAND RD | DALTON | Whitfield | 1550252 | 2 | [5 empty] | Removed from Ground | Diesel | 12000 | Bare Steel | 1996-12-18 | 1996-12-18 | Bare Steel
BROWN TRANSPORT CORP | US HWY 41 | DALTON | Whitfield | 1550263 | 3 | [5 empty] | Removed from Ground | Diesel | 3000 | Bare Steel | 1990-05-09 | 1990-05-09 | Unknown
CHEVRON USA INC | I 75 & APUR 3 | DALTON | Whitfield | 1550231 | 3 | [5 empty] | Removed from Ground | Gas (Historical Use) | 10000 | Fiberglass | 1982-04-24 | 1990-01-01 | Fiberglass Reinforced Plastic
METRO LAMINATORS | 203 BROOKHOLLOW INDUSTRAIL BLVD | DALTON | Whitfield | 1550226 | 1 | [5 empty] | Removed from Ground | Gas (Historical Use) | 1000 | Marked Unknown | 1986-04-18 | 1997-07-01 | Galvanized Steel
CIRCLE K #2723512 | 2200 CLEVELAND HWY | DALTON | Whitfield | 1550273 | 7 | Flapper Valve | 1997-08-29 | FALSE | 1997-08-29 | FALSE | Currently in Use | Kerosene | 2000 | Composite | 1997-08-29 |  | Double-Walled Flex | Pressurized
SEXTONS EXXON | 1301 W WALNUT AVE | DALTON | Whitfield | 1550264 | 2 | Flapper Valve | 1998-12-16 | TRUE | 1998-12-16 | TRUE | Currently in Use | Regular | 10000 | Fiberglass | 1985-05-06 |  | Fiberglass Reinforced Plastic | Pressurized
STANDARD ADHESIVE & CHEM CO | 1010 VISTA DR | DALTON | Whitfield | 1550217 | 2 | [5 empty] | Removed from Ground | Diesel | 4000 | Bare Steel | 1982-04-15 | 1997-04-30 | Bare Steel | Suction (American)
RYDER TRUCK RENTAL INC | 2950 NORTH DOUG GAP RD | DALTON | Whitfield | 1550212 | 4 | [5 empty] | Removed from Ground | Other | 4000 | Bare Steel | 1974-03-20 | 1994-05-01 | Bare Steel | Suction (American)
SMITH & GREEN CONSTRUCTION CO IN | 902 N HAMILTON ST | DALTON | Whitfield | 1550240 | 5 | [5 empty] | Removed from Ground | Diesel | 2000 | Not Marked/Unknown | 1966-04-05 | 1899-12-31 | Not Marked
KANKUS EXPRESS #101 | 2958 CLEVELAND RD | DALTON | Whitfield | 9155057 | 2 | Ball Float | 1994-06-01 | FALSE | 1994-06-01 | FALSE | Currently in Use | Premium | 10008 | Composite | 1987-05-01 |  | Fiberglass Reinforced Plastic | Pressurized
WALMART NEIGHBORHOOD MARKET #4528 | 300 W WALNUT AVE | DALTON | Whitfield | 10002474 | 2A |  | 2015-06-02 | FALSE | 2015-06-02 | FALSE | Currently in Use | Gas (Historical Use) | 8000 | Fiberglass Double Walled | 2015-04-23 |  | Double-Walled Flex | Pressurized
BRO XPRESS INC | 1400 N THORNTON AVE | DALTON | Whitfield | 10002497 | 2B | Flapper Valve | 2015-05-28 | FALSE | 2015-05-28 | FALSE | Currently in Use | Diesel | 4000 | Composite Double Walled | 2015-05-28 |  | Double-Walled Flex | Pressurized
CIRCLE K #2723512 | 2200 CLEVELAND HWY | DALTON | Whitfield | 1550273 | 2 | [5 empty] | Removed from Ground | Gas (Historical Use) | 10000 | Bare Steel | 1977-01-03 | 1997-10-01 | Galvanized Steel | Pressurized
STANDARD ADHESIVE & CHEM CO | 1010 VISTA DR | DALTON | Whitfield | 1550217 | 1 | [5 empty] | Removed from Ground | Gas (Historical Use) | 1000 | Bare Steel | 1978-04-16 | 1997-04-30 | Bare Steel | Suction (American)
RYDER TRUCK RENTAL INC | 2950 NORTH DOUG GAP RD | DALTON | Whitfield | 1550212 | 2 | [5 empty] | Removed from Ground | Diesel | 10000 | Bare Steel | 1974-03-20 | 1997-03-01 | Not Marked
FARM & INDUSTRIAL CHEMICAL CO. | 134 PHELPS RD. S.E. | DALTON | Whitfield | 1550245 | 1 | [5 empty] | Removed from Ground | Other | 1000 | Bare Steel | 1971-04-08 | 1899-12-31 | Bare Steel
MACK SALES OF ATLANTA INC | 1814 S HAMILTON ST. | DALTON | Whitfield | 1550242 | 1 | [5 empty] | Removed from Ground | Diesel | 2500 | Bare Steel | 1973-05-04 | 1996-12-30 | Galvanized Steel
GRIFFIN & KIRK AMOCO | 1009 S THORNTON AVE | DALTON | Whitfield | 1550259 | 3 |  | 1998-07-01 |  | 1993-07-20 |  | Removed from Ground | Gas (Historical Use) | 4000 | Steel-Impressed Current | 1966-05-04 | 2003-07-24 | Cathodically Protected | Pressurized
GA FC/WHITFIELD CO UNIT | 2517 CLEVELAND RD | DALTON | Whitfield | 1550236 | 1 | [5 empty] | Removed from Ground | Gas (Historical Use) | 2000 | Bare Steel | 1981-06-01 | 1992-12-02 | Galvanized Steel | Safe Suction (Euro)
MCALLISTERS FOOD MART INC | 1521 W WALNUT AVE | DALTON | Whitfield | 1550233 | 1 | [5 empty] | Removed from Ground | Gas (Historical Use) | 10000 | Bare Steel | 1969-04-27 | 1986-09-26 | Galvanized Steel
COCA-COLA ENTERPRISES | 1000 THORNTON AVE | DALTON | Whitfield | 1550239 | 3 | [5 empty] | Removed from Ground | Diesel | 5000 | Bare Steel | 1980-04-10 | 1990-02-01 | Galvanized Steel
WALNUT AVE BP WALNUT SHELL | 1522 W WALNUT AVE | DALTON | Whitfield | 1550244 | 1 | Flapper Valve | 1996-06-01 | FALSE | 1996-06-01 | FALSE | Currently in Use | Gas (Historical Use) | 8000 | Steel-Impressed Current | 1979-04-06 |  | Fiberglass Reinforced Plastic | Pressurized
SHAW INDUSTRIES INC PLANT #1 | NS EAST FRANKLIN ST | DALTON | Whitfield | 1550255 | 6 | [5 empty] | Removed from Ground | Empty | 1000 | Bare Steel | 1961-05-07 | 1988-10-01 | Unknown
P.G. ROYAL INC | 705 S THORNTON AVE | DALTON | Whitfield | 1550234 | 5 | [5 empty] | Removed from Ground | Gas (Historical Use) | 3000 | Bare Steel | 1967-04-28 | 1985-11-01 | Galvanized Steel
SUPERIOR TRANSPORT INC | 139 RICHARDSON DR | DALTON | Whitfield | 1550235 | 6 | [5 empty] | Removed from Ground | Gas (Historical Use) | 2000 | Bare Steel | 1976-04-25 | 1988-10-01 | Galvanized Steel
MCALLISTERS FOOD MART INC | 1521 W WALNUT AVE | DALTON | Whitfield | 1550233 | 2 | [5 empty] | Removed from Ground | Gas (Historical Use) | 10000 | Bare Steel | 1969-04-27 | 1986-09-26 | Galvanized Steel
SMITH & GREEN CONSTRUCTION CO IN | 902 N HAMILTON ST | DALTON | Whitfield | 1550240 | 2 | [5 empty] | Removed from Ground | Diesel | 1000 | Not Marked/Unknown | 1970-04-04 | 1899-12-31 | Not Marked
DALTON WHITFIELD CO MAINT HQ #10 | US HWY 41 SOUTH | DALTON | Whitfield | 1550243 | 61501 | [5 empty] | Removed from Ground | Gas (Historical Use) | 1000 | Bare Steel | 1986-04-29 | 1989-06-22 | Galvanized Steel
PILOT TRAVEL CENTER #319 PERLIS | 244 CONNECTOR 3 SW & I-75 | DALTON | Whitfield | 1550160 | 13 | Overfill Alarm | 1992-09-23 | FALSE | 1992-09-23 | FALSE | Currently in Use | Diesel | 20000 | Fiberglass | 1992-09-23 |  | Double-Walled Fiberglass | Pressurized
PILOT TRAVEL CENTER #319 PERLIS | 244 CONNECTOR 3 SW & I-75 | DALTON | Whitfield | 1550160 | 18 | Overfill Alarm | 1992-09-23 | FALSE | 1992-09-23 | FALSE | Currently in Use | Diesel | 20000 | Fiberglass | 1992-09-23 |  | Double-Walled Fiberglass | Pressurized
COLONIAL BAKING CO | UNKNOWN | DALTON | Whitfield | 1550280 | 1 | [5 empty] | Closed in Ground | Empty | 10000 | Fiberglass | 1974-05-19 | 1988-09-01 | Fiberglass Reinforced Plastic
CIRCLE K #2723523 | 1010 E WALNUT AVE @ RIVERBEND | DALTON | Whitfield | 1550274 | 2 | Flapper Valve | 1997-11-10 | FALSE | 1997-11-10 | FALSE | Currently in Use | Premium | 10000 | Steel-Impressed Current | 1978-01-03 |  | Steel (Impressed Current) | Pressurized
PENSKE TRUCK LEASING CO LP | 3554 S DIXIE HWY SE | DALTON | Whitfield | 1550159 | 122-1 |  | 1991-06-01 |  | 1991-06-01 |  | Removed from Ground | Gas (Historical Use) | 8000 | Fiberglass | 1973-05-11 | 2005-06-01 | Fiberglass Reinforced Plastic | Pressurized
RaceTrac #289 - Dalton | 1511 W WALNUT AVE | DALTON | Whitfield | 1550158 | 1 |  | 1988-01-01 |  | 1988-01-01 |  | Removed from Ground | Gas (Historical Use) | 12000 | Steel-Impressed Current | 1981-05-09 | 2000-05-01 | Fiberglass Reinforced Plastic | Pressurized
PILOT TRAVEL CENTER #319 PERLIS | 244 CONNECTOR 3 SW & I-75 | DALTON | Whitfield | 1550160 | 6 | [5 empty] | Removed from Ground | Diesel | 10000 | Epoxy | 1971-05-12 | 1992-07-29 | Galvanized Steel | Pressurized
PILOT TRAVEL CENTER #319 PERLIS | 244 CONNECTOR 3 SW & I-75 | DALTON | Whitfield | 1550160 | 10 | [5 empty] | Removed from Ground | Kerosene | 1000 | Epoxy | 1992-07-29 | 1992-07-29 | Galvanized Steel | Pressurized
PILOT TRAVEL CENTER #319 PERLIS | 244 CONNECTOR 3 SW & I-75 | DALTON | Whitfield | 1550160 | 9 | [5 empty] | Removed from Ground | Diesel | 5000 | Epoxy | 1971-05-12 | 1992-07-29 | Galvanized Steel | Suction (American)
YOUNG'S GULF | 1818 CHATTANOOGA RD | DALTON | Whitfield | 1550266 | 3 |  | 1987-11-30 |  | 1987-11-30 |  | Removed from Ground | Gas (Historical Use) | 6000 | Cathodically Protected Steel | 1969-05-10 | 2004-07-20 | Fiberglass Reinforced Plastic
SHAW INDUSTRIES INC PLT #2 | 5 S HAMILTON ST EXTENTION | DALTON | Whitfield | 1550267 | 6 | [5 empty] | Removed from Ground | Diesel | 1000 | Bare Steel | 1984-04-23 | 1987-06-01 | Galvanized Steel
WORLD CARPETS INC/IND PARK | 2100 SOUTH HAMILTON ST | DALTON | Whitfield | 9000648 | 2B | [5 empty] | Closed in Ground | Other | 30000 | Bare Steel | 1971-03-23 | 1988-11-30 | Bare Steel
FORMER DALTON PAVING AND CONTRUCTION CO | 530 ELM ST | DALTON | Whitfield | 1550210 | 3 | [5 empty] | Removed from Ground | Empty | 1000 | Bare Steel | 1971-03-23 | 1988-10-01 | Galvanized Steel
FORMER DALTON PAVING AND CONTRUCTION CO | 530 ELM ST | DALTON | Whitfield | 1550210 | DUP238 | [5 empty] | Removed from Ground | Diesel | 10000 | Bare Steel | 1973-03-22 | 1988-10-01 | Galvanized Steel
HARRIS SERVICE CENTER INC | 1817 HWY 41 S | DALTON | Whitfield | 1550205 | 3 |  |  | TRUE |  | TRUE | Removed from Ground | Used Oil | 500 | Bare Steel | 1966-03-15 | 1991-03-01 | Galvanized Steel
AL JOHNSON VOLKSWAGEN/VOLVO INC | 1202 CLEVELAND HWY | DALTON | Whitfield | 1550206 | 2 |  |  | TRUE |  | TRUE | Removed from Ground | Used Oil | 250 | Bare Steel | 1974-03-13 | 1986-06-01 | Unknown
VALLEY POINT ELEM. SCHOOL | 3798 DIXIE RD S.E. | DALTON | Whitfield | 1550253 | 1 | [5 empty] | Removed from Ground | Diesel | 8000 | Bare Steel | 1962-05-06 | 1992-06-01 | Bare Steel
BROWN TRANSPORT CORP | US HWY 41 | DALTON | Whitfield | 1550263 | 2 | [5 empty] | Removed from Ground | Diesel | 3000 | Bare Steel | 1990-05-09 | 1990-05-09 | Unknown
CHEVRON USA INC | I 75 & APUR 3 | DALTON | Whitfield | 1550231 | 1 | [5 empty] | Removed from Ground | Gas (Historical Use) | 10000 | Fiberglass | 1982-04-24 | 1990-01-01 | Fiberglass Reinforced Plastic
TRICO II SE PETROLEUM CORP #518 | 1201 GLENWOOD AVE | DALTON | Whitfield | 1550228 | 1 |  | 1991-06-01 |  | 1991-06-01 |  | Removed from Ground | Gas (Historical Use) | 10000 | Fiberglass | 1969-04-15 | 2005-01-25 | Galvanized Steel | Pressurized
MCALLISTERS FOOD MART INC | 1521 W WALNUT AVE | DALTON | Whitfield | 1550233 | 6 |  | 1997-05-01 |  | 1997-05-01 |  | Removed from Ground | Gas (Historical Use) | 10000 | Fiberglass | 1986-11-03 | 2007-10-29 | Fiberglass Reinforced Plastic | Pressurized
RYDER TRUCK RENTAL INC | 2950 NORTH DOUG GAP RD | DALTON | Whitfield | 1550212 | 5 |  |  | TRUE |  | TRUE | Removed from Ground | Used Oil | 2000 | Bare Steel | 1974-03-20 | 1994-04-01 | Galvanized Steel
RP PATEL LLC | 1321 DUG GAP RD | DALTON | Whitfield | 1550204 | 1 | Flapper Valve | 1997-06-01 |  | 1997-06-01 |  | Currently in Use | Gas (Historical Use) | 6000 | Steel-Impressed Current | 1981-03-25 |  | Steel (Impressed Current) | Safe Suction (Euro)
CIRCLE K #2723502 | 3608 CHATSWORTH HWY | DALTON | Whitfield | 1550198 | 3 | [5 empty] | Removed from Ground | Gas (Historical Use) | 8000 | Cathodically Protected Steel | 1985-03-24 | 1899-12-31 | Galvanized Steel | Pressurized
GRIFFIN & KIRK AMOCO | 1009 S THORNTON AVE | DALTON | Whitfield | 1550259 | 6 |  |  | FALSE |  | FALSE | Removed from Ground | Used Oil | 500 | Unknown | 2003-07-25 | 2003-07-25
GA FC/WHITFIELD CO UNIT | 2517 CLEVELAND RD | DALTON | Whitfield | 1550236 | 205934 |  | 1992-12-06 |  | 1992-12-06 |  | Removed from Ground | Diesel | 1000 | Galvanic (STIP-3) | 1992-12-06 | 2007-01-30 | Cathodically Protected | Safe Suction (Euro)
GA FC/WHITFIELD CO UNIT | 2517 CLEVELAND RD | DALTON | Whitfield | 1550236 | 205932 |  | 1992-12-06 |  | 1992-12-06 |  | Removed from Ground | Gas (Historical Use) | 1000 | Galvanic (STIP-3) | 1992-12-06 | 2007-01-30 | Cathodically Protected | Safe Suction (Euro)
SUPERIOR TRANSPORT INC | 139 RICHARDSON DR | DALTON | Whitfield | 1550235 | 5 | Flapper Valve | 1993-12-20 |  | 1993-12-20 |  | Removed from Ground | Kerosene | 10000 | Steel-Impressed Current | 1984-04-23 | 2010-03-15 | Steel (Impressed Current) | Pressurized
SUPERIOR TRANSPORT INC | 139 RICHARDSON DR | DALTON | Whitfield | 1550235 | 4 | Flapper Valve | 1993-12-20 |  | 1993-12-20 |  | Removed from Ground | Diesel | 10000 | Steel-Impressed Current | 1984-04-23 | 2010-03-15 | Steel (Impressed Current) | Pressurized
COCA-COLA ENTERPRISES | 1000 THORNTON AVE | DALTON | Whitfield | 1550239 | 1 | [5 empty] | Removed from Ground | Gas (Historical Use) | 1000 | Bare Steel | 1980-04-11 | 1990-02-01 | Galvanized Steel
PENSKE TRUCK LEASING CO LP | 3554 S DIXIE HWY SE | DALTON | Whitfield | 1550159 | 122-5 |  |  | TRUE |  | TRUE | Removed from Ground | Used Oil | 3000 | Fiberglass | 1973-05-11 | 1991-06-01 | Unknown
HORACE GRAVELY | 1607 MURRAY AVENUE | DALTON | Whitfield | 9155113 | 2 | [5 empty] | Removed from Ground | Gas (Historical Use) | 1000 | Not Marked/Unknown | 1997-07-30 | 1997-07-30 | Not Marked
Shivbaba 21 LLC | 3385 AIRPORT RD | DALTON | Whitfield | 9155104 | 2 | Ball Float | 1996-06-07 | FALSE | 1996-06-07 | FALSE | Currently in Use | Diesel | 10000 | Galvanic (STIP-3) | 1996-06-07 |  | Fiberglass Reinforced Plastic | Pressurized
HARRY'S #5 | 100 KIDS DR | DALTON | Whitfield | 10000481 | 3B | Ball Float | 2003-08-01 | FALSE | 2003-08-01 | FALSE | Currently in Use | Diesel | 4000 | Composite | 2003-07-25 |  |  | Pressurized
HAMILTON MEDICAL CENTER | 1200 MEMORIAL DR | DALTON | Whitfield | 9155120 | 1 | Flapper Valve | 1999-03-01 | FALSE | 1997-08-01 | FALSE | Removed from Ground | Diesel | 15000 | Steel-Impressed Current | 1972-01-01 |  | Double-Walled Fiberglass | Safe Suction (Euro)
J C PENNEY | 2150 E WALNUT AVE | DALTON | Whitfield | 9155105 | 1 | [5 empty] | Removed from Ground | Diesel | 280 | Cathodically Protected Steel | 1982-02-03 | 1999-11-08 | Bare Steel | Safe Suction (Euro)
SUTTLES BRO BP | 601 S HAMILTON STREET | DALTON | Whitfield | 9155089 | 2 |  |  | FALSE |  | FALSE | Abandoned-No Known Release | Gas (Historical Use) | 2000 |  | 1999-03-17 |  | Galvanized Steel | Suction (American)
GA DHR/CHEERHAVEN INC | 2738 UNDERWOOD RD | DALTON | Whitfield | 1550168 | 2 | [5 empty] | Removed from Ground | Gas (Historical Use) | 500 | Bare Steel | 1979-03-01 | 1990-08-24 | Galvanized Steel
BROOKER FORD INC | 1323 W WALNUT AVE | DALTON | Whitfield | 1550167 | 1 |  | 1998-08-01 |  | 1998-08-01 |  | Removed from Ground | Gas (Historical Use) | 2000 | Steel-Impressed Current | 1973-03-02 | 2004-11-13 | Cathodically Protected | Suction (American)
THOMAS & GEORGE WRIGHT | 1302 E WALNUT AVE | DALTON | Whitfield | 10000684 | 1 |  |  | FALSE |  | FALSE | Removed from Ground | Gas (Historical Use) | 1000 | Bare Steel | 2004-06-02 | 2004-06-02
DALTON UTILITIES | 2101 RIVERBEND RD | DALTON | Whitfield | 9155128 | 1 | Flapper Valve | 2000-02-10 | FALSE | 2000-02-10 | FALSE | Currently in Use | Diesel | 6000 | Composite | 2000-02-10 |  | Fiberglass Reinforced Plastic | Safe Suction (Euro)
FORMER GASOLINE STATION | 1413 OLD CHATTANOOGA RD | DALTON | Whitfield | 9155125 | 3 | [5 empty] | Removed from Ground | Gas (Historical Use) | 1000 | Bare Steel | 2001-01-06 | 2001-01-06 | Bare Steel | Safe Suction (Euro)
CLARKLIFT OF DALTON INC | 631 N GLENWOOD AVE | DALTON | Whitfield | 9155100 | 1DF | [5 empty] | Removed from Ground | Gas (Historical Use) | 0 | Not Marked/Unknown | 1996-08-01 | 1996-08-01 | Not Marked
FORMER GASOLINE STATION | 1413 OLD CHATTANOOGA RD | DALTON | Whitfield | 9155125 | 2 | [5 empty] | Removed from Ground | Gas (Historical Use) | 1000 | Bare Steel | 2001-01-06 | 2001-01-06 | Bare Steel | Safe Suction (Euro)
FORMERLY JET/KAYO STATION | 2300 CHATTANOOGA RD | DALTON | Whitfield | 9155116 | 1 | [5 empty] | Removed from Ground | Gas (Historical Use) | 10 | Not Marked/Unknown | 1998-06-01 | 1998-06-01 | Not Marked
Shivbaba 21 LLC | 3385 AIRPORT RD | DALTON | Whitfield | 9155104 | 3 | Ball Float | 1996-06-07 | FALSE | 1996-06-07 | FALSE | Currently in Use | Premium | 10000 | Galvanic (STIP-3) | 1996-06-07 |  | Fiberglass Reinforced Plastic | Pressurized
CLARKLIFT OF DALTON INC | 631 N GLENWOOD AVE | DALTON | Whitfield | 9155100 | 2RU | [5 empty] | Removed from Ground | Diesel | 0 | Not Marked/Unknown | 1996-08-01 | 1996-08-01 | Not Marked
SHAW INDUSTRIES INC PLT #80 | SOUTH HAMILTON ST | DALTON | Whitfield | 1550150 | 3 | [5 empty] | Removed from Ground | Diesel | 3000 | Marked Unknown | 1969-05-11 | 1992-03-01 | Galvanized Steel
TEXTILE INDUSTRIAL WELDING INC | 109 LILLIAN DR | DALTON | Whitfield | 1550195 | 2-UNL | [5 empty] | Removed from Ground | Gas (Historical Use) | 1000 | Bare Steel | 1984-09-01 | 1996-05-15 | Galvanized Steel
DALTON COLLEGE/PHYSICAL PLANT | 650 COLLEGE DR | DALTON | Whitfield | 1550176 | 3 | Flapper Valve | 2007-01-20 | FALSE | 2007-01-20 | FALSE | Currently in Use | Regular | 2500 | Fiberglass Double Walled | 2007-01-15 |  | Fiberglass Reinforced Plastic | Safe Suction (Euro)
STOP N GO | 2201 CHATTANOOGA RD | DALTON | Whitfield | 1550125 | 4 |  | 1994-03-01 |  | 1994-03-01 |  | Currently in Use | Gas (Historical Use) | 8200 | Galvanic (STIP-3) | 1986-01-01 |  | Flex | Pressurized
HORACE GRAVELY | 1607 MURRAY AVENUE | DALTON | Whitfield | 9155113 | 3 | [5 empty] | Removed from Ground | Gas (Historical Use) | 1000 | Not Marked/Unknown | 1997-07-30 | 1997-07-30 | Not Marked
HARRY'S #5 | 100 KIDS DR | DALTON | Whitfield | 10000481 | 1 | Ball Float | 2003-08-01 | FALSE | 2003-08-01 | FALSE | Currently in Use | Regular | 20000 | Composite | 2003-07-25 |  |  | Pressurized
HAMILTON MEDICAL CENTER | 1200 MEMORIAL DR | DALTON | Whitfield | 9155120 | 5 |  | 1999-03-01 |  | 1997-08-01 |  | Removed from Ground | Diesel | 1200 | Steel-Impressed Current | 1988-01-01 | 1899-12-31 | Cathodically Protected | Suction (American)
HAMILTON MEDICAL CENTER | 1200 MEMORIAL DR | DALTON | Whitfield | 9155120 | 4 | Flapper Valve | 1999-03-01 |  | 1997-08-01 | TRUE | Removed from Ground | Diesel | 500 | Galvanic (STIP-3) | 1990-01-01 | 2010-03-11 | Fiberglass Reinforced Plastic | Suction (American)
DALTON UTILITIES | 1200 V D PARROTT JR PKWY | DALTON | Whitfield | 9155085 | 2 | [5 empty] | Removed from Ground | Diesel | 8000 | Bare Steel | 1976-02-10 | 1998-06-23 | Bare Steel | Suction (American)
VACANT/LENMAR CHEMICAL COPR | 705 CONWAY ST | DALTON | Whitfield | 1550148 | 2 | [5 empty] | Removed from Ground | Other | 8000 | Bare Steel | 1971-05-12 | 1988-07-01 | Galvanized Steel
B&M MARKET | 2225 ABUTMENT RD | DALTON | Whitfield | 1550166 | 3 | [5 empty] | Removed from Ground | Gas (Historical Use) | 10000 | Bare Steel | 1976-04-12 | 1998-08-25 | Galvanized Steel | Suction (American)
ROGERS DYE FINISHING CO | 1000 RIVERBEND RD | DALTON | Whitfield | 1550192 | 2 | [5 empty] | Removed from Ground | Gas (Historical Use) | 6000 | Bare Steel | 1974-03-06 | 1992-08-27 | Unknown
DALTON UTILITIES | 2101 RIVERBEND RD | DALTON | Whitfield | 9155128 | 2 | Flapper Valve | 2000-02-10 | FALSE | 2000-02-10 | FALSE | Currently in Use | Regular | 4000 | Composite | 2000-02-10 |  | Fiberglass Reinforced Plastic | Safe Suction (Euro)
FORMERLY JET/KAYO STATION | 2300 CHATTANOOGA RD | DALTON | Whitfield | 9155116 | 2 | [5 empty] | Removed from Ground | Gas (Historical Use) | 10 | Not Marked/Unknown | 1998-06-01 | 1998-06-01 | Not Marked
ALADDIN MILLS - HAMILTON STREET | 1811 S HAMILTON STREET | DALTON | Whitfield | 9155110 | 1 | [5 empty] | Removed from Ground | Gas (Historical Use) | 1000 | Not Marked/Unknown | 1997-04-14 | 1997-04-14 | Not Marked
DALTON BEVERAGE CO. | 201 EAST TYLER ST. | DALTON | Whitfield | 1550156 | 2 |  | 1998-09-29 |  | 1998-09-29 |  | Removed from Ground | Diesel | 10000 | Steel-Impressed Current | 1984-05-08 | 2003-01-29 | Cathodically Protected | Pressurized
ARROW ENGINEERING INC | HUGHWAY 41 SOUTH | DALTON | Whitfield | 1550164 | 2 | [5 empty] | Removed from Ground | Gas (Historical Use) | 560 | Bare Steel | 1974-03-01 | 1988-01-01 | Galvanized Steel
GOODYEAR ASC. 3529 | 306 W WALNUT | DALTON | Whitfield | 1550134 | 1 |  |  | TRUE |  | TRUE | Removed from Ground | Used Oil | 550 | Bare Steel | 1974-05-08 | 1995-09-06 | Bare Steel | Gravity Fed
DALTON FIRE DEPT. | 1024 ABUTMENT RD | DALTON | Whitfield | 1550146 | 1 | [5 empty] | Removed from Ground | Diesel | 550 | Double Walled | 1988-10-28 | 1995-09-21 | Fiberglass Reinforced Plastic | Pressurized
DALTON TEXACO | 503 HOLIDAY AVE | DALTON | Whitfield | 1550123 | 2 |  | 1998-11-01 |  | 1998-11-01 |  | Removed from Ground | Diesel | 4000 | Steel-Impressed Current | 1971-05-17 | 2006-04-27 | Cathodically Protected | Pressurized
ANTIOCH SUPERETTE | 1601 RIVERBEND RD | DALTON | Whitfield | 1550122 | 1 | Flapper Valve | 1988-12-01 | FALSE | 1988-12-01 | FALSE | Removed from Ground | Gas (Historical Use) | 6000 | Fiberglass | 1988-12-01 | 2019-11-14 | Fiberglass Reinforced Plastic | Safe Suction (Euro)
NORTH GA READY MIX | 419 N SELVIDGE ST | DALTON | Whitfield | 1550139 | 1 | [5 empty] | Removed from Ground | Diesel | 6000 | Bare Steel | 1966-05-13 | 1995-08-01 | Galvanized Steel | Suction (American)
Bhavana Bhupendra LLC | 1729 S Dixie Highway | DALTON | Whitfield | 1550053 | 2 | [5 empty] | Removed from Ground | Gas (Historical Use) | 3000 | Bare Steel | 1967-05-10 | 1988-05-01 | Galvanized Steel
Circle K 2709345 | 2000 CHATTANOOGA RD | DALTON | Whitfield | 1550044 | 1 | Ball Float | 1994-06-21 | FALSE | 1994-06-21 | FALSE | Currently in Use | Regular | 10152 | Galvanic (STIP-3) | 1985-05-08 |  | Fiberglass Reinforced Plastic | Pressurized
FAVORITE MARKET #58 | 1517 WALNUT AVE | DALTON | Whitfield | 1550041 | SUL | [5 empty] | Removed from Ground | Gas (Historical Use) | 10152 | Bare Steel | 1989-10-30 | 1989-10-30 | Galvanized Steel
HORACE GRAVELY | 1607 MURRAY AVENUE | DALTON | Whitfield | 9155113 | 1 | [5 empty] | Removed from Ground | Gas (Historical Use) | 1000 | Not Marked/Unknown | 1997-07-30 | 1997-07-30 | Not Marked
HARRY'S #5 | 100 KIDS DR | DALTON | Whitfield | 10000481 | 3A | Ball Float | 2003-08-01 | FALSE | 2003-08-01 | FALSE | Currently in Use | Diesel | 8000 | Composite | 2003-07-25 |  |  | Pressurized
Shivbaba 21 LLC | 3385 AIRPORT RD | DALTON | Whitfield | 9155104 | 1 | Ball Float | 1996-06-07 | FALSE | 1996-06-07 | FALSE | Currently in Use | Regular | 10000 | Galvanic (STIP-3) | 1996-06-07 |  | Fiberglass Reinforced Plastic | Pressurized
DALTON UTILITIES | 1200 V D PARROTT JR PKWY | DALTON | Whitfield | 9155085 | 5 | Flapper Valve | 1998-07-02 | FALSE | 1998-07-02 | FALSE | Currently in Use | Diesel | 10000 | Composite | 1998-07-02 |  | Fiberglass Reinforced Plastic | Safe Suction (Euro)
DALTON UTILITIES | 1200 V D PARROTT JR PKWY | DALTON | Whitfield | 9155085 | 4 | Flapper Valve | 1998-07-01 | FALSE | 1998-07-01 | FALSE | Currently in Use | Regular | 10000 | Composite | 1998-07-02 |  | Fiberglass Reinforced Plastic | Safe Suction (Euro)
DALTON BEVERAGE CO. | 201 EAST TYLER ST. | DALTON | Whitfield | 1550156 | 1 |  | 1998-09-29 |  | 1998-09-29 |  | Removed from Ground | Gas (Historical Use) | 10000 | Steel-Impressed Current | 1984-05-08 | 2003-01-29 | Cathodically Protected | Pressurized
CONAGRA PROCESSING PLANT | 429 SOUTH HAMILTON ST | DALTON | Whitfield | 1550169 | 2 | [5 empty] | Removed from Ground | Empty | 100 | Bare Steel | 1994-11-01 | 1994-11-01 | Unknown
BROOKER FORD INC | 1323 W WALNUT AVE | DALTON | Whitfield | 1550167 | 2 | [5 empty] | Removed from Ground | Gas (Historical Use) | 500 | Bare Steel | 1984-02-28 | 2004-11-13 | Galvanized Steel
WACHOVIA BANK | 201 SOUTH HAMILTON STREET | DALTON | Whitfield | 10000768 | 1 |  |  | FALSE |  | FALSE | Removed from Ground | Not Marked/Tank Removed | 0 | Unknown |  | 1899-12-31
DALTON BEVERAGE CO. | 201 EAST TYLER ST. | DALTON | Whitfield | 1550156 | 3 | [5 empty] | Removed from Ground | Empty | 1000 | Bare Steel | 1979-05-10 | 1985-07-15 | Galvanized Steel
STOP N GO | 2201 CHATTANOOGA RD | DALTON | Whitfield | 1550125 | 8 | [5 empty] | Removed from Ground | Empty | 10000 | Bare Steel | 1974-05-02 | 1986-08-01 | Galvanized Steel
STOP N GO | 2201 CHATTANOOGA RD | DALTON | Whitfield | 1550125 | 2 |  | 1994-03-01 |  | 1994-03-01 |  | Currently in Use | Gas (Historical Use) | 10000 | Galvanic (STIP-3) | 1986-01-01 |  | Double-Walled Flex | Pressurized
DALTON FIRE DEPT. | 1024 ABUTMENT RD | DALTON | Whitfield | 1550146 | 2 | [5 empty] | Removed from Ground | Diesel | 1000 | Bare Steel | 1976-05-10 | 1995-09-21 | Galvanized Steel
WAYNE GARRETT S CURVE STATION | 807 SOUTH THORNTON AVE | DALTON | Whitfield | 1550119 | 3 | [5 empty] | Removed from Ground | Other | 3000 | Not Marked/Unknown | 1991-04-23 | 1991-04-23 | Not Marked
WHALEYS GROCERY | 498 CALLAHAN RD | DALTON | Whitfield | 1550113 | 2 |  | 1998-12-01 |  | 1998-12-01 |  | Removed from Ground | Gas (Historical Use) | 1000 | Steel-Impressed Current | 1966-05-18 | 2012-03-15 | Cathodically Protected | Suction (American)
ROGERS DYE FINISHING CO | 1000 RIVERBEND RD | DALTON | Whitfield | 1550192 | 1 | [5 empty] | Removed from Ground | Gas (Historical Use) | 5000 | Bare Steel | 1974-03-06 | 1992-08-27 | Unknown
DALTON PUBLIC SCHOOLS | 100 SOUTH HAMILTON | DALTON | Whitfield | 1550178 | 1 | [5 empty] | Removed from Ground | Empty | 500 | Bare Steel | 1970-03-07 | 1997-01-29 | Galvanized Steel
GA DEPT OF PUBLIC SAFETY POST 5 | 2401 CHATTANOOGA RD | DALTON | Whitfield | 1550181 | 1 | [5 empty] | Removed from Ground | Gas (Historical Use) | 6000 | Bare Steel | 1973-03-09 | 2007-02-07 | Unknown
DALTON TEXACO | 503 HOLIDAY AVE | DALTON | Whitfield | 1550123 | 3 |  | 1998-11-01 |  | 1998-11-01 |  | Removed from Ground | Gas (Historical Use) | 10000 | Steel-Impressed Current | 1971-05-17 | 2006-04-27 | Cathodically Protected | Pressurized
WHALEYS GROCERY | 498 CALLAHAN RD | DALTON | Whitfield | 1550113 | 6 |  |  | FALSE |  | FALSE | Removed from Ground | Kerosene | 500 | Bare Steel | 2012-03-15 | 2012-03-15
G&M AUTO SALES/ROBO OF DALTON | 923 NORTH GLENWOOD AVE | DALTON | Whitfield | 1550101 | 2 | [5 empty] | Removed from Ground | Gas (Historical Use) | 8000 | Bare Steel | 1971-05-12 | 1994-03-28 | Bare Steel
LEND LEASE TRUCKS INC | 1810 SOUTH HAMILTON ST | DALTON | Whitfield | 1550058 | 2 | [5 empty] | Removed from Ground | Diesel | 10000 | Bare Steel | 1971-01-01 | 1992-06-23 | Bare Steel | Safe Suction (Euro)
AT&T | DUG GAP RD | DALTON | Whitfield | 1550055 | 2 | [5 empty] | Removed from Ground | Diesel | 560 | Marked Unknown | 1966-05-07 | 1995-09-26 | Unknown
Circle K 2709344 | 799 NORTH VARNELL RD | TURNER HILL | Whitfield | 1550017 | UL | [5 empty] | Removed from Ground | Gas (Historical Use) | 6047 | Bare Steel | 1971-05-04 | 1989-01-01 | Galvanized Steel
HAMILTON MEDICAL CENTER | 1200 MEMORIAL DR | DALTON | Whitfield | 9155120 | 2 | Flapper Valve | 1999-03-01 | FALSE | 1997-08-01 | FALSE | Removed from Ground | Diesel | 15000 | Steel-Impressed Current | 1972-01-01 |  | Double-Walled Fiberglass | Safe Suction (Euro)
FORMER GASOLINE STATION | 1413 OLD CHATTANOOGA RD | DALTON | Whitfield | 9155125 | 1 | [5 empty] | Removed from Ground | Kerosene | 500 | Bare Steel | 2001-01-06 | 2001-01-06 | Bare Steel | Safe Suction (Euro)
SHAW INDUSTRIES INC PLT #80 | SOUTH HAMILTON ST | DALTON | Whitfield | 1550150 | 4 | [5 empty] | Removed from Ground | Diesel | 30000 | Bare Steel | 1969-05-11 | 1989-06-01 | Bare Steel
GA DHR/CHEERHAVEN INC | 2738 UNDERWOOD RD | DALTON | Whitfield | 1550168 | 1 | [5 empty] | Removed from Ground | Gas (Historical Use) | 2000 | Bare Steel | 1977-03-01 | 2004-08-23 | Galvanized Steel
TEXTILE INDUSTRIAL WELDING INC | 109 LILLIAN DR | DALTON | Whitfield | 1550195 | 1-REG | [5 empty] | Removed from Ground | Gas (Historical Use) | 500 | Bare Steel | 1984-09-01 | 1996-05-15 | Galvanized Steel
ALLTEL GEORGIA INC | DAL-B DALE RD | DALTON | Whitfield | 1550183 | 1AST | [5 empty] | Currently in Use | Diesel | 1000 | Bare Steel | 1974-03-09 |  | Galvanized Steel
HUNTSMAN PACKAGING CORPORATION | 109 POLYPAC DR | DALTON | Whitfield | 1550127 | 2 | [5 empty] | Removed from Ground | Other | 8000 | Bare Steel | 1981-01-02 | 1996-06-25 | Galvanized Steel
SOUTHEASTERN FREIGHT LINES | 180 CROSS PLAINS BLVD | DALTON | Whitfield | 1550135 | 1 |  |  | TRUE |  | TRUE | Removed from Ground | Used Oil | 500 | Marked Unknown | 1985-05-08 | 1996-09-24 | Not Marked | Gravity Fed
RHONE POULENC INC/LYNDAL CHEMICA | 1338 CORONET DR | DALTON | Whitfield | 1550130 | 1 | [5 empty] | Removed from Ground | Hazardous Substance | 35050 | Cathodically Protected Steel | 1953-05-16 | 1991-02-01 | Not Marked
MOUNTAIN VIEW MOTORS | 2000 BROWNS BRIDGE RD | DALTON | Whitfield | 1550116 | 1 | [5 empty] | Closed in Ground | Gas (Historical Use) | 4000 | Bare Steel | 1978-05-15 | 1990-04-06 | Galvanized Steel
WHALEYS GROCERY | 498 CALLAHAN RD | DALTON | Whitfield | 1550113 | 3 | [5 empty] | Removed from Ground | Kerosene | 550 | Bare Steel | 1966-05-18 | 1899-12-31 | Galvanized Steel
DALTON INDUSTRIAL SYSTEMS INC | 1311 DEE ST. | DALTON | Whitfield | 1550111 | 1 | [5 empty] | Removed from Ground | Diesel | 1000 | Bare Steel | 1979-05-15 | 1988-09-01 | Galvanized Steel
TATES 66 SERVICE STATION | 203 S SELVIDGE ST | DALTON | Whitfield | 1550054 | 4 |  |  | TRUE |  | TRUE | Removed from Ground | Used Oil | 500 | Bare Steel | 1986-05-08 | 1998-12-01 | Galvanized Steel
TATES 66 SERVICE STATION | 203 S SELVIDGE ST | DALTON | Whitfield | 1550054 | 1 | Flapper Valve | 1998-12-01 | FALSE | 1998-12-01 | FALSE | Currently in Use | Diesel | 2000 | Composite | 1986-05-08 |  | Fiberglass Reinforced Plastic | Safe Suction (Euro)
FAVORITE MARKET #43 | 2962 CLEVELAND RD | DALTON | Whitfield | 1550040 | 1 | [5 empty] | Removed from Ground | Empty | 10000 | Bare Steel | 1979-05-10 | 1988-12-15 | Galvanized Steel
READY MIX USA DIVISION | 215 N GLENWOOD AVE | DALTON | Whitfield | 1550138 | 1 |  | 1998-08-05 |  | 1998-05-05 |  | Removed from Ground | Diesel | 10000 | Steel-Impressed Current | 1976-05-10 | 2007-07-25 | Cathodically Protected | Safe Suction (Euro)
BILLY HOLCOMB & SON INC | 1220 S HAMILTON ST | DALTON | Whitfield | 1550137 | 2 | [5 empty] | Removed from Ground | Gas (Historical Use) | 500 | Bare Steel | 1976-05-10 | 1998-11-24 | Galvanized Steel | Suction (American)
VACANT LOT | 225 NORTH GLENWOOD AVENUE | DALTON | Whitfield | 10000850 | 1 |  |  | FALSE |  | FALSE | Removed from Ground | Diesel | 500 | Bare Steel | 2004-11-18 | 2004-11-18
ALLIANCE NATIONAL BANK | 209 W CUYLER STREET | DALTON | Whitfield | 9155123 | 1 | [5 empty] | Removed from Ground | Gas (Historical Use) | 3000 | Bare Steel |  | 1899-12-31 | Bare Steel | Safe Suction (Euro)
HAMILTON MEDICAL CENTER | 1200 MEMORIAL DR | DALTON | Whitfield | 9155120 | 3 | Flapper Valve | 1999-03-01 | FALSE | 1997-08-01 | TRUE | Removed from Ground | Diesel | 15000 | Steel-Impressed Current | 1972-01-01 |  | Double-Walled Flex | Safe Suction (Euro)
FORMERLY JET/KAYO STATION | 2300 CHATTANOOGA RD | DALTON | Whitfield | 9155116 | 3 | [5 empty] | Removed from Ground | Diesel | 10 | Not Marked/Unknown | 1998-06-01 | 1998-06-01 | Not Marked
DALTON UTILITIES | 1200 V D PARROTT JR PKWY | DALTON | Whitfield | 9155085 | 1 | [5 empty] | Removed from Ground | Gas (Historical Use) | 8000 | Bare Steel | 1976-02-10 | 1998-06-23 | Bare Steel | Suction (American)
ARROW ENGINEERING INC | HUGHWAY 41 SOUTH | DALTON | Whitfield | 1550164 | 1 | [5 empty] | Removed from Ground | Gas (Historical Use) | 560 | Bare Steel | 1974-03-01 | 1988-01-01 | Galvanized Steel
ALLTEL GEORGIA INC | 914 VISTA DR | DALTON | Whitfield | 1550184 | 373052-1 | [5 empty] | Removed from Ground | Diesel | 2000 | Bare Steel | 1977-10-01 | 1989-09-01 | Unknown
CARRIER RESOURCES CORP. | 2952 DUG GAP RD | DALTON | Whitfield | 1550131 | 1 |  |  | FALSE |  | FALSE | Abandoned-No Known Release | Empty | 10000 | Bare Steel | 1971-05-12 |  | Galvanized Steel
MOUNTAIN VIEW MOTORS | 2000 BROWNS BRIDGE RD | DALTON | Whitfield | 1550116 | 3 | [5 empty] | Closed in Ground | Gas (Historical Use) | 1000 | Bare Steel | 1961-05-19 | 1990-04-06 | Galvanized Steel
STOP N GO | 2201 CHATTANOOGA RD | DALTON | Whitfield | 1550125 | 5 | Flapper Valve | 1994-03-01 | FALSE | 1994-03-01 | FALSE | Currently in Use | Diesel Off Road | 3000 | Galvanic (STIP-3) | 1986-01-01 |  | Flex | Safe Suction (Euro)
FORMER GASOLINE STATION | 1413 OLD CHATTANOOGA RD | DALTON | Whitfield | 9155125 | 4 | [5 empty] | Removed from Ground | Diesel | 1000 | Bare Steel | 2001-01-06 | 2001-01-06 | Bare Steel | Safe Suction (Euro)
HARRY'S #5 | 100 KIDS DR | DALTON | Whitfield | 10000481 | 2 | Ball Float | 2003-08-01 | FALSE | 2003-08-01 | FALSE | Currently in Use | Premium | 12000 | Composite | 2003-08-01 |  |  | Pressurized
DALTON UTILITIES | 1200 V D PARROTT JR PKWY | DALTON | Whitfield | 9155085 | 3 | [5 empty] | Removed from Ground | Diesel | 1000 | Bare Steel | 1998-07-02 | 1998-07-02 | Bare Steel
WOODDALE HEALTH CARE CENTER | 1102 BURLEYSON | DALTON | Whitfield | 9155090 | 2 | [5 empty] | Removed from Ground | Diesel | 4000 | Marked Unknown | 1995-12-01 | 1995-12-01 | Unknown
ANDERSON CO | 340 CROSS PLAINS | DALTON | Whitfield | 1550162 | 1 | [5 empty] | Removed from Ground | Diesel | 10000 | Bare Steel | 1981-02-06 | 1992-12-01 | Galvanized Steel
VACANT/LENMAR CHEMICAL COPR | 705 CONWAY ST | DALTON | Whitfield | 1550148 | 3 | [5 empty] | Removed from Ground | Other | 7000 | Bare Steel | 1971-05-12 | 1988-07-01 | Galvanized Steel
B&M MARKET | 2225 ABUTMENT RD | DALTON | Whitfield | 1550166 | 5 | [5 empty] | Removed from Ground | Empty | 1000 | Composite | 1974-08-06 | 1998-08-25 | Galvanized Steel | Suction (American)
RHONE POULENC INC/LYNDAL CHEMICA | 1338 CORONET DR | DALTON | Whitfield | 1550130 | 2 | [5 empty] | Permanently Out of Use - historical purposes | Empty | 3000 | Bare Steel | 1967-05-13 | 1899-12-31 | Galvanized Steel
MOUNTAIN VIEW MOTORS | 2000 BROWNS BRIDGE RD | DALTON | Whitfield | 1550116 | 2 | [5 empty] | Closed in Ground | Gas (Historical Use) | 1000 | Bare Steel | 1961-05-19 | 1990-04-06 | Galvanized Steel
JOHN ROGERS | 1407 CLEVELAND RD. | DALTON | Whitfield | 1550109 | 2 | [5 empty] | Removed from Ground | Gas (Historical Use) | 1000 | Bare Steel | 1956-05-13 | 1990-06-01 | Galvanized Steel
VACANT LOT | 225 NORTH GLENWOOD AVENUE | DALTON | Whitfield | 10000850 | 2 |  |  | FALSE |  | FALSE | Removed from Ground | Gas (Historical Use) | 1000 | Bare Steel | 2004-11-18 | 2004-11-18
FORMERLY JET/KAYO STATION | 2300 CHATTANOOGA RD | DALTON | Whitfield | 9155116 | 4 | [5 empty] | Removed from Ground | Gas (Historical Use) | 6 | Not Marked/Unknown | 1998-06-01 | 1998-06-01 | Not Marked
GREEN SPOT SUPERETTE | 624 5TH AVE | DALTON | Whitfield | 9155108 | DUMMY | [5 empty] | Permanently Out of Use - historical purposes | Diesel | 0 | Not Marked/Unknown |  | 1899-12-31 | Not Marked
SUTTLES BRO BP | 601 S HAMILTON STREET | DALTON | Whitfield | 9155089 | 1 |  |  | FALSE |  | FALSE | Abandoned-No Known Release | Gas (Historical Use) | 2000 |  | 1999-03-17 |  | Galvanized Steel | Suction (American)
PILOT TRAVEL CENTER #319 PERLIS | 244 CONNECTOR 3 SW & I-75 | DALTON | Whitfield | 1550160 | 12 | Overfill Alarm | 1992-09-23 | FALSE | 1992-09-23 | FALSE | Currently in Use | Diesel | 20000 | Fiberglass | 1992-09-23 |  | Double-Walled Fiberglass | Pressurized
CONAGRA PROCESSING PLANT | 429 SOUTH HAMILTON ST | DALTON | Whitfield | 1550169 | 1 | [5 empty] | Removed from Ground | Diesel | 1000 | Bare Steel | 1969-02-07 | 1989-11-24 | Galvanized Steel
STOP N GO | 2201 CHATTANOOGA RD | DALTON | Whitfield | 1550125 | 3 |  | 1994-03-01 |  | 1994-03-01 |  | Currently in Use | Diesel | 5000 | Galvanic (STIP-3) | 1986-01-01 |  | Flex | Pressurized
WAYNE GARRETT S CURVE STATION | 807 SOUTH THORNTON AVE | DALTON | Whitfield | 1550119 | 2 | [5 empty] | Removed from Ground | Other | 3000 | Not Marked/Unknown | 1991-04-23 | 1991-04-23 | Not Marked
Bhavana Bhupendra LLC | 1729 S Dixie Highway | DALTON | Whitfield | 1550053 | 10 | Ball Float | 1988-05-01 | FALSE | 1997-07-01 | FALSE | Currently in Use | Gas (Historical Use) | 6000 | Fiberglass | 1988-05-01 |  | Flex | Pressurized
TATES 66 SERVICE STATION | 203 S SELVIDGE ST | DALTON | Whitfield | 1550054 | 5 | [5 empty] | Removed from Ground | Gas (Historical Use) | 3000 | Bare Steel | 1986-05-08 | 1998-12-01 | Galvanized Steel | Suction (American)
HUNTSMAN PACKAGING CORPORATION | 109 POLYPAC DR | DALTON | Whitfield | 1550127 | 1 | [5 empty] | Removed from Ground | Other | 8000 | Bare Steel | 1981-01-02 | 1996-06-25 | Galvanized Steel
ANTIOCH SUPERETTE | 1601 RIVERBEND RD | DALTON | Whitfield | 1550122 | 3 | Flapper Valve | 1988-12-01 | FALSE | 1988-12-01 | FALSE | Removed from Ground | Gas (Historical Use) | 6000 | Fiberglass | 1988-12-01 | 2019-11-14 | Fiberglass Reinforced Plastic | Safe Suction (Euro)
DALTON COLLEGE/PHYSICAL PLANT | 650 COLLEGE DR | DALTON | Whitfield | 1550176 | 2 | Flapper Valve | 2007-01-20 | FALSE | 2007-01-20 | FALSE | Temporarily out of use | Diesel | 2500 | Fiberglass Double Walled | 2007-01-15 |  | Fiberglass Reinforced Plastic | Safe Suction (Euro)
HI-TECH INDUSTRIES INC | 110 E. WALNUT AVE. | DALTON | Whitfield | 1550174 | 4 | [5 empty] | Closed in Ground | Gas (Historical Use) | 1000 | Bare Steel | 1976-03-07 | 1998-12-31 | Galvanized Steel
HI-TECH INDUSTRIES INC | 110 E. WALNUT AVE. | DALTON | Whitfield | 1550174 | 5 | [5 empty] | Closed in Ground | Gas (Historical Use) | 8000 | Bare Steel | 1971-03-09 | 1998-12-31 | Galvanized Steel
B&M MARKET | 2225 ABUTMENT RD | DALTON | Whitfield | 1550166 | 1 | [5 empty] | Removed from Ground | Gas (Historical Use) | 10000 | Bare Steel | 1974-04-12 | 1998-08-25 | Galvanized Steel | Suction (American)
B&M MARKET | 2225 ABUTMENT RD | DALTON | Whitfield | 1550166 | 4 | [5 empty] | Removed from Ground | Empty | 1000 | Bare Steel | 1961-08-06 | 1998-08-25 | Galvanized Steel | Suction (American)
B&M MARKET | 2225 ABUTMENT RD | DALTON | Whitfield | 1550166 | 7 | [5 empty] | Removed from Ground | Kerosene | 550 | Bare Steel | 1974-01-01 | 1998-08-25 | Galvanized Steel | Suction (American)
DALTON PUBLIC SCHOOLS MAINTENANC | 412 S HAMILTON ST | DALTON | Whitfield | 1550180 | 1 | [5 empty] | Removed from Ground | Gas (Historical Use) | 2005 | Bare Steel | 1980-03-04 | 1997-01-27 | Galvanized Steel
STOP & SHOP | 1619 MURRAY AVE | DALTON | Whitfield | 1550115 | 1 | Flapper Valve | 1998-11-01 |  | 1998-11-01 |  | Removed from Ground | Gas (Historical Use) | 2000 | Steel-Impressed Current | 1966-05-18 | 2012-11-13 | Steel (Impressed Current) | Safe Suction (Euro)
WHALEYS GROCERY | 498 CALLAHAN RD | DALTON | Whitfield | 1550113 | 1 |  | 1998-12-01 |  | 1998-12-01 |  | Removed from Ground | Gas (Historical Use) | 2000 | Steel-Impressed Current | 1979-05-15 | 2012-03-15 | Cathodically Protected | Suction (American)
MILL CREEK GROCERY | MILL CREEK RD | DALTON | Whitfield | 1550099 | 1 | [5 empty] | Removed from Ground | Gas (Historical Use) | 1000 | Bare Steel | 1986-05-08 | 1990-04-12 | Galvanized Steel
DIXIE CAR WASH | 1108 S THORNTON AVE | DALTON | Whitfield | 1550097 | 1 | [5 empty] | Removed from Ground | Gas (Historical Use) | 3000 | Bare Steel | 1978-05-10 | 1998-01-29 | Galvanized Steel | Safe Suction (Euro)
LEND LEASE TRUCKS INC | 1810 SOUTH HAMILTON ST | DALTON | Whitfield | 1550058 | 3 | [5 empty] | Removed from Ground | Diesel | 10000 | Bare Steel | 1971-01-01 | 1992-06-23 | Bare Steel | Safe Suction (Euro)
Bhavana Bhupendra LLC | 1729 S Dixie Highway | DALTON | Whitfield | 1550053 | 7 | Ball Float | 1988-05-01 | FALSE | 1997-07-01 | FALSE | Currently in Use | Premium | 10000 | Fiberglass | 1988-05-01 |  | Flex | Pressurized
STOP N GO | 2201 CHATTANOOGA RD | DALTON | Whitfield | 1550125 | 6 | [5 empty] | Removed from Ground | Empty | 20000 | Bare Steel | 1974-05-02 | 1986-08-01 | Galvanized Steel
SERVICE AMERICA CORP | 209 BEAVERDALE RD NE | DALTON | Whitfield | 1550132 | 1 | [5 empty] | Removed from Ground | Gas (Historical Use) | 1000 | Bare Steel | 1969-12-08 | 1989-11-28 | Galvanized Steel
STOP & SHOP | 1619 MURRAY AVE | DALTON | Whitfield | 1550115 | 3 | Flapper Valve | 1998-11-01 |  | 1998-11-01 |  | Removed from Ground | Gas (Historical Use) | 2000 | Steel-Impressed Current | 1966-05-18 | 2012-11-13 | Steel (Impressed Current) | Safe Suction (Euro)
DALTON SHEET METAL | HWY 53 | DALTON | Whitfield | 1550096 | 1 | [5 empty] | Closed in Ground | Gas (Historical Use) | 1000 | Bare Steel | 1986-05-08 | 1989-04-01 | Galvanized Steel
ALLADEN MILLS | BRICKYARD RD | DALTON | Whitfield | 1550091 | 2 | [5 empty] | Removed from Ground | Gas (Historical Use) | 560 | Bare Steel | 1976-05-10 | 1988-12-01 | Galvanized Steel
TATES 66 SERVICE STATION | 203 S SELVIDGE ST | DALTON | Whitfield | 1550054 | 6B | Flapper Valve | 1998-12-26 | FALSE | 1998-12-26 | FALSE | Currently in Use | Gas (Historical Use) | 4000 | Composite | 1998-12-23 |  | Double-Walled Fiberglass | Pressurized
TATES 66 SERVICE STATION | 203 S SELVIDGE ST | DALTON | Whitfield | 1550054 | 6A | Flapper Valve | 1998-12-26 | FALSE | 1998-12-26 | FALSE | Currently in Use | Gas (Historical Use) | 6000 | Composite | 1998-12-23 |  | Double-Walled Fiberglass | Pressurized
COC 1ST BN 108TH ARMOR | 709 WEST CRAWFORD ST | DALTON | Whitfield | 1550021 | 1 | [5 empty] | Removed from Ground | Gas (Historical Use) | 1200 | Bare Steel | 1965-05-06 | 1899-12-31 | Unknown
Circle K 2709344 | 799 NORTH VARNELL RD | TURNER HILL | Whitfield | 1550017 | R-2 | [5 empty] | Removed from Ground | Gas (Historical Use) | 10152 | Bare Steel | 1971-05-04 | 1989-01-01 | Galvanized Steel
Circle K 2709344 | 799 NORTH VARNELL RD | TURNER HILL | Whitfield | 1550017 | S/U | [5 empty] | Removed from Ground | Gas (Historical Use) | 10152 | Composite | 1989-01-01 | 1997-01-01 | Fiberglass Reinforced Plastic | Pressurized
MEAD WOODLANDS | 3714 DIXIE HWY SW | DALTON | Whitfield | 1550018 | 1 | [5 empty] | Removed from Ground | Gas (Historical Use) | 1000 | Bare Steel | 1980-04-23 | 1991-05-22 | Galvanized Steel
GENERAL LATEX & CHEMICAL CORP. | 1206 LAMAR ST. | DALTON | Whitfield | 1550015 | 3 | [5 empty] | Closed in Ground | Empty | 12000 | Bare Steel | 1952-05-08 | 1986-04-01 | Not Marked
AT&T | 2602 RAILROAD ST | DALTON | Whitfield | 9155077 | 1 | [5 empty] | Removed from Ground | Diesel | 1500 | Cathodically Protected Steel | 1987-01-01 | 1996-03-01 | Copper | Suction (American)
WOODDALE HEALTH CARE CENTER | 1102 BURLEYSON | DALTON | Whitfield | 9155090 | 1 | [5 empty] | Removed from Ground | Gas (Historical Use) | 10000 | Marked Unknown | 1995-12-01 | 1995-12-01 | Unknown
G I R SYSTEMS INC | 1727 KIMBERLY PARK DR | DALTON | Whitfield | 1550182 | 1 | [5 empty] | Closed in Ground | Diesel | 12000 | Bare Steel | 1978-02-09 | 1997-12-01 | Bare Steel | Suction (American)
DALTON HIGH SCHOOL | 1500 MANLY ST | DALTON | Whitfield | 1550179 | 1 | [5 empty] | Removed from Ground | Gas (Historical Use) | 1000 | Fiberglass | 1976-03-05 | 1997-01-28 | Galvanized Steel
SOUTHEASTERN FREIGHT LINES | 180 CROSS PLAINS BLVD | DALTON | Whitfield | 1550135 | 2 | [5 empty] | Removed from Ground | Gas (Historical Use) | 550 | Cathodically Protected Steel | 1985-05-08 | 1994-08-25 | Galvanized Steel | Pressurized
ALLADEN MILLS | BRICKYARD RD | DALTON | Whitfield | 1550091 | 1 | [5 empty] | Removed from Ground | Diesel | 1000 | Bare Steel | 1976-05-10 | 1988-12-01 | Galvanized Steel
Circle K 2709345 | 2000 CHATTANOOGA RD | DALTON | Whitfield | 1550044 | 2 | Ball Float | 1994-06-21 | FALSE | 1994-06-21 | FALSE | Currently in Use | Plus | 10152 | Galvanic (STIP-3) | 1985-05-08 |  | Fiberglass Reinforced Plastic | Pressurized
FAVORITE MARKET #58 | 1517 WALNUT AVE | DALTON | Whitfield | 1550041 | UNL | [5 empty] | Removed from Ground | Gas (Historical Use) | 10152 | Bare Steel | 1989-10-30 | 1989-10-30 | Galvanized Steel
Circle K 2709344 | 799 NORTH VARNELL RD | TURNER HILL | Whitfield | 1550017 | 2 | Ball Float | 1997-02-16 | FALSE | 1997-02-16 | FALSE | Currently in Use | Premium | 10293 | Composite | 1997-02-02 |  | Double-Walled Flex | Pressurized
Circle K 2709344 | 799 NORTH VARNELL RD | TURNER HILL | Whitfield | 1550017 | UNL | [5 empty] | Removed from Ground | Gas (Historical Use) | 10152 | Composite | 1989-01-01 | 1997-01-01 | Fiberglass Reinforced Plastic | Pressurized
SHAW INDUSTRIES INC PLANT #20/AR | 1020 RIVERBEND DR | DALTON | Whitfield | 9000470 | 1 | [5 empty] | Removed from Ground | Diesel | 20000 | Bare Steel | 1978-03-02 | 1989-11-28 | Bare Steel
FAVORITE MARKET #1-A | 507 EAST MORRIS ST | DALTON | Whitfield | 1550029 | 1 | [5 empty] | Removed from Ground | Gas (Historical Use) | 8000 | Bare Steel | 1972-05-11 | 1992-09-08 | Galvanized Steel | Suction (American)
FAVORITE MARKET #2 | 2902 AIRPORT ROAD | DALTON | Whitfield | 1550030 | 2 | [5 empty] | Removed from Ground | Gas (Historical Use) | 6000 | Bare Steel | 1972-05-11 | 1996-10-01 | Galvanized Steel | Safe Suction (Euro)
SHAW INDUSTRIES INC PLT #7 | I-75 & CONN 3 | DALTON | Whitfield | 640055 | 4 | [5 empty] | Removed from Ground | Other | 8000 | Bare Steel | 1981-05-01 | 1998-04-01 | Galvanized Steel
ED KIRBY | 1501 W WALNUT AVE | DALTON | Whitfield | 1550011 | 1 |  |  | TRUE |  | TRUE | Removed from Ground | Used Oil | 500 | Bare Steel | 1971-04-11 | 1998-01-01 | Bare Steel | Gravity Fed
FAVORITE MARKET #15 | 2829 CHATSWORTH RD | DALTON | Whitfield | 1550037 | 1 | [5 empty] | Removed from Ground | Gas (Historical Use) | 8000 | Bare Steel | 1978-05-10 | 1899-12-31 | Galvanized Steel
NORTH GA SHIPPERS | 1821 WENDELL ST | DALTON | Whitfield | 9155004 | 2 | [5 empty] | Removed from Ground | Other | 1000 | Not Marked/Unknown | 1991-10-03 | 1991-10-03 | Not Marked
KWIK SERV #8 | 2900 AIRPORT RD | DALTON | Whitfield | 9155056 | 1 | Flapper Valve | 1987-01-01 | FALSE | 1987-01-01 | FALSE | Currently in Use | Premium | 8000 | Steel-Impressed Current | 1987-01-01 |  | Fiberglass Reinforced Plastic | Pressurized
KROGER GA 265 | 1205 N GLENWOOD AVE | DALTON | Whitfield | 10002446 | 1 | Ball Float | 2015-04-11 | FALSE | 2015-04-11 | FALSE | Currently in Use | Gas (Historical Use) | 20000 | Fiberglass Double Walled | 2015-03-11 |  | Double-Walled Flex | Pressurized
ALLTELL GEORGIA COMMUNICATIONS CORP SUBSIDIARY | EAST DUG GAP RD | DALTON | Whitfield | 1550282 | 3734.1 | [5 empty] | Removed from Ground | Diesel | 500 | Bare Steel | 1973-11-07 | 1989-09-15 | Unknown
ALLTELL GEORGIA COMMUNICATIONS CORP SUBSIDIARY | EAST DUG GAP RD | DALTON | Whitfield | 1550282 | 1 |  | 1989-09-01 |  | 1989-09-01 |  | Removed from Ground | Diesel | 550 | Double Walled | 1989-09-01 | 2005-08-25 | Fiberglass Reinforced Plastic | Safe Suction (Euro)
CIRCLE K #2723523 | 1010 E WALNUT AVE @ RIVERBEND | DALTON | Whitfield | 1550274 | 5 | Flapper Valve | 1997-11-10 | FALSE | 1997-11-10 | FALSE | Currently in Use | E-0 | 2000 | Steel-Impressed Current | 1987-01-01 |  | Steel (Impressed Current) | Pressurized
CIRCLE K #2723523 | 1010 E WALNUT AVE @ RIVERBEND | DALTON | Whitfield | 1550274 | 4 | Flapper Valve | 1997-11-10 | FALSE | 1997-11-10 | FALSE | Currently in Use | Kerosene | 4000 | Steel-Impressed Current | 1987-01-01 |  | Steel (Impressed Current) | Pressurized
YOUNG'S GULF | 1818 CHATTANOOGA RD | DALTON | Whitfield | 1550266 | 1 |  |  | TRUE |  | TRUE | Removed from Ground | Used Oil | 550 | Cathodically Protected Steel | 1969-05-10 | 2004-07-20 | Fiberglass Reinforced Plastic
MAPCO EXPRESS 3622 | 811 RIVERBEND RD | DALTON | Whitfield | 1550038 | 2 |  |  | FALSE |  | FALSE | Removed from Ground | Gas (Historical Use) | 10000 | Bare Steel | 1979-05-10 | 1998-11-01 | Galvanized Steel | Pressurized
TUFTED SAMPLE/BROWN PRINTING | 420 3RD AVE | DALTON | Whitfield | 1550023 | 1 | [5 empty] | Removed from Ground | Gas (Historical Use) | 1000 | Bare Steel | 1966-05-06 | 1991-04-15 | Galvanized Steel
Circle K 2709344 | 799 NORTH VARNELL RD | TURNER HILL | Whitfield | 1550017 | 3 | Ball Float | 1997-02-16 | FALSE | 1997-02-16 | FALSE | Currently in Use | Diesel | 10277 | Composite | 1997-02-02 |  | Double-Walled Flex | Pressurized
Circle K 2709344 | 799 NORTH VARNELL RD | TURNER HILL | Whitfield | 1550017 | DSL | [5 empty] | Removed from Ground | Diesel | 11681 | Composite | 1981-01-27 | 1997-01-01 | Fiberglass Reinforced Plastic | Pressurized
VACANT/LENMAR CHEMICAL COPR | 705 CONWAY ST | DALTON | Whitfield | 1550148 | 1 | [5 empty] | Removed from Ground | Gas (Historical Use) | 7000 | Bare Steel | 1971-05-12 | 1988-07-01 | Galvanized Steel
HI-TECH INDUSTRIES INC | 110 E. WALNUT AVE. | DALTON | Whitfield | 1550174 | 3 | [5 empty] | Closed in Ground | Diesel | 1000 | Bare Steel | 1985-03-05 | 1998-12-31 | Galvanized Steel
B&M MARKET | 2225 ABUTMENT RD | DALTON | Whitfield | 1550166 | 6 | [5 empty] | Removed from Ground | Gas (Historical Use) | 1000 | Bare Steel | 1974-01-01 | 1998-08-25 | Galvanized Steel | Suction (American)
DALTON COLLEGE/PHYSICAL PLANT | 650 COLLEGE DR | DALTON | Whitfield | 1550176 | 1 | [5 empty] | Closed in Ground | Gas (Historical Use) | 500 | Bare Steel | 1974-01-09 | 1993-10-15 | Bare Steel
ROADWAY EXPRESS INC | 137 ATLANTIC AVE | DALTON | Whitfield | 1550126 | 1 | [5 empty] | Removed from Ground | Diesel | 10000 | Bare Steel | 1976-10-20 | 1990-01-29 | Unknown
DALTON TEXACO | 503 HOLIDAY AVE | DALTON | Whitfield | 1550123 | 1 |  | 1998-11-01 |  | 1998-11-01 |  | Removed from Ground | Gas (Historical Use) | 10000 | Steel-Impressed Current | 1971-05-17 | 2006-04-27 | Cathodically Protected | Pressurized
LONE STAR SERVICE STATION | 400 SOUTH HAMILTON ST | DALTON | Whitfield | 1550271 | 2 | [5 empty] | Removed from Ground | Gas (Historical Use) | 2000 | Bare Steel | 2000-04-26 | 2000-04-26 | Galvanized Steel | Suction (American)
CIRCLE K #2723512 | 2200 CLEVELAND HWY | DALTON | Whitfield | 1550273 | 6 | Flapper Valve | 1997-08-29 | FALSE | 1997-08-29 | FALSE | Currently in Use | Premium | 12000 | Composite | 1997-08-29 |  | Double-Walled Flex | Pressurized
DALTON TRUCK SALES | HWY 41 SOUTH | DALTON | Whitfield | 1550270 | 1 | [5 empty] | Removed from Ground | Diesel | 2000 | Bare Steel | 1976-01-01 | 1989-09-11 | Galvanized Steel
TRANSUS INC DALTON GA TERMINAL | 210 EASTERLINE ST | DALTON | Whitfield | 1550213 | 1 | [5 empty] | Removed from Ground | Gas (Historical Use) | 1000 | Bare Steel | 1961-04-19 | 1990-12-03 | Bare Steel
WORLD CARPETS INC / GREEN STREET | 431 SOUTH GREEN ST | DALTON | Whitfield | 9000647 | 1D | [5 empty] | Closed in Ground | Diesel | 10000 | Bare Steel | 1971-03-23 | 1988-12-18 | Bare Steel
WALNUT AVE BP WALNUT SHELL | 1522 W WALNUT AVE | DALTON | Whitfield | 1550244 | 2 | Flapper Valve | 1996-06-01 |  | 1996-06-01 |  | Currently in Use | Gas (Historical Use) | 8000 | Steel-Impressed Current | 1979-04-06 |  | Fiberglass Reinforced Plastic | Pressurized
DAWNVILLE ELEM SCHOOL | 1380 DAWNVILLE RD NE | DALTON | Whitfield | 1550249 | 1 | [5 empty] | Permanently Out of Use - historical purposes | Diesel | 8000 | Bare Steel | 1961-05-06 | 1899-12-31 | Galvanized Steel
METRO LAMINATORS | 203 BROOKHOLLOW INDUSTRAIL BLVD | DALTON | Whitfield | 1550226 | 2 | [5 empty] | Removed from Ground | Diesel | 12000 | Marked Unknown | 1986-04-18 | 1997-07-01 | Galvanized Steel
SHAW INDUSTRIES INC PLT #2 | 5 S HAMILTON ST EXTENTION | DALTON | Whitfield | 1550267 | 5 | [5 empty] | Removed from Ground | Gas (Historical Use) | 1000 | Bare Steel | 1984-04-23 | 1987-06-01 | Galvanized Steel
WORLD CARPETS INC / GREEN STREET | 431 SOUTH GREEN ST | DALTON | Whitfield | 9000647 | 2G | [5 empty] | Closed in Ground | Gas (Historical Use) | 10000 | Bare Steel | 1971-03-23 | 1988-12-13 | Bare Steel
FORMER DALTON PAVING AND CONTRUCTION CO | 530 ELM ST | DALTON | Whitfield | 1550210 | 1 | [5 empty] | Removed from Ground | Gas (Historical Use) | 10000 | Bare Steel | 1973-03-22 | 1988-10-01 | Galvanized Steel
NORTH WHITFIELD MIDDLE SCHOOL | 3264 CLEVELAND RD | DALTON | Whitfield | 1550252 | 4 | Flapper Valve | 1993-07-01 | FALSE | 1993-07-01 | FALSE | Currently in Use | Diesel | 8000 | Steel-Impressed Current | 1993-07-01 |  | Fiberglass Reinforced Plastic | Safe Suction (Euro)
BROWN TRANSPORT CORP | US HWY 41 | DALTON | Whitfield | 1550263 | 1 | [5 empty] | Removed from Ground | Diesel | 3000 | Bare Steel | 1990-05-09 | 1990-05-09 | Unknown
SHAW INDUSTRIES INC PLT #4 | 2225 S HAMILTON ST | DALTON | Whitfield | 1550257 | 2 | [5 empty] | Permanently Out of Use - historical purposes | Empty | 1000 | Bare Steel | 1973-05-04 | 1899-12-31 | Unknown
CHEVRON USA INC | 2001 CHATTANOOGA RD. | DALTON | Whitfield | 1550232 | 3 | [5 empty] | Removed from Ground | Gas (Historical Use) | 5000 | Cathodically Protected Steel | 1996-11-22 | 1899-12-31 | Galvanized Steel
P.G. ROYAL INC | 705 S THORNTON AVE | DALTON | Whitfield | 1550234 | 2 | Flapper Valve | 1998-11-13 | FALSE | 1998-11-13 | FALSE | Currently in Use | Regular | 10000 | Fiberglass | 1979-04-25 |  | Fiberglass Reinforced Plastic | Pressurized
CHEVRON USA INC | I 75 & APUR 3 | DALTON | Whitfield | 1550231 | 2 | [5 empty] | Removed from Ground | Gas (Historical Use) | 10000 | Fiberglass | 1982-04-24 | 1990-01-01 | Fiberglass Reinforced Plastic
CHEVRON USA INC | 2001 CHATTANOOGA RD. | DALTON | Whitfield | 1550232 | 4 |  |  | TRUE |  | TRUE | Removed from Ground | Used Oil | 550 | Cathodically Protected Steel | 1996-11-22 | 1899-12-31 | Galvanized Steel
TRICO II SE PETROLEUM CORP #518 | 1201 GLENWOOD AVE | DALTON | Whitfield | 1550228 | 2 |  | 1991-06-01 |  | 1991-06-01 |  | Removed from Ground | Gas (Historical Use) | 10000 | Fiberglass | 1969-04-15 | 2005-01-25 | Galvanized Steel | Pressurized
SUPERIOR TRANSPORT INC | 139 RICHARDSON DR | DALTON | Whitfield | 1550235 | 2 | Flapper Valve | 1993-12-20 |  | 1993-12-20 |  | Removed from Ground | Gas (Historical Use) | 12000 | Steel-Impressed Current | 1984-04-24 | 2010-03-09 | Steel (Impressed Current) | Pressurized
SUPERIOR TRANSPORT INC | 139 RICHARDSON DR | DALTON | Whitfield | 1550235 | 7 |  |  | FALSE |  | FALSE | Removed from Ground |  | 1500 | Unknown | 2010-03-15 | 2010-03-15 | Unknown
SUPERIOR TRANSPORT INC | 139 RICHARDSON DR | DALTON | Whitfield | 1550235 | 1 | Flapper Valve | 1993-12-20 |  | 1993-12-20 |  | Removed from Ground | Gas (Historical Use) | 10000 | Steel-Impressed Current | 1984-04-23 | 2010-03-09 | Steel (Impressed Current) | Pressurized
MCALLISTERS FOOD MART INC | 1521 W WALNUT AVE | DALTON | Whitfield | 1550233 | 3 | [5 empty] | Removed from Ground | Gas (Historical Use) | 5000 | Bare Steel | 1969-04-27 | 1986-09-26 | Galvanized Steel
PILOT TRAVEL CENTER #319 PERLIS | 244 CONNECTOR 3 SW & I-75 | DALTON | Whitfield | 1550160 | 15 | Overfill Alarm | 1992-09-23 | FALSE | 1992-09-23 | FALSE | Currently in Use | Regular | 10000 | Epoxy | 1992-09-23 |  | Double-Walled Fiberglass | Pressurized
SMITH & GREEN CONSTRUCTION CO IN | 902 N HAMILTON ST | DALTON | Whitfield | 1550240 | 6 |  | 1989-04-25 |  | 1989-04-25 |  | Removed from Ground | Diesel | 3000 | Cathodically Protected Steel | 1989-04-25 | 1999-02-01 | Galvanized Steel | Safe Suction (Euro)
SUPERIOR TRANSPORT INC | 139 RICHARDSON DR | DALTON | Whitfield | 1550235 | 3 | Flapper Valve | 1993-12-20 |  | 1993-12-20 |  | Removed from Ground | Diesel | 20000 | Steel-Impressed Current | 1984-04-23 | 2010-03-15 | Steel (Impressed Current) | Pressurized
RaceTrac #289 - Dalton | 1511 W WALNUT AVE | DALTON | Whitfield | 1550158 | 5 | Overfill Alarm | 2000-07-01 | FALSE | 2000-07-01 | FALSE | Currently in Use | Regular | 20000 | Fiberglass Double Walled | 2000-07-01 |  | Double-Walled Fiberglass | Pressurized
RaceTrac #289 - Dalton | 1511 W WALNUT AVE | DALTON | Whitfield | 1550158 | 7 | Overfill Alarm | 2000-07-01 | FALSE | 2000-07-01 | FALSE | Currently in Use | Premium | 12000 | Fiberglass Double Walled | 2000-07-01 |  | Double-Walled Fiberglass | Pressurized
RaceTrac #289 - Dalton | 1511 W WALNUT AVE | DALTON | Whitfield | 1550158 | 4 |  | 1988-01-01 |  | 1988-01-01 |  | Removed from Ground | Gas (Historical Use) | 12000 | Steel-Impressed Current | 1981-05-09 | 1998-07-01 | Fiberglass Reinforced Plastic | Pressurized
MURPHY USA #7812 | 885 SHUGART ROAD | DALTON | Whitfield | 10001831 | 4A |  |  | FALSE |  | FALSE | Currently in Use | Premium | 8000 | Fiberglass Double Walled | 2022-02-02 |  | Double-Walled Fiberglass | Pressurized
MURPHY USA #7812 | 885 SHUGART ROAD | DALTON | Whitfield | 10001831 | 4C |  |  | FALSE |  | FALSE | Currently in Use | E-0 | 8000 | Fiberglass Double Walled | 2022-02-02 |  | Double-Walled Fiberglass | Pressurized
C&S BLOCK INC | 1701 DIXIE RD | DALTON | Whitfield | 1550219 | 1 | [5 empty] | Removed from Ground | Gas (Historical Use) | 1 | Bare Steel | 1968-04-18 | 1988-07-01 | Galvanized Steel
SHAW INDUSTRIES INC/PLANT #3 | EAST FRANKLIN ST | DALTON | Whitfield | 1550256 | 1 | [5 empty] | Removed from Ground | Gas (Historical Use) | 1000 | Bare Steel | 1973-05-04 | 1986-05-01 | Unknown
SHAW IND/ TRUCK GARAGE PLT 66 | HARRIS ST | DALTON | Whitfield | 1550262 | 2 | [5 empty] | Removed from Ground | Gas (Historical Use) | 1000 | Bare Steel | 1971-05-05 | 1997-12-09 | Unknown
RaceTrac #289 - Dalton | 1511 W WALNUT AVE | DALTON | Whitfield | 1550158 | 3 |  | 1988-01-01 |  | 1988-01-01 |  | Removed from Ground | Gas (Historical Use) | 12000 | Steel-Impressed Current | 1981-05-09 | 2000-05-01 | Fiberglass Reinforced Plastic | Pressurized
PILOT TRAVEL CENTER #319 PERLIS | 244 CONNECTOR 3 SW & I-75 | DALTON | Whitfield | 1550160 | 2 | [5 empty] | Removed from Ground | E-10 | 6000 | Epoxy | 1971-05-12 | 1992-07-29 | Fiberglass Reinforced Plastic | Pressurized
SMITH & GREEN CONSTRUCTION CO IN | 902 N HAMILTON ST | DALTON | Whitfield | 1550240 | 4 |  | 1989-04-25 |  | 1989-04-25 |  | Removed from Ground | Gas (Historical Use) | 3000 | Bare Steel | 1984-03-31 | 1999-02-01 | Galvanized Steel | Safe Suction (Euro)
PENSKE TRUCK LEASING CO LP | 3554 S DIXIE HWY SE | DALTON | Whitfield | 1550159 | 122-4 | [5 empty] | Removed from Ground | Other | 6000 | Fiberglass | 1973-05-11 | 1991-06-01 | Unknown
PENSKE TRUCK LEASING CO LP | 3554 S DIXIE HWY SE | DALTON | Whitfield | 1550159 | 6 | Flapper Valve | 2005-06-01 | FALSE | 2005-06-01 | FALSE | Currently in Use | Diesel | 20000 | Composite Double Walled | 2005-06-01 |  | Double-Walled Flex | Pressurized
PILOT TRAVEL CENTER #319 PERLIS | 244 CONNECTOR 3 SW & I-75 | DALTON | Whitfield | 1550160 | 11 | Overfill Alarm | 1992-09-23 | FALSE | 1992-09-23 | FALSE | Currently in Use | Diesel | 20000 | Fiberglass | 1992-09-23 |  | Double-Walled Fiberglass | Pressurized
RaceTrac #289 - Dalton | 1511 W WALNUT AVE | DALTON | Whitfield | 1550158 | 2 |  | 1988-01-01 |  | 1988-01-01 |  | Removed from Ground | Gas (Historical Use) | 12000 | Steel-Impressed Current | 1981-05-09 | 2000-05-01 | Fiberglass Reinforced Plastic | Pressurized
PILOT TRAVEL CENTER #319 PERLIS | 244 CONNECTOR 3 SW & I-75 | DALTON | Whitfield | 1550160 | 17 | Overfill Alarm | 1992-09-23 | FALSE | 1992-09-23 | FALSE | Currently in Use | Regular | 4000 | Fiberglass | 1992-09-23 |  | Double-Walled Fiberglass | Pressurized
SEXTONS EXXON | 1301 W WALNUT AVE | DALTON | Whitfield | 1550264 | 3 | Flapper Valve | 1998-12-16 | TRUE | 1998-12-16 | TRUE | Currently in Use | Diesel | 10000 | Fiberglass | 1985-05-06 |  | Fiberglass Reinforced Plastic | Pressurized
CHEVRON USA INC | I 75 & APUR 3 | DALTON | Whitfield | 1550231 | 4 |  |  | TRUE |  | TRUE | Removed from Ground | Used Oil | 1000 | Fiberglass | 1982-04-24 | 1990-01-01 | Fiberglass Reinforced Plastic
TRICO II SE PETROLEUM CORP #518 | 1201 GLENWOOD AVE | DALTON | Whitfield | 1550228 | 4 | [5 empty] | Removed from Ground | Kerosene | 10000 | Fiberglass | 1969-04-15 | 2005-01-25 | Galvanized Steel | Pressurized
CHEVRON USA INC | 2001 CHATTANOOGA RD. | DALTON | Whitfield | 1550232 | 2 | [5 empty] | Removed from Ground | Gas (Historical Use) | 10000 | Cathodically Protected Steel | 1996-11-22 | 1899-12-31 | Galvanized Steel
P.G. ROYAL INC | 705 S THORNTON AVE | DALTON | Whitfield | 1550234 | 3 | Flapper Valve | 1998-11-13 | FALSE | 1998-11-13 | FALSE | Currently in Use | Plus | 10000 | Fiberglass | 1979-04-25 |  | Fiberglass Reinforced Plastic | Pressurized
PILOT TRAVEL CENTER #319 PERLIS | 244 CONNECTOR 3 SW & I-75 | DALTON | Whitfield | 1550160 | 16 | Overfill Alarm | 1992-09-23 | FALSE | 1992-09-23 | FALSE | Currently in Use | Plus | 10000 | Fiberglass | 1992-09-23 |  | Double-Walled Fiberglass | Pressurized
PILOT TRAVEL CENTER #319 PERLIS | 244 CONNECTOR 3 SW & I-75 | DALTON | Whitfield | 1550160 | 14 | Overfill Alarm | 1992-09-23 | FALSE | 1992-09-23 | FALSE | Currently in Use | Diesel | 12000 | Fiberglass | 1992-09-23 |  | Double-Walled Fiberglass | Pressurized
GRIFFIN & KIRK AMOCO | 1009 S THORNTON AVE | DALTON | Whitfield | 1550259 | 4 |  | 1998-07-01 |  | 1993-07-20 |  | Removed from Ground | Gas (Historical Use) | 4000 | Steel-Impressed Current | 1966-05-04 | 2003-07-24 | Cathodically Protected | Pressurized
GRIFFIN & KIRK AMOCO | 1009 S THORNTON AVE | DALTON | Whitfield | 1550259 | 5 |  | 1998-07-01 |  | 1993-07-20 |  | Removed from Ground | Diesel | 2000 | Steel-Impressed Current | 1982-04-30 | 2003-07-24 | Cathodically Protected | Pressurized
SHAW IND/ TRUCK GARAGE PLT 66 | HARRIS ST | DALTON | Whitfield | 1550262 | 1 | [5 empty] | Removed from Ground | Gas (Historical Use) | 1000 | Bare Steel | 1971-05-05 | 1997-12-09 | Unknown
COCA-COLA ENTERPRISES | 1000 THORNTON AVE | DALTON | Whitfield | 1550239 | 2 | [5 empty] | Removed from Ground | Gas (Historical Use) | 5000 | Bare Steel | 1980-04-10 | 1990-02-01 | Galvanized Steel
RaceTrac #289 - Dalton | 1511 W WALNUT AVE | DALTON | Whitfield | 1550158 | 6 | Overfill Alarm | 2000-07-01 |  | 2000-07-01 |  | Currently in Use | Diesel | 12000 | Fiberglass Double Walled | 2000-07-01 |  | Double-Walled Fiberglass | Pressurized
PILOT TRAVEL CENTER #319 PERLIS | 244 CONNECTOR 3 SW & I-75 | DALTON | Whitfield | 1550160 | 7 | [5 empty] | Removed from Ground | Diesel | 10000 | Epoxy | 1971-05-12 | 1992-07-29 | Galvanized Steel | Pressurized
PILOT TRAVEL CENTER #319 PERLIS | 244 CONNECTOR 3 SW & I-75 | DALTON | Whitfield | 1550160 | 4 | [5 empty] | Removed from Ground | E-10 | 10000 | Epoxy | 1971-05-12 | 1992-07-29 | Fiberglass Reinforced Plastic | Pressurized
SEXTONS EXXON | 1301 W WALNUT AVE | DALTON | Whitfield | 1550264 | 4 | Flapper Valve | 1998-12-16 | TRUE | 1998-12-16 | TRUE | Currently in Use | Premium | 10000 | Fiberglass | 1985-05-06 |  | Fiberglass Reinforced Plastic | Pressurized
SHAW INDUSTRIES INC PLT #2 | 5 S HAMILTON ST EXTENTION | DALTON | Whitfield | 1550267 | 3 | [5 empty] | Removed from Ground | Diesel | 1000 | Bare Steel | 1970-04-27 | 1987-06-01 | Galvanized Steel
FORMER DALTON PAVING AND CONTRUCTION CO | 530 ELM ST | DALTON | Whitfield | 1550210 | 2 | [5 empty] | Removed from Ground | Empty | 10000 | Bare Steel | 1973-03-22 | 1988-10-01 | Galvanized Steel
MCALLISTERS FOOD MART INC | 1521 W WALNUT AVE | DALTON | Whitfield | 1550233 | 4 |  |  | TRUE |  | TRUE | Removed from Ground | Used Oil | 550 | Bare Steel | 1969-04-27 | 1986-09-26 | Galvanized Steel
MCALLISTERS FOOD MART INC | 1521 W WALNUT AVE | DALTON | Whitfield | 1550233 | 5 |  | 1997-05-01 |  | 1997-05-01 |  | Removed from Ground | Gas (Historical Use) | 10000 | Fiberglass | 1986-11-03 | 2007-10-29 | Fiberglass Reinforced Plastic | Pressurized
PILOT TRAVEL CENTER #319 PERLIS | 244 CONNECTOR 3 SW & I-75 | DALTON | Whitfield | 1550160 | 3 | [5 empty] | Removed from Ground | E-10 | 10000 | Epoxy | 1971-05-12 | 1992-07-29 | Fiberglass Reinforced Plastic | Pressurized
P.G. ROYAL INC | 705 S THORNTON AVE | DALTON | Whitfield | 1550234 | 8 | Flapper Valve | 1998-11-13 | FALSE | 1998-11-13 | FALSE | Currently in Use | Premium | 8000 | Fiberglass | 1985-11-01 |  | Fiberglass Reinforced Plastic | Pressurized
AL JOHNSON VOLKSWAGEN/VOLVO INC | 1202 CLEVELAND HWY | DALTON | Whitfield | 1550206 | 3 | [5 empty] | Removed from Ground | Empty | 250 | Bare Steel | 1974-03-13 | 1986-06-01 | Unknown
RP PATEL LLC | 1321 DUG GAP RD | DALTON | Whitfield | 1550204 | 3 | Flapper Valve | 1997-06-01 |  | 1997-06-01 |  | Temporarily out of use | Gas (Historical Use) | 6000 | Steel-Impressed Current | 1981-03-25 |  | Steel (Impressed Current) | Safe Suction (Euro)
CIRCLE K #2723505 | 2800 S DIXIE HIGHWAY | DALTON | Whitfield | 1550200 | 4 | Flapper Valve | 1997-07-28 | FALSE | 1997-07-28 | FALSE | Removed from Ground | Kerosene | 2000 |  | 1985-03-24 | 2020-08-01 | Steel (Impressed Current) | Suction (American)
FARM & INDUSTRIAL CHEMICAL CO. | 134 PHELPS RD. S.E. | DALTON | Whitfield | 1550245 | 2 | [5 empty] | Removed from Ground | Other | 1000 | Bare Steel | 1961-04-10 | 1899-12-31 | Bare Steel
NORTH WHITFIELD MIDDLE SCHOOL | 3264 CLEVELAND RD | DALTON | Whitfield | 1550252 | 3 | Flapper Valve | 1993-07-01 | FALSE | 1993-07-01 | FALSE | Currently in Use | Diesel | 10000 | Steel-Impressed Current | 1993-07-01 |  | Fiberglass Reinforced Plastic | Safe Suction (Euro)
CHEVRON USA INC | 2001 CHATTANOOGA RD. | DALTON | Whitfield | 1550232 | 1 | [5 empty] | Removed from Ground | Gas (Historical Use) | 10000 | Cathodically Protected Steel | 1996-11-22 | 1899-12-31 | Galvanized Steel
SMITH & GREEN CONSTRUCTION CO IN | 902 N HAMILTON ST | DALTON | Whitfield | 1550240 | 1 | [5 empty] | Removed from Ground | Diesel | 1000 | Not Marked/Unknown | 1970-04-04 | 1899-12-31 | Not Marked
PILOT TRAVEL CENTER #319 PERLIS | 244 CONNECTOR 3 SW & I-75 | DALTON | Whitfield | 1550160 | 1 |  |  | TRUE |  | TRUE | Removed from Ground | Used Oil | 1000 | Epoxy | 1985-05-01 | 1992-07-29 | Galvanized Steel | Gravity Fed
CIRCLE K #2723505 | 2800 S DIXIE HIGHWAY | DALTON | Whitfield | 1550200 | 3 | Flapper Valve | 1997-07-28 | FALSE | 1997-07-28 | FALSE | Removed from Ground | Gas (Historical Use) | 8000 |  | 1985-03-24 | 2020-08-01 | Steel (Impressed Current) | Pressurized
FARM & INDUSTRIAL CHEMICAL CO. | 134 PHELPS RD. S.E. | DALTON | Whitfield | 1550245 | 3 | [5 empty] | Removed from Ground | Other | 1000 | Bare Steel | 1971-04-08 | 1899-12-31 | Bare Steel
P.G. ROYAL INC | 705 S THORNTON AVE | DALTON | Whitfield | 1550234 | 7 | [5 empty] | Removed from Ground | Gas (Historical Use) | 2000 | Bare Steel | 1967-04-28 | 1985-11-01 | Galvanized Steel
P.G. ROYAL INC | 705 S THORNTON AVE | DALTON | Whitfield | 1550234 | 4 |  |  | TRUE |  | TRUE | Removed from Ground | Used Oil | 550 | Bare Steel | 1979-04-25 | 1985-11-01 | Galvanized Steel
P.G. ROYAL INC | 705 S THORNTON AVE | DALTON | Whitfield | 1550234 | 1 | [5 empty] | Removed from Ground | Gas (Historical Use) | 3000 | Bare Steel | 1960-04-29 | 1985-11-01 | Galvanized Steel
GA FC/WHITFIELD CO UNIT | 2517 CLEVELAND RD | DALTON | Whitfield | 1550236 | 2 | [5 empty] | Removed from Ground | Diesel | 560 | Bare Steel | 1981-06-01 | 1992-12-02 | Galvanized Steel | Safe Suction (Euro)
PENSKE TRUCK LEASING CO LP | 3554 S DIXIE HWY SE | DALTON | Whitfield | 1550159 | 122-2 |  | 1991-06-01 |  | 1991-06-01 |  | Removed from Ground | Diesel | 10000 | Fiberglass | 1973-05-11 | 2005-06-01 | Fiberglass Reinforced Plastic | Pressurized
PENSKE TRUCK LEASING CO LP | 3554 S DIXIE HWY SE | DALTON | Whitfield | 1550159 | 122-3 |  | 1991-06-01 |  | 1991-06-01 |  | Removed from Ground | Diesel | 10000 | Fiberglass | 1973-05-11 | 2005-06-01 | Fiberglass Reinforced Plastic | Pressurized
PILOT TRAVEL CENTER #319 PERLIS | 244 CONNECTOR 3 SW & I-75 | DALTON | Whitfield | 1550160 | 5 | [5 empty] | Removed from Ground | Diesel | 10000 | Epoxy | 1971-05-12 | 1992-07-29 | Galvanized Steel | Pressurized
PILOT TRAVEL CENTER #319 PERLIS | 244 CONNECTOR 3 SW & I-75 | DALTON | Whitfield | 1550160 | 8 | [5 empty] | Removed from Ground | Diesel | 5000 | Epoxy | 1971-05-12 | 1992-07-29 | Galvanized Steel | Suction (American)
DALTON TEXACO | 503 HOLIDAY AVE | DALTON | Whitfield | 1550123 | 5 |  |  | TRUE |  | TRUE | Removed from Ground | Used Oil | 560 | Bare Steel | 1971-05-17 | 2006-04-27 | Galvanized Steel | Gravity Fed
DALTON TEXACO | 503 HOLIDAY AVE | DALTON | Whitfield | 1550123 | 4 | [5 empty] | Removed from Ground | Kerosene | 1000 | Bare Steel | 1971-05-17 | 1999-03-15 | Galvanized Steel | Gravity Fed
WAYNE GARRETT S CURVE STATION | 807 SOUTH THORNTON AVE | DALTON | Whitfield | 1550119 | 1 | [5 empty] | Removed from Ground | Other | 3000 | Not Marked/Unknown | 1991-04-23 | 1991-04-23 | Not Marked
SOUTHERN RAILWAY INTERMODAL FACI | IND BLVD | DALTON | Whitfield | 1550100 | 1 | [5 empty] | Removed from Ground | Gas (Historical Use) | 1000 | Bare Steel | 1966-05-13 | 1992-04-30 | Fiberglass Reinforced Plastic
TATES 66 SERVICE STATION | 203 S SELVIDGE ST | DALTON | Whitfield | 1550054 | 3 | [5 empty] | Removed from Ground | Gas (Historical Use) | 3000 | Bare Steel | 1986-05-08 | 1998-12-01 | Galvanized Steel | Suction (American)
FAVORITE MARKET #43 | 2962 CLEVELAND RD | DALTON | Whitfield | 1550040 | 2 | [5 empty] | Removed from Ground | Empty | 10000 | Bare Steel | 1979-05-10 | 1988-12-15 | Galvanized Steel
MEAD WOODLANDS | 3714 DIXIE HWY SW | DALTON | Whitfield | 1550018 | 2 | [5 empty] | Removed from Ground | Diesel | 1000 | Bare Steel | 1980-04-23 | 1991-05-22 | Galvanized Steel
GENERAL LATEX & CHEMICAL CORP. | 1206 LAMAR ST. | DALTON | Whitfield | 1550015 | 10 | [5 empty] | Closed in Ground | Empty | 3653 | Bare Steel | 1974-05-03 | 1986-04-01 | Not Marked
STOP N GO | 2201 CHATTANOOGA RD | DALTON | Whitfield | 1550125 | 1 |  | 1994-03-01 |  | 1994-03-01 |  | Currently in Use | Gas (Historical Use) | 12000 | Galvanic (STIP-3) | 1986-01-01 |  | Flex | Pressurized
STOP N GO | 2201 CHATTANOOGA RD | DALTON | Whitfield | 1550125 | 7 | [5 empty] | Removed from Ground | Empty | 10000 | Bare Steel | 1974-05-02 | 1986-08-01 | Galvanized Steel
ANTIOCH SUPERETTE | 1601 RIVERBEND RD | DALTON | Whitfield | 1550122 | 4 | Flapper Valve | 1988-12-01 | FALSE | 1988-12-01 | FALSE | Removed from Ground | Kerosene | 1000 | Fiberglass | 1988-12-01 | 2019-11-14 | Fiberglass Reinforced Plastic | Safe Suction (Euro)
ANTIOCH SUPERETTE | 1601 RIVERBEND RD | DALTON | Whitfield | 1550122 | 5 | Flapper Valve | 1988-12-01 | FALSE | 1988-12-01 | FALSE | Removed from Ground | Diesel | 1000 | Fiberglass | 1988-12-01 | 2019-11-14 | Fiberglass Reinforced Plastic | Safe Suction (Euro)
WAYNE GARRETT S CURVE STATION | 807 SOUTH THORNTON AVE | DALTON | Whitfield | 1550119 | 4 | [5 empty] | Removed from Ground | Other | 3000 | Not Marked/Unknown | 1991-04-23 | 1991-04-23 | Not Marked
STOP & SHOP | 1619 MURRAY AVE | DALTON | Whitfield | 1550115 | 5 | [5 empty] | Removed from Ground | Diesel | 1060 | Bare Steel | 1979-05-15 | 1991-12-01 | Galvanized Steel
GENERAL LATEX & CHEMICAL CORP. | 1206 LAMAR ST. | DALTON | Whitfield | 1550015 | DUP236 | [5 empty] | Closed in Ground | Empty | 3653 | Bare Steel | 1974-05-03 | 1986-04-01 | Not Marked
GENERAL LATEX & CHEMICAL CORP. | 1206 LAMAR ST. | DALTON | Whitfield | 1550015 | 2 | [5 empty] | Closed in Ground | Empty | 12000 | Bare Steel | 1952-05-08 | 1986-04-01 | Not Marked
GENERAL LATEX & CHEMICAL CORP. | 1206 LAMAR ST. | DALTON | Whitfield | 1550015 | 8 | [5 empty] | Closed in Ground | Empty | 18000 | Bare Steel | 1974-05-03 | 1986-04-01 | Not Marked
TEXTILE RUBBER & CHEMICAL CO. | 1300 TIARCO DR S.W. | DALTON | Whitfield | 1550009 | 1 | [5 empty] | Removed from Ground | Diesel | 8000 | Bare Steel | 1970-03-31 | 1997-07-21 | Galvanized Steel
FAVORITE MARKET #9 | 900 UNDERWOOD AVE | DALTON | Whitfield | 1550034 | 1 | [5 empty] | Removed from Ground | Gas (Historical Use) | 8000 | Bare Steel | 1972-05-11 | 1992-07-15 | Galvanized Steel
ACCESS FOOD MART | 1128 S Thornton Ave | Dalton | Whitfield | 570259 | 5B | Flapper Valve | 2019-02-26 | FALSE | 2019-01-23 | FALSE | Currently in Use | Premium | 4000 | Epoxy Double-Walled | 2018-12-13 |  | Double-Walled Fiberglass | Pressurized
TAC INC | 821 TILTON BRIDGE RD SE | DALTON | Whitfield | 9000091 | 1 | [5 empty] | Removed from Ground | Diesel | 2000 | Bare Steel | 1978-05-10 | 1988-10-01 | Galvanized Steel
JOHN ROGERS | 1407 CLEVELAND RD. | DALTON | Whitfield | 1550109 | 3 | [5 empty] | Removed from Ground | Gas (Historical Use) | 1000 | Bare Steel | 1976-05-08 | 1990-06-01 | Galvanized Steel
G&M AUTO SALES/ROBO OF DALTON | 923 NORTH GLENWOOD AVE | DALTON | Whitfield | 1550101 | 3 | [5 empty] | Removed from Ground | Gas (Historical Use) | 8000 | Bare Steel | 1971-05-12 | 1994-03-28 | Bare Steel
DIXIE CAR WASH | 1108 S THORNTON AVE | DALTON | Whitfield | 1550097 | 2 | [5 empty] | Removed from Ground | Gas (Historical Use) | 0 | Bare Steel | 1998-01-29 | 1998-01-29 | Bare Steel | Safe Suction (Euro)
TEXTILE COATING | US HWY 41\HWY 412 | DALTON | Whitfield | 1550090 | 1 | [5 empty] | Closed in Ground | Diesel | 1000 | Bare Steel | 1977-05-10 | 1989-04-13 | Bare Steel
WALSH CHEMICAL CORP | 1400 DEE ST | DALTON | Whitfield | 1550019 | 2 | [5 empty] | Permanently Out Of Use | Empty | 6000 | Bare Steel | 1974-04-26 | 1982-03-01 | Unknown
TEXTILE RUBBER & CHEMICAL CO. | 1300 TIARCO DR S.W. | DALTON | Whitfield | 1550009 | 4 |  | 1997-08-20 |  | 1997-08-20 |  | Removed from Ground | Gas (Historical Use) | 2000 | Cathodically Protected Steel | 1997-07-12 | 1997-07-12 | Fiberglass Reinforced Plastic | Suction (American)
SHAW INDUSTRIES INC PLANT #20/AR | 1020 RIVERBEND DR | DALTON | Whitfield | 9000470 | 2 | [5 empty] | Removed from Ground | Gas (Historical Use) | 1000 | Bare Steel | 1971-03-04 | 1988-12-01 | Bare Steel
FAVORITE MARKET #2 | 2902 AIRPORT ROAD | DALTON | Whitfield | 1550030 | 1 | [5 empty] | Removed from Ground | Gas (Historical Use) | 6000 | Bare Steel | 1972-05-11 | 1996-10-01 | Galvanized Steel | Safe Suction (Euro)
DOWNTOWN CHEVRON | 107 S PENTZ ST | DALTON | Whitfield | 9000095 | 1 |  | 1998-12-18 | FALSE | 1998-12-18 | FALSE | Closed in Ground | Gas (Historical Use) | 1000 | Steel-Impressed Current | 1971-05-12 |  | Steel (Impressed Current) | Safe Suction (Euro)
NORTH GA READY MIX | 419 N SELVIDGE ST | DALTON | Whitfield | 1550139 | 3 | [5 empty] | Removed from Ground | Diesel | 2000 | Bare Steel | 1978-05-10 | 1995-08-01 | Galvanized Steel | Suction (American)
STOP & SHOP | 1619 MURRAY AVE | DALTON | Whitfield | 1550115 | 4 | Flapper Valve | 1998-11-01 |  | 1998-11-01 |  | Removed from Ground | Gas (Historical Use) | 2000 | Steel-Impressed Current | 1966-05-18 | 2012-11-13 | Steel (Impressed Current) | Safe Suction (Euro)
WHALEYS GROCERY | 498 CALLAHAN RD | DALTON | Whitfield | 1550113 | 5 |  | 1998-12-01 |  | 1998-12-01 |  | Removed from Ground | Diesel | 1000 | Steel-Impressed Current | 1966-05-18 | 2012-03-15 | Cathodically Protected | Suction (American)
WHALEYS GROCERY | 498 CALLAHAN RD | DALTON | Whitfield | 1550113 | 4 | [5 empty] | Removed from Ground | Gas (Historical Use) | 1000 | Bare Steel | 1976-05-15 | 1899-12-31 | Galvanized Steel | Suction (American)
LYNDAL CHEMICAL | CORNET DR | DALTON | Whitfield | 1550089 | 1 | [5 empty] | Closed in Ground | Gas (Historical Use) | 2000 | Bare Steel | 1978-05-10 | 1988-12-01 | Galvanized Steel
Bhavana Bhupendra LLC | 1729 S Dixie Highway | DALTON | Whitfield | 1550053 | 4 | [5 empty] | Removed from Ground | Diesel | 1 | Not Marked/Unknown | 1988-05-01 | 1988-05-01 | Not Marked
Bhavana Bhupendra LLC | 1729 S Dixie Highway | DALTON | Whitfield | 1550053 | 5 | [5 empty] | Removed from Ground | Hazardous Substance | 1 | Not Marked/Unknown | 1988-05-01 | 1988-05-01 | Not Marked
Circle K 2709344 | 799 NORTH VARNELL RD | TURNER HILL | Whitfield | 1550017 | S/U-1 | [5 empty] | Removed from Ground | Gas (Historical Use) | 6047 | Bare Steel | 1971-05-04 | 1989-01-01 | Galvanized Steel
GENERAL LATEX & CHEMICAL CORP. | 1206 LAMAR ST. | DALTON | Whitfield | 1550015 | 9 | [5 empty] | Closed in Ground | Empty | 18000 | Bare Steel | 1974-05-03 | 1986-04-01 | Not Marked
GENERAL LATEX & CHEMICAL CORP. | 1206 LAMAR ST. | DALTON | Whitfield | 1550015 | 6 | [5 empty] | Closed in Ground | Empty | 11100 | Bare Steel | 1954-05-08 | 1986-04-01 | Not Marked
MAPCO EXPRESS 3622 | 811 RIVERBEND RD | DALTON | Whitfield | 1550038 | 1 |  |  | FALSE |  | FALSE | Removed from Ground | Gas (Historical Use) | 10008 | Bare Steel | 1981-05-09 | 1998-11-01 | Galvanized Steel | Pressurized
DOWNTOWN CHEVRON | 107 S PENTZ ST | DALTON | Whitfield | 9000095 | 2 |  | 1998-12-18 | FALSE | 1998-12-18 | FALSE | Closed in Ground | Gas (Historical Use) | 1000 | Steel-Impressed Current | 1971-05-12 |  | Steel (Impressed Current) | Safe Suction (Euro)
BILLY HOLCOMB & SON INC | 1220 S HAMILTON ST | DALTON | Whitfield | 1550137 | 1 | [5 empty] | Removed from Ground | Diesel | 4000 | Bare Steel | 1976-05-10 | 1998-11-24 | Galvanized Steel | Suction (American)
STOP & SHOP | 1619 MURRAY AVE | DALTON | Whitfield | 1550115 | 2 | Flapper Valve | 1998-11-01 |  | 1998-11-01 |  | Removed from Ground | Diesel | 2000 | Steel-Impressed Current | 1966-05-18 | 2012-11-13 | Steel (Impressed Current) | Safe Suction (Euro)
SEARS #2615 | 50 WALNUT SQUARE MALL | DALTON | Whitfield | 1550107 | 2 | [5 empty] | Removed from Ground | Diesel | 40 | Not Marked/Unknown | 1994-09-19 | 1994-09-19 | Not Marked
Bhavana Bhupendra LLC | 1729 S Dixie Highway | DALTON | Whitfield | 1550053 | 6 | Ball Float | 1988-05-01 | FALSE | 1997-07-01 | FALSE | Currently in Use | Regular | 10000 | Fiberglass | 1988-05-01 |  | Flex | Pressurized
Bhavana Bhupendra LLC | 1729 S Dixie Highway | DALTON | Whitfield | 1550053 | 8 | Ball Float | 1988-05-01 | FALSE | 1997-07-01 | FALSE | Currently in Use | Plus | 10000 | Fiberglass | 1988-05-01 |  | Flex | Pressurized
Bhavana Bhupendra LLC | 1729 S Dixie Highway | DALTON | Whitfield | 1550053 | 9 | Ball Float | 1988-05-01 | FALSE | 1997-07-01 | FALSE | Currently in Use | Diesel | 6000 | Fiberglass | 1988-05-01 |  | Flex | Pressurized
Circle K 2709344 | 799 NORTH VARNELL RD | TURNER HILL | Whitfield | 1550017 | R | [5 empty] | Removed from Ground | Gas (Historical Use) | 10152 | Bare Steel | 1989-01-01 | 1997-01-01 | Fiberglass Reinforced Plastic
Circle K 2709344 | 799 NORTH VARNELL RD | TURNER HILL | Whitfield | 1550017 | R-1 | [5 empty] | Removed from Ground | Gas (Historical Use) | 10152 | Bare Steel | 1971-05-04 | 1989-01-01 | Galvanized Steel
GENERAL LATEX & CHEMICAL CORP. | 1206 LAMAR ST. | DALTON | Whitfield | 1550015 | 5 | [5 empty] | Closed in Ground | Empty | 11100 | Bare Steel | 1954-05-08 | 1986-04-01 | Not Marked
Avion Food and Fuel #102 | 304 N THORNTON AVE | DALTON | Whitfield | 1550033 | 1 | Flapper Valve | 1998-04-24 | FALSE | 1998-04-24 | FALSE | Currently in Use | Regular | 10000 |  | 1980-05-09 |  | Steel (Impressed Current) | Pressurized
DALTON MUNICIPAL OFFICE | 501 W WAUGH ST | DALTON | Whitfield | 9115120 | 1 |  | 1987-01-01 |  | 1987-01-01 |  | Removed from Ground | Gas (Historical Use) | 10000 | Epoxy | 1986-01-01 | 1899-12-31 | Fiberglass Reinforced Plastic | Safe Suction (Euro)
BLACK'S GROCERY | CLEVELAND HWY | DALTON | Whitfield | 9000094 | 2 | [5 empty] | Closed in Ground | Gas (Historical Use) | 0 | Bare Steel | 1961-05-14 | 1987-07-01 | Galvanized Steel
VULCAN MATERIALS/DALTON QUARRY | 585 CHEROKEE BOYS ESTATE RD | DALTON | Whitfield | 9000115 | 7 |  |  | TRUE |  | TRUE | Removed from Ground | Used Oil | 1000 | Bare Steel | 1965-05-06 | 1988-11-01 | Galvanized Steel
VULCAN MATERIALS/DALTON QUARRY | 585 CHEROKEE BOYS ESTATE RD | DALTON | Whitfield | 9000115 | 1 | [5 empty] | Removed from Ground | Gas (Historical Use) | 2000 | Bare Steel | 1976-05-10 | 1990-07-01 | Galvanized Steel
HESS #10240 | THORNTON AVE & CHATTANOOGA RD | DALTON | Whitfield | 1550005 | 4 | [5 empty] | Removed from Ground | Empty | 10000 | Bare Steel | 1969-05-09 | 1985-01-15 | Galvanized Steel
HESS #10240 | THORNTON AVE & CHATTANOOGA RD | DALTON | Whitfield | 1550005 | 1 | [5 empty] | Removed from Ground | Empty | 10000 | Bare Steel | 1969-05-09 | 1985-01-15 | Galvanized Steel
BROWN PRINTING CO/MARKETING SVC | 205 WEST INDUSTRIAL BLVD | DALTON | Whitfield | 1550024 | 2 | [5 empty] | Removed from Ground | Gas (Historical Use) | 2000 | Bare Steel | 1976-05-03 | 1991-04-15 | Galvanized Steel
SHAW INDUSTRIES INC PLT #7 | I-75 & CONN 3 | DALTON | Whitfield | 640055 | 3 | [5 empty] | Removed from Ground | Diesel | 12000 | Bare Steel | 1981-05-01 | 1998-04-01 | Galvanized Steel
WELLER TRUCKING CO | 5010 COHUTTA-VARNELL RD | DALTON | Whitfield | 9000090 | 2 | [5 empty] | Removed from Ground | Gas (Historical Use) | 1000 | Bare Steel | 1984-05-08 | 1988-10-01 | Galvanized Steel
PYE DATSUN | 2801 CHATSWORTH RD | DALTON | Whitfield | 9000101 | 1 | [5 empty] | Removed from Ground | Gas (Historical Use) | 1000 | Bare Steel | 1978-05-10 | 1992-11-05 | Galvanized Steel
TUFTCO FINISHING SYSTEMS INC | SOUTH HAMILTON ST & IND BLVD | DALTON | Whitfield | 9000113 | 2 |  | 1989-08-01 |  | 1989-08-01 |  | Removed from Ground | Gas (Historical Use) | 1000 | Galvanic (STIP-3) | 1989-08-01 | 2007-05-23 | Cathodically Protected | Safe Suction (Euro)
HESS #10240 | THORNTON AVE & CHATTANOOGA RD | DALTON | Whitfield | 1550005 | 3 | [5 empty] | Removed from Ground | Empty | 10000 | Bare Steel | 1969-05-09 | 1985-01-15 | Galvanized Steel
E&B CARPETS NATL DIST CENTER | LAVERT DR | DALTON | Whitfield | 1550010 | 1 | [5 empty] | Removed from Ground | Empty | 1000 | Bare Steel | 1966-04-07 | 1989-04-18 | Bare Steel
LUCILLES GROCERY | US 41 SOUTH | DALTON | Whitfield | 9000093 | 3 | [5 empty] | Removed from Ground | Gas (Historical Use) | 560 | Bare Steel | 1961-05-14 | 1990-04-12 | Galvanized Steel
OWNBEY ENTERPRISES INC | 20 SOUTH DIXIE HWY | DALTON | Whitfield | 9000096 | 3 | [5 empty] | Removed from Ground | Other | 0 | Bare Steel | 1976-05-10 | 1986-12-01 | Not Marked
VARSITY CARPET | 1903 SOUTH HAMILTON ST | DALTON | Whitfield | 9000099 | 1 | [5 empty] | Removed from Ground | Gas (Historical Use) | 1000 | Bare Steel | 1975-05-11 | 1988-12-01 | Galvanized Steel
WESTPOINT PEPPERELL (WESCOTT) | 120 EAST HARRIS ST | DALTON | Whitfield | 9000108 | 1 | [5 empty] | Closed in Ground | Gas (Historical Use) | 1000 | Bare Steel | 1978-12-12 | 1988-12-01 | Galvanized Steel
MANLEY STEEL | 1907 SOUTH HAMILTON ST | DALTON | Whitfield | 9000112 | 1 | [5 empty] | Closed in Ground | Gas (Historical Use) | 2000 | Bare Steel | 1976-01-01 | 1988-12-01 | Galvanized Steel
FAST #173 | 1727 CLEVELAND HWY | DALTON | Whitfield | 1550001 | 1 | Ball Float | 1998-12-01 |  | 1998-12-01 |  | Removed from Ground | Gas (Historical Use) | 10000 | Steel-Impressed Current | 1974-05-11 | 2009-08-06 | Steel/FG Secondary containment | Pressurized
Avion Food and Fuel #101 | 324 GLENWOOD AVE | DALTON | Whitfield | 1550002 | 2 | Flapper Valve | 1994-11-14 | FALSE | 1994-11-14 | FALSE | Currently in Use | Plus | 12000 | Steel-Impressed Current | 1984-05-08 |  | Fiberglass Reinforced Plastic | Pressurized
FAVORITE MARKET #15 | 2829 CHATSWORTH RD | DALTON | Whitfield | 1550037 | 2 | [5 empty] | Removed from Ground | Gas (Historical Use) | 8000 | Bare Steel | 1978-05-10 | 1899-12-31 | Galvanized Steel
PENSKE TRUCK LEASING CO LP | 3351 SOUTH DUG GAP RD | DALTON | Whitfield | 1550026 | 1 | [5 empty] | Removed from Ground | Empty | 10000 | Cathodically Protected Steel | 1984-05-01 | 1989-03-01 | Unknown
ACCESS FOOD MART | 1128 S Thornton Ave | Dalton | Whitfield | 570259 | UNL | Ball Float | 1998-03-24 |  | 1998-03-24 |  | Removed from Ground | Gas (Historical Use) | 10008 | Steel-Impressed Current | 1984-05-08 | 2016-06-13 | Fiberglass Reinforced Plastic | Pressurized
ACCESS FOOD MART | 1128 S Thornton Ave | Dalton | Whitfield | 570259 | UNLPLUS | Ball Float | 1998-03-24 |  | 1998-03-24 |  | Removed from Ground | Gas (Historical Use) | 10008 | Steel-Impressed Current | 1984-05-08 | 2016-06-13 | Fiberglass Reinforced Plastic | Pressurized
ACCESS FOOD MART | 1128 S Thornton Ave | Dalton | Whitfield | 570259 | 5C | Flapper Valve | 2019-02-26 | FALSE | 2019-01-23 | FALSE | Currently in Use | Diesel | 4000 | Epoxy Double-Walled | 2018-12-13 |  | Double-Walled Fiberglass | Pressurized
OWNBEY ENTERPRISES INC | 20 SOUTH DIXIE HWY | DALTON | Whitfield | 9000096 | 4 |  |  | FALSE |  | FALSE | Installed | Used Oil | 1000 | Unknown
CONAGRA GARAGE | 200 E KIRT ST | DALTON | Whitfield | 1552004 | 2 | [5 empty] | Removed from Ground | Diesel | 15000 | Bare Steel | 1978-11-06 | 1998-05-01 | Unknown | Safe Suction (Euro)
ARROW DYE | MAY ST | DALTON | Whitfield | 9000098 | 2 | [5 empty] | Removed from Ground | Diesel | 1000 | Bare Steel | 1976-05-10 | 1982-04-15 | Galvanized Steel
BLACK'S GROCERY | CLEVELAND HWY | DALTON | Whitfield | 9000094 | 1 | [5 empty] | Closed in Ground | Gas (Historical Use) | 0 | Bare Steel | 1961-05-14 | 1987-07-01 | Galvanized Steel
WESTPOINT PEPPERELL (WESCOTT) | 120 EAST HARRIS ST | DALTON | Whitfield | 9000108 | 2 | [5 empty] | Closed in Ground | Gas (Historical Use) | 2500 | Bare Steel | 1978-12-12 | 1988-12-01 | Galvanized Steel
TEXTILE COATING | US HWY 41\HWY 412 | DALTON | Whitfield | 1550090 | 2 | [5 empty] | Closed in Ground | Gas (Historical Use) | 1000 | Bare Steel | 1977-05-10 | 1989-04-13 | Bare Steel
AT&T | DUG GAP RD | DALTON | Whitfield | 1550055 | 1 | [5 empty] | Removed from Ground | Diesel | 2000 | Cathodically Protected Steel | 1966-05-07 | 1995-09-26 | Copper | Suction (American)
Circle K 2709345 | 2000 CHATTANOOGA RD | DALTON | Whitfield | 1550044 | 3 | Ball Float | 1994-06-21 | FALSE | 1994-06-21 | FALSE | Currently in Use | Premium | 10152 | Galvanic (STIP-3) | 1985-05-08 |  | Fiberglass Reinforced Plastic | Pressurized
FAVORITE MARKET #58 | 1517 WALNUT AVE | DALTON | Whitfield | 1550041 | REG | [5 empty] | Removed from Ground | Gas (Historical Use) | 10152 | Bare Steel | 1989-10-30 | 1989-10-30 | Galvanized Steel
GENERAL LATEX & CHEMICAL CORP. | 1206 LAMAR ST. | DALTON | Whitfield | 1550015 | 1 | [5 empty] | Closed in Ground | Empty | 12000 | Bare Steel | 1952-05-08 | 1986-04-01 | Not Marked
PENSKE TRUCK LEASING CO LP | 3351 SOUTH DUG GAP RD | DALTON | Whitfield | 1550026 | 5 | Flapper Valve | 1989-07-01 | TRUE | 1989-07-01 | TRUE | Removed from Ground |  | 1000 | Composite | 2010-12-03 | 2017-06-13 | Fiberglass Reinforced Plastic | Suction (American)
PENSKE TRUCK LEASING CO LP | 3351 SOUTH DUG GAP RD | DALTON | Whitfield | 1550026 | 4 | Flapper Valve | 1989-07-01 | TRUE | 1989-07-01 | TRUE | Removed from Ground | Diesel | 20000 | Composite | 2010-08-30 | 2017-06-15 | Fiberglass Reinforced Plastic | Pressurized
CONAGRA GARAGE | 200 E KIRT ST | DALTON | Whitfield | 1552004 | 3 | [5 empty] | Removed from Ground | Gas (Historical Use) | 5000 | Bare Steel | 1978-11-06 | 1998-05-01 | Unknown | Safe Suction (Euro)
TAC INC | 821 TILTON BRIDGE RD SE | DALTON | Whitfield | 9000091 | 2 | [5 empty] | Removed from Ground | Gas (Historical Use) | 2000 | Bare Steel | 1978-05-10 | 1988-10-01 | Galvanized Steel
ARROW DYE | MAY ST | DALTON | Whitfield | 9000098 | 1 | [5 empty] | Removed from Ground | Gas (Historical Use) | 1000 | Bare Steel | 1976-05-10 | 1982-04-15 | Galvanized Steel
OWNBEY ENTERPRISES INC | 20 SOUTH DIXIE HWY | DALTON | Whitfield | 9000096 | 1 | [5 empty] | Removed from Ground | Gas (Historical Use) | 500 | Bare Steel | 1976-05-10 | 1988-09-15 | Galvanized Steel
JESSE PINION RUG | 4633 NANCE SPRAY RD | DALTON | Whitfield | 9000109 | 1 | [5 empty] | Permanently Out of Use - historical purposes | Gas (Historical Use) | 1000 | Bare Steel | 1980-12-11 | 1899-12-31 | Galvanized Steel | Safe Suction (Euro)
VULCAN MATERIALS/DALTON QUARRY | 585 CHEROKEE BOYS ESTATE RD | DALTON | Whitfield | 9000115 | 5 | [5 empty] | Removed from Ground | Diesel | 17000 | Bare Steel | 1965-05-06 | 1988-11-01 | Galvanized Steel
VULCAN MATERIALS/DALTON QUARRY | 585 CHEROKEE BOYS ESTATE RD | DALTON | Whitfield | 9000115 | 4 | [5 empty] | Removed from Ground | Diesel | 17000 | Bare Steel | 1965-05-06 | 1990-07-15 | Galvanized Steel
CHEVRON SERVICE STA #43475 | I-75/SPUR SR 3 | DALTON | Whitfield | 9000299 | 1 | [5 empty] | Removed from Ground | Gas (Historical Use) | 10000 | Fiberglass | 1982-04-24 | 1989-11-07 | Fiberglass Reinforced Plastic
Avion Food and Fuel #101 | 324 GLENWOOD AVE | DALTON | Whitfield | 1550002 | 1 | Flapper Valve | 1994-11-14 | FALSE | 1994-11-14 | FALSE | Currently in Use | Regular | 12000 | Steel-Impressed Current | 1984-05-08 |  | Fiberglass Reinforced Plastic | Pressurized
CALFEE PONTIAC | US HWY 41 SOUTH | DALTON | Whitfield | 9000107 | 1 | [5 empty] | Closed in Ground | Gas (Historical Use) | 2000 | Bare Steel | 1979-05-10 | 1988-11-01 | Galvanized Steel
FAST #173 | 1727 CLEVELAND HWY | DALTON | Whitfield | 1550001 | 2 | Ball Float | 1998-12-01 |  | 1998-12-01 |  | Removed from Ground | Gas (Historical Use) | 10000 | Steel-Impressed Current | 1974-05-11 | 2009-08-06 | Steel/FG Secondary containment | Pressurized
GA POWER DALTON OPERATING HDQR | 1289 ABUTMENT RD | DALTON | Whitfield | 1550022 | A | [5 empty] | Closed in Ground | Gas (Historical Use) | 10000 | Fiberglass | 1985-05-08 | 1995-09-25 | Galvanized Steel | Pressurized
GA POWER DALTON OPERATING HDQR | 1289 ABUTMENT RD | DALTON | Whitfield | 1550022 | 3 |  |  | TRUE |  | TRUE | Removed from Ground | Used Oil | 500 | Not Marked/Unknown | 1992-10-05 | 1992-10-05 | Not Marked
MAPCO EXPRESS 3622 | 811 RIVERBEND RD | DALTON | Whitfield | 1550038 | 3 |  |  | FALSE |  | FALSE | Removed from Ground | Gas (Historical Use) | 10000 | Bare Steel | 1979-05-10 | 1998-11-01 | Galvanized Steel | Pressurized
FUEL CITY #1 | HWY 273 & CONN 3 | DALTON | Whitfield | 1550028 | 2 | [5 empty] | Permanently Out Of Use | Gas (Historical Use) | 10000 | Bare Steel | 1970-05-11 | 1999-08-27 | Galvanized Steel | Pressurized
FAVORITE MARKET #1-A | 507 EAST MORRIS ST | DALTON | Whitfield | 1550029 | 3 | [5 empty] | Removed from Ground | Gas (Historical Use) | 8000 | Bare Steel | 1972-05-11 | 1992-09-08 | Galvanized Steel | Suction (American)
PENSKE TRUCK LEASING CO LP | 3351 SOUTH DUG GAP RD | DALTON | Whitfield | 1550026 | 3 |  | 1998-07-01 | TRUE | 1989-07-01 | TRUE | Removed from Ground | Used Oil | 1000 | Composite | 2010-12-03 | 2017-06-13 | Fiberglass Reinforced Plastic
COCHRAN SERVICE CO | ST CHARLES ST | DALTON | Whitfield | 9000089 | 1 | [5 empty] | Closed in Ground | Gas (Historical Use) | 4000 | Cathodically Protected Steel | 1985-11-06 | 1988-12-01 | Galvanized Steel
Bhavana Bhupendra LLC | 1729 S Dixie Highway | DALTON | Whitfield | 1550053 | 1 | [5 empty] | Removed from Ground | Gas (Historical Use) | 3000 | Bare Steel | 1975-05-08 | 1988-05-01 | Galvanized Steel
SHAW INDUSTRIES INC PLANT #20/AR | 1020 RIVERBEND DR | DALTON | Whitfield | 9000470 | 3 | [5 empty] | Currently in Use | Diesel | 14000 | Not Marked/Unknown |  |  | Not Marked
FUEL CITY #1 | HWY 273 & CONN 3 | DALTON | Whitfield | 1550028 | 4 | [5 empty] | Permanently Out Of Use | Diesel | 20000 | Bare Steel | 1970-05-11 | 1999-08-27 | Galvanized Steel | Pressurized
FUEL CITY #1 | HWY 273 & CONN 3 | DALTON | Whitfield | 1550028 | 1 | [5 empty] | Permanently Out Of Use | Gas (Historical Use) | 20000 | Bare Steel | 1970-05-11 | 1999-08-27 | Galvanized Steel | Pressurized
BROWN PRINTING CO/MARKETING SVC | 205 WEST INDUSTRIAL BLVD | DALTON | Whitfield | 1550024 | 1 | [5 empty] | Removed from Ground | Gas (Historical Use) | 2000 | Bare Steel | 1976-05-03 | 1991-04-15 | Galvanized Steel
CONAGRA GARAGE | 200 E KIRT ST | DALTON | Whitfield | 1552004 | 5 | [5 empty] | Removed from Ground | Empty | 2000 | Bare Steel | 1976-02-06 | 1989-11-24 | Galvanized Steel
LUCILLES GROCERY | US 41 SOUTH | DALTON | Whitfield | 9000093 | 2 | [5 empty] | Removed from Ground | Gas (Historical Use) | 560 | Bare Steel | 1961-05-14 | 1990-04-12 | Galvanized Steel
UNIQUE PROCESSING | SOUTH HAMILTON EXT | DALTON | Whitfield | 9000105 | 2 | [5 empty] | Removed from Ground | Gas (Historical Use) | 1000 | Bare Steel | 1961-05-14 | 1988-09-18 | Galvanized Steel
VULCAN MATERIALS/DALTON QUARRY | 585 CHEROKEE BOYS ESTATE RD | DALTON | Whitfield | 9000115 | 3 | [5 empty] | Removed from Ground | Diesel | 17000 | Bare Steel | 1965-05-06 | 1990-07-15 | Galvanized Steel
TRAVIS MILLER | 926 LAFAYETTE RD | DALTON | Whitfield | 9000103 | 1 | [5 empty] | Removed from Ground | Diesel | 4000 | Bare Steel | 1984-05-08 | 1990-08-16 | Galvanized Steel
CHEVRON SERVICE STA #43475 | I-75/SPUR SR 3 | DALTON | Whitfield | 9000299 | 3 | [5 empty] | Removed from Ground | Gas (Historical Use) | 10000 | Fiberglass | 1982-04-24 | 1989-11-07 | Fiberglass Reinforced Plastic
WALSH CHEMICAL CORP | 1400 DEE ST | DALTON | Whitfield | 1550019 | 1 | [5 empty] | Permanently Out Of Use | Empty | 4000 | Bare Steel | 1966-04-28 | 1982-03-01 | Unknown
MAPCO EXPRESS 3622 | 811 RIVERBEND RD | DALTON | Whitfield | 1550038 | 5 | Ball Float | 1998-12-11 | FALSE | 1998-12-11 | FALSE | Currently in Use | Regular | 10000 | Composite | 1998-12-11 |  | Double-Walled Flex | Pressurized
MAPCO EXPRESS 3622 | 811 RIVERBEND RD | DALTON | Whitfield | 1550038 | 4 | Ball Float | 1998-12-11 | FALSE | 1998-12-11 | FALSE | Currently in Use | Premium | 10000 | Composite | 1998-12-11 |  | Double-Walled Flex | Pressurized
MAPCO EXPRESS 3621 | 1261 DAWNVILLE RD NE | DALTON | Whitfield | 1550036 | 1 | Flapper Valve | 1998-04-14 | FALSE | 1998-04-14 | FALSE | Currently in Use | Regular | 10000 | Steel-Impressed Current | 1977-05-10 |  | Steel (Impressed Current) | Suction (American)
Avion Food and Fuel #102 | 304 N THORNTON AVE | DALTON | Whitfield | 1550033 | 2 | Flapper Valve | 1998-04-24 | FALSE | 1998-04-24 | FALSE | Currently in Use | Premium | 10000 | STIP-3/Impressed Current | 1980-05-09 |  | Steel (Impressed Current) | Pressurized
TUFTCO FINISHING SYSTEMS INC | SOUTH HAMILTON ST & IND BLVD | DALTON | Whitfield | 9000113 | 1 | [5 empty] | Removed from Ground | Gas (Historical Use) | 1000 | Bare Steel | 1976-05-10 | 1989-08-01 | Galvanized Steel
CHEVRON SERVICE STA #43475 | I-75/SPUR SR 3 | DALTON | Whitfield | 9000299 | 4 |  |  | TRUE |  | TRUE | Removed from Ground | Used Oil | 1000 | Fiberglass | 1982-04-24 | 1989-11-07 | Fiberglass Reinforced Plastic
HESS #10240 | THORNTON AVE & CHATTANOOGA RD | DALTON | Whitfield | 1550005 | 2 | [5 empty] | Removed from Ground | Empty | 10000 | Bare Steel | 1969-05-09 | 1985-01-15 | Galvanized Steel
Avion Food and Fuel #101 | 324 GLENWOOD AVE | DALTON | Whitfield | 1550002 | 5 | Flapper Valve | 1994-11-14 | FALSE | 1994-11-14 | FALSE | Currently in Use | Kerosene | 4000 | Steel-Impressed Current | 1984-05-08 |  | Fiberglass Reinforced Plastic | Pressurized
Avion Food and Fuel #101 | 324 GLENWOOD AVE | DALTON | Whitfield | 1550002 | 4 | Flapper Valve | 1994-11-14 | FALSE | 1994-11-14 | FALSE | Currently in Use | Diesel | 6000 | Steel-Impressed Current | 1984-05-08 |  | Fiberglass Reinforced Plastic | Pressurized
DIXIE CAR WASH | 1108 S THORNTON AVE | DALTON | Whitfield | 1550097 | 3 | [5 empty] | Removed from Ground | Gas (Historical Use) | 0 | Bare Steel | 1998-01-29 | 1998-01-29 | Bare Steel | Safe Suction (Euro)
STAR PAPER TUBE | 121 W CALLAHAN/117 E CALLAHAN RD | DALTON | Whitfield | 1550092 | 1 | [5 empty] | Removed from Ground | Diesel | 3000 | Marked Unknown | 1975-05-11 | 1993-07-06 | Galvanized Steel
TEXTILE RUBBER & CHEMICAL CO. | 1300 TIARCO DR S.W. | DALTON | Whitfield | 1550009 | 3 | Flapper Valve | 1997-08-20 |  | 1997-08-20 | TRUE | Removed from Ground | Diesel | 10000 | Composite | 1997-08-20 | 2016-09-21 | Fiberglass Reinforced Plastic | Suction (American)
MAPCO EXPRESS 3621 | 1261 DAWNVILLE RD NE | DALTON | Whitfield | 1550036 | 3 | Flapper Valve | 1998-04-14 |  | 1998-04-14 |  | Temporarily out of use | Gas (Historical Use) | 10000 | Steel-Impressed Current | 1977-05-10 |  | Steel (Impressed Current) | Suction (American)
FAVORITE MARKET #9 | 900 UNDERWOOD AVE | DALTON | Whitfield | 1550034 | 2 | [5 empty] | Removed from Ground | Gas (Historical Use) | 3000 | Bare Steel | 1983-05-09 | 1992-07-15 | Galvanized Steel
OWNBEY ENTERPRISES INC | 20 SOUTH DIXIE HWY | DALTON | Whitfield | 9000096 | 2 | [5 empty] | Removed from Ground | Diesel | 1000 | Bare Steel | 1976-05-10 | 1988-09-15 | Galvanized Steel
E&B CARPETS | 1020 RIVERBEND RD | DALTON | Whitfield | 9000114 | 1 | [5 empty] | Closed in Ground | Gas (Historical Use) | 1000 | Bare Steel | 1976-05-10 | 1988-12-05 | Galvanized Steel
VULCAN MATERIALS/DALTON QUARRY | 585 CHEROKEE BOYS ESTATE RD | DALTON | Whitfield | 9000115 | 6 | [5 empty] | Removed from Ground | Diesel | 17000 | Bare Steel | 1965-05-06 | 1988-11-01 | Galvanized Steel
SHAW INDUSTRIES INC PLANT #20/AR | 1020 RIVERBEND DR | DALTON | Whitfield | 9000470 | 4 | [5 empty] | Currently in Use | Diesel | 16000 | Not Marked/Unknown |  |  | Not Marked
SHAW INDUSTRIES INC PLANT #20/AR | 1020 RIVERBEND DR | DALTON | Whitfield | 9000470 | 5 | [5 empty] | Currently in Use | Diesel | 25000 | Not Marked/Unknown |  |  | Not Marked
FAVORITE MARKET #1-A | 507 EAST MORRIS ST | DALTON | Whitfield | 1550029 | 4 | [5 empty] | Removed from Ground | Diesel | 8000 | Bare Steel | 1972-05-11 | 1992-09-08 | Galvanized Steel | Suction (American)
ACCESS FOOD MART | 1128 S Thornton Ave | Dalton | Whitfield | 570259 | 5A | Flapper Valve | 2019-02-26 | FALSE | 2019-01-23 | FALSE | Currently in Use | Regular | 12000 | Epoxy Double-Walled | 2018-12-13 |  | Double-Walled Fiberglass | Pressurized
UNIQUE PROCESSING | SOUTH HAMILTON EXT | DALTON | Whitfield | 9000105 | 1 | [5 empty] | Removed from Ground | Gas (Historical Use) | 1000 | Bare Steel | 1961-05-14 | 1988-09-18 | Galvanized Steel
PYE HONDA | 2704 CHATSWORTH RD | DALTON | Whitfield | 9000102 | 1 | [5 empty] | Removed from Ground | Gas (Historical Use) | 1000 | Bare Steel | 1961-05-14 | 1992-11-24 | Galvanized Steel
FAST #173 | 1727 CLEVELAND HWY | DALTON | Whitfield | 1550001 | 3 | Ball Float | 1998-12-01 |  | 1998-12-01 |  | Removed from Ground | Gas (Historical Use) | 10000 | Steel-Impressed Current | 1974-05-11 | 2009-08-06 | Steel/FG Secondary containment | Pressurized
PENSKE TRUCK LEASING CO LP | 3351 SOUTH DUG GAP RD | DALTON | Whitfield | 1550026 | 2 | [5 empty] | Removed from Ground | Diesel | 10000 | Cathodically Protected Steel | 1984-05-01 | 1989-03-01 | Unknown
ACCESS FOOD MART | 1128 S Thornton Ave | Dalton | Whitfield | 570259 | KERO | Flapper Valve | 1998-03-24 |  | 1998-03-24 |  | Removed from Ground | Kerosene | 2000 | Steel-Impressed Current | 1984-05-08 | 2016-06-13 | Fiberglass Reinforced Plastic | Safe Suction (Euro)
COLLINS & AIKMAN | SMITH IND BLVD | DALTON | Whitfield | 9000110 | 1 | [5 empty] | Removed from Ground | Gas (Historical Use) | 2000 | Bare Steel | 1978-12-12 | 1988-09-20 | Galvanized Steel
VULCAN MATERIALS/DALTON QUARRY | 585 CHEROKEE BOYS ESTATE RD | DALTON | Whitfield | 9000115 | 2 | [5 empty] | Removed from Ground | Gas (Historical Use) | 2000 | Bare Steel | 1965-05-06 | 1990-07-15 | Galvanized Steel
CHEVRON SERVICE STA #43475 | I-75/SPUR SR 3 | DALTON | Whitfield | 9000299 | 2 | [5 empty] | Removed from Ground | Gas (Historical Use) | 10000 | Fiberglass | 1982-04-24 | 1989-11-07 | Fiberglass Reinforced Plastic
B&M MARKET | 2225 ABUTMENT RD | DALTON | Whitfield | 1550166 | 2 | [5 empty] | Removed from Ground | Gas (Historical Use) | 4000 | Bare Steel | 1974-04-12 | 1998-08-25 | Galvanized Steel | Suction (American)
ANTIOCH SUPERETTE | 1601 RIVERBEND RD | DALTON | Whitfield | 1550122 | 2 | Flapper Valve | 1988-12-01 | FALSE | 1988-12-01 | FALSE | Closed in Ground | Gas (Historical Use) | 6000 | Fiberglass | 1988-12-01 | 2019-11-14 | Fiberglass Reinforced Plastic | Safe Suction (Euro)
NORTH GA READY MIX | 419 N SELVIDGE ST | DALTON | Whitfield | 1550139 | 2 | [5 empty] | Removed from Ground | Gas (Historical Use) | 1000 | Bare Steel | 1974-05-13 | 1995-08-01 | Galvanized Steel | Suction (American)
STOP & SHOP | 1619 MURRAY AVE | DALTON | Whitfield | 1550115 | 6 | [5 empty] | Removed from Ground | Kerosene | 1000 | Bare Steel | 1981-05-14 | 1991-12-01 | Galvanized Steel
JOHN ROGERS | 1407 CLEVELAND RD. | DALTON | Whitfield | 1550109 | 1 | [5 empty] | Removed from Ground | Gas (Historical Use) | 500 | Bare Steel | 1956-05-13 | 1990-06-01 | Galvanized Steel
G&M AUTO SALES/ROBO OF DALTON | 923 NORTH GLENWOOD AVE | DALTON | Whitfield | 1550101 | 1 | [5 empty] | Removed from Ground | Gas (Historical Use) | 8000 | Bare Steel | 1971-05-12 | 1994-03-28 | Bare Steel
MILL CREEK GROCERY | MILL CREEK RD | DALTON | Whitfield | 1550099 | 2 | [5 empty] | Removed from Ground | Gas (Historical Use) | 1000 | Bare Steel | 1983-05-09 | 1990-04-12 | Galvanized Steel
GOWIN SPECIALTIES | 122 E EMORY | DALTON | Whitfield | 1550093 | 1 | [5 empty] | Closed in Ground | Gas (Historical Use) | 1000 | Bare Steel | 1976-05-10 | 1988-12-01 | Galvanized Steel
GA POWER DALTON OPERATING HDQR | 1289 ABUTMENT RD | DALTON | Whitfield | 1550022 | 2 | [5 empty] | Closed in Ground | Diesel | 6000 | Bare Steel | 1971-05-11 | 1993-09-01 | Unknown | Pressurized
GENERAL LATEX & CHEMICAL CORP. | 1206 LAMAR ST. | DALTON | Whitfield | 1550015 | 7 | [5 empty] | Closed in Ground | Empty | 104000 | Bare Steel | 1952-05-08 | 1986-04-01 | Not Marked
GENERAL LATEX & CHEMICAL CORP. | 1206 LAMAR ST. | DALTON | Whitfield | 1550015 | 4 | [5 empty] | Closed in Ground | Empty | 12000 | Bare Steel | 1952-05-08 | 1986-04-01 | Not Marked
TEXTILE RUBBER & CHEMICAL CO. | 1300 TIARCO DR S.W. | DALTON | Whitfield | 1550009 | 2 | Flapper Valve | 1997-08-20 |  | 1997-08-20 | TRUE | Removed from Ground | Diesel | 2000 | Galvanic (STIP-3) | 1989-07-12 | 2016-09-21 | Galvanized Steel | Suction (American)
MAPCO EXPRESS 3621 | 1261 DAWNVILLE RD NE | DALTON | Whitfield | 1550036 | 2 | Flapper Valve | 1998-04-14 |  | 1998-04-14 |  | Temporarily out of use | Gas (Historical Use) | 10000 | Steel-Impressed Current | 1977-05-10 |  | Steel (Impressed Current) | Suction (American)
FUEL CITY #1 | HWY 273 & CONN 3 | DALTON | Whitfield | 1550028 | 3 | [5 empty] | Permanently Out Of Use | Gas (Historical Use) | 10000 | Bare Steel | 1970-05-11 | 1999-08-27 | Galvanized Steel | Pressurized
SEARS #2615 | 50 WALNUT SQUARE MALL | DALTON | Whitfield | 1550107 | 1 |  |  | TRUE |  | TRUE | Removed from Ground | Used Oil | 500 | Bare Steel | 1980-05-08 | 1994-09-19 | Galvanized Steel
Bhavana Bhupendra LLC | 1729 S Dixie Highway | DALTON | Whitfield | 1550053 | 3 |  |  | TRUE |  | TRUE | Removed from Ground | Used Oil | 500 | Bare Steel | 1967-05-10 | 1988-05-01 | Galvanized Steel
FAVORITE MARKET #43 | 2962 CLEVELAND RD | DALTON | Whitfield | 1550040 | 3 | [5 empty] | Removed from Ground | Empty | 10000 | Bare Steel | 1979-05-10 | 1988-12-16 | Galvanized Steel
Circle K 2709344 | 799 NORTH VARNELL RD | TURNER HILL | Whitfield | 1550017 | 1 | Ball Float | 1997-02-16 | FALSE | 1997-02-16 | FALSE | Currently in Use | Regular | 10277 | Composite | 1997-02-02 |  | Double-Walled Flex | Pressurized
MAPCO EXPRESS 3622 | 811 RIVERBEND RD | DALTON | Whitfield | 1550038 | 6 | Ball Float | 1998-12-11 | FALSE | 1998-12-11 | FALSE | Currently in Use | Gas (Historical Use) | 10000 | Composite | 1998-12-11 |  | Double-Walled Flex | Pressurized
FAVORITE MARKET #1-A | 507 EAST MORRIS ST | DALTON | Whitfield | 1550029 | 2 | [5 empty] | Removed from Ground | Gas (Historical Use) | 8000 | Bare Steel | 1972-05-11 | 1992-09-08 | Galvanized Steel | Suction (American)
CONAGRA GARAGE | 200 E KIRT ST | DALTON | Whitfield | 1552004 | 4 | [5 empty] | Removed from Ground | Empty | 5000 | Bare Steel | 1978-11-06 | 1989-11-24 | Galvanized Steel
Avion Food and Fuel #101 | 324 GLENWOOD AVE | DALTON | Whitfield | 1550002 | 3 | Flapper Valve | 1994-11-14 | FALSE | 1994-11-14 | FALSE | Currently in Use | Premium | 8000 | Steel-Impressed Current | 1984-05-08 |  | Fiberglass Reinforced Plastic | Pressurized
CONAGRA GARAGE | 200 E KIRT ST | DALTON | Whitfield | 1552004 | 1 | [5 empty] | Removed from Ground | Diesel | 12000 | Bare Steel | 1978-11-06 | 1998-05-01 | Unknown | Safe Suction (Euro)
ACCESS FOOD MART | 1128 S Thornton Ave | Dalton | Whitfield | 570259 | SUL | Ball Float | 1998-03-24 |  | 1998-03-24 |  | Removed from Ground | Gas (Historical Use) | 5000 | Steel-Impressed Current | 1984-05-08 | 2016-06-13 | Fiberglass Reinforced Plastic | Pressurized
WELLER TRUCKING CO | 5010 COHUTTA-VARNELL RD | DALTON | Whitfield | 9000090 | 1 | [5 empty] | Removed from Ground | Diesel | 4000 | Bare Steel | 1984-05-08 | 1988-10-01 | Galvanized Steel
LUCILLES GROCERY | US 41 SOUTH | DALTON | Whitfield | 9000093 | 1 | [5 empty] | Removed from Ground | Gas (Historical Use) | 2000 | Bare Steel | 1961-05-14 | 1990-04-12 | Galvanized Steel
DOWNTOWN CHEVRON | 107 S PENTZ ST | DALTON | Whitfield | 9000095 | 3 |  | 1998-12-18 | FALSE | 1998-12-18 | FALSE | Closed in Ground | Gas (Historical Use) | 1000 | Steel-Impressed Current | 1971-05-12 |  | Steel (Impressed Current) | Safe Suction (Euro)
CREST FINISHERS | LEGION DR | DALTON | Whitfield | 9000117 | 1 | [5 empty] | Removed from Ground | Diesel | 1000 | Bare Steel | 1978-05-10 | 1985-08-01 | Galvanized Steel
GA0001 | 3896 CLEVELAND HWY | VARNELL | Whitfield | 10001268 | 2 | Ball Float | 2006-12-01 | FALSE | 2006-12-01 | FALSE | Currently in Use | Premium | 8000 | Composite | 2006-12-01 |  | Double-Walled Flex | Pressurized
PILOT TRAVEL CENTER #421 | 142 CARBONDALE ROAD | DALTON | Whitfield | 9155126 | 3 | Ball Float | 2001-02-20 | FALSE | 2001-02-20 | FALSE | Currently in Use | Regular | 20000 | Fiberglass Double Walled | 2001-02-01 |  | Double-Walled Fiberglass | Pressurized
DALCOLOR INC | 411 SOUTHLAND DR | DALTON | Whitfield | 9155068 | 1 | [5 empty] | Closed in Ground | Gas (Historical Use) | 1000 | Not Marked/Unknown | 1995-06-20 | 1995-06-20 | Unknown
KROGER GA-458 | 13607 WEST WALNUT AVE | DALTON | Whitfield | 10000267 | 1B | Ball Float | 2002-10-15 | FALSE | 2002-10-15 | FALSE | Removed from Ground | Gas (Historical Use) | 8000 | Fiberglass Double Walled | 2002-10-01 | 2016-08-04 | Double-Walled Fiberglass | Pressurized
MAPCO EXPRESS INC #3519 | 2224 CHATTANOOGA RD | DALTON | Whitfield | 9155076 | 3 | Flapper Valve | 1999-01-08 | FALSE | 1999-01-08 | FALSE | Currently in Use | E-85 | 2000 | Composite | 1999-01-08 |  |  | Safe Suction (Euro)
MAPCO EXPRESS INC #3519 | 2224 CHATTANOOGA RD | DALTON | Whitfield | 9155076 | 2 | Ball Float | 1999-01-08 | FALSE | 1999-01-08 | FALSE | Currently in Use | Premium | 12000 | Composite | 1999-01-08 |  | Fiberglass Reinforced Plastic | Pressurized
MAPCO EXPRESS INC #3519 | 2224 CHATTANOOGA RD | DALTON | Whitfield | 9155076 | 1 | Ball Float | 1999-01-08 | FALSE | 1999-01-08 | FALSE | Currently in Use | Regular | 8000 | Composite | 1999-01-08 |  | Fiberglass Reinforced Plastic | Pressurized
PILOT TRAVEL CENTER #421 | 142 CARBONDALE ROAD | DALTON | Whitfield | 9155126 | 1B | Ball Float | 2001-02-20 | FALSE | 2001-02-20 | FALSE | Currently in Use | Plus | 8000 | Fiberglass Double Walled | 2001-02-01 |  | Double-Walled Fiberglass | Pressurized
VARNELL CONVENIENCE STORE | 300 W MAIN | VARNELL | Whitfield | 9155080 | 4 | Flapper Valve | 1999-06-01 | FALSE | 1999-06-01 | FALSE | Closed in Ground | Kerosene | 1000 | Steel-Impressed Current | 1971-01-15 | 2015-10-01 | Steel (Impressed Current) | Safe Suction (Euro)
VARNELL CONVENIENCE STORE | 300 W MAIN | VARNELL | Whitfield | 9155080 | S1 | Flapper Valve | 1999-06-01 | FALSE | 1999-06-01 | FALSE | Currently in Use | Premium | 1000 | Steel-Impressed Current | 1971-01-15 |  | Steel (Impressed Current) | Safe Suction (Euro)
VARNELL CONVENIENCE STORE | 300 W MAIN | VARNELL | Whitfield | 9155080 | RU1 | Flapper Valve | 1999-06-01 | FALSE | 1999-06-01 | FALSE | Currently in Use | Regular | 1000 | Steel-Impressed Current | 1971-01-15 |  | Steel (Impressed Current) | Safe Suction (Euro)
PILOT TRAVEL CENTER #421 | 142 CARBONDALE ROAD | DALTON | Whitfield | 9155126 | 1A | Ball Float | 2001-02-20 | FALSE | 2001-02-20 | FALSE | Currently in Use | Regular | 12000 | Fiberglass Double Walled | 2001-02-01 |  | Double-Walled Fiberglass | Pressurized
PILOT TRAVEL CENTER #421 | 142 CARBONDALE ROAD | DALTON | Whitfield | 9155126 | 5 | Flapper Valve | 2001-02-20 | FALSE | 2001-02-20 | FALSE | Currently in Use | Diesel | 20000 | Fiberglass Double Walled | 2001-02-01 |  | Double-Walled Fiberglass | Pressurized
GA0001 | 3896 CLEVELAND HWY | VARNELL | Whitfield | 10001268 | 3 | Ball Float | 2006-12-01 | FALSE | 2006-12-01 | FALSE | Currently in Use | Diesel | 8000 | Composite | 2006-12-01 |  | Double-Walled Flex | Pressurized
CIRCLE K #2723656 | 220 SW CONNECTOR 3 (I-75 EXIT 328) | DALTON | Whitfield | 9155122 | 1 | Flapper Valve | 1999-05-01 | FALSE | 1999-05-01 | FALSE | Currently in Use | Regular | 15000 | Composite | 1999-05-01 |  | Fiberglass Reinforced Plastic | Pressurized
KROGER GA-458 | 13607 WEST WALNUT AVE | DALTON | Whitfield | 10000267 | 1A | Ball Float | 2002-10-15 | FALSE | 2002-10-15 | FALSE | Removed from Ground | Gas (Historical Use) | 20000 | Fiberglass Double Walled | 2002-10-01 | 2016-08-04 | Double Walled/Sec. Containment | Pressurized
PILOT TRAVEL CENTER #421 | 142 CARBONDALE ROAD | DALTON | Whitfield | 9155126 | 2 | Ball Float | 2001-02-20 | FALSE | 2001-02-20 | FALSE | Currently in Use | E-15 | 20000 | Fiberglass Double Walled | 2001-02-01 |  | Double-Walled Fiberglass | Pressurized
PILOT TRAVEL CENTER #421 | 142 CARBONDALE ROAD | DALTON | Whitfield | 9155126 | 4 | Flapper Valve | 2001-02-20 | FALSE | 2001-02-20 | FALSE | Currently in Use | Diesel | 20000 | Fiberglass Double Walled | 2001-02-01 |  | Double-Walled Fiberglass | Pressurized
CIRCLE K #2723656 | 220 SW CONNECTOR 3 (I-75 EXIT 328) | DALTON | Whitfield | 9155122 | 2 | Ball Float | 1999-05-01 | FALSE | 1999-05-01 | FALSE | Currently in Use | Premium | 10000 | Composite | 1999-05-01 |  | Fiberglass Reinforced Plastic | Pressurized
PILOT TRAVEL CENTER #421 | 142 CARBONDALE ROAD | DALTON | Whitfield | 9155126 | 6 | Flapper Valve | 2001-02-20 | FALSE | 2001-02-20 | FALSE | Currently in Use | Diesel | 20000 | Fiberglass Double Walled | 2001-02-01 |  | Double-Walled Fiberglass | Pressurized
DALCOLOR INC | 411 SOUTHLAND DR | DALTON | Whitfield | 9155068 | 2 | [5 empty] | Removed from Ground | Diesel | 1000 | Not Marked/Unknown | 1995-06-20 | 1995-06-20 | Unknown
VARNELL CONVENIENCE STORE | 300 W MAIN | VARNELL | Whitfield | 9155080 | RU2 | Flapper Valve | 1999-06-01 | FALSE | 1999-06-01 | FALSE | Currently in Use | Plus | 1000 | Steel-Impressed Current | 1971-01-15 |  | Steel (Impressed Current) | Safe Suction (Euro)
CIRCLE K #2723656 | 220 SW CONNECTOR 3 (I-75 EXIT 328) | DALTON | Whitfield | 9155122 | 3 | Ball Float | 1999-05-01 | FALSE | 1999-05-01 | FALSE | Currently in Use | Diesel | 6000 | Composite | 1999-05-01 |  | Fiberglass Reinforced Plastic | Pressurized
GA0001 | 3896 CLEVELAND HWY | VARNELL | Whitfield | 10001268 | 1 | Ball Float | 2006-12-01 | FALSE | 2006-12-01 | FALSE | Currently in Use | Regular | 12000 | Composite | 2006-12-01 |  | Double-Walled Flex | Pressurized
ST CLAIR #3 | 1507 DAWNVILLE RD | DALTON | Whitfield | 1550272 | 5 | Flapper Valve | 1998-03-05 | FALSE | 1998-03-05 | FALSE | Currently in Use | Regular | 12000 | Galvanic (STIP-3) | 1998-02-16 |  | Double-Walled Flex | Pressurized
MAPCO EXPRESS INC #3507 | 1406 CLEVELAND RD | DALTON | Whitfield | 1552002 | 3 | Ball Float | 1987-11-04 | FALSE | 1987-11-04 | FALSE | Currently in Use | Premium | 10000 | Composite | 1987-11-04 |  | Double-Walled Fiberglass | Pressurized
RaceTrac #213 - Rocky Face | 1907 CHATTANOOGA RD | DALTON | Whitfield | 1550157 | 7 | Overfill Alarm | 2000-09-01 | FALSE | 2000-09-01 | FALSE | Currently in Use | Premium | 12000 | Fiberglass Double Walled | 2000-09-01 |  | Double-Walled Fiberglass | Pressurized
MAPCO EXPRESS INC #3507 | 1406 CLEVELAND RD | DALTON | Whitfield | 1552002 | 4 | Ball Float | 1987-11-04 | FALSE | 1987-11-04 | FALSE | Currently in Use | Diesel | 20000 | Composite | 1987-11-04 |  | Double-Walled Fiberglass | Pressurized
MAPCO EXPRESS INC #3507 | 1406 CLEVELAND RD | DALTON | Whitfield | 1552002 | 5 | Ball Float | 1987-11-04 | FALSE | 1987-11-04 | FALSE | Currently in Use | Biodiesel | 4000 | Composite | 1988-11-03 |  | Double-Walled Fiberglass | Pressurized
C&W GROCERY | 4320 CLEVELAND HWY | COHUTTA | Whitfield | 1550260 | DIESEL | [5 empty] | Removed from Ground | Diesel | 1000 | Bare Steel | 1981-04-30 | 1990-02-01 | Unknown | Suction (American)
WORLD WIDE INTERIORS | 1200 HULL ROAD | COHUTTA | Whitfield | 9029115 | 1 | [5 empty] | Removed from Ground | Empty | 2000 | Not Marked/Unknown | 1995-01-01 | 1995-01-01 | Not Marked
MAPCO EXPRESS 3623 | 2230 ABUTMENT RD | DALTON | Whitfield | 1550039 | 1 | Flapper Valve | 1993-01-08 | FALSE | 1993-01-08 | FALSE | Currently in Use | Regular | 9994 | Steel-Impressed Current | 1979-05-10 |  | Steel (Impressed Current) | Pressurized
Gas Express #270 | 4541 Cleveland Hwy | COHUTTA | Whitfield | 1550197 | 5A | Ball Float | 1991-10-24 | FALSE | 1991-10-24 | FALSE | Currently in Use | Regular | 10000 | Composite | 1991-10-24 |  | Double-Walled Flex | Pressurized
Gas Express #270 | 4541 Cleveland Hwy | COHUTTA | Whitfield | 1550197 | 2 | [5 empty] | Removed from Ground | Gas (Historical Use) | 8000 | Bare Steel | 1975-03-27 | 1991-10-14 | Galvanized Steel | Pressurized
QUICK STOP #2 | 4105 CLEVELAND RD | COHUTTA | Whitfield | 9155009 | 1 | Flapper Valve | 1998-08-01 | FALSE | 1998-08-01 | FALSE | Temporarily out of use | Gas (Historical Use) | 2000 | Steel-Impressed Current | 1987-01-01 |  | Steel (Impressed Current) | Safe Suction (Euro)
DOOLEY'S GROCERY | RURAL STATION | HILL CITY | Whitfield | 1550120 | 2 | [5 empty] | Removed from Ground | Gas (Historical Use) | 1000 | Bare Steel | 1971-05-17 | 1998-08-01 | Galvanized Steel | Suction (American)
RaceTrac #213 - Rocky Face | 1907 CHATTANOOGA RD | DALTON | Whitfield | 1550157 | 1 |  | 1986-01-01 | FALSE | 1986-01-01 | FALSE | Removed from Ground | Gas (Historical Use) | 11600 | Fiberglass | 1986-05-08 |  | Fiberglass Reinforced Plastic | Pressurized
C&W GROCERY | 4320 CLEVELAND HWY | COHUTTA | Whitfield | 1550260 | PRE | [5 empty] | Removed from Ground | Gas (Historical Use) | 1000 | Bare Steel | 1971-05-03 | 1998-02-01 | Unknown | Suction (American)
MAPCO EXPRESS INC #3507 | 1406 CLEVELAND RD | DALTON | Whitfield | 1552002 | 2 | Ball Float | 1987-11-04 | FALSE | 1987-11-04 | FALSE | Currently in Use | Plus | 10000 | Composite | 1987-11-04 |  | Double-Walled Fiberglass | Pressurized
JIM WALLACE SHELL #303 | 2201 CHATSWORTH HWY | DALTON | Whitfield | 1550008 | 2 | [5 empty] | Removed from Ground | Gas (Historical Use) | 10000 | Bare Steel | 1967-05-04 | 1991-11-01 | Galvanized Steel | Pressurized
JIM WALLACE SHELL #303 | 2201 CHATSWORTH HWY | DALTON | Whitfield | 1550008 | 3 | [5 empty] | Removed from Ground | Gas (Historical Use) | 10000 | Bare Steel | 1967-05-04 | 1991-11-01 | Galvanized Steel | Pressurized
MAPCO EXPRESS #3616 | 3550 CLEVELAND HWY | DALTON | Whitfield | 9000489 | 1 |  |  | FALSE |  | FALSE | Removed from Ground | Not Marked/Tank Removed | 300 | Unknown | 2012-03-27 | 2012-03-27 | Unknown
MAPCO EXPRESS #3616 | 3550 CLEVELAND HWY | DALTON | Whitfield | 9000489 | 4 | Ball Float | 1999-09-17 | FALSE | 1999-09-17 | FALSE | Currently in Use | Regular | 10278 | Composite | 1999-09-17 |  | Double-Walled Flex | Pressurized
MAPCO EXPRESS #3616 | 3550 CLEVELAND HWY | DALTON | Whitfield | 9000489 | 6 | Ball Float | 1999-09-17 | FALSE | 1999-09-17 | FALSE | Currently in Use | Premium | 10285 | Composite | 1999-09-17 |  | Double-Walled Flex | Pressurized
HILL BILLY GROCERY | 1209 DAWNVILLE RD | DALTON | Whitfield | 1550049 | 1 | [5 empty] | Removed from Ground | Gas (Historical Use) | 1000 | Bare Steel | 1966-05-13 | 1899-12-31 | Galvanized Steel
SALE AUTO MALL | 1706 E WALNUT AVE. | DALTON | Whitfield | 1550057 | 1 |  |  | TRUE |  | TRUE | Removed from Ground | Used Oil | 500 | Unknown | 1985-05-06 | 1988-10-01 | Not Marked | Gravity Fed
ANTIOCH ELEMENTARY SCHOOL | 1030 HILL RD | DALTON | Whitfield | 1550251 | 3 | [5 empty] | Removed from Ground | Gas (Historical Use) | 8000 | Bare Steel | 1979-05-02 | 1994-12-01 | Bare Steel
ANTIOCH ELEMENTARY SCHOOL | 1030 HILL RD | DALTON | Whitfield | 1550251 | BG2 | Flapper Valve | 1994-11-01 | FALSE | 1994-11-01 | FALSE | Currently in Use | Regular | 10000 | Galvanic (STIP-3) | 1994-11-01 |  | Fiberglass Reinforced Plastic | Safe Suction (Euro)
CREEKSIDE GROCERY | 4100 TIBBS BRIDGE RD | DALTON | Whitfield | 10001064 | 2 | Flapper Valve | 2003-08-29 | FALSE | 2003-08-29 | FALSE | Currently in Use | Premium | 6000 | Composite | 2003-08-25 |  | Fiberglass Reinforced Plastic | Pressurized
MASON'S SERVICES CO LLC | 2722 OLD TILTON RD | DALTON | Whitfield | 10000083 | 1A | Ball Float | 2002-03-06 | FALSE | 2002-03-06 | FALSE | Currently in Use | Diesel | 2000 | Fiberglass | 2002-03-06 |  | Bare Steel | Safe Suction (Euro)
JIM WALLACE SHELL #303 | 2201 CHATSWORTH HWY | DALTON | Whitfield | 1550008 | 1 | [5 empty] | Removed from Ground | Gas (Historical Use) | 10000 | Bare Steel | 1967-05-04 | 1991-11-01 | Galvanized Steel | Pressurized
CIRCLE K #2723525 | 201 CARBONDALE RD SW | DALTON | Whitfield | 1550203 | 3 | Flapper Valve | 1996-04-01 | FALSE | 1996-04-01 | FALSE | Currently in Use | Premium | 10000 | Steel-Impressed Current | 1979-03-26 |  | Fiberglass Reinforced Plastic | Pressurized
C&J CO INC | 3681 S DIXIE HWY SE | DALTON | Whitfield | 1550215 | 1 | [5 empty] | Removed from Ground | Other | 3000 | Bare Steel | 1966-04-20 | 1999-07-21 | Galvanized Steel | Suction (American)
EZ STOP | 1524 MURRAY AVE | DALTON | Whitfield | 1550003 | 1 |  | 1998-12-18 |  | 1998-12-18 |  | Currently in Use | Diesel | 8000 | Steel-Impressed Current | 1968-05-05 |  | Double-Walled Flex | Pressurized
MAPCO EXPRESS 3620 | 2112 CLEVELAND HWY | DALTON | Whitfield | 1550007 | 3 | [5 empty] | Removed from Ground | Gas (Historical Use) | 10000 | Bare Steel | 1974-05-02 | 1995-10-27 | Galvanized Steel
GAZAWAY CHEVRON | 160 CARBONDALE RD | DALTON | Whitfield | 1550133 | 2 | Flapper Valve | 1996-07-01 |  | 1996-07-01 |  | Removed from Ground | Gas (Historical Use) | 4000 | Steel-Impressed Current | 1973-06-05 | 2015-11-24 | Steel (Impressed Current) | Pressurized
HOMETOWN RENTAL & FINANCE LLC | 1804 E MORRIS ST | DALTON | Whitfield | 1550140 | 4 | [5 empty] | Removed from Ground | Gas (Historical Use) | 2980 | Bare Steel | 1956-05-15 | 1989-12-20 | Unknown
HOMETOWN RENTAL & FINANCE LLC | 1804 E MORRIS ST | DALTON | Whitfield | 1550140 | 1 | [5 empty] | Removed from Ground | Gas (Historical Use) | 2980 | Bare Steel | 1956-05-15 | 1989-12-20 | Unknown
ANTIOCH ELEMENTARY SCHOOL | 1030 HILL RD | DALTON | Whitfield | 1550251 | 2 | [5 empty] | Removed from Ground | Diesel | 12000 | Bare Steel | 1981-05-01 | 1994-12-01 | Bare Steel
KANKUS | 400 NORTH GLENWOOD AVE | DALTON | Whitfield | 570260 | 1B | Ball Float | 2011-09-20 | FALSE | 2011-09-20 | FALSE | Currently in Use | Regular | 12000 | Epoxy Double-Walled | 2011-09-20 |  | Double-Walled Fiberglass | Pressurized
ASTROTURF INDUSTRIES | 809 KENNER ST | DALTON | Whitfield | 9155086 | 3 | [5 empty] | Removed from Ground | Diesel | 15000 | Not Marked/Unknown | 1960-01-01 | 1960-01-01 | Not Marked
WHALEYS BODY SHOP | 1423 MURRAY AVE | DALTON | Whitfield | 9155087 | 1 |  | 1990-07-02 |  | 1990-07-02 |  | Closed in Ground | Gas (Historical Use) | 1000 | Steel-Impressed Current | 1990-07-02 | 2006-03-01 | Cathodically Protected | Safe Suction (Euro)
COHUTTA HATCHERY | 5000 COHUTTA VARNELL RD | COHUTTA | Whitfield | 1550170 | 3 | [5 empty] | Removed from Ground | Gas (Historical Use) | 5000 | Bare Steel | 1980-02-05 | 1998-05-01 | Galvanized Steel | Safe Suction (Euro)
CLOSED | GA HWY 201 | ROCKY FACE | Whitfield | 1550050 | 2 | [5 empty] | Removed from Ground | Gas (Historical Use) | 1000 | Bare Steel | 1963-05-14 | 1988-12-15 | Galvanized Steel
MAPCO EXPRESS INC #3507 | 1406 CLEVELAND RD | DALTON | Whitfield | 1552002 | 1 | Ball Float | 1987-11-04 | FALSE | 1987-11-04 | FALSE | Currently in Use | Regular | 10000 | Composite | 1987-11-04 |  | Double-Walled Fiberglass | Pressurized
C&W GROCERY | 4320 CLEVELAND HWY | COHUTTA | Whitfield | 1550260 | UL | [5 empty] | Removed from Ground | Gas (Historical Use) | 1000 | Bare Steel | 1971-05-03 | 1998-02-01 | Unknown | Suction (American)
QUICK STOP #2 | 4105 CLEVELAND RD | COHUTTA | Whitfield | 9155009 | 3 | Flapper Valve | 1998-08-01 | FALSE | 1998-08-01 | FALSE | Currently in Use | Regular | 6000 | Steel-Impressed Current | 1987-01-01 |  | Steel (Impressed Current) | Pressurized
DOOLEY'S GROCERY | RURAL STATION | HILL CITY | Whitfield | 1550120 | 1 | [5 empty] | Removed from Ground | Gas (Historical Use) | 1000 | Not Marked/Unknown | 1998-08-01 | 1998-08-01 | Not Marked
RaceTrac #213 - Rocky Face | 1907 CHATTANOOGA RD | DALTON | Whitfield | 1550157 | 2 |  | 1986-01-01 | FALSE | 1986-01-01 | FALSE | Removed from Ground | Gas (Historical Use) | 11600 | Fiberglass | 1986-05-08 |  | Fiberglass Reinforced Plastic | Pressurized
CLOSED | GA HWY 201 | ROCKY FACE | Whitfield | 1550050 | 1 | [5 empty] | Removed from Ground | Gas (Historical Use) | 1000 | Bare Steel | 1963-05-14 | 1988-12-15 | Galvanized Steel
PERPETUAL MACHINE COMPANY | 1803 ABUTMENT ROAD | DALTON | Whitfield | 9155099 | 1 | [5 empty] | Currently in Use | Gas (Historical Use) | 3000 | Not Marked/Unknown |  |  | Not Marked
ST CLAIR #3 | 1507 DAWNVILLE RD | DALTON | Whitfield | 1550272 | 6 | Flapper Valve | 1998-02-16 | FALSE | 1998-02-16 | FALSE | Currently in Use | E-0 | 6000 | Galvanic (STIP-3) | 1998-02-16 |  | Double-Walled Flex | Pressurized
C&W GROCERY | 4320 CLEVELAND HWY | COHUTTA | Whitfield | 1550260 | REG | [5 empty] | Removed from Ground | Gas (Historical Use) | 1000 | Bare Steel | 1971-05-03 | 1998-02-01 | Unknown | Suction (American)
QUICK STOP #2 | 4105 CLEVELAND RD | COHUTTA | Whitfield | 9155009 | 2 | Flapper Valve | 1998-08-01 | FALSE | 1998-08-01 | FALSE | Currently in Use | Diesel | 4000 | Steel-Impressed Current | 1987-01-01 |  | Steel (Impressed Current) | Safe Suction (Euro)
RaceTrac #213 - Rocky Face | 1907 CHATTANOOGA RD | DALTON | Whitfield | 1550157 | 6 | Overfill Alarm | 2000-09-01 | FALSE | 2000-09-01 | FALSE | Currently in Use | Diesel | 12000 | Fiberglass Double Walled | 2000-09-01 |  | Double-Walled Fiberglass | Pressurized
MAPCO EXPRESS #3616 | 3550 CLEVELAND HWY | DALTON | Whitfield | 9000489 | 5 | Ball Float | 1999-09-17 | FALSE | 1999-09-17 | FALSE | Currently in Use | Plus | 10199 | Composite | 1999-09-17 |  | Double-Walled Flex | Pressurized
GAZAWAY CHEVRON | 160 CARBONDALE RD | DALTON | Whitfield | 1550133 | 3 | Flapper Valve | 1996-07-01 |  | 1996-07-01 |  | Removed from Ground | Gas (Historical Use) | 4000 | Steel-Impressed Current | 1966-06-07 | 2015-11-24 | Steel (Impressed Current) | Pressurized
BALDRIDGE BROTHERS INC | 1987 BEAVERDALE RD NE | DALTON | Whitfield | 1550136 | 1 |  | 1998-12-01 |  | 1998-12-01 |  | Removed from Ground | Gas (Historical Use) | 8000 | Steel-Impressed Current | 1976-05-10 | 2005-09-20 | Cathodically Protected | Suction (American)
CIRCLE K #2723525 | 201 CARBONDALE RD SW | DALTON | Whitfield | 1550203 | 4 | Flapper Valve | 1996-04-01 |  | 1996-04-01 |  | Removed from Ground | Kerosene | 2000 | Cathodically Protected Steel | 1987-11-01 | 2014-11-10 | Fiberglass Reinforced Plastic | Pressurized
DAWNVILLE GROCERY & HARDWARE | 1358 DAWNVILLE RD | DALTON | Whitfield | 9155092 | 2 | Flapper Valve | 1999-04-22 | FALSE | 1999-04-22 | FALSE | Abandoned-No Known Release | Gas (Historical Use) | 4000 | Fiberglass | 1999-09-22 |  | Fiberglass Reinforced Plastic | Pressurized
H & S WHITING INC | 810 TINSLEY STREET | DALTON | Whitfield | 9155112 | 2 | [5 empty] | Removed from Ground | Diesel | 8000 | Bare Steel | 1970-01-01 | 1990-02-01 | Bare Steel
DALTON PUBLIC WORKS DEPARTMENT | 606 N ELM ST | DALTON | Whitfield | 1550281 | 4 | [5 empty] | Removed from Ground | Gas (Historical Use) | 8000 | Bare Steel | 1970-05-18 | 1989-01-01 | Galvanized Steel
DALTON PUBLIC WORKS DEPARTMENT | 606 N ELM ST | DALTON | Whitfield | 1550281 | 7 | Ball Float | 1989-09-21 | FALSE | 1989-09-21 | FALSE | Currently in Use | Regular | 20000 | Epoxy | 1989-09-21 |  | Fiberglass Reinforced Plastic | Pressurized
DALTON PUBLIC WORKS DEPARTMENT | 606 N ELM ST | DALTON | Whitfield | 1550281 | 5 | [5 empty] | Removed from Ground | Empty | 6000 | Bare Steel | 1970-05-18 | 1989-01-01 | Galvanized Steel
HARPERS GENERAL STORE | 1710 LAFAYETTE RD | ROCKY FACE | Whitfield | 9155016 | 4 | Ball Float | 2015-04-20 | FALSE | 2015-04-20 | FALSE | Currently in Use | Diesel | 2000 | Fiberglass Double Walled | 2015-04-20 |  | Double-Walled Flex | Pressurized
KANKUS | 400 NORTH GLENWOOD AVE | DALTON | Whitfield | 570260 | KEROSENE | [5 empty] | Removed from Ground | Kerosene | 2005 | Bare Steel | 1996-02-15 | 1996-02-15 | Galvanized Steel | Safe Suction (Euro)
KANKUS | 400 NORTH GLENWOOD AVE | DALTON | Whitfield | 570260 | 1A | Ball Float | 2011-09-20 | FALSE | 2011-09-20 | FALSE | Currently in Use | Premium | 8000 | Epoxy Double-Walled | 2011-09-20 |  | Double-Walled Fiberglass | Pressurized
CREEKSIDE GROCERY | 4100 TIBBS BRIDGE RD | DALTON | Whitfield | 10001064 | 3 | Flapper Valve | 2003-08-29 | FALSE | 2003-08-29 | FALSE | Currently in Use | Diesel | 4000 | Composite | 2003-08-25 |  | Fiberglass Reinforced Plastic | Pressurized
WHITEHEAD LAUNDRY & CLEANERS INC | 1024 DOZIER ST. | DALTON | Whitfield | 1550128 | 3 | [5 empty] | Removed from Ground | Diesel | 0 | Bare Steel | 1986-05-08 | 1899-12-31 | Bare Steel
SHAW INDUSTRIES INC PLANT WH | 1216 RIVERBEND RD | DALTON | Whitfield | 9155124 | 1 | [5 empty] | Closed in Ground | Gas (Historical Use) | 0 | Marked Unknown | 1987-01-01 | 1987-01-01 | Galvanized Steel
Z-FOOD MART | 901 BEAVERDALE RD | DALTON | Whitfield | 9155075 | 4 | Ball Float | 1992-10-21 | FALSE | 1992-10-21 | FALSE | Currently in Use | Kerosene | 6000 | Galvanic (STIP-3) | 1992-10-21 |  | Fiberglass Reinforced Plastic | Pressurized
ESTATE OF W L MANTON | 3725 OLD DIXIE HWY | DALTON | Whitfield | 9155037 | 1 | [5 empty] | Removed from Ground | Diesel | 1000 | Bare Steel | 1946-06-15 | 1992-08-05 | Bare Steel | Pressurized
RaceTrac #213 - Rocky Face | 1907 CHATTANOOGA RD | DALTON | Whitfield | 1550157 | 3 |  | 1986-01-01 | FALSE | 1986-01-01 | FALSE | Removed from Ground | Gas (Historical Use) | 11600 | Fiberglass | 1986-05-08 |  | Fiberglass Reinforced Plastic | Pressurized
MAPCO EXPRESS 3620 | 2112 CLEVELAND HWY | DALTON | Whitfield | 1550007 | 9 | Ball Float | 1997-03-17 | FALSE | 1997-03-17 | FALSE | Currently in Use | Kerosene | 6000 | Fiberglass Double Walled | 1997-03-17 |  | Flex | Pressurized
MAPCO EXPRESS 3620 | 2112 CLEVELAND HWY | DALTON | Whitfield | 1550007 | 8 | Ball Float | 1997-03-17 | FALSE | 1997-03-17 | FALSE | Currently in Use | Diesel | 10000 | Fiberglass Double Walled | 1997-03-17 |  | Flex | Pressurized
MAPCO EXPRESS 3620 | 2112 CLEVELAND HWY | DALTON | Whitfield | 1550007 | 6 | Ball Float | 1997-03-17 | FALSE | 1997-03-17 | FALSE | Currently in Use | Regular | 15000 | Fiberglass Double Walled | 1997-03-17 |  | Flex | Pressurized
HOMETOWN RENTAL & FINANCE LLC | 1804 E MORRIS ST | DALTON | Whitfield | 1550140 | 9 | Flapper Valve | 1995-05-15 | FALSE | 1989-12-20 | FALSE | Currently in Use | Regular | 2000 | Composite | 1989-12-01 |  | Fiberglass Reinforced Plastic | Safe Suction (Euro)
HOMETOWN RENTAL & FINANCE LLC | 1804 E MORRIS ST | DALTON | Whitfield | 1550140 | 6 |  |  | TRUE |  | TRUE | Removed from Ground | Used Oil | 560 | Bare Steel | 1956-05-15 | 1999-01-11 | Galvanized Steel | Gravity Fed
KANKUS | 400 NORTH GLENWOOD AVE | DALTON | Whitfield | 570260 | 2B | Ball Float | 2011-09-20 | FALSE | 2011-09-20 | FALSE | Currently in Use | E-0 | 4000 | Epoxy Double-Walled | 2011-09-20 |  | Double-Walled Fiberglass | Pressurized
FLOWERS THRIFT STORE & WHSE. | 4523 CLEVELAND HWY | COHUTTA | Whitfield | 1550207 | 1 | [5 empty] | Removed from Ground | Gas (Historical Use) | 10152 | Bare Steel | 1974-03-20 | 1899-12-31 | Galvanized Steel
EZ STOP | 1524 MURRAY AVE | DALTON | Whitfield | 1550003 | 2 |  | 1998-12-18 |  | 1998-12-18 |  | Removed from Ground | Gas (Historical Use) | 6000 | Steel-Impressed Current | 1968-05-05 | 2006-06-09 | Cathodically Protected | Pressurized
KANKUS | 400 NORTH GLENWOOD AVE | DALTON | Whitfield | 570260 | DSL | [5 empty] | Removed from Ground | Diesel | 3008 | Bare Steel | 1984-05-08 | 1996-02-15 | Galvanized Steel | Suction (American)
WHITEHEAD LAUNDRY & CLEANERS INC | 1024 DOZIER ST. | DALTON | Whitfield | 1550128 | 2 | [5 empty] | Removed from Ground | Gas (Historical Use) | 0 | Bare Steel | 1986-05-08 | 1899-12-31 | Unknown
CIRCLE K #2723612 | 3901 -A CLEVELAND HWY | DALTON | Whitfield | 9155121 | 1 | Flapper Valve | 1999-08-01 | FALSE | 1999-08-01 | FALSE | Currently in Use | Regular | 15000 | Composite | 1999-07-28 |  | Double-Walled Flex | Pressurized
BULTMAN LIMITED | 316 BEAR CREEK ROAD | DALTON | Whitfield | 9155106 | 1 | [5 empty] | Removed from Ground | Diesel | 6000 | Bare Steel | 1997-02-19 | 1997-02-19 | Galvanized Steel | Suction (American)
MAPCO EXPRESS 3620 | 2112 CLEVELAND HWY | DALTON | Whitfield | 1550007 | 1 | [5 empty] | Removed from Ground | Gas (Historical Use) | 10000 | Bare Steel | 1974-05-02 | 1995-10-27 | Galvanized Steel
DALTON MUNICIPAL AIRPORT | 4483 AIRPORT RD | DALTON | Whitfield | 1550106 | 2 | [5 empty] | Removed from Ground | Empty | 2000 | Bare Steel | 1997-10-01 | 1997-10-01 | Unknown
QUICK STOP #2 | 4105 CLEVELAND RD | COHUTTA | Whitfield | 9155009 | 5 | Flapper Valve | 1998-08-01 | FALSE | 1998-08-01 | FALSE | Currently in Use | Diesel | 6000 | Steel-Impressed Current | 1987-01-01 |  | Steel (Impressed Current) | Pressurized
QUICK STOP #2 | 4105 CLEVELAND RD | COHUTTA | Whitfield | 9155009 | 4 | Flapper Valve | 1998-08-01 | FALSE | 1998-08-01 | FALSE | Currently in Use | Gas (Historical Use) | 6000 | Steel-Impressed Current | 1987-01-01 |  | Steel (Impressed Current) | Pressurized
ELLIS OIL CO INC | 1524 1/2 MURRAY AVE | DALTON | Whitfield | 1550051 | 2 | [5 empty] | Removed from Ground | Other | 2000 | Bare Steel | 1966-05-13 | 1990-07-02 | Galvanized Steel
GAZAWAY CHEVRON | 160 CARBONDALE RD | DALTON | Whitfield | 1550133 | 1 | Flapper Valve | 1996-07-01 |  | 1996-07-01 |  | Removed from Ground | Gas (Historical Use) | 4000 | Steel-Impressed Current | 1973-06-05 | 2015-11-24 | Steel (Impressed Current) | Pressurized
GAZAWAY CHEVRON | 160 CARBONDALE RD | DALTON | Whitfield | 1550133 | 7 |  |  | TRUE |  | TRUE | Removed from Ground | Used Oil | 1000 | Steel-Impressed Current | 1966-06-05 | 2015-11-24 | Unknown | Gravity Fed
C&J CO INC | 3681 S DIXIE HWY SE | DALTON | Whitfield | 1550215 | 2 |  |  | TRUE |  | TRUE | Removed from Ground | Used Oil | 1000 | Bare Steel | 1966-04-20 | 1999-07-21 | Galvanized Steel | Gravity Fed
ANTIOCH ELEMENTARY SCHOOL | 1030 HILL RD | DALTON | Whitfield | 1550251 | 1 | [5 empty] | Removed from Ground | Gas (Historical Use) | 8000 | Bare Steel | 1962-05-06 | 1994-12-01 | Bare Steel
HEERA EXPRESS | 2219 ABUTMENT RD | DALTON | Whitfield | 10002486 | 4 | Flapper Valve | 2015-07-01 | FALSE | 2015-07-01 | FALSE | Currently in Use | E-0 | 4000 | Composite Double Walled | 2015-07-01 |  | Double-Walled Fiberglass
ASTROTURF INDUSTRIES | 809 KENNER ST | DALTON | Whitfield | 9155086 | 4 | [5 empty] | Removed from Ground | Diesel | 15000 | Not Marked/Unknown | 1960-01-01 | 1960-01-01 | Not Marked
DAWNVILLE GROCERY & HARDWARE | 1358 DAWNVILLE RD | DALTON | Whitfield | 9155092 | 1 | Flapper Valve | 1999-04-22 | FALSE | 1999-04-22 | FALSE | Abandoned-No Known Release | Diesel | 2000 | Fiberglass | 1999-09-22 |  | Fiberglass Reinforced Plastic | Pressurized
ESTATE OF RUTH H MANTON-MAXIE MU | 1200 S THORNTON AVE | DALTON | Whitfield | 9155079 | 1 | [5 empty] | Removed from Ground | Gas (Historical Use) | 4000 | Bare Steel | 1995-09-30 | 1995-09-30 | Bare Steel | Safe Suction (Euro)
ESTATE OF W L MANTON | 3725 OLD DIXIE HWY | DALTON | Whitfield | 9155037 | 6 | [5 empty] | Removed from Ground | Diesel | 6000 | Bare Steel | 1946-06-15 | 1992-08-15 | Bare Steel | Pressurized
EXTRUDED FIBERS INC | 112 WEST WESTCOTT WAY | DALTON | Whitfield | 9155038 | 1 | [5 empty] | Removed from Ground | Gas (Historical Use) | 550 | Bare Steel | 1992-11-03 | 1992-11-03 | Galvanized Steel | Suction (American)
CUSTOM COATING INC | 204 W IND BLVD | DALTON | Whitfield | 9155042 | 2 | [5 empty] | Removed from Ground | Diesel | 1000 | Not Marked/Unknown | 1994-01-01 | 1994-01-01 | Not Marked
Z-FOOD MART | 901 BEAVERDALE RD | DALTON | Whitfield | 9155075 | 3 | Ball Float | 1992-10-21 | FALSE | 1992-10-21 | FALSE | Currently in Use | Diesel | 6000 | Galvanic (STIP-3) | 1992-10-21 |  | Fiberglass Reinforced Plastic | Pressurized
CIRCLE K #2723581 | 3390 AIRPORT RD | DALTON | Whitfield | 9155064 | 1 | Ball Float | 1994-07-25 | FALSE | 1994-07-25 | FALSE | Currently in Use | Regular | 10000 | Composite | 1994-07-25 |  | Double-Walled Flex | Pressurized
DALTON PUBLIC WORKS DEPARTMENT | 606 N ELM ST | DALTON | Whitfield | 1550281 | 3 | [5 empty] | Removed from Ground | Gas (Historical Use) | 4000 | Bare Steel | 1970-05-18 | 1989-01-01 | Galvanized Steel
GEORGIA MARBLE COMPANY DALTON PL | 2900 FIVE SPRINGS RD | DALTON | Whitfield | 9033412 | 1 | [5 empty] | Removed from Ground | Diesel | 10000 | Bare Steel | 1978-08-01 | 1998-11-19 | Galvanized Steel | Suction (American)
MAPCO EXPRESS #3616 | 3550 CLEVELAND HWY | DALTON | Whitfield | 9000489 | 7 | Ball Float | 1999-09-17 | FALSE | 1999-09-17 | FALSE | Currently in Use | Diesel | 5107 | Composite | 1999-09-17 |  | Double-Walled Flex | Pressurized
HILL BILLY GROCERY | 1209 DAWNVILLE RD | DALTON | Whitfield | 1550049 | 2 | [5 empty] | Removed from Ground | Gas (Historical Use) | 1000 | Bare Steel | 1966-05-13 | 1899-12-31 | Galvanized Steel
ELLIS OIL CO INC | 1524 1/2 MURRAY AVE | DALTON | Whitfield | 1550051 | 1 | [5 empty] | Removed from Ground | Other | 4000 | Bare Steel | 1962-05-14 | 1990-07-02 | Galvanized Steel
GAZAWAY CHEVRON | 160 CARBONDALE RD | DALTON | Whitfield | 1550133 | 6 | Flapper Valve | 1996-07-01 |  | 1996-07-01 |  | Removed from Ground | Diesel | 4000 | Steel-Impressed Current | 1966-06-07 | 2015-11-24 | Steel (Impressed Current) | Pressurized
C&J CO INC | 3681 S DIXIE HWY SE | DALTON | Whitfield | 1550215 | 3 |  |  |  | 1991-06-08 |  | Removed from Ground | Diesel | 10000 | Cathodically Protected Steel | 1971-01-01 | 1999-07-21 | Galvanized Steel | Safe Suction (Euro)
CIRCLE K #2723604 | 1200 CLEVELAND HWY | DALTON | Whitfield | 9000330 | 1 | Flapper Valve | 1994-10-21 | FALSE | 1994-10-21 | FALSE | Currently in Use | Regular | 12000 | Fiberglass Double Walled | 1993-12-01 |  | Double-Walled Flex | Pressurized
EZ STOP | 1524 MURRAY AVE | DALTON | Whitfield | 1550003 | 3 |  | 1998-12-18 |  | 1998-12-18 |  | Removed from Ground | Gas (Historical Use) | 6000 | Steel-Impressed Current | 1968-05-05 | 2006-06-09 | Cathodically Protected | Pressurized
KANKUS | 400 NORTH GLENWOOD AVE | DALTON | Whitfield | 570260 | SUL | [5 empty] | Removed from Ground | Gas (Historical Use) | 10008 | Bare Steel | 1984-05-08 | 1996-02-15 | Galvanized Steel | Pressurized
HOMETOWN RENTAL & FINANCE LLC | 1804 E MORRIS ST | DALTON | Whitfield | 1550140 | 5 | [5 empty] | Removed from Ground | Diesel | 1000 | Bare Steel | 1966-05-13 | 1988-12-18 | Unknown
NORTH GA E.M.C. | 1850 CLEVELAND HWY. | DALTON | Whitfield | 1550220 | 1 | Flapper Valve | 1998-03-19 | FALSE | 1998-03-19 | FALSE | Currently in Use | Regular | 8000 | Steel-Impressed Current | 1973-04-24 |  | Steel (Impressed Current) | Safe Suction (Euro)
KANKUS | 400 NORTH GLENWOOD AVE | DALTON | Whitfield | 570260 | UNLPLUS | [5 empty] | Removed from Ground | Gas (Historical Use) | 10008 | Bare Steel | 1984-05-08 | 1996-02-15 | Double-Walled Flex | Pressurized
DALTON FIRE DEPARTMENT STATION 3 | 159 HAIGMILL LAKE ROAD | DALTON | Whitfield | 9155118 | 1 | Flapper Valve | 1998-10-23 |  | 1998-10-23 |  | Currently in Use | Diesel | 550 | Fiberglass Double Walled | 1987-01-01 |  | Double-Walled Flex | Safe Suction (Euro)
JIM WALLACE SHELL #303 | 2201 CHATSWORTH HWY | DALTON | Whitfield | 1550008 | 5 | [5 empty] | Removed from Ground | Diesel | 3000 | Bare Steel | 1967-05-04 | 1991-11-01 | Galvanized Steel | Pressurized
DUVALL CHEMICALS INC | 2890 FIVE SPRINGS RD | DALTON | Whitfield | 1550020 | 1 |  | 1998-12-01 |  | 1998-12-01 |  | Removed from Ground | Diesel | 10000 | Steel-Impressed Current | 1979-04-06 | 2008-03-21 | Cathodically Protected | Pressurized
MAPCO EXPRESS 3623 | 2230 ABUTMENT RD | DALTON | Whitfield | 1550039 | 3 | Flapper Valve | 1993-01-08 | FALSE | 1993-01-08 | FALSE | Currently in Use | Premium | 10008 | Steel-Impressed Current | 1986-05-08 |  | Steel (Impressed Current) | Pressurized
DALTON MUNICIPAL AIRPORT | 4483 AIRPORT RD | DALTON | Whitfield | 1550106 | 4 | Flapper Valve | 1990-04-01 |  | 1998-05-01 |  | Removed from Ground | Aviation Gas/AV Gas | 12000 | Galvanic (STIP-3) | 1978-05-08 | 2015-12-08 | Aboveground | Safe Suction (Euro)
DALTON MUNICIPAL AIRPORT | 4483 AIRPORT RD | DALTON | Whitfield | 1550106 | 1 | [5 empty] | Removed from Ground | Empty | 2000 | Bare Steel | 1997-10-01 | 1997-10-01 | Unknown
DIXIE CORNER FOOD MART #2 | 3000 E WALNUT AVE | DALTON | Whitfield | 9155040 | 2 | Ball Float | 1986-11-12 | FALSE | 1998-06-02 | FALSE | Currently in Use | E-10 | 10000 | Steel-Impressed Current | 1986-01-01 |  | Fiberglass Reinforced Plastic | Pressurized
PLEASANT GROVE ENT INC | 2515 CLEVLAND RD | DALTON | Whitfield | 9155074 | 2 | [5 empty] | Removed from Ground | Gas (Historical Use) | 3000 | Bare Steel |  | 1899-12-31 | Galvanized Steel | Safe Suction (Euro)
JIM WALLACE SHELL #303 | 2201 CHATSWORTH HWY | DALTON | Whitfield | 1550008 | 4 | [5 empty] | Removed from Ground | Kerosene | 6000 | Bare Steel | 1967-05-04 | 1991-11-01 | Galvanized Steel | Pressurized
SALE AUTO MALL | 1706 E WALNUT AVE. | DALTON | Whitfield | 1550057 | 2 | [5 empty] | Removed from Ground | Gas (Historical Use) | 2000 | Bare Steel | 1990-06-07 | 2000-11-01 | Galvanized Steel | Safe Suction (Euro)
METROMONT PRESTRESS COMPANY | 400 CHEROKEE ESTATE RD | DALTON | Whitfield | 1550088 | 2 | [5 empty] | Removed from Ground | Diesel | 10000 | Bare Steel | 1973-05-01 | 1899-12-31 | Bare Steel | Suction (American)
GAZAWAY CHEVRON | 160 CARBONDALE RD | DALTON | Whitfield | 1550133 | 5 | Flapper Valve | 1996-07-01 |  | 1996-07-01 |  | Removed from Ground | Gas (Historical Use) | 4000 | Steel-Impressed Current | 1966-06-07 | 2015-11-24 | Steel (Impressed Current) | Pressurized
HEERA EXPRESS | 2219 ABUTMENT RD | DALTON | Whitfield | 10002486 | 3 | Flapper Valve | 2015-07-01 | FALSE | 2015-07-01 | FALSE | Currently in Use | Diesel | 5000 | Composite Double Walled | 2015-07-01 |  | Double-Walled Fiberglass
MASON'S SERVICES CO LLC | 2722 OLD TILTON RD | DALTON | Whitfield | 10000083 | 1C | Ball Float | 2002-03-06 | FALSE | 2002-03-06 | FALSE | Currently in Use | Diesel Off Road | 2000 | Fiberglass | 2002-03-06 |  | Bare Steel | Safe Suction (Euro)
Z-FOOD MART | 901 BEAVERDALE RD | DALTON | Whitfield | 9155075 | 2 | Ball Float | 1992-10-21 | FALSE | 1992-10-21 | FALSE | Currently in Use | Premium | 10000 | Composite | 1992-10-21 |  | Fiberglass Reinforced Plastic | Pressurized
R & R QUICKSTOP | 2941 FIVE SPRINGS RD | DALTON | Whitfield | 9155012 | 1 | Ball Float | 1990-01-01 | FALSE | 1990-01-01 | FALSE | Removed from Ground | Gas (Historical Use) | 6000 | Galvanic (STIP-3) | 1990-01-01 | 2017-06-21 | Galvanized Steel | Pressurized
ESTATE OF W L MANTON | 3725 OLD DIXIE HWY | DALTON | Whitfield | 9155037 | 3 | [5 empty] | Removed from Ground | Gas (Historical Use) | 3000 | Bare Steel | 1946-06-15 | 1992-08-05 | Bare Steel | Pressurized
TRANSPORTATION PLUS INC | 100 S EASTERLING ST | DALTON | Whitfield | 9155071 | 1 | [5 empty] | Removed from Ground | Diesel | 8000 | Cathodically Protected Steel | 1986-01-08 | 1899-12-31 | Galvanized Steel | Safe Suction (Euro)
DALTON MUNICIPAL AIRPORT | 4483 AIRPORT RD | DALTON | Whitfield | 1550106 | 3 | Flapper Valve | 1990-04-01 |  | 1990-04-01 |  | Removed from Ground | Gas (Historical Use) | 15000 | Galvanic (STIP-3) | 1980-05-07 | 2011-11-10 | Aboveground | Safe Suction (Euro)
MILLERS GROCERY | 487 CEDAR RIDGE RD | DALTON | Whitfield | 1550129 | 2 |  | 1998-12-22 |  | 1998-12-22 |  | Closed in Ground | Gas (Historical Use) | 1000 | Steel-Impressed Current | 1966-05-13 | 2007-10-15 | Cathodically Protected | Safe Suction (Euro)
ANTIOCH ELEMENTARY SCHOOL | 1030 HILL RD | DALTON | Whitfield | 1550251 | BG1 | Flapper Valve | 1994-11-01 | FALSE | 1994-11-01 | FALSE | Currently in Use | Diesel | 15000 | Galvanic (STIP-3) | 1994-11-01 |  | Fiberglass Reinforced Plastic | Safe Suction (Euro)
MILLERS GROCERY | 487 CEDAR RIDGE RD | DALTON | Whitfield | 1550129 | 1 |  | 1998-12-17 |  | 1998-12-17 |  | Closed in Ground | Gas (Historical Use) | 1000 | Steel-Impressed Current | 1966-05-13 | 1999-09-20 | Cathodically Protected | Safe Suction (Euro)
HOMETOWN RENTAL & FINANCE LLC | 1804 E MORRIS ST | DALTON | Whitfield | 1550140 | 2 | [5 empty] | Removed from Ground | Gas (Historical Use) | 2980 | Bare Steel | 1956-05-15 | 1989-12-20 | Unknown
HOMETOWN RENTAL & FINANCE LLC | 1804 E MORRIS ST | DALTON | Whitfield | 1550140 | 8 | [5 empty] | Removed from Ground | Kerosene | 300 | Bare Steel | 1956-05-15 | 1999-01-11 | Galvanized Steel | Safe Suction (Euro)
QUEEN CARPET CORP | 2305 LAKELAND RD | DALTON | Whitfield | 1550190 | 4 | [5 empty] | Removed from Ground | Diesel | 5000 | Bare Steel | 1975-02-27 | 1996-01-15 | Bare Steel
QUEEN CARPET CORP | 2305 LAKELAND RD | DALTON | Whitfield | 1550190 | 5 | [5 empty] | Closed in Ground | Gas (Historical Use) | 4000 | Bare Steel | 1977-02-26 | 1998-08-28 | Bare Steel
KANKUS | 400 NORTH GLENWOOD AVE | DALTON | Whitfield | 570260 | SUL#2 | Ball Float | 1996-02-27 |  | 1996-02-27 |  | Removed from Ground | Gas (Historical Use) | 10000 | Composite | 1996-02-27 | 2011-05-25 | Double-Walled Flex | Pressurized
HEERA EXPRESS | 2219 ABUTMENT RD | DALTON | Whitfield | 10002486 | 2 | Flapper Valve | 2015-07-01 | FALSE | 2015-07-01 | FALSE | Currently in Use | Premium | 6000 | Composite Double Walled | 2015-07-01 |  | Double-Walled Fiberglass
PYE FAMILY PARTNERSHIP | 2716 E WALNUT AVE | DALTON | Whitfield | 9155127 | 1 | [5 empty] | Removed from Ground | Diesel | 4000 | Bare Steel |  | 1899-12-31 | Bare Steel | Safe Suction (Euro)
LEGION DRIVE DALTON LLC | 801 LEGION DRIVE | DALTON | Whitfield | 9155102 | 1 | Flapper Valve | 1999-03-05 | FALSE | 1999-03-05 | FALSE | Temporarily out of use | Diesel | 10000 | Steel-Impressed Current | 1999-03-01 |  | Steel (Impressed Current) | Safe Suction (Euro)
COHUTTA HATCHERY | 5000 COHUTTA VARNELL RD | COHUTTA | Whitfield | 1550170 | 2 | [5 empty] | Removed from Ground | Diesel | 15000 | Bare Steel | 1980-02-05 | 1998-05-01 | Galvanized Steel | Safe Suction (Euro)
DOOLEY'S GROCERY | RURAL STATION | HILL CITY | Whitfield | 1550120 | 3 | [5 empty] | Removed from Ground | Gas (Historical Use) | 550 | Bare Steel | 1971-05-17 | 1998-08-01 | Galvanized Steel | Suction (American)
CIRCLE K #2723581 | 3390 AIRPORT RD | DALTON | Whitfield | 9155064 | 2 | Ball Float | 1994-07-25 | FALSE | 1994-07-25 | FALSE | Currently in Use | Premium | 10000 | Composite | 1994-07-25 |  | Double-Walled Flex | Pressurized
OLD DIXIE SANITARY LANDFILL | 4189 OLD DIXIE HWY | DALTON | Whitfield | 9155083 | 1 | [5 empty] | Removed from Ground | Diesel | 1000 | Bare Steel | 1980-04-06 | 1995-11-08 | Bare Steel | Suction (American)
DALTON AIRCRAFT INC | 4465 AIRPORT RD | DALTON | Whitfield | 1550147 | 2 | [5 empty] | Removed from Ground | Empty | 5000 | Bare Steel | 1976-05-08 | 1997-02-20 | Unknown
MR ZIP STORE #554 | 105 W WALNUT AVE | DALTON | Whitfield | 9000722 | 2 |  | 1982-01-01 | FALSE | 1990-01-01 | FALSE | Currently in Use | Plus | 10000 | Fiberglass | 1982-04-18 |  | Fiberglass Reinforced Plastic | Pressurized
RUSTWOOD STREET PROJECT | 701 RUSTWOOD ST | DALTON | Whitfield | 10002535 | 1 |  |  | FALSE |  | FALSE | Removed from Ground | Gas (Historical Use) | 0 |  | 2016-03-08 | 2016-02-19
R & R QUICKSTOP | 2941 FIVE SPRINGS RD | DALTON | Whitfield | 9155012 | 4 | Ball Float | 1990-01-01 | FALSE | 1990-01-01 | FALSE | Removed from Ground | Diesel | 6000 | Galvanic (STIP-3) | 1990-01-01 | 2017-06-21 | Galvanized Steel | Pressurized
ESTATE OF W L MANTON | 3725 OLD DIXIE HWY | DALTON | Whitfield | 9155037 | 4 | [5 empty] | Removed from Ground | Gas (Historical Use) | 3000 | Bare Steel | 1946-06-15 | 1992-08-05 | Bare Steel | Pressurized
ESTATE OF W L MANTON | 3725 OLD DIXIE HWY | DALTON | Whitfield | 9155037 | 5 | [5 empty] | Removed from Ground | Gas (Historical Use) | 3000 | Bare Steel | 1946-06-15 | 1992-08-05 | Bare Steel | Pressurized
BEAVERDALE GROCERY | 10780 HWY 2 | DALTON | Whitfield | 9155041 | 2 | [5 empty] | Removed from Ground | Gas (Historical Use) | 1000 | Bare Steel | 1973-01-01 | 1993-04-12 | Galvanized Steel
OLD DIXIE SANITARY LANDFILL | 4189 OLD DIXIE HWY | DALTON | Whitfield | 9155083 | 3 |  | 1991-07-08 |  |  |  | Removed from Ground | Gas (Historical Use) | 2000 | Cathodically Protected Steel | 1991-07-08 | 1995-11-08 | Bare Steel | Suction (American)
DALTON GOLF & COUNTRY CLUB | 403 FLEMING ST | DALTON | Whitfield | 1550112 | 2 | Flapper Valve | 1988-12-01 |  | 1988-12-01 |  | Removed from Ground | Gas (Historical Use) | 1000 | Galvanic (STIP-3) | 1988-12-01 | 2011-05-16 | Galvanized Steel | Safe Suction (Euro)
DALTON PUBLIC WORKS DEPARTMENT | 606 N ELM ST | DALTON | Whitfield | 1550281 | 9 | Ball Float | 2006-03-15 | FALSE | 2006-03-15 | FALSE | Currently in Use | Diesel | 20000 | Composite | 2006-03-15 |  | Double-Walled Fiberglass | Pressurized
DALTON PUBLIC WORKS DEPARTMENT | 606 N ELM ST | DALTON | Whitfield | 1550281 | 8 | Ball Float | 1989-09-21 | FALSE | 1989-09-21 | FALSE | Currently in Use | Diesel | 10000 | Epoxy | 1989-09-21 |  | Fiberglass Reinforced Plastic | Pressurized
FAVORITE MARKET #10 | 3650 CHATTANOOGA RD | TUNNEL HILL | Whitfield | 1550035 | 3 |  | 1998-11-16 |  | 1998-11-16 |  | Permanently Out of Use - historical purposes | Gas (Historical Use) | 6000 | Cathodically Protected Steel | 1979-05-08 | 1899-12-31 | Cathodically Protected | Safe Suction (Euro)
TUNNEL HILL TEXACO | 3344 CHATTANOOGA RD | TUNNEL HILL | Whitfield | 1550114 | 2 | [5 empty] | Removed from Ground | Gas (Historical Use) | 4000 | Bare Steel | 1968-05-17 | 1991-01-23 | Galvanized Steel
FAMILY FOOD MART | 705 N VARNELL RD | TUNNEL HILL | Whitfield | 9155017 | 1 | Flapper Valve | 1989-01-01 | FALSE | 1989-01-01 | FALSE | Removed from Ground | Gas (Historical Use) | 6000 | Steel-Impressed Current | 1989-01-01 | 2018-11-07 | Fiberglass Reinforced Plastic | Pressurized
MILL CREEK GENERAL STORE | 1770 MILL CREEK | ROCKY FACE | Whitfield | 9155069 | 2 | Flapper Valve | 1998-11-01 |  | 1998-11-01 |  | Removed from Ground | Gas (Historical Use) | 1000 | Galvanic (STIP-3) | 1998-11-01 | 2014-01-17 |  | Safe Suction (Euro)
41 MARKET INC | 4501 S DIXIE RD SE | RESACA | Whitfield | 1550047 | 2P |  | 1998-12-01 |  | 1998-12-01 |  | Removed from Ground | Gas (Historical Use) | 6000 | Cathodically Protected Steel | 1986-05-15 | 2016-04-13 | Cathodically Protected | Pressurized
TEC INC | 1217 NEW EAST MORRIS ST. | DALTON | Whitfield | 1550194 | 2 | [5 empty] | Removed from Ground | Gas (Historical Use) | 500 | Bare Steel | 1974-03-02 | 1986-09-01 | Galvanized Steel
DEEP SPRING SUPERETTE | 1640 BEAVERDALE RD | DALTON | Whitfield | 9000097 | 1 |  | 1987-06-01 | FALSE | 1987-06-01 | FALSE | Temporarily out of use | Gas (Historical Use) | 1000 | Steel-Impressed Current | 1987-06-15 |  |  | Suction (American)
MAPCO EXPRESS 3620 | 2112 CLEVELAND HWY | DALTON | Whitfield | 1550007 | 2 | [5 empty] | Removed from Ground | Gas (Historical Use) | 10000 | Bare Steel | 1974-05-02 | 1995-10-27 | Galvanized Steel
METROMONT PRESTRESS COMPANY | 400 CHEROKEE ESTATE RD | DALTON | Whitfield | 1550088 | 1 | [5 empty] | Removed from Ground | Diesel | 10000 | Bare Steel | 1973-05-01 | 1899-12-31 | Bare Steel | Suction (American)
FIBRO CHEM INC | 1804 KIMBERLY PARK DR | DALTON | Whitfield | 1550145 | 1 | [5 empty] | Removed from Ground | Diesel | 1000 | Bare Steel | 1981-05-09 | 1986-06-01 | Unknown
BALDRIDGE BROTHERS INC | 1987 BEAVERDALE RD NE | DALTON | Whitfield | 1550136 | 2 |  | 1998-12-01 |  | 1998-12-01 |  | Removed from Ground | Diesel | 6000 | Steel-Impressed Current | 1976-05-10 | 2005-09-20 | Cathodically Protected | Suction (American)
HOMETOWN RENTAL & FINANCE LLC | 1804 E MORRIS ST | DALTON | Whitfield | 1550140 | 10 | Flapper Valve | 1995-05-15 | FALSE | 1989-12-20 | FALSE | Currently in Use | Premium | 2000 | Composite | 1989-12-01 |  | Fiberglass Reinforced Plastic | Safe Suction (Euro)
ESTATE OF W L MANTON | 3725 OLD DIXIE HWY | DALTON | Whitfield | 9155037 | 7 | [5 empty] | Removed from Ground | Diesel | 6000 | Bare Steel | 1946-06-15 | 1992-08-15 | Bare Steel | Pressurized
CUSTOM COATING INC | 204 W IND BLVD | DALTON | Whitfield | 9155042 | 1 | [5 empty] | Removed from Ground | Diesel | 10000 | Not Marked/Unknown | 1994-01-01 | 1994-01-01 | Not Marked
DIXIE CORNER FOOD MART #2 | 3000 E WALNUT AVE | DALTON | Whitfield | 9155040 | 1 | Ball Float | 1986-11-12 | FALSE | 1998-06-02 | FALSE | Currently in Use | Regular | 10000 | Steel-Impressed Current | 1986-01-01 |  | Fiberglass Reinforced Plastic | Pressurized
PLEASANT GROVE ENT INC | 2515 CLEVLAND RD | DALTON | Whitfield | 9155074 | 1 | [5 empty] | Removed from Ground | Gas (Historical Use) | 3000 | Bare Steel |  | 1899-12-31 | Galvanized Steel | Safe Suction (Euro)
WALNUT EXPRESS | 2524 E WALNUT AVE | DALTON | Whitfield | 9155117 | 1 | Overfill Alarm | 1998-09-01 | FALSE | 1998-09-01 | FALSE | Currently in Use | Regular | 15000 | Fiberglass Double Walled | 1998-07-28 |  | Fiberglass Reinforced Plastic | Pressurized
ROGERS DYE FINISHING LLC | 1001 RIVERBEND RD | DALTON | Whitfield | 10000107 | 1 |  |  | FALSE |  | FALSE | Removed from Ground | Gas (Historical Use) | 0 | Unknown | 1973-01-01 | 2002-04-17
MASTERPIECE FINISHING INC | 104 CALLAHAN RD | DALTON | Whitfield | 1550025 | 2 | [5 empty] | Removed from Ground | Diesel | 1000 | Bare Steel | 1996-06-13 | 1996-06-13 | Galvanized Steel
JT'S QUICK CHECK | 3251 CHATTANOOGA RD | TUNNEL HILL | Whitfield | 1550124 | 2 | [5 empty] | Removed from Ground | Gas (Historical Use) | 3000 | Bare Steel | 1971-05-17 | 1991-02-09 | Galvanized Steel
CONAGRA POULTRY | 402 MAIN ST | TUNNEL HILL | Whitfield | 9155115 | 1 | [5 empty] | Currently in Use | Diesel | 8000 | Not Marked/Unknown |  |  | Not Marked
ANDYS CORNER | 104 COTTONWOOD MILL RD | TUNNEL HILL | Whitfield | 9155033 | KERO | Ball Float | 1990-01-31 |  | 1990-01-31 |  | Currently in Use | Kerosene | 2005 | Composite | 1990-01-01 |  | Fiberglass Reinforced Plastic | Pressurized
Gas Express #270 | 4541 Cleveland Hwy | COHUTTA | Whitfield | 1550197 | 6 | Flapper Valve | 1991-10-24 | FALSE | 1991-10-24 | FALSE | Currently in Use | Kerosene | 2000 | Composite | 1991-10-24 |  | Double-Walled Flex | Pressurized
CIRCLE K #2723604 | 1200 CLEVELAND HWY | DALTON | Whitfield | 9000330 | 2 | Flapper Valve | 1994-10-21 | FALSE | 1994-10-21 | FALSE | Currently in Use | Diesel | 10000 | Fiberglass Double Walled | 1993-12-08 |  | Double-Walled Flex | Pressurized
EZ STOP | 1524 MURRAY AVE | DALTON | Whitfield | 1550003 | 4 |  |  | TRUE |  | TRUE | Removed from Ground | Used Oil | 500 | Steel-Impressed Current | 1963-05-07 | 2006-06-09 | Cathodically Protected
EZ STOP | 1524 MURRAY AVE | DALTON | Whitfield | 1550003 | 5B |  | 2006-05-15 | FALSE | 2006-05-15 | FALSE | Currently in Use | Gas (Historical Use) | 5000 | Composite | 2006-05-15 |  | Double-Walled Flex | Pressurized
HEERA EXPRESS | 2219 ABUTMENT RD | DALTON | Whitfield | 10002486 | 1 | Flapper Valve | 2015-07-01 | FALSE | 2015-07-01 | FALSE | Currently in Use | Regular | 15000 | Composite Double Walled | 2015-07-01 |  | Double-Walled Fiberglass
SMART MART # 2 | 100 N OAKS DRIVE | DALTON | Whitfield | 9155107 | 1 | Ball Float | 1996-02-10 | FALSE | 1996-02-10 | FALSE | Currently in Use | Regular | 15000 | Epoxy | 1996-02-10 |  | Fiberglass Reinforced Plastic | Pressurized
Z-FOOD MART | 901 BEAVERDALE RD | DALTON | Whitfield | 9155075 | 1 | Ball Float | 1992-10-21 | FALSE | 1992-10-21 | FALSE | Currently in Use | Regular | 10000 | Composite | 1992-10-21 |  | Fiberglass Reinforced Plastic | Pressurized
CIRCLE K #2723525 | 201 CARBONDALE RD SW | DALTON | Whitfield | 1550203 | 1 | Ball Float | 1996-04-01 | FALSE | 1996-04-01 | FALSE | Currently in Use | Regular | 10000 | Steel-Impressed Current | 1979-03-26 |  | Fiberglass Reinforced Plastic | Pressurized
NORTH GA E.M.C. | 1850 CLEVELAND HWY. | DALTON | Whitfield | 1550220 | 2 | Flapper Valve | 1998-03-01 | FALSE | 1998-03-01 | FALSE | Currently in Use | Diesel | 12000 | Steel-Impressed Current | 1979-04-23 |  | Steel (Impressed Current) | Safe Suction (Euro)
FAVORITE MARKET | 114 EAST HAWTHORNE ST | DALTON | Whitfield | 9000325 | 2 | [5 empty] | Removed from Ground | Gas (Historical Use) | 750 | Bare Steel | 1990-04-12 | 1990-04-12 | Galvanized Steel
CREEKSIDE GROCERY | 4100 TIBBS BRIDGE RD | DALTON | Whitfield | 10001064 | 1 | Flapper Valve | 2003-08-29 | FALSE | 2003-08-29 | FALSE | Currently in Use | Regular | 10000 | Composite | 2003-08-25 |  | Fiberglass Reinforced Plastic | Pressurized
WHITEHEAD LAUNDRY & CLEANERS INC | 1024 DOZIER ST. | DALTON | Whitfield | 1550128 | 1 | [5 empty] | Removed from Ground | Diesel | 0 | Bare Steel | 1986-05-08 | 1899-12-31 | Bare Steel
WHITFIELD COUNTY ROAD DEPARTMENT | 170 GILLESPIE DR | DALTON | Whitfield | 9155119 | 1 | Flapper Valve | 2006-12-01 | FALSE | 2006-12-01 | FALSE | Currently in Use | Diesel | 20000 | STIP-3/Impressed Current | 1987-04-01 |  | Fiberglass Reinforced Plastic | Safe Suction (Euro)
CIRCLE K #2723612 | 3901 -A CLEVELAND HWY | DALTON | Whitfield | 9155121 | 2 | Flapper Valve | 1999-08-01 | FALSE | 1999-08-01 | FALSE | Currently in Use | Premium | 12000 | Composite | 1999-07-28 |  | Double-Walled Flex | Pressurized
ST CLAIR #3 | 1507 DAWNVILLE RD | DALTON | Whitfield | 1550272 | 4 | Flapper Valve | 1998-03-05 | FALSE | 1998-03-05 | FALSE | Currently in Use | Diesel Off Road | 1000 | Galvanic (STIP-3) | 1985-03-04 |  | Double-Walled Flex | Safe Suction (Euro)
ST CLAIR #3 | 1507 DAWNVILLE RD | DALTON | Whitfield | 1550272 | 7 | Flapper Valve | 1998-02-16 |  | 1998-02-16 |  | Currently in Use | Diesel | 8000 | Galvanic (STIP-3) | 1998-02-16 |  | Double-Walled Flex | Pressurized
ESTATE OF RUTH H MANTON-MAXIE MU | 1200 S THORNTON AVE | DALTON | Whitfield | 9155079 | 4 |  |  | TRUE |  | TRUE | Removed from Ground | Used Oil | 1000 | Bare Steel | 1995-09-30 | 1995-09-30 | Bare Steel | Gravity Fed
R & R QUICKSTOP | 2941 FIVE SPRINGS RD | DALTON | Whitfield | 9155012 | 2 | Ball Float | 1990-01-01 | FALSE | 1990-01-01 | FALSE | Removed from Ground | Gas (Historical Use) | 6000 | Galvanic (STIP-3) | 1990-01-01 | 2017-06-21 | Galvanized Steel | Pressurized
ESTATE OF W L MANTON | 3725 OLD DIXIE HWY | DALTON | Whitfield | 9155037 | 2 | [5 empty] | Removed from Ground | Gas (Historical Use) | 2000 | Bare Steel | 1946-06-15 | 1992-08-05 | Bare Steel | Pressurized
BEAVERDALE GROCERY | 10780 HWY 2 | DALTON | Whitfield | 9155041 | 1 | [5 empty] | Removed from Ground | Gas (Historical Use) | 1000 | Bare Steel | 1973-01-01 | 1993-04-12 | Galvanized Steel
DALTON PUBLIC WORKS DEPARTMENT | 606 N ELM ST | DALTON | Whitfield | 1550281 | 6 | [5 empty] | Removed from Ground | Empty | 6000 | Bare Steel | 1970-05-18 | 1989-01-01 | Galvanized Steel
MR ZIP STORE #554 | 105 W WALNUT AVE | DALTON | Whitfield | 9000722 | 1 |  | 1982-01-01 | FALSE | 1990-01-01 | FALSE | Currently in Use | Regular | 10000 | Fiberglass | 1982-04-18 |  | Fiberglass Reinforced Plastic | Pressurized
FAVORITE MARKET #7 | 3363 CHATTANOOGA RD NW | TUNNEL HILL | Whitfield | 1550032 | R | [5 empty] | Removed from Ground | Gas (Historical Use) | 8000 | Bare Steel | 1979-05-10 | 1990-08-30 | Galvanized Steel
FAVORITE MARKET #10 | 3650 CHATTANOOGA RD | TUNNEL HILL | Whitfield | 1550035 | 1 |  | 1998-11-16 |  | 1998-11-16 |  | Permanently Out of Use - historical purposes | Gas (Historical Use) | 8000 | Cathodically Protected Steel | 1979-05-10 | 1899-12-31 | Cathodically Protected | Suction (American)
MAPCO EXPRESS 3623 | 2230 ABUTMENT RD | DALTON | Whitfield | 1550039 | 2 | Flapper Valve | 1993-01-08 | FALSE | 1993-01-08 | FALSE | Currently in Use | Diesel | 10008 | Steel-Impressed Current | 1979-05-10 |  | Steel (Impressed Current) | Pressurized
MAPCO EXPRESS #3616 | 3550 CLEVELAND HWY | DALTON | Whitfield | 9000489 | SUL |  | 1998-11-18 |  | 1998-11-18 |  | Removed from Ground | Gas (Historical Use) | 8020 | Cathodically Protected Steel | 1987-08-01 | 1999-11-17 | Cathodically Protected | Pressurized
KANKUS | 400 NORTH GLENWOOD AVE | DALTON | Whitfield | 570260 | UNL | [5 empty] | Removed from Ground | Gas (Historical Use) | 10008 | Bare Steel | 1984-05-08 | 1996-02-15 | Galvanized Steel | Pressurized
KANKUS | 400 NORTH GLENWOOD AVE | DALTON | Whitfield | 570260 | UNL #2 | Ball Float | 1996-02-27 | FALSE | 1996-02-27 | FALSE | Removed from Ground | Gas (Historical Use) | 10000 | Composite | 1996-02-27 | 2011-05-25 | Double-Walled Flex | Pressurized
CREEKSIDE GROCERY | 4100 TIBBS BRIDGE RD | DALTON | Whitfield | 10001064 | 4 | Flapper Valve | 2003-08-29 | FALSE | 2003-08-29 | FALSE | Currently in Use | E-0 | 2000 | Composite | 2003-08-25 |  | Fiberglass Reinforced Plastic | Pressurized
SHELL | 2501 E WALNUT AVE | DALTON | Whitfield | 9155031 | 1 |  | 1990-07-19 |  | 1990-07-19 |  | Removed from Ground | Gas (Historical Use) | 10000 | Fiberglass | 1990-07-01 | 2009-12-10 | Fiberglass Reinforced Plastic | Pressurized
SMA-STITH EQUIP CO/TST CO | 3219 SOUTH DIXIE HWY (GA HWY 41) | DALTON | Whitfield | 1550214 | 2 | [5 empty] | Removed from Ground | Gas (Historical Use) | 1000 | Bare Steel | 1969-04-18 | 1990-05-09 | Unknown
GAZAWAY CHEVRON | 160 CARBONDALE RD | DALTON | Whitfield | 1550133 | 4 | Flapper Valve | 1996-07-01 |  | 1996-07-01 |  | Removed from Ground | Gas (Historical Use) | 4000 | Steel-Impressed Current | 1966-06-07 | 2015-11-24 | Steel (Impressed Current) | Pressurized
C&J CO INC | 3681 S DIXIE HWY SE | DALTON | Whitfield | 1550215 | 4 |  |  |  | 1991-06-08 |  | Removed from Ground | Diesel | 10000 | Cathodically Protected Steel | 1971-01-01 | 1999-07-21 | Galvanized Steel | Safe Suction (Euro)
C&J CO INC | 3681 S DIXIE HWY SE | DALTON | Whitfield | 1550215 | 5 | [5 empty] | Removed from Ground | Gas (Historical Use) | 1000 | Cathodically Protected Steel | 1979-01-01 | 1999-07-21 | Galvanized Steel | Suction (American)
TEC INC | 1217 NEW EAST MORRIS ST. | DALTON | Whitfield | 1550194 | 1 | [5 empty] | Removed from Ground | Gas (Historical Use) | 500 | Bare Steel | 1974-03-02 | 1986-09-01 | Galvanized Steel
CIRCLE K #2723604 | 1200 CLEVELAND HWY | DALTON | Whitfield | 9000330 | 3 | Flapper Valve | 1994-10-21 | FALSE | 1994-10-21 | FALSE | Currently in Use | Premium | 10000 | Fiberglass Double Walled | 1993-12-08 |  | Double-Walled Flex | Pressurized
EZ STOP | 1524 MURRAY AVE | DALTON | Whitfield | 1550003 | 5A |  | 2006-05-15 | FALSE | 2006-05-15 | FALSE | Currently in Use | Gas (Historical Use) | 10000 | Composite | 2006-05-15 |  | Double-Walled Flex | Pressurized
KANKUS | 400 NORTH GLENWOOD AVE | DALTON | Whitfield | 570260 | UNLPLUS#2 | Ball Float | 1996-02-27 |  | 1996-02-27 |  | Removed from Ground | Gas (Historical Use) | 10000 | Composite | 1996-02-27 | 2011-05-25 | Double Walled | Pressurized
MASON'S SERVICES CO LLC | 2722 OLD TILTON RD | DALTON | Whitfield | 10000083 | 1B | Ball Float | 2002-03-06 | FALSE | 2002-03-06 | FALSE | Currently in Use | Regular | 2000 | Fiberglass | 2002-03-06 |  | Bare Steel | Safe Suction (Euro)
WHITFIELD COUNTY ROAD DEPARTMENT | 170 GILLESPIE DR | DALTON | Whitfield | 9155119 | 3 |  | 1998-12-01 | FALSE | 1998-12-01 | FALSE | Removed from Ground | Gas (Historical Use) | 8000 |  | 1987-04-01 | 2006-11-06 | Fiberglass Reinforced Plastic | Safe Suction (Euro)
ESTATE OF RUTH H MANTON-MAXIE MU | 1200 S THORNTON AVE | DALTON | Whitfield | 9155079 | 3 |  |  | TRUE |  | TRUE | Removed from Ground | Used Oil | 560 | Bare Steel | 1995-09-30 | 1995-09-30 | Bare Steel | Safe Suction (Euro)
DALTON PUBLIC WORKS DEPARTMENT | 606 N ELM ST | DALTON | Whitfield | 1550281 | 2 | [5 empty] | Removed from Ground | Gas (Historical Use) | 20000 | Epoxy | 1989-01-01 | 1989-01-01 | Fiberglass Reinforced Plastic | Suction (American)
POLK BROS CONCRETE | US HWY 41 NORTH | TUNNEL HILL | Whitfield | 1550095 | 2 | [5 empty] | Removed from Ground | Diesel | 560 | Bare Steel | 1976-05-10 | 1899-12-31 | Galvanized Steel
US XPRESS INC | 1535 NEW HOPE CHURCH RD | TUNNEL HILL | Whitfield | 9155103 | 2 | Overfill Alarm | 1997-05-01 | FALSE | 1997-05-01 | FALSE | Currently in Use | Diesel | 20000 | Fiberglass | 1997-05-01 |  | Flex | Pressurized
MAPCO EXPRESS 3641 | 2809 CHATTANOOGA RD | ROCKY FACE | Whitfield | 1550042 | 4 | Ball Float | 1992-03-31 | FALSE | 1992-03-31 | FALSE | Currently in Use | Diesel | 10000 | Composite | 1992-03-31 |  | Fiberglass Reinforced Plastic | Pressurized
ANDYS CORNER | 104 COTTONWOOD MILL RD | TUNNEL HILL | Whitfield | 9155033 | UNL | Ball Float | 1990-01-31 |  | 1990-01-31 |  | Currently in Use | Gas (Historical Use) | 10152 | Composite | 1990-01-01 |  | Fiberglass Reinforced Plastic | Pressurized
MAPCO EXPRESS 3641 | 2809 CHATTANOOGA RD | ROCKY FACE | Whitfield | 1550042 | 2 | Ball Float | 1992-03-31 | FALSE | 1992-03-31 | FALSE | Currently in Use | Plus | 10000 | Composite | 1992-03-31 |  | Fiberglass Reinforced Plastic | Pressurized
WESTSIDE ELEMENTARY SCHOOL | 1815 UTILITY RD | ROCKY FACE | Whitfield | 1550250 | 1 | Flapper Valve | 1992-10-20 | FALSE | 1992-10-20 | FALSE | Removed from Ground | Diesel | 10000 | Steel-Impressed Current | 1992-10-01 |  | Fiberglass Reinforced Plastic | Safe Suction (Euro)
41 MARKET INC | 4501 S DIXIE RD SE | RESACA | Whitfield | 1550047 | 4D |  | 1998-12-01 |  | 1998-12-01 |  | Removed from Ground | Diesel | 1000 | Steel-Impressed Current | 1978-04-12 | 2016-04-13 | Cathodically Protected | Safe Suction (Euro)
ONE STOP SHOP | 5414 CLEVELAND HWY | COHUTTA | Whitfield | 1550048 | 4 | Ball Float | 1995-03-01 | FALSE | 1995-03-01 | FALSE | Currently in Use | E-10 | 10000 | Composite | 1995-03-01 |  | Double-Walled Flex | Pressurized
ONE STOP SHOP | 5414 CLEVELAND HWY | COHUTTA | Whitfield | 1550048 | 5 | Ball Float | 1995-03-01 | FALSE | 1995-03-01 | FALSE | Currently in Use | E-0 | 10000 | Composite | 1995-03-01 |  | Double-Walled Flex | Pressurized
CIRCLE K #2723612 | 3901 -A CLEVELAND HWY | DALTON | Whitfield | 9155121 | 3 | Flapper Valve | 1999-08-01 | FALSE | 1999-08-01 | FALSE | Currently in Use | Diesel | 6000 | Composite | 1999-07-28 |  | Double-Walled Flex | Pressurized
DALTON EQUIPMENT RENTAL CO | 921 EAST MORRIS STREET | DALTON | Whitfield | 9155109 | 1 | [5 empty] | Removed from Ground | Gas (Historical Use) | 1000 | Not Marked/Unknown | 1997-01-22 | 1997-01-22 | Not Marked
ALLTEL GEORGIA/GTE DALTON NORTH | BEAVERDALE RD | DALTON | Whitfield | 9155050 | 1 | [5 empty] | Currently in Use | Diesel | 2000 | Not Marked/Unknown | 1994-10-06 |  | Not Marked
SMA-STITH EQUIP CO/TST CO | 3219 SOUTH DIXIE HWY (GA HWY 41) | DALTON | Whitfield | 1550214 | 3 |  |  | TRUE |  | TRUE | Removed from Ground | Used Oil | 1000 | Bare Steel | 1990-05-08 | 1990-05-08 | Unknown
WASTE MGMT OF NORTH GA | 1040 RIVERBEND DR | DALTON | Whitfield | 1550016 | 1 | [5 empty] | Removed from Ground | Diesel | 10000 | Bare Steel | 1966-05-05 | 1994-08-29 | Galvanized Steel | Suction (American)
DALTON PUBLIC WORKS DEPARTMENT | 606 N ELM ST | DALTON | Whitfield | 1550281 | 1 | [5 empty] | Removed from Ground | Diesel | 10000 | Epoxy | 1989-01-01 | 1989-01-01 | Fiberglass Reinforced Plastic | Suction (American)
CONAGRA FEED MILL/TUNNEL HILL FE | 201 MAIN ST | TUNNEL HILL | Whitfield | 1552000 | 2 | [5 empty] | Closed in Ground | Diesel | 8000 | Bare Steel | 1980-02-05 | 1998-05-01 | Galvanized Steel | Suction (American)
HARPERS GENERAL STORE | 1710 LAFAYETTE RD | ROCKY FACE | Whitfield | 9155016 | 1 | [5 empty] | Removed from Ground | Gas (Historical Use) | 1000 | Bare Steel | 1982-01-01 | 2006-03-01 | Galvanized Steel | Suction (American)
KANKUS EXP 105 | 601 LAFAYETTE RD SW | ROCKY FACE | Whitfield | 1550045 | 5 | Flapper Valve | 1990-05-30 | FALSE | 1990-05-30 | FALSE | Currently in Use | Diesel | 3000 | Steel-Impressed Current | 1983-05-09 |  | Steel (Impressed Current) | Pressurized
KANKUS EXP 105 | 601 LAFAYETTE RD SW | ROCKY FACE | Whitfield | 1550045 | 4 | Flapper Valve | 1990-05-30 | FALSE | 1990-05-30 | FALSE | Currently in Use | Diesel | 5000 | Steel-Impressed Current | 1983-05-09 |  | Steel (Impressed Current) | Pressurized
FAVORITE MARKET #10 | 3650 CHATTANOOGA RD | TUNNEL HILL | Whitfield | 1550035 | 2 |  | 1998-11-16 |  | 1998-11-16 |  | Permanently Out of Use - historical purposes | Gas (Historical Use) | 6000 | Cathodically Protected Steel | 1979-05-10 | 1899-12-31 | Cathodically Protected | Safe Suction (Euro)
TUNNEL HILL TEXACO | 3344 CHATTANOOGA RD | TUNNEL HILL | Whitfield | 1550114 | 3 | [5 empty] | Removed from Ground | Empty | 4000 | Bare Steel | 1968-05-17 | 1991-01-23 | Galvanized Steel
ANDYS CORNER | 104 COTTONWOOD MILL RD | TUNNEL HILL | Whitfield | 9155033 | SLU | Ball Float | 1990-01-31 |  | 1990-01-31 |  | Currently in Use | Gas (Historical Use) | 10152 | Composite | 1990-01-01 |  | Fiberglass Reinforced Plastic | Pressurized
HARPERS GENERAL STORE | 1710 LAFAYETTE RD | ROCKY FACE | Whitfield | 9155016 | 2B |  | 2015-04-20 | FALSE | 2015-04-20 | FALSE | Currently in Use | Gas (Historical Use) | 2000 | Fiberglass Double Walled | 2015-04-20 |  | Double-Walled Flex | Pressurized
MAPCO EXPRESS 3641 | 2809 CHATTANOOGA RD | ROCKY FACE | Whitfield | 1550042 | 3 | Ball Float | 1992-03-31 | FALSE | 1992-03-31 | FALSE | Currently in Use | Premium | 10000 | Composite | 1992-03-31 |  | Fiberglass Reinforced Plastic | Pressurized
KANKUS EXP 105 | 601 LAFAYETTE RD SW | ROCKY FACE | Whitfield | 1550045 | 2 | Flapper Valve | 1998-10-23 | FALSE | 1998-10-23 | FALSE | Currently in Use | Plus | 10008 | Steel-Impressed Current | 1983-05-09 |  | Steel (Impressed Current) | Pressurized
KANGROO EXPRESS | 2622 CHATTANOOGA RD | ROCKY FACE | Whitfield | 1550199 | 2 | [5 empty] | Removed from Ground | Gas (Historical Use) | 8000 | Bare Steel | 1975-03-27 | 1992-10-27 | Galvanized Steel | Pressurized
MANIS GROCERY | 5104 CLEVELAND HWY | COHUTTA | Whitfield | 1550117 | 1 | [5 empty] | Removed from Ground | Gas (Historical Use) | 1000 | Bare Steel | 1966-05-18 | 2000-05-18 | Galvanized Steel | Suction (American)
C&W GROCERY | 4320 CLEVELAND HWY | COHUTTA | Whitfield | 1550260 | KERO | [5 empty] | Removed from Ground | Kerosene | 1000 | Bare Steel | 1981-04-30 | 1998-02-01 | Unknown | Suction (American)
ESTATE OF RUTH H MANTON-MAXIE MU | 1200 S THORNTON AVE | DALTON | Whitfield | 9155079 | 2 | [5 empty] | Removed from Ground | Gas (Historical Use) | 4000 | Bare Steel | 1995-09-30 | 1995-09-30 | Bare Steel | Suction (American)
BEAVERDALE GROCERY | 10780 HWY 2 | DALTON | Whitfield | 9155041 | 3 | Flapper Valve | 1993-04-01 |  | 1993-04-01 |  | Currently in Use | Gas (Historical Use) | 10000 | Steel-Impressed Current | 1984-01-01 |  | Fiberglass Reinforced Plastic | Pressurized
BEAVERDALE GROCERY | 10780 HWY 2 | DALTON | Whitfield | 9155041 | 4A | Ball Float | 1993-04-01 |  | 1993-04-01 |  | Currently in Use | Gas (Historical Use) | 5000 | Steel-Impressed Current | 1993-04-01 |  | Fiberglass Reinforced Plastic | Pressurized
OLD DIXIE SANITARY LANDFILL | 4189 OLD DIXIE HWY | DALTON | Whitfield | 9155083 | 4 |  |  | TRUE |  | TRUE | Removed from Ground | Used Oil | 250 | Marked Unknown | 1995-11-08 | 1995-11-08 | Unknown
DALTON GOLF & COUNTRY CLUB | 403 FLEMING ST | DALTON | Whitfield | 1550112 | 1 | [5 empty] | Removed from Ground | Gas (Historical Use) | 250 | Bare Steel | 1966-05-18 | 1899-12-31 | Galvanized Steel
US XPRESS INC | 1535 NEW HOPE CHURCH RD | TUNNEL HILL | Whitfield | 9155103 | 3 | Overfill Alarm | 1997-05-01 | FALSE | 1997-05-01 | FALSE | Currently in Use | Diesel | 20000 | Fiberglass | 1997-05-01 |  | Flex | Pressurized
ANDYS CORNER | 104 COTTONWOOD MILL RD | TUNNEL HILL | Whitfield | 9155033 | UNLPLUS | Ball Float | 1990-01-31 |  | 1990-01-31 |  | Currently in Use | Gas (Historical Use) | 10152 | Composite | 1990-01-01 |  | Fiberglass Reinforced Plastic | Pressurized
MILL CREEK GENERAL STORE | 1770 MILL CREEK | ROCKY FACE | Whitfield | 9155069 | 1 | [5 empty] | Removed from Ground | Gas (Historical Use) | 550 | Bare Steel | 1998-11-01 | 1998-11-01 | Galvanized Steel | Safe Suction (Euro)
WORLD WIDE INTERIORS | 1200 HULL ROAD | COHUTTA | Whitfield | 9029115 | 2 | [5 empty] | Removed from Ground | Empty | 2000 | Not Marked/Unknown | 1995-01-01 | 1995-01-01 | Not Marked
FAVORITE MARKET | 114 EAST HAWTHORNE ST | DALTON | Whitfield | 9000325 | 1 | [5 empty] | Removed from Ground | Gas (Historical Use) | 1000 | Bare Steel | 1990-04-12 | 1990-04-12 | Galvanized Steel
ASTROTURF INDUSTRIES | 809 KENNER ST | DALTON | Whitfield | 9155086 | 1 | [5 empty] | Removed from Ground | Diesel | 20000 | Not Marked/Unknown | 1987-01-01 | 1987-01-01 | Not Marked
DAWNVILLE GROCERY & HARDWARE | 1358 DAWNVILLE RD | DALTON | Whitfield | 9155092 | 5 | Flapper Valve | 1999-04-22 | FALSE | 1999-04-22 | FALSE | Abandoned-No Known Release | Diesel | 4000 | Fiberglass | 1999-04-06 |  | Fiberglass Reinforced Plastic | Pressurized
DAWNVILLE GROCERY & HARDWARE | 1358 DAWNVILLE RD | DALTON | Whitfield | 9155092 | 4 | Flapper Valve | 1999-04-22 | FALSE | 1999-04-22 | FALSE | Abandoned-No Known Release | Gas (Historical Use) | 8000 | Fiberglass | 1998-05-07 |  | Fiberglass Reinforced Plastic | Pressurized
R & R QUICKSTOP | 2941 FIVE SPRINGS RD | DALTON | Whitfield | 9155012 | 3 | Ball Float | 1990-01-01 | FALSE | 1990-01-01 | FALSE | Removed from Ground | Gas (Historical Use) | 6000 | Galvanic (STIP-3) | 1990-01-01 | 2017-06-21 | Galvanized Steel | Pressurized
CIRCLE K #2723581 | 3390 AIRPORT RD | DALTON | Whitfield | 9155064 | 4 | Flapper Valve | 1994-07-25 | FALSE | 1994-07-25 | FALSE | Currently in Use | Kerosene | 2000 | Composite | 1994-07-25 |  | Double-Walled Flex | Pressurized
WALNUT EXPRESS | 2524 E WALNUT AVE | DALTON | Whitfield | 9155117 | 2 | Overfill Alarm | 1998-09-01 | FALSE | 1998-09-01 | FALSE | Currently in Use | Premium | 15000 | Fiberglass Double Walled | 1998-07-28 |  | Fiberglass Reinforced Plastic | Pressurized
DALTON AIRCRAFT INC | 4465 AIRPORT RD | DALTON | Whitfield | 1550147 | 1 |  |  |  | 1992-09-01 |  | Removed from Ground | Gas (Historical Use) | 10000 | Bare Steel | 1986-05-08 | 1997-02-20 | Galvanized Steel | Suction (American)
CIRCLE K #2723581 | 3390 AIRPORT RD | DALTON | Whitfield | 9155064 | 3 | Ball Float | 1994-07-25 | FALSE | 1994-07-25 | FALSE | Currently in Use | Diesel | 10000 | Composite | 1994-07-25 |  | Double-Walled Flex | Pressurized
OLD DIXIE SANITARY LANDFILL | 4189 OLD DIXIE HWY | DALTON | Whitfield | 9155083 | 2 | [5 empty] | Removed from Ground | Diesel | 3000 | Bare Steel | 1983-04-23 | 1995-11-08 | Bare Steel | Suction (American)
MAPCO EXPRESS 3641 | 2809 CHATTANOOGA RD | ROCKY FACE | Whitfield | 1550042 | 1 | Ball Float | 1992-03-31 | FALSE | 1992-03-31 | FALSE | Currently in Use | Regular | 10000 | Composite | 1992-03-31 |  | Fiberglass Reinforced Plastic | Pressurized
KANGROO EXPRESS | 2622 CHATTANOOGA RD | ROCKY FACE | Whitfield | 1550199 | 4 | [5 empty] | Removed from Ground | Kerosene | 2000 | Cathodically Protected Steel | 1985-03-24 | 1992-04-16 | Galvanized Steel | Suction (American)
KANGROO EXPRESS | 2622 CHATTANOOGA RD | ROCKY FACE | Whitfield | 1550199 | 5 | Ball Float | 1992-04-06 |  | 1992-04-06 |  | Currently in Use | Gas (Historical Use) | 10000 | Composite | 1992-04-06 |  | Double-Walled Flex | Pressurized
KANGROO EXPRESS | 2622 CHATTANOOGA RD | ROCKY FACE | Whitfield | 1550199 | 7 | Ball Float | 1992-04-06 |  | 1992-04-06 |  | Currently in Use | Gas (Historical Use) | 10000 | Composite | 1992-04-06 |  | Double-Walled Flex | Pressurized
41 MARKET INC | 4501 S DIXIE RD SE | RESACA | Whitfield | 1550047 | 5K |  | 1998-12-01 |  | 1998-12-01 |  | Removed from Ground | Kerosene | 2000 | Steel-Impressed Current | 1983-10-20 | 2016-04-13 | Cathodically Protected | Safe Suction (Euro)
DALTON EQUIPMENT RENTAL CO | 921 EAST MORRIS STREET | DALTON | Whitfield | 9155109 | 2 | [5 empty] | Removed from Ground | Diesel | 1000 | Not Marked/Unknown | 1997-01-22 | 1997-01-22 | Not Marked
SHELL | 2501 E WALNUT AVE | DALTON | Whitfield | 9155031 | 5 |  | 1990-07-19 |  | 1990-07-19 |  | Removed from Ground | Kerosene | 6000 | Fiberglass | 1990-07-01 | 2009-12-10 | Fiberglass Reinforced Plastic | Pressurized
SHELL | 2501 E WALNUT AVE | DALTON | Whitfield | 9155031 | 4 |  | 1990-07-19 |  | 1990-07-19 |  | Removed from Ground | Diesel | 10000 | Fiberglass | 1990-07-01 | 2009-12-10 | Fiberglass Reinforced Plastic | Pressurized
BEAVERDALE GROCERY | 10780 HWY 2 | DALTON | Whitfield | 9155041 | 4C | Flapper Valve | 1993-04-01 |  | 1993-04-01 |  | Currently in Use | Diesel | 2000 | Steel-Impressed Current | 1993-04-01 |  | Fiberglass Reinforced Plastic | Safe Suction (Euro)
TUNNEL HILL TEXACO | 3344 CHATTANOOGA RD | TUNNEL HILL | Whitfield | 1550114 | 4 | [5 empty] | Removed from Ground | Gas (Historical Use) | 2000 | Bare Steel | 1978-05-15 | 1991-01-23 | Galvanized Steel
KANKUS EXP 105 | 601 LAFAYETTE RD SW | ROCKY FACE | Whitfield | 1550045 | 1 | Flapper Valve | 1998-10-23 | FALSE | 1998-10-23 | FALSE | Currently in Use | Regular | 10008 | Steel-Impressed Current | 1983-05-09 |  | Steel (Impressed Current) | Pressurized
ONE STOP SHOP | 5414 CLEVELAND HWY | COHUTTA | Whitfield | 1550048 | 1 | [5 empty] | Removed from Ground | Gas (Historical Use) | 550 | Bare Steel | 1961-05-14 | 1995-06-06 | Galvanized Steel
ASTROTURF INDUSTRIES | 809 KENNER ST | DALTON | Whitfield | 9155086 | 2 | [5 empty] | Removed from Ground | Diesel | 20000 | Not Marked/Unknown | 1987-01-01 | 1987-01-01 | Not Marked
DAWNVILLE GROCERY & HARDWARE | 1358 DAWNVILLE RD | DALTON | Whitfield | 9155092 | 3 | Flapper Valve | 1999-04-22 | FALSE | 1999-04-22 | FALSE | Abandoned-No Known Release | Gas (Historical Use) | 8000 | Fiberglass | 1995-05-08 |  | Fiberglass Reinforced Plastic | Pressurized
SHELL | 2501 E WALNUT AVE | DALTON | Whitfield | 9155031 | 3 |  | 1990-07-19 |  | 1990-07-19 |  | Removed from Ground | Gas (Historical Use) | 10000 | Fiberglass | 1990-07-01 | 2009-12-10 | Fiberglass Reinforced Plastic | Pressurized
DIXIE CORNER FOOD MART #2 | 3000 E WALNUT AVE | DALTON | Whitfield | 9155040 | 4 | Flapper Valve | 1998-06-02 | FALSE | 1998-06-02 | FALSE | Currently in Use | Kerosene | 2000 | Steel-Impressed Current | 1987-01-01 |  | Fiberglass Reinforced Plastic | Pressurized
PLEASANT GROVE ENT INC | 2515 CLEVLAND RD | DALTON | Whitfield | 9155074 | 4 | [5 empty] | Removed from Ground | Gas (Historical Use) | 1000 | Bare Steel |  | 1899-12-31 | Galvanized Steel | Safe Suction (Euro)
SMA-STITH EQUIP CO/TST CO | 3219 SOUTH DIXIE HWY (GA HWY 41) | DALTON | Whitfield | 1550214 | 1 | [5 empty] | Removed from Ground | Diesel | 2000 | Bare Steel | 1969-04-18 | 1990-05-09 | Unknown
MR ZIP STORE #554 | 105 W WALNUT AVE | DALTON | Whitfield | 9000722 | 3 |  | 1982-01-01 | FALSE | 1990-01-01 | FALSE | Currently in Use | Premium | 10000 | Fiberglass | 1982-04-18 |  | Fiberglass Reinforced Plastic | Pressurized
FAVORITE MARKET #7 | 3363 CHATTANOOGA RD NW | TUNNEL HILL | Whitfield | 1550032 | U | [5 empty] | Removed from Ground | Gas (Historical Use) | 8000 | Bare Steel | 1979-05-10 | 1990-08-30 | Galvanized Steel
HARPERS GENERAL STORE | 1710 LAFAYETTE RD | ROCKY FACE | Whitfield | 9155016 | 1C | Ball Float | 2008-03-01 | FALSE | 2008-03-01 | FALSE | Currently in Use | Diesel | 4000 | Fiberglass Double Walled | 2008-02-01 |  | Double-Walled Flex | Pressurized
TUNNEL HILL TEXACO | 3344 CHATTANOOGA RD | TUNNEL HILL | Whitfield | 1550114 | 5 | [5 empty] | Removed from Ground | Kerosene | 1000 | Bare Steel | 1983-05-14 | 1991-01-23 | Galvanized Steel
POLK BROS CONCRETE | US HWY 41 NORTH | TUNNEL HILL | Whitfield | 1550095 | 1 | [5 empty] | Removed from Ground | Gas (Historical Use) | 560 | Bare Steel | 1976-05-10 | 1899-12-31 | Galvanized Steel
US XPRESS INC | 1535 NEW HOPE CHURCH RD | TUNNEL HILL | Whitfield | 9155103 | 1 | [5 empty] | Removed from Ground | Diesel | 20000 | Fiberglass | 1987-01-01 | 1899-12-31 | Fiberglass Reinforced Plastic | Pressurized
KANKUS EXP 105 | 601 LAFAYETTE RD SW | ROCKY FACE | Whitfield | 1550045 | DSL | [5 empty] | Removed from Ground | Empty | 3010 | Bare Steel | 1983-05-09 | 1989-05-18 | Galvanized Steel
41 MARKET INC | 4501 S DIXIE RD SE | RESACA | Whitfield | 1550047 | 1S | [5 empty] | Closed in Ground | Gas (Historical Use) | 6000 | Bare Steel | 1978-04-12 | 2016-04-14 | Galvanized Steel | Pressurized
WASTE MGMT OF NORTH GA | 1040 RIVERBEND DR | DALTON | Whitfield | 1550016 | 2 | [5 empty] | Removed from Ground | Empty | 500 | Bare Steel | 1966-05-05 | 1994-08-29 | Galvanized Steel | Suction (American)
JT'S QUICK CHECK | 3251 CHATTANOOGA RD | TUNNEL HILL | Whitfield | 1550124 | 1 | [5 empty] | Removed from Ground | Gas (Historical Use) | 3000 | Bare Steel | 1971-05-17 | 1991-02-09 | Galvanized Steel
CONAGRA FEED MILL/TUNNEL HILL FE | 201 MAIN ST | TUNNEL HILL | Whitfield | 1552000 | 1 | [5 empty] | Removed from Ground | Diesel | 15000 | Bare Steel | 1966-02-08 | 1991-01-18 | Galvanized Steel
FAMILY FOOD MART | 705 N VARNELL RD | TUNNEL HILL | Whitfield | 9155017 | 2 | Flapper Valve | 1989-01-01 | FALSE | 1989-01-01 | FALSE | Removed from Ground | Gas (Historical Use) | 6000 | Steel-Impressed Current | 1989-01-01 | 2018-11-07 | Fiberglass Reinforced Plastic | Pressurized
HARPERS GENERAL STORE | 1710 LAFAYETTE RD | ROCKY FACE | Whitfield | 9155016 | 1B | Ball Float | 2008-03-01 | FALSE | 2008-03-01 | FALSE | Currently in Use | Gas (Historical Use) | 4000 | Fiberglass Double Walled | 2008-02-01 |  | Double-Walled Flex | Pressurized
41 MARKET INC | 4501 S DIXIE RD SE | RESACA | Whitfield | 1550047 | 3R |  | 1998-12-01 |  | 1998-12-01 |  | Removed from Ground | Gas (Historical Use) | 6000 | Cathodically Protected Steel | 1986-05-15 | 2016-04-13 | Cathodically Protected | Pressurized
MANIS GROCERY | 5104 CLEVELAND HWY | COHUTTA | Whitfield | 1550117 | 2 | [5 empty] | Removed from Ground | Gas (Historical Use) | 550 | Bare Steel | 1966-05-18 | 2000-05-18 | Galvanized Steel | Suction (American)
HARPERS GENERAL STORE | 1710 LAFAYETTE RD | ROCKY FACE | Whitfield | 9155016 | 3 | [5 empty] | Removed from Ground | Gas (Historical Use) | 1000 | Bare Steel | 1982-01-01 | 2006-03-01 | Galvanized Steel | Suction (American)
KANKUS EXP 105 | 601 LAFAYETTE RD SW | ROCKY FACE | Whitfield | 1550045 | K | [5 empty] | Removed from Ground | Empty | 3010 | Bare Steel | 1983-05-09 | 1989-05-28 | Galvanized Steel
41 MARKET INC | 4501 S DIXIE RD SE | RESACA | Whitfield | 1550047 | 6S |  | 1993-02-26 |  | 1993-02-26 |  | Removed from Ground | Gas (Historical Use) | 6000 | Fiberglass | 1993-02-26 | 2016-04-13 | Cathodically Protected | Pressurized
ONE STOP SHOP | 5414 CLEVELAND HWY | COHUTTA | Whitfield | 1550048 | 3 | [5 empty] | Removed from Ground | Gas (Historical Use) | 2000 | Bare Steel | 1976-05-10 | 1995-06-01 | Galvanized Steel | Safe Suction (Euro)
RaceTrac #213 - Rocky Face | 1907 CHATTANOOGA RD | DALTON | Whitfield | 1550157 | 4 |  | 1986-01-01 | FALSE | 1986-01-01 | FALSE | Removed from Ground | Gas (Historical Use) | 11600 | Composite | 1983-01-01 |  | Fiberglass Reinforced Plastic | Pressurized
RaceTrac #213 - Rocky Face | 1907 CHATTANOOGA RD | DALTON | Whitfield | 1550157 | 5 | Overfill Alarm | 2000-09-01 | FALSE | 2000-09-01 | FALSE | Currently in Use | Regular | 20000 | Fiberglass Double Walled | 2000-09-01 |  | Double-Walled Fiberglass | Pressurized
MAPCO EXPRESS 3641 | 2809 CHATTANOOGA RD | ROCKY FACE | Whitfield | 1550042 | 5 | Ball Float | 1992-03-31 |  | 1992-03-31 |  | Currently in Use | Kerosene | 2000 | Composite | 1992-03-31 |  | Fiberglass Reinforced Plastic | Pressurized
KANKUS EXP 105 | 601 LAFAYETTE RD SW | ROCKY FACE | Whitfield | 1550045 | 3 | Flapper Valve | 1998-10-23 | FALSE | 1998-10-23 | FALSE | Currently in Use | Premium | 10008 | Steel-Impressed Current | 1983-05-09 |  | Steel (Impressed Current) | Pressurized
WESTSIDE ELEMENTARY SCHOOL | 1815 UTILITY RD | ROCKY FACE | Whitfield | 1550250 | 2 | Flapper Valve | 2025-02-01 | FALSE | 2025-02-01 | FALSE | Currently in Use | Diesel | 10000 | Tank Jacket | 2025-02-01 |  | Double-Walled Flex | Pressurized
ONE STOP SHOP | 5414 CLEVELAND HWY | COHUTTA | Whitfield | 1550048 | 6A | Ball Float | 1995-03-01 | FALSE | 1995-03-01 | FALSE | Currently in Use | Diesel | 12000 | Composite | 1995-03-01 |  | Double-Walled Flex | Pressurized
ONE STOP SHOP | 5414 CLEVELAND HWY | COHUTTA | Whitfield | 1550048 | 6B | Ball Float | 1995-03-01 | FALSE | 1995-03-01 | FALSE | Currently in Use | Diesel | 0 | Composite | 1995-03-01 |  | Double-Walled Flex | Pressurized
HARPERS GENERAL STORE | 1710 LAFAYETTE RD | ROCKY FACE | Whitfield | 9155016 | 2 | [5 empty] | Removed from Ground | Gas (Historical Use) | 1000 | Bare Steel | 1982-01-01 | 2006-03-01 | Galvanized Steel | Suction (American)
KANGROO EXPRESS | 2622 CHATTANOOGA RD | ROCKY FACE | Whitfield | 1550199 | 6 | Ball Float | 1992-04-06 |  | 1992-04-06 |  | Currently in Use | Gas (Historical Use) | 10000 | Composite | 1992-04-06 |  | Double-Walled Flex | Pressurized
KANGROO EXPRESS | 2622 CHATTANOOGA RD | ROCKY FACE | Whitfield | 1550199 | 8 | Ball Float | 1992-11-03 |  | 1992-11-03 |  | Currently in Use | Kerosene | 2000 | Composite | 1992-11-03 |  | Double-Walled Flex | Pressurized
SYSTEM SERVICES INC | 4346 S DIXIE HWY (US 41) | RESACA | Whitfield | 9064180 | 2 | [5 empty] | Removed from Ground | Gas (Historical Use) | 550 | Not Marked/Unknown | 1992-01-01 | 1992-01-01 | Not Marked
MANIS GROCERY | 5104 CLEVELAND HWY | COHUTTA | Whitfield | 1550117 | 4 | [5 empty] | Removed from Ground | Other | 500 | Bare Steel | 1966-05-18 | 2000-05-18 | Galvanized Steel | Suction (American)
TUNNEL HILL TEXACO | 3344 CHATTANOOGA RD | TUNNEL HILL | Whitfield | 1550114 | 1 | [5 empty] | Removed from Ground | Gas (Historical Use) | 10000 | Bare Steel | 1981-05-14 | 1991-01-23 | Galvanized Steel
HARPERS GENERAL STORE | 1710 LAFAYETTE RD | ROCKY FACE | Whitfield | 9155016 | 2A | Ball Float | 2015-04-20 | FALSE | 2015-04-20 | FALSE | Currently in Use | Gas (Historical Use) | 2000 | Fiberglass Double Walled | 2015-04-20 |  | Double-Walled Flex | Pressurized
KANGROO EXPRESS | 2622 CHATTANOOGA RD | ROCKY FACE | Whitfield | 1550199 | 1 | [5 empty] | Removed from Ground | Gas (Historical Use) | 8000 | Bare Steel | 1975-03-27 | 1992-10-27 | Galvanized Steel | Pressurized
SYSTEM SERVICES INC | 4346 S DIXIE HWY (US 41) | RESACA | Whitfield | 9064180 | 1 | [5 empty] | Removed from Ground | Gas (Historical Use) | 2000 | Not Marked/Unknown | 1992-01-01 | 1992-01-01 | Not Marked
ST CLAIR #3 | 1507 DAWNVILLE RD | DALTON | Whitfield | 1550272 | 3 | [5 empty] | Removed from Ground | Gas (Historical Use) | 2000 | Bare Steel | 1974-01-01 | 1998-03-05 | Galvanized Steel
Gas Express #270 | 4541 Cleveland Hwy | COHUTTA | Whitfield | 1550197 | 5B | Ball Float | 1991-10-24 | FALSE | 1991-10-24 | FALSE | Currently in Use | Plus | 5000 | Composite | 1991-10-24 |  | Double-Walled Flex | Pressurized
Gas Express #270 | 4541 Cleveland Hwy | COHUTTA | Whitfield | 1550197 | 4 | [5 empty] | Removed from Ground | Kerosene | 2000 | Cathodically Protected Steel | 1985-03-24 | 1991-10-14 | Galvanized Steel | Pressurized
Gas Express #270 | 4541 Cleveland Hwy | COHUTTA | Whitfield | 1550197 | 1 | [5 empty] | Removed from Ground | Gas (Historical Use) | 8000 | Bare Steel | 1975-03-27 | 1991-10-14 | Galvanized Steel | Pressurized
COHUTTA HATCHERY | 5000 COHUTTA VARNELL RD | COHUTTA | Whitfield | 1550170 | 1 | [5 empty] | Removed from Ground | Diesel | 15000 | Bare Steel | 1980-02-05 | 1991-10-19 | Galvanized Steel | Safe Suction (Euro)
BALDRIDGE BROTHERS INC | 1987 BEAVERDALE RD NE | DALTON | Whitfield | 1550136 | 3 | [5 empty] | Removed from Ground | Empty | 1000 | Bare Steel | 1976-05-10 | 1988-10-01 | Galvanized Steel
CIRCLE K #2723525 | 201 CARBONDALE RD SW | DALTON | Whitfield | 1550203 | 2 | Flapper Valve | 1996-04-01 | FALSE | 1996-04-01 | FALSE | Currently in Use | Diesel | 10000 | Steel-Impressed Current | 1979-03-26 |  | Fiberglass Reinforced Plastic | Pressurized
WHITFIELD COUNTY ROAD DEPARTMENT | 170 GILLESPIE DR | DALTON | Whitfield | 9155119 | 2 | Flapper Valve | 2006-12-01 | FALSE | 2006-12-01 | FALSE | Currently in Use | Regular | 10000 | STIP-3/Impressed Current | 1987-04-01 |  | Fiberglass Reinforced Plastic | Safe Suction (Euro)
PYE FAMILY PARTNERSHIP | 2716 E WALNUT AVE | DALTON | Whitfield | 9155127 | 2 | [5 empty] | Removed from Ground | Diesel | 5000 | Bare Steel |  | 1899-12-31 | Bare Steel | Safe Suction (Euro)
DALTON STEP COMPANY INC | 2010 ANTIOCH ROAD | DALTON | Whitfield | 9155098 | 1 | [5 empty] | Removed from Ground | Gas (Historical Use) | 1000 | Not Marked/Unknown | 1996-03-13 | 1996-03-13 | Not Marked
SUPER GARBAGE SVC | 113 MCFALLS ST | DALTON | Whitfield | 9155022 | 1 | [5 empty] | Removed from Ground | Diesel | 2005 | Bare Steel | 1973-01-01 | 1988-10-01 | Unknown
CUSTOM COATING INC | 204 W IND BLVD | DALTON | Whitfield | 9155042 | 3 | [5 empty] | Removed from Ground | Gas (Historical Use) | 1000 | Not Marked/Unknown | 1994-01-01 | 1994-01-01 | Not Marked
BEAVERDALE GROCERY | 10780 HWY 2 | DALTON | Whitfield | 9155041 | 4B | Flapper Valve | 1993-04-01 |  | 1993-04-01 |  | Currently in Use | Diesel | 3000 | Steel-Impressed Current | 1993-04-01 |  | Fiberglass Reinforced Plastic | Safe Suction (Euro)
DIXIE CORNER FOOD MART #2 | 3000 E WALNUT AVE | DALTON | Whitfield | 9155040 | 3 | Ball Float | 1986-11-12 | FALSE | 1998-06-02 | FALSE | Temporarily out of use | Diesel | 10000 | Steel-Impressed Current | 1986-01-01 |  | Fiberglass Reinforced Plastic | Pressurized
DALTON PARKS & REC MAINT FAC | CIVIC DR & MITCHELL DR | DALTON | Whitfield | 9155043 | 1 | [5 empty] | Removed from Ground | Gas (Historical Use) | 500 | Bare Steel | 1973-03-01 | 1993-11-11 | Bare Steel | Safe Suction (Euro)
PLEASANT GROVE ENT INC | 2515 CLEVLAND RD | DALTON | Whitfield | 9155074 | 3 | [5 empty] | Removed from Ground | Gas (Historical Use) | 1000 | Bare Steel |  | 1899-12-31 | Galvanized Steel | Safe Suction (Euro)
WALNUT EXPRESS | 2524 E WALNUT AVE | DALTON | Whitfield | 9155117 | 3 | Overfill Alarm | 1998-09-01 | FALSE | 1998-09-01 | FALSE | Currently in Use | Diesel | 4000 | Fiberglass Double Walled | 1998-07-28 |  | Fiberglass Reinforced Plastic | Pressurized
FAMILY FOOD MART | 705 N VARNELL RD | TUNNEL HILL | Whitfield | 9155017 | 3 | Flapper Valve | 1989-01-01 | FALSE | 1989-01-01 | FALSE | Removed from Ground | Gas (Historical Use) | 6000 | Steel-Impressed Current | 1989-01-01 | 2018-11-07 | Fiberglass Reinforced Plastic | Pressurized
HARPERS GENERAL STORE | 1710 LAFAYETTE RD | ROCKY FACE | Whitfield | 9155016 | 1A | Ball Float | 2008-03-01 | FALSE | 2008-03-01 | FALSE | Currently in Use | Gas (Historical Use) | 8000 | Fiberglass Double Walled | 2008-02-01 |  | Double-Walled Flex | Pressurized
DALTON WHITFIELD REGIONAL SOLID | 2598 LANDFILL RD | ROCKY FACE | Whitfield | 9155084 | 1 |  | 1989-06-12 |  | 1989-06-12 |  | Removed from Ground | Diesel | 2000 | Cathodically Protected Steel | 1989-06-12 | 2001-10-15 | Fiberglass Reinforced Plastic | Suction (American)
WESTSIDE MIDDLE SCHOOL | 580 LAFAYETTE HWY | ROCKY FACE | Whitfield | 1550254 | 1 | [5 empty] | Removed from Ground | Gas (Historical Use) | 8000 | Bare Steel | 1962-05-06 | 1992-06-01 | Bare Steel
MANIS GROCERY | 5104 CLEVELAND HWY | COHUTTA | Whitfield | 1550117 | 3 | [5 empty] | Removed from Ground | Diesel | 500 | Bare Steel | 1966-05-18 | 2000-05-18 | Galvanized Steel | Suction (American)
FAVORITE MARKET NO. 59 (OLD) | 2600 CHATTANOOGA RD | ROCKY FACE | Whitfield | 10000428 | 1 |  |  | FALSE |  | FALSE | Removed from Ground | Gas (Historical Use) | 10000 | Bare Steel | 1980-05-09 | 1992-03-23 | Galvanized Steel
KANGROO EXPRESS | 2622 CHATTANOOGA RD | ROCKY FACE | Whitfield | 1550199 | 3 | [5 empty] | Removed from Ground | Gas (Historical Use) | 8000 | Cathodically Protected Steel | 1985-03-24 | 1992-10-27 | Galvanized Steel | Pressurized
SYSTEM SERVICES INC | 4346 S DIXIE HWY (US 41) | RESACA | Whitfield | 9064180 | 3 | [5 empty] | Removed from Ground | Gas (Historical Use) | 550 | Not Marked/Unknown | 1992-01-01 | 1992-01-01 | Not Marked
Road Runners | 1016 N Glenwood Ave | Dalton | Whitfield | 10002949 | 2C | Flapper Valve | 2019-03-01 | FALSE | 2019-03-01 | FALSE | Currently in Use | Diesel | 4000 | Composite Double Walled | 2019-04-03 |  | Double-Walled Flex | Pressurized
Road Runners | 1016 N Glenwood Ave | Dalton | Whitfield | 10002949 | 2B | Flapper Valve | 2019-03-01 | FALSE | 2019-03-01 | FALSE | Currently in Use | E-0 | 4000 | Composite Double Walled | 2019-04-03 |  | Double-Walled Flex | Pressurized
KROGER GA #458 | 1307 WEST WALNUT Avenue | DALTON | Whitfield | 10002725 | 1 | Overfill Alarm | 2016-05-26 | FALSE | 2016-05-26 | FALSE | Currently in Use | Regular | 20000 | Fiberglass Double Walled | 2016-04-21 |  | Double-Walled Flex | Pressurized
KROGER GA #458 | 1307 WEST WALNUT Avenue | DALTON | Whitfield | 10002725 | 2B | Overfill Alarm | 2016-05-26 | FALSE | 2016-05-26 | FALSE | Currently in Use | Premium | 12000 | Fiberglass Double Walled | 2016-04-21 |  | Double-Walled Flex | Pressurized
KROGER GA #458 | 1307 WEST WALNUT Avenue | DALTON | Whitfield | 10002725 | 2A | Overfill Alarm | 2016-05-26 | FALSE | 2016-05-26 | FALSE | Currently in Use | Diesel | 10000 | Fiberglass Double Walled | 2016-04-21 |  | Double-Walled Flex | Pressurized
Road Runners | 1016 N Glenwood Ave | Dalton | Whitfield | 10002949 | 2A | Flapper Valve | 2019-03-01 | FALSE | 2019-03-01 | FALSE | Currently in Use | Premium | 4000 | Composite Double Walled | 2019-04-03 |  | Double-Walled Flex | Pressurized
Road Runners | 1016 N Glenwood Ave | Dalton | Whitfield | 10002949 | 1 | Flapper Valve | 2019-03-01 | FALSE | 2019-03-01 | FALSE | Currently in Use | Regular | 12000 | Composite Double Walled | 2018-10-31 |  | Double-Walled Flex | Pressurized
Abutment Rd Shell | 1704 Abutment Rd | Dalton | Whitfield | 10002981 | 1 | Flapper Valve | 2017-11-09 | FALSE | 2017-11-09 | FALSE | Currently in Use | Regular | 12000 | Composite Double Walled | 2017-10-17 |  | Double-Walled Fiberglass | Pressurized
Abutment Rd Shell | 1704 Abutment Rd | Dalton | Whitfield | 10002981 | 2B | Flapper Valve | 2017-11-09 | FALSE | 2017-11-09 | FALSE | Currently in Use | Diesel On Road | 6000 | Composite Double Walled | 2017-10-17 |  | Double-Walled Fiberglass | Pressurized
Abutment Rd Shell | 1704 Abutment Rd | Dalton | Whitfield | 10002981 | 2A | Flapper Valve | 2017-11-09 | FALSE | 2017-11-09 | FALSE | Currently in Use | Premium | 6000 | Composite Double Walled | 2017-10-17 |  | Double-Walled Fiberglass | Pressurized
Gas Express #270 | 4541 Cleveland Hwy | COHUTTA | Whitfield | 1550197 | 5C | Ball Float | 1991-10-24 | FALSE | 1991-10-24 | FALSE | Currently in Use | Premium | 5000 | Composite | 1991-10-24 |  | Double-Walled Flex | Pressurized
Gas Express #270 | 4541 Cleveland Hwy | COHUTTA | Whitfield | 1550197 | 3 | [5 empty] | Removed from Ground | Gas (Historical Use) | 8000 | Cathodically Protected Steel | 1985-03-24 | 1991-10-14 | Galvanized Steel | Pressurized
DOOLEY'S GROCERY | RURAL STATION | HILL CITY | Whitfield | 1550120 | 4 | [5 empty] | Removed from Ground | Empty | 275 | Bare Steel | 1971-05-17 | 1998-08-01 | Galvanized Steel | Suction (American)
Five Point | 1281 Beaverdale Rd NE | Dalton | Whitfield | 10003090 | 2A | Flapper Valve | 2018-01-21 | FALSE | 2018-01-21 | FALSE | Currently in Use | Premium | 5000 | Epoxy Double-Walled | 2017-06-22 |  | Double-Walled Flex | Pressurized
Bizee Bee | 3593 Chattanooga Rd | Tunnel Hill | Whitfield | 10003171 | 1B | Flapper Valve | 2021-04-19 | FALSE | 2021-04-19 | FALSE | Currently in Use | Premium | 8000 | Composite Double Walled | 2021-03-24 |  | Double-Walled Fiberglass | Pressurized
Five Point | 1281 Beaverdale Rd NE | Dalton | Whitfield | 10003090 | 1B | Flapper Valve | 2018-01-21 | FALSE | 2018-01-21 | FALSE | Currently in Use | Diesel On Road | 5000 | Epoxy Double-Walled | 2017-06-22 |  | Double-Walled Flex | Pressurized
Bizee Bee | 3593 Chattanooga Rd | Tunnel Hill | Whitfield | 10003171 | 2B | Flapper Valve | 2021-04-19 | FALSE | 2021-04-19 | FALSE | Currently in Use | E-0 | 6000 | Composite Double Walled | 2021-03-24 |  | Double-Walled Fiberglass | Pressurized
Five Point | 1281 Beaverdale Rd NE | Dalton | Whitfield | 10003090 | 1A | Flapper Valve | 2018-01-21 | FALSE | 2018-01-21 | FALSE | Currently in Use | Regular | 11000 | Epoxy Double-Walled | 2017-06-22 |  | Double-Walled Flex | Pressurized
FORMER MURRAY AVE PHILLIPS 66 STATION | 1209 MORRIS ST | DALTON | Whitfield | 10003154 | 1 |  |  | FALSE |  | FALSE | Removed from Ground |  |  |  |  | 2021-11-10
Bizee Bee | 3593 Chattanooga Rd | Tunnel Hill | Whitfield | 10003171 | 2A | Flapper Valve | 2021-04-19 | FALSE | 2021-04-19 | FALSE | Currently in Use | Diesel On Road | 6000 | Composite Double Walled | 2021-03-24 |  | Double-Walled Fiberglass | Pressurized
Five Point | 1281 Beaverdale Rd NE | Dalton | Whitfield | 10003090 | 2C | Flapper Valve | 2018-01-21 | FALSE | 2018-01-21 | FALSE | Currently in Use | Diesel Off Road | 5000 | Epoxy Double-Walled | 2017-06-22 |  | Double-Walled Flex | Pressurized
Five Point | 1281 Beaverdale Rd NE | Dalton | Whitfield | 10003090 | 2B | Flapper Valve | 2018-01-21 | FALSE | 2018-01-21 | FALSE | Currently in Use | E-0 | 6000 | Epoxy Double-Walled | 2017-06-22 |  | Double-Walled Flex | Pressurized
MAPCO EXPRESS 3620 | 2112 CLEVELAND HWY | DALTON | Whitfield | 1550007 | 4 | [5 empty] | Removed from Ground | Kerosene | 4000 | Bare Steel | 1974-05-02 | 1995-10-27 | Galvanized Steel
MAPCO EXPRESS 3620 | 2112 CLEVELAND HWY | DALTON | Whitfield | 1550007 | 5 | [5 empty] | Removed from Ground | Diesel | 3000 | Bare Steel | 1974-05-02 | 1995-10-27 | Galvanized Steel
MAPCO EXPRESS 3620 | 2112 CLEVELAND HWY | DALTON | Whitfield | 1550007 | 7 | Ball Float | 1997-03-17 | FALSE | 1997-03-17 | FALSE | Currently in Use | Premium | 12000 | Fiberglass Double Walled | 1997-03-17 |  | Flex | Pressurized
MAPCO EXPRESS #3616 | 3550 CLEVELAND HWY | DALTON | Whitfield | 9000489 | UNL |  | 1998-11-18 |  | 1998-11-18 |  | Removed from Ground | Gas (Historical Use) | 8020 | Cathodically Protected Steel | 1983-05-09 | 1999-11-17 | Cathodically Protected | Pressurized
MAPCO EXPRESS #3616 | 3550 CLEVELAND HWY | DALTON | Whitfield | 9000489 | UNLPLUS |  | 1998-11-18 |  | 1998-11-18 |  | Removed from Ground | Gas (Historical Use) | 8020 | Cathodically Protected Steel | 1983-05-09 | 1999-11-17 | Cathodically Protected | Pressurized
METROMONT PRESTRESS COMPANY | 400 CHEROKEE ESTATE RD | DALTON | Whitfield | 1550088 | 3 | [5 empty] | Removed from Ground | Gas (Historical Use) | 1000 | Bare Steel |  | 1899-12-31 | Bare Steel | Suction (American)
BALDRIDGE BROTHERS INC | 1987 BEAVERDALE RD NE | DALTON | Whitfield | 1550136 | 4 | [5 empty] | Removed from Ground | Empty | 500 | Bare Steel | 1974-05-11 | 1988-10-01 | Galvanized Steel
HOMETOWN RENTAL & FINANCE LLC | 1804 E MORRIS ST | DALTON | Whitfield | 1550140 | 3 | [5 empty] | Removed from Ground | Gas (Historical Use) | 2980 | Bare Steel | 1956-05-15 | 1989-12-20 | Unknown
DEEP SPRING SUPERETTE | 1640 BEAVERDALE RD | DALTON | Whitfield | 9000097 | 2 |  | 1987-06-01 | FALSE | 1987-06-01 | FALSE | Temporarily out of use | Gas (Historical Use) | 1000 | Steel-Impressed Current | 1987-06-15 |  |  | Suction (American)
KANKUS | 400 NORTH GLENWOOD AVE | DALTON | Whitfield | 570260 | 2A | Ball Float | 2011-09-20 | FALSE | 2011-09-20 | FALSE | Currently in Use | Diesel | 4000 | Epoxy Double-Walled | 2011-09-20 |  | Double-Walled Fiberglass | Pressurized
CIRCLE K #2723612 | 3901 -A CLEVELAND HWY | DALTON | Whitfield | 9155121 | 4 | Flapper Valve | 1999-08-01 | FALSE | 1999-08-01 | FALSE | Currently in Use | Kerosene | 2000 | Composite | 1999-07-28 |  | Double-Walled Flex | Safe Suction (Euro)
SMART MART # 2 | 100 N OAKS DRIVE | DALTON | Whitfield | 9155107 | 2 | Ball Float | 1996-02-10 | FALSE | 1996-02-10 | FALSE | Currently in Use | Premium | 10000 | Epoxy | 1996-02-10 |  | Fiberglass Reinforced Plastic | Pressurized
SUPER GARBAGE SVC | 113 MCFALLS ST | DALTON | Whitfield | 9155022 | 2 | [5 empty] | Removed from Ground | Diesel | 2005 | Bare Steel | 1973-01-01 | 1988-10-01 | Unknown
SHELL | 2501 E WALNUT AVE | DALTON | Whitfield | 9155031 | 2 |  | 1990-07-19 |  | 1990-07-19 |  | Removed from Ground | Gas (Historical Use) | 10000 | Fiberglass | 1990-07-01 | 2009-12-10 | Fiberglass Reinforced Plastic | Pressurized
HEATMAX INC | 505 HILL RD | DALTON | Whitfield | 9155047 | 1 | [5 empty] | Removed from Ground | Gas (Historical Use) | 1000 | Bare Steel | 1993-11-10 | 1993-11-10 | Bare Steel | Safe Suction (Euro)
H & S WHITING INC | 810 TINSLEY STREET | DALTON | Whitfield | 9155112 | 1 | [5 empty] | Removed from Ground | Diesel | 10000 | Bare Steel | 1970-01-01 | 1990-02-01 | Bare Steel
MASTERPIECE FINISHING INC | 104 CALLAHAN RD | DALTON | Whitfield | 1550025 | 1 | [5 empty] | Removed from Ground | Gas (Historical Use) | 2000 | Bare Steel | 1996-06-17 | 1996-06-17 | Galvanized Steel
MR ZIP STORE #554 | 105 W WALNUT AVE | DALTON | Whitfield | 9000722 | 4 |  | 1982-01-01 | FALSE | 1990-01-01 | FALSE | Currently in Use | Diesel | 10000 | Fiberglass | 1982-04-18 |  | Fiberglass Reinforced Plastic | Pressurized
FAVORITE MARKET NO. 59 (OLD) | 2600 CHATTANOOGA RD | ROCKY FACE | Whitfield | 10000428 | 2 |  |  | FALSE |  | FALSE | Removed from Ground | Gas (Historical Use) | 10000 | Bare Steel | 1980-05-09 | 1992-03-23 | Galvanized Steel
ONE STOP SHOP | 5414 CLEVELAND HWY | COHUTTA | Whitfield | 1550048 | 2 | [5 empty] | Removed from Ground | Gas (Historical Use) | 1000 | Bare Steel | 1976-05-10 | 1995-06-01 | Galvanized Steel | Safe Suction (Euro)
Bizee Bee | 3593 Chattanooga Rd | Tunnel Hill | Whitfield | 10003171 | 1A | Flapper Valve | 2021-04-19 | FALSE | 2021-04-19 | FALSE | Currently in Use | Regular | 12000 | Composite Double Walled | 2021-03-24 |  | Double-Walled Fiberglass | Pressurized
Wilcox County Maintenance Shop | 785 County Farm Road | Rochelle | Wilcox | 10003015 | 1B | Flapper Valve | 2020-02-03 | FALSE | 2020-02-03 | FALSE | Currently in Use | Diesel Off Road | 6000 | Composite Double Walled | 2020-02-02 |  | Double-Walled Flex | Safe Suction (Euro)
Wilcox County Maintenance Shop | 785 County Farm Road | Rochelle | Wilcox | 10003015 | 1A | Flapper Valve | 2020-02-03 | FALSE | 2020-02-03 | FALSE | Currently in Use | Diesel On Road | 8000 | Composite Double Walled | 2020-02-02 |  | Double-Walled Flex | Safe Suction (Euro)
Wilcox County Maintenance Shop | 785 County Farm Road | Rochelle | Wilcox | 10003015 | 1C | Flapper Valve | 2020-02-03 | FALSE | 2020-02-03 | FALSE | Currently in Use | Regular | 6000 | Composite Double Walled | 2020-02-02 |  | Double-Walled Flex | Pressurized
E Z CORNER | 1032 1ST AVE | ROCHELLE | Wilcox | 9156004 | 6B |  | 1994-02-01 |  | 1994-02-01 |  | Currently in Use | Diesel | 5000 | Cathodically Protected Steel | 1988-03-01 |  | Fiberglass Reinforced Plastic | Pressurized
E Z CORNER | 1032 1ST AVE | ROCHELLE | Wilcox | 9156004 | 5 |  | 1994-02-01 |  | 1994-02-01 |  | Currently in Use | Gas (Historical Use) | 10000 | Cathodically Protected Steel | 1988-03-01 |  | Fiberglass Reinforced Plastic | Pressurized
E Z CORNER | 1032 1ST AVE | ROCHELLE | Wilcox | 9156004 | 4 |  | 1988-04-01 |  | 1988-04-01 |  | Temporarily out of use | Empty | 2000 | Cathodically Protected Steel | 1988-03-01 |  | Fiberglass Reinforced Plastic | Pressurized
E Z CORNER | 1032 1ST AVE | ROCHELLE | Wilcox | 9156004 | 1 | Ball Float |  |  |  |  | Removed from Ground | Gas (Historical Use) | 2000 | Bare Steel | 1994-01-31 | 1994-01-31 | Fiberglass Reinforced Plastic | Suction (American)
E Z CORNER | 1032 1ST AVE | ROCHELLE | Wilcox | 9156004 | 3 | Ball Float |  |  |  |  | Removed from Ground | Gas (Historical Use) | 1000 | Bare Steel | 1994-01-31 | 1994-01-31 | Fiberglass Reinforced Plastic | Suction (American)
E Z CORNER | 1032 1ST AVE | ROCHELLE | Wilcox | 9156004 | 2 | Ball Float |  |  |  |  | Removed from Ground | Gas (Historical Use) | 2000 | Bare Steel | 1994-01-31 | 1994-01-31 | Fiberglass Reinforced Plastic | Suction (American)
E Z CORNER | 1032 1ST AVE | ROCHELLE | Wilcox | 9156004 | 6A |  | 1994-02-01 |  | 1994-02-01 |  | Currently in Use | Gas (Historical Use) | 5000 | Cathodically Protected Steel | 1988-03-01 |  | Fiberglass Reinforced Plastic | Pressurized
GEORGE WHELCHEL FARMS INC | WHELCHEL PATE RD | CORDELE | Wilcox | 9040046 | 1 | [5 empty] | Removed from Ground | Diesel | 10000 | Bare Steel | 1999-01-05 | 1999-01-05 | Galvanized Steel | Suction (American)
WILLIAM WORLEY | RT 4 BOX 360 | CORDELE | Wilcox | 9156009 | 1 | [5 empty] | Removed from Ground | Diesel | 10000 | Bare Steel | 1999-02-01 | 1999-02-01 | Galvanized Steel | Safe Suction (Euro)
MCBRYANT FLYING SVC | RT 4 BOX 348 | CORDELE | Wilcox | 9156014 | 1 | [5 empty] | Removed from Ground | Other | 10000 | Bare Steel | 1973-01-01 | 1998-09-30 | Galvanized Steel | Suction (American)
WAYNE HARVEY | RT 1 BOX ABBEVILLE BOX 61 HWY 28 | ABBEVILLE | Wilcox | 9156022 | 2 | [5 empty] | Permanently Out of Use - historical purposes | Diesel | 2000 | Bare Steel | 1985-01-01 | 1899-12-31 | Bare Steel | Safe Suction (Euro)
WILCOX STATE PRISON | 472 SOUTH BROAD ST | ABBEVILLE | Wilcox | 9156007 | 5 | Flapper Valve | 1998-08-24 |  | 1998-08-24 |  | Currently in Use | Gas (Historical Use) | 1000 | Fiberglass Double Walled | 1998-08-17 |  | Fiberglass Reinforced Plastic | Safe Suction (Euro)
WILCOX STATE PRISON | 472 SOUTH BROAD ST | ABBEVILLE | Wilcox | 9156007 | 4 | Flapper Valve | 1998-08-24 |  | 1998-08-24 |  | Currently in Use | Diesel | 2500 | Fiberglass Double Walled | 1998-08-17 |  | Fiberglass Reinforced Plastic | Safe Suction (Euro)
GA DOT #10457/WILCOX MAINT HQ | 129 N AT CITY LIMIT SIGN | ABBEVILLE | Wilcox | 1560008 | 457G1 |  | 1988-11-15 |  | 1988-11-15 |  | Removed from Ground | Gas (Historical Use) | 1000 | Cathodically Protected Steel | 1988-11-15 | 2001-08-21 | Galvanized Steel | Suction (American)
ABBEVILLE 66 SERVICE STATION | CORNER U.S. 280 & 129 | ABBEVILLE | Wilcox | 1560004 | 3 | [5 empty] | Removed from Ground | Diesel | 3000 | Bare Steel | 1985-03-20 | 1991-01-01 | Galvanized Steel
ROCHELLE 66 SERVICE STATION/ROCH | EAST HWY 280 | ROCHELLE | Wilcox | 1560003 | 1 | [5 empty] | Removed from Ground | Gas (Historical Use) | 4000 | Bare Steel | 1971-03-24 | 1991-01-01 | Galvanized Steel
PINEVIEW 66 SERVICE STATION | 426 FIRST AVENUE | ROCHELLE | Wilcox | 1560005 | 1 | [5 empty] | Removed from Ground | Empty | 1 | Bare Steel | 1966-03-25 | 1899-12-31 | Galvanized Steel
ROCHELLE PLACE #171 | 522 MAIN ST/HWY 280 | ROCHELLE | Wilcox | 9156021 | 6B | Ball Float | 1996-10-01 | FALSE | 1996-10-01 | FALSE | Currently in Use | Diesel | 6000 | Epoxy | 1996-10-01 |  | Double-Walled Flex | Pressurized
NORMAN COHEN | RT 1 BOX 375 | ABBEVILLE | Wilcox | 9156011 | 1 | [5 empty] | Removed from Ground | Gas (Historical Use) | 4000 | Bare Steel | 1998-12-21 | 1998-12-21 | Galvanized Steel | Suction (American)
QUIK STOP | 117 S BROAD ST | ABBEVILLE | Wilcox | 1560018 | 3 |  | 1995-08-01 |  | 1995-08-01 |  | Currently in Use | Diesel | 3000 | Steel-Impressed Current | 1995-08-01 |  | Galvanized Steel | Pressurized
ABBEVILLE SVC CENTER | 212 N BROAD STREET | ABBEVILLE | Wilcox | 9156024 | 2 | [5 empty] | Removed from Ground | Gas (Historical Use) | 0 | Bare Steel | 1999-12-17 | 1899-12-31 | Galvanized Steel | Suction (American)
RUTHERFORD FORD MOTOR COMPANY | 101 BROAD STREET | ABBEVILLE | Wilcox | 9156025 | 1 | [5 empty] | Removed from Ground | Gas (Historical Use) | 1000 | Bare Steel | 1997-10-01 | 1997-10-01 | Not Marked
KW'S FAS-STOP | 303 NORTH BROAD ST | ABBEVILLE | Wilcox | 9156020 | 4 | Flapper Valve | 2010-11-02 | FALSE | 2010-11-02 | FALSE | Currently in Use | Gas (Historical Use) | 6000 | Composite Double Walled | 2010-11-01 |  | Fiberglass Reinforced Plastic | Safe Suction (Euro)
WILCOX STATE PRISON | 472 SOUTH BROAD ST | ABBEVILLE | Wilcox | 9156007 | 3 |  | 1998-08-24 | FALSE | 1998-08-24 | FALSE |  | Diesel | 15000 | Fiberglass | 1993-11-01 |  | Copper | Safe Suction (Euro)
SAM THOMPSON | RT 1 COUNTY LINE RD | PINEVIEW | Wilcox | 9156013 | 1 | [5 empty] | Removed from Ground | Diesel | 5000 | Bare Steel | 1998-12-22 | 1998-12-22 | Galvanized Steel | Suction (American)
ALLTEL | US HWY 280 WEST | PITTS | Wilcox | 1560022 | 1 | [5 empty] | Removed from Ground | Diesel | 250 | Bare Steel | 1985-01-01 | 1994-09-22 | Bare Steel | Suction (American)
ANDREW W. LUKE AND SONS INC | 8866 SIBBIE RD | ABBEVILLE | Wilcox | 9156026 | 2 | Flapper Valve | 1999-03-25 | FALSE | 1999-03-25 | FALSE | Temporarily out of use | Gas (Historical Use) | 2000 | Composite | 1999-03-22 |  | Fiberglass Reinforced Plastic | Safe Suction (Euro)
ABBEVILLE 66 SERVICE STATION | CORNER U.S. 280 & 129 | ABBEVILLE | Wilcox | 1560004 | 1 | [5 empty] | Removed from Ground | Gas (Historical Use) | 3000 | Bare Steel | 1956-03-27 | 1991-01-01 | Galvanized Steel
QUIK STOP | 117 S BROAD ST | ABBEVILLE | Wilcox | 1560018 | 5 |  | 1995-08-01 |  | 1995-08-01 |  | Currently in Use | Gas (Historical Use) | 10000 | Steel-Impressed Current | 1995-08-01 |  | Galvanized Steel | Pressurized
A V FOOD MART | 1222 FIRST AVE HWY 280 | ROCHELLE | Wilcox | 1560019 | 3 | Flapper Valve | 1996-05-15 | FALSE | 1996-05-15 | FALSE | Currently in Use | Diesel | 6000 | Steel-Impressed Current | 1978-05-09 |  | Fiberglass Reinforced Plastic | Pressurized
TIDE PRODUCTS INC |  | ROCHELLE | Wilcox | 1560013 | 1 | [5 empty] | Removed from Ground | Gas (Historical Use) | 1000 | Bare Steel | 1986-05-01 | 1989-03-01 | Galvanized Steel
ROCHELLE PLACE #171 | 522 MAIN ST/HWY 280 | ROCHELLE | Wilcox | 9156021 | 1 | [5 empty] | Removed from Ground | Gas (Historical Use) | 6000 | Epoxy | 1996-06-20 | 1996-06-20 | Galvanized Steel | Suction (American)
DOSTER WAREHOUSE | 933 ASHLEY STREET | ROCHELLE | Wilcox | 10001832 | 2 |  |  | FALSE |  | FALSE | Removed from Ground | Not Marked/Tank Removed | 2200 | Unknown | 2010-02-03 | 2010-02-03 | Unknown
BULLDOG CONVT STORE | 102 7TH AVE EAST | PITTS | Wilcox | 1560012 | 3 | [5 empty] | Removed from Ground | Gas (Historical Use) | 1000 | Bare Steel | 1955-04-25 | 1997-06-22 | Galvanized Steel | Safe Suction (Euro)
KW'S FAS-STOP | 303 NORTH BROAD ST | ABBEVILLE | Wilcox | 9156020 | 3B | Flapper Valve | 1993-12-23 | FALSE | 1993-12-23 | FALSE | Currently in Use | Diesel | 4000 | Steel-Impressed Current | 1993-12-14 |  | Steel (Impressed Current) | Safe Suction (Euro)
SERVICE STATION AMERICAN OIL LOC | US HWY 280 IND PARK | ROCHELLE | Wilcox | 1560020 | 1 | [5 empty] | Permanently Out of Use - historical purposes | Diesel | 8000 | Bare Steel | 1986-05-05 | 1899-12-31 | Unknown
MIDDLE GEORGIA EMC | HWY 280 | ROCHELLE | Wilcox | 1560016 | 1 | [5 empty] | Removed from Ground | Gas (Historical Use) | 550 | Bare Steel | 1984-05-07 | 1899-12-31 | Galvanized Steel
ROCHELLE 66 SERVICE STATION/ROCH | EAST HWY 280 | ROCHELLE | Wilcox | 1560003 | 2 | [5 empty] | Removed from Ground | Gas (Historical Use) | 4000 | Bare Steel | 1985-03-20 | 1991-01-01 | Galvanized Steel
NORMAN COHEN | RT 1 BOX 375 | ABBEVILLE | Wilcox | 9156011 | 2 | [5 empty] | Removed from Ground | Diesel | 4000 | Bare Steel | 1998-12-21 | 1998-12-21 | Galvanized Steel | Suction (American)
QUIK STOP | 117 S BROAD ST | ABBEVILLE | Wilcox | 1560018 | 6 | Flapper Valve | 1995-08-01 |  | 1995-08-01 |  | Currently in Use | Diesel | 2000 | Cathodically Protected Steel | 1995-08-01 |  | Galvanized Steel | Safe Suction (Euro)
GA FC | 11932 GA Hwy 112 (4-1/2 miles N of ROCHELL) | ROCHELLE | Wilcox | 1560007 | 1 | [5 empty] | Removed from Ground | Gas (Historical Use) | 2000 | Bare Steel | 1984-04-22 | 1993-09-22 | Galvanized Steel | Safe Suction (Euro)
WILCOX COUNTY SCHOOLS BUS SHOP | GORDON ST | ROCHELLE | Wilcox | 9156005 | 1 | [5 empty] | Removed from Ground | Gas (Historical Use) | 3000 | Bare Steel | 1958-01-01 | 1986-06-01 | Galvanized Steel
BOBBYS FOOD MART | 327 FIRST AVE SE | ROCHELLE | Wilcox | 9156001 | 3 | Flapper Valve | 1997-03-09 | FALSE | 1997-03-09 | FALSE | Currently in Use | Diesel | 6000 |  | 1986-01-01 |  | Fiberglass Reinforced Plastic | Pressurized
GA DOT #10476 PINEVIEW MAINT HDQ | WARREN ST & GA HWY 12 | PINEVIEW | Wilcox | 1560009 | 10476-1 | [5 empty] | Removed from Ground | Gas (Historical Use) | 1000 | Bare Steel | 1971-05-03 | 1993-04-14 | Galvanized Steel
MANNS AUTO REPAIR | HWY 112 | PINEVIEW | Wilcox | 1560024 | 2 | [5 empty] | Removed from Ground | Gas (Historical Use) | 4000 | Bare Steel | 1980-01-03 | 2000-08-20 | Galvanized Steel | Suction (American)
BULLDOG CONVT STORE | 102 7TH AVE EAST | PITTS | Wilcox | 1560012 | 4 | [5 empty] | Removed from Ground | Empty | 500 | Bare Steel | 1955-04-25 | 1997-06-22 | Not Marked
BULLDOG CONVT STORE | 102 7TH AVE EAST | PITTS | Wilcox | 1560012 | 5 | Flapper Valve | 1997-07-02 | FALSE | 1997-07-02 | FALSE | Currently in Use | E-10 | 12000 | Epoxy | 1997-07-02 |  | Fiberglass Reinforced Plastic | Pressurized
ABBEVILLE SVC CENTER | 212 N BROAD STREET | ABBEVILLE | Wilcox | 9156024 | 4 | [5 empty] | Removed from Ground | Diesel | 0 | Bare Steel | 1998-11-17 | 1899-12-31 | Galvanized Steel | Suction (American)
RUTHERFORD FORD MOTOR COMPANY | 101 BROAD STREET | ABBEVILLE | Wilcox | 9156025 | 2 | [5 empty] | Removed from Ground | Gas (Historical Use) | 1000 | Bare Steel | 1997-10-01 | 1997-10-01 | Not Marked
WAYNE HARVEY | RT 1 BOX ABBEVILLE BOX 61 HWY 28 | ABBEVILLE | Wilcox | 9156022 | 1 | [5 empty] | Closed in Ground | Diesel | 6000 | Bare Steel | 1985-01-01 | 1997-01-01 | Bare Steel | Safe Suction (Euro)
ROBERT D GRAHAM JR | RT 1 BOX 225 | ABBEVILLE | Wilcox | 1560011 | 1 | [5 empty] | Removed from Ground | Diesel | 4000 | Bare Steel | 1980-05-01 | 1997-11-01 | Galvanized Steel | Safe Suction (Euro)
QUIK STOP | 117 S BROAD ST | ABBEVILLE | Wilcox | 1560018 | 2 | [5 empty] | Removed from Ground | Gas (Historical Use) | 10000 | Bare Steel | 1977-05-09 | 1899-12-31 | Galvanized Steel | Safe Suction (Euro)
CONNERS IND GAS & GRO | 119 7TH AVE WEST | PITTS | Wilcox | 9156016 | 1 |  | 1993-01-01 |  | 1993-01-01 |  | Removed from Ground | Gas (Historical Use) | 3000 | Galvanic (STIP-3) | 1993-01-01 | 2003-04-01 | Cathodically Protected | Suction (American)
DOSTER WAREHOUSE | 933 ASHLEY STREET | ROCHELLE | Wilcox | 10001832 | 1 |  |  | FALSE |  | FALSE | Removed from Ground | Not Marked/Tank Removed | 2200 | Unknown | 2010-02-03 | 2010-02-03 | Unknown
BULLDOG CONVT STORE | 102 7TH AVE EAST | PITTS | Wilcox | 1560012 | 2 | [5 empty] | Removed from Ground | Gas (Historical Use) | 1000 | Bare Steel | 1955-04-25 | 1997-06-22 | Galvanized Steel | Safe Suction (Euro)
MARVIN NOBLES | RT 1 COUNTY RD 158 | PITTS | Wilcox | 9156010 | 1 | [5 empty] | Removed from Ground | Diesel | 3000 | Bare Steel |  | 1899-12-31 | Galvanized Steel
REX BULLOCK | RT BOX 445 HWY 215 | PITTS | Wilcox | 9156023 | 2 | [5 empty] | Removed from Ground | Diesel | 6000 | Bare Steel | 1998-11-05 | 1998-11-05 | Galvanized Steel | Suction (American)
KW'S FAS-STOP | 303 NORTH BROAD ST | ABBEVILLE | Wilcox | 9156020 | 2 | Flapper Valve | 1998-08-10 |  | 1998-08-10 |  | Currently in Use | Gas (Historical Use) | 6000 | Steel-Impressed Current | 1982-03-01 |  | Steel (Impressed Current) | Safe Suction (Euro)
GTE/CTC OF THE SOUTH-ROCHELLE | THIRD AVE | ROCHELLE | Wilcox | 1560021 | 1 | [5 empty] | Removed from Ground | Diesel | 285 | Bare Steel | 1984-01-02 | 1993-09-01 | Bare Steel
GA FC | 11932 GA Hwy 112 (4-1/2 miles N of ROCHELL) | ROCHELLE | Wilcox | 1560007 | 214934 |  | 1993-09-24 | FALSE | 1993-09-24 | FALSE | Removed from Ground | Gas (Historical Use) | 1000 | Galvanic (STIP-3) | 1993-09-24 | 2009-01-01 |  | Safe Suction (Euro)
MANNS AUTO REPAIR | HWY 112 | PINEVIEW | Wilcox | 1560024 | 3 | [5 empty] | Removed from Ground | Gas (Historical Use) | 4000 | Bare Steel | 1980-01-03 | 2000-08-20 | Galvanized Steel | Suction (American)
GLENN ROUNTREE | BOX 1184 HWY 215 N | PITTS | Wilcox | 9156008 | 2 | [5 empty] | Removed from Ground | Diesel | 3000 | Bare Steel | 2003-02-27 | 1899-12-31 | Galvanized Steel | Suction (American)
KW'S FAS-STOP | 303 NORTH BROAD ST | ABBEVILLE | Wilcox | 9156020 | 3A | Flapper Valve | 1993-12-23 |  | 1993-12-23 |  | Currently in Use | Diesel | 4000 | Steel-Impressed Current | 1993-12-14 |  | Steel (Impressed Current) | Safe Suction (Euro)
A V FOOD MART | 1222 FIRST AVE HWY 280 | ROCHELLE | Wilcox | 1560019 | 1 | Flapper Valve | 1996-05-15 | FALSE | 1996-05-15 | FALSE | Currently in Use | E-10 | 10000 | Steel-Impressed Current | 1978-05-09 |  | Fiberglass Reinforced Plastic | Pressurized
ABBEVILLE SVC CENTER | 212 N BROAD STREET | ABBEVILLE | Wilcox | 9156024 | 1 | [5 empty] | Removed from Ground | Gas (Historical Use) | 3000 | Bare Steel | 1999-12-17 | 1899-12-31 | Galvanized Steel | Suction (American)
WILCOX STATE PRISON | 472 SOUTH BROAD ST | ABBEVILLE | Wilcox | 9156007 | 2 | [5 empty] | Removed from Ground | Gas (Historical Use) | 10000 | Double Walled | 1993-11-01 | 1998-08-26 | Fiberglass Reinforced Plastic | Pressurized
PINEVIEW 66 SERVICE STATION | 426 FIRST AVENUE | ROCHELLE | Wilcox | 1560005 | 2 | [5 empty] | Removed from Ground | Empty | 1 | Bare Steel | 1966-03-25 | 1899-12-31 | Galvanized Steel
DW WOOD | RT 1 BOX 1605 | ROCHELLE | Wilcox | 9156012 | 1 | [5 empty] | Removed from Ground | Diesel | 12000 | Bare Steel |  | 1899-12-31 | Galvanized Steel | Suction (American)
ROCHELLE PLACE #171 | 522 MAIN ST/HWY 280 | ROCHELLE | Wilcox | 9156021 | 2 | [5 empty] | Removed from Ground | Gas (Historical Use) | 6000 | Epoxy | 1996-06-20 | 1996-06-20 | Galvanized Steel | Suction (American)
ALLTEL/CTC OF THE SOUTH-PINEVIEW | 100 BAY ST | PINEVIEW | Wilcox | 1560023 | 1 | [5 empty] | Removed from Ground | Diesel | 250 | Bare Steel | 1985-01-01 | 1994-09-23 | Bare Steel | Suction (American)
NORMAN COHEN | RT 1 BOX 375 | ABBEVILLE | Wilcox | 9156011 | 3 | [5 empty] | Removed from Ground | Diesel | 4000 | Bare Steel | 1998-12-21 | 1998-12-21 | Galvanized Steel | Suction (American)
GA DOT #10457/WILCOX MAINT HQ | 129 N AT CITY LIMIT SIGN | ABBEVILLE | Wilcox | 1560008 | 10457-2 | [5 empty] | Removed from Ground | Gas (Historical Use) | 1000 | Bare Steel | 1980-11-15 | 1993-04-15 | Unknown
QUIK STOP | 117 S BROAD ST | ABBEVILLE | Wilcox | 1560018 | 1 | [5 empty] | Removed from Ground | Gas (Historical Use) | 10000 | Bare Steel | 1977-05-09 | 1899-12-31 | Galvanized Steel | Safe Suction (Euro)
QUIK STOP | 117 S BROAD ST | ABBEVILLE | Wilcox | 1560018 | 7 |  | 1995-08-01 |  | 1995-08-01 |  | Currently in Use | Kerosene | 1000 | Cathodically Protected Steel | 1995-08-01 |  | Galvanized Steel | Safe Suction (Euro)
BOBBYS FOOD MART | 327 FIRST AVE SE | ROCHELLE | Wilcox | 9156001 | 2 | Flapper Valve | 1997-03-09 | FALSE | 1997-03-09 | FALSE | Currently in Use | Gas (Historical Use) | 6000 |  | 1986-01-01 |  | Fiberglass Reinforced Plastic | Pressurized
YOGI MINI MART | 101 COMMERCE STREET W | PINEVIEW | Wilcox | 9156015 | 1 |  |  | FALSE |  | FALSE | Temporarily out of use | Empty | 6000 | Bare Steel |  |  | Galvanized Steel | Suction (American)
MARVIN NOBLES | RT 1 COUNTY RD 158 | PITTS | Wilcox | 9156010 | 2 | [5 empty] | Removed from Ground | Diesel | 3000 | Bare Steel |  | 1899-12-31 | Galvanized Steel
ABBEVILLE ELEMENTARY SCHOOL | HWY 280 | ABBEVILLE | Wilcox | 1560001 | 1 | [5 empty] | Removed from Ground | Diesel | 2000 | Bare Steel | 1961-01-12 | 1985-06-01 | Galvanized Steel
DW WOOD | RT 1 BOX 1605 | ROCHELLE | Wilcox | 9156012 | 2 | [5 empty] | Removed from Ground | Diesel | 4000 | Bare Steel |  | 1899-12-31 | Galvanized Steel | Suction (American)
BOBBYS FOOD MART | 327 FIRST AVE SE | ROCHELLE | Wilcox | 9156001 | 1 | Flapper Valve | 1997-03-09 | FALSE | 1997-03-09 | FALSE | Currently in Use | Gas (Historical Use) | 6000 |  | 1986-01-01 |  | Fiberglass Reinforced Plastic | Pressurized
YOGI MINI MART | 101 COMMERCE STREET W | PINEVIEW | Wilcox | 9156015 | 2 |  |  | FALSE |  | FALSE | Temporarily out of use | Empty | 6000 | Bare Steel |  |  | Galvanized Steel | Suction (American)
BULLDOG CONVT STORE | 102 7TH AVE EAST | PITTS | Wilcox | 1560012 | 6 | Flapper Valve | 1997-07-02 | FALSE | 1997-07-02 | FALSE | Currently in Use | Diesel | 6000 | Epoxy | 1997-07-02 |  | Fiberglass Reinforced Plastic | Pressurized
RUTHERFORD FORD MOTOR COMPANY | 101 BROAD STREET | ABBEVILLE | Wilcox | 9156025 | 3 | [5 empty] | Removed from Ground | Gas (Historical Use) | 1000 | Bare Steel | 1997-10-01 | 1997-10-01 | Not Marked
WILCOX STATE PRISON | 472 SOUTH BROAD ST | ABBEVILLE | Wilcox | 9156007 | 1 | [5 empty] | Removed from Ground | Diesel | 2500 | Double Walled | 1993-11-01 | 1998-08-26 | Fiberglass Reinforced Plastic | Pressurized
ROCHELLE PLACE #171 | 522 MAIN ST/HWY 280 | ROCHELLE | Wilcox | 9156021 | 6A | Ball Float | 1996-10-01 | FALSE | 1996-10-01 | FALSE | Currently in Use | Diesel | 9000 | Epoxy | 1996-10-01 |  | Double-Walled Flex | Pressurized
REX BULLOCK | RT BOX 445 HWY 215 | PITTS | Wilcox | 9156023 | 3 | [5 empty] | Removed from Ground | Diesel | 2000 | Bare Steel | 1998-11-05 | 1998-11-05 | Galvanized Steel | Suction (American)
QUIK STOP | 117 S BROAD ST | ABBEVILLE | Wilcox | 1560018 | 4 | Flapper Valve | 1995-08-01 |  | 1995-08-01 |  | Currently in Use | Gas (Historical Use) | 10000 | Steel-Impressed Current | 1995-08-01 |  | Galvanized Steel | Pressurized
WILCOX COUNTY SCHOOLS BUS SHOP | GORDON ST | ROCHELLE | Wilcox | 9156005 | 3 | [5 empty] | Removed from Ground | Other | 1000 | Bare Steel | 1958-01-01 | 1986-06-01 | Galvanized Steel
MANNS AUTO REPAIR | HWY 112 | PINEVIEW | Wilcox | 1560024 | 4 | [5 empty] | Removed from Ground | Diesel | 4000 | Bare Steel | 1980-01-03 | 2000-08-20 | Galvanized Steel | Suction (American)
MANNS AUTO REPAIR | HWY 112 | PINEVIEW | Wilcox | 1560024 | 1 | [5 empty] | Removed from Ground | Gas (Historical Use) | 5000 | Bare Steel | 1980-01-03 | 2000-08-20 | Galvanized Steel | Suction (American)
GLENN ROUNTREE | BOX 1184 HWY 215 N | PITTS | Wilcox | 9156008 | 1 | [5 empty] | Removed from Ground | Diesel | 3000 | Bare Steel | 1990-08-25 | 1990-08-25 | Galvanized Steel | Suction (American)
REX BULLOCK | RT BOX 445 HWY 215 | PITTS | Wilcox | 9156023 | 1 | [5 empty] | Removed from Ground | Gas (Historical Use) | 8000 | Bare Steel | 1998-11-05 | 1998-11-05 | Galvanized Steel | Suction (American)
GA FC | 11932 GA Hwy 112 (4-1/2 miles N of ROCHELL) | ROCHELLE | Wilcox | 1560007 | 2 | [5 empty] | Removed from Ground | Diesel | 560 | Bare Steel | 1984-04-22 | 1993-09-22 | Galvanized Steel | Safe Suction (Euro)
ABBEVILLE 66 SERVICE STATION | CORNER U.S. 280 & 129 | ABBEVILLE | Wilcox | 1560004 | 2 | [5 empty] | Removed from Ground | Gas (Historical Use) | 3000 | Bare Steel | 1956-03-27 | 1991-01-01 | Galvanized Steel
WILCOX COUNTY SCHOOLS BUS SHOP | GORDON ST | ROCHELLE | Wilcox | 9156005 | 2 | [5 empty] | Removed from Ground | Gas (Historical Use) | 2000 | Bare Steel | 1958-01-01 | 1986-06-01 | Galvanized Steel
KW'S FAS-STOP | 303 NORTH BROAD ST | ABBEVILLE | Wilcox | 9156020 | 1 | Flapper Valve | 1998-08-10 |  | 1998-08-10 |  | Closed in Ground | Gas (Historical Use) | 6000 | Steel-Impressed Current | 1982-03-01 | 2010-11-09 | Steel (Impressed Current) | Safe Suction (Euro)
A V FOOD MART | 1222 FIRST AVE HWY 280 | ROCHELLE | Wilcox | 1560019 | 2 | Flapper Valve | 1996-05-15 | FALSE | 1996-05-15 | FALSE | Currently in Use | Premium | 6000 | Steel-Impressed Current | 1978-05-09 |  | Fiberglass Reinforced Plastic | Pressurized
GA FC | 11932 GA Hwy 112 (4-1/2 miles N of ROCHELL) | ROCHELLE | Wilcox | 1560007 | 214936 |  | 1993-09-24 | FALSE | 1993-09-24 | FALSE | Removed from Ground | Diesel | 1000 | Galvanic (STIP-3) | 1993-09-24 | 2009-01-01 |  | Safe Suction (Euro)
MARTIN CHEMICAL INC | IND PARK/US HWY 280 WEST | ROCHELLE | Wilcox | 9156002 | 1 | [5 empty] | Removed from Ground | Diesel | 18000 | Bare Steel | 1969-01-01 | 1994-02-23 | Bare Steel
ROCHELLE PLACE #171 | 522 MAIN ST/HWY 280 | ROCHELLE | Wilcox | 9156021 | 3 | [5 empty] | Removed from Ground | Gas (Historical Use) | 6000 | Not Marked/Unknown | 1996-06-20 | 1996-06-20 | Not Marked
BULLDOG CONVT STORE | 102 7TH AVE EAST | PITTS | Wilcox | 1560012 | 1 | [5 empty] | Removed from Ground | Gas (Historical Use) | 1000 | Bare Steel | 1955-04-25 | 1997-06-22 | Galvanized Steel | Safe Suction (Euro)
ABBEVILLE SVC CENTER | 212 N BROAD STREET | ABBEVILLE | Wilcox | 9156024 | 3 | [5 empty] | Removed from Ground | Gas (Historical Use) | 0 | Bare Steel | 1999-12-17 | 1899-12-31 | Galvanized Steel | Suction (American)
ANDREW W. LUKE AND SONS INC | 8866 SIBBIE RD | ABBEVILLE | Wilcox | 9156026 | 1 | Flapper Valve | 1999-03-25 | FALSE | 1999-03-25 | FALSE | Currently in Use | Diesel | 8000 | Composite | 1999-03-22 |  | Fiberglass Reinforced Plastic | Safe Suction (Euro)
DW WOOD | RT 1 BOX 1605 | ROCHELLE | Wilcox | 9156012 | 3 | [5 empty] | Removed from Ground | Gas (Historical Use) | 2000 | Bare Steel |  | 1899-12-31 | Galvanized Steel | Suction (American)
ROCHELLE PLACE #171 | 522 MAIN ST/HWY 280 | ROCHELLE | Wilcox | 9156021 | 4 | Ball Float | 1996-10-01 | FALSE | 1996-10-01 | FALSE | Currently in Use | Gas (Historical Use) | 12000 | Epoxy | 1996-10-01 |  | Double-Walled Flex | Pressurized
ROCHELLE PLACE #171 | 522 MAIN ST/HWY 280 | ROCHELLE | Wilcox | 9156021 | 5 | Ball Float | 1996-10-01 | FALSE | 1996-10-01 | FALSE | Currently in Use | Gas (Historical Use) | 8000 | Epoxy | 1996-10-01 |  | Double-Walled Flex | Pressurized
BETTY O STANDARD | 739 OHARA-STANDARD RD | DANBURG | Wilkes | 9157009 | 1 |  | 1999-06-07 | FALSE | 1999-06-07 | FALSE | Temporarily out of use | Gas (Historical Use) | 2000 | Epoxy | 1986-10-29 |  |  | Safe Suction (Euro)
BETTY O STANDARD | 739 OHARA-STANDARD RD | DANBURG | Wilkes | 9157009 | 2 |  | 1999-06-07 | FALSE | 1999-06-07 | FALSE | Temporarily out of use | Gas (Historical Use) | 2000 | Epoxy | 1986-10-29 |  |  | Safe Suction (Euro)
ANDERSON | 308 WHITEHALL STREET | WASHINGTON | Wilkes | 10001898 | 5 |  |  | FALSE |  | FALSE | Removed from Ground | Used Oil | 500 | Unknown | 2010-09-08 | 2010-09-08 | Unknown
ANDERSON | 308 WHITEHALL STREET | WASHINGTON | Wilkes | 10001898 | 4 |  |  | FALSE |  | FALSE | Removed from Ground | Kerosene | 500 | Unknown | 2010-09-08 | 2010-09-08 | Unknown
G&M TIRE CO | 920 E ROBERT TOOMBS AVE | WASHINGTON | Wilkes | 1570050 | 2 |  | 1998-12-21 |  | 1998-12-21 |  | Removed from Ground | Gas (Historical Use) | 6000 | Steel-Impressed Current | 1976-05-10 | 2001-10-01 | Cathodically Protected | Safe Suction (Euro)
ANDERSON | 308 WHITEHALL STREET | WASHINGTON | Wilkes | 10001898 | 3 |  |  | FALSE |  | FALSE | Removed from Ground | Gas (Historical Use) | 1000 | Unknown | 2010-09-08 | 2010-09-08 | Unknown
RUSSELL MINIT MART | 829 LEXINGTON HWY | WASHINGTON | Wilkes | 1570052 | 2 | [5 empty] | Removed from Ground | Gas (Historical Use) | 10000 | Bare Steel | 1972-01-05 | 2000-12-05 | Galvanized Steel | Pressurized
BUMPER TO BUMPER | 901 E ROBERT TOOMBS AVE | WASHINGTON | Wilkes | 1570042 | 2 |  | 1993-06-01 |  | 1995-01-01 |  | Temporarily out of use | Gas (Historical Use) | 8000 | Lined Interior | 1974-05-10 |  | Fiberglass Reinforced Plastic | Pressurized
GRIFFINS STORE | 4787 GREENSBORO RD/HWY 44 | WASHINGTON | Wilkes | 1570040 | 2 | [5 empty] | Removed from Ground | Gas (Historical Use) | 560 | Bare Steel | 1971-05-11 | 1998-04-06 | Galvanized Steel | Suction (American)
GA FORESTY COMM |  | WASHINGTON | Wilkes | 1570025 | 1 | [5 empty] | Removed from Ground | Gas (Historical Use) | 560 | Bare Steel | 1956-04-29 | 1991-03-01 | Galvanized Steel
PET DAIRY | 416 WEST LIBERTY ST | WASHINGTON | Wilkes | 1570027 | 1 | [5 empty] | Removed from Ground | Gas (Historical Use) | 10000 | Bare Steel | 1966-04-01 | 1990-09-01 | Bare Steel
G&M TIRE CO | 920 E ROBERT TOOMBS AVE | WASHINGTON | Wilkes | 1570050 | 3 |  | 1998-12-21 |  | 1998-12-21 |  | Removed from Ground | Diesel | 6000 | Steel-Impressed Current | 1976-05-10 | 2010-10-10 | Cathodically Protected | Safe Suction (Euro)
GRIFFINS STORE | 4787 GREENSBORO RD/HWY 44 | WASHINGTON | Wilkes | 1570040 | 1 | [5 empty] | Removed from Ground | Gas (Historical Use) | 1000 | Bare Steel | 1971-05-11 | 1998-04-06 | Galvanized Steel | Suction (American)
BASTON READY MIX INC | 103 HELEN ST | WASHINGTON | Wilkes | 1570051 | 1 | [5 empty] | Removed from Ground | Diesel | 10000 | Bare Steel | 1956-05-15 | 1997-02-07 | Galvanized Steel
BUMPER TO BUMPER | 901 E ROBERT TOOMBS AVE | WASHINGTON | Wilkes | 1570042 | 3 | [5 empty] | Removed from Ground | Gas (Historical Use) | 2000 | Bare Steel | 1982-05-08 | 1998-06-01 | Galvanized Steel | Safe Suction (Euro)
WALLER'S 76 SVC STA/D&N 76 OIL C | 312 WEST ROBERT TOOMBS AVE | WASHINGTON | Wilkes | 1570045 | 4 | [5 empty] | Removed from Ground | Diesel | 8000 | Bare Steel | 1956-05-15 | 1993-03-09 | Bare Steel
WALLER'S 76 SVC STA/D&N 76 OIL C | 312 WEST ROBERT TOOMBS AVE | WASHINGTON | Wilkes | 1570045 | 5 | [5 empty] | Removed from Ground | Gas (Historical Use) | 8000 | Bare Steel | 1956-05-15 | 1993-03-09 | Bare Steel
RUSSELL MINIT MART | 829 LEXINGTON HWY | WASHINGTON | Wilkes | 1570052 | 1 | [5 empty] | Removed from Ground | Gas (Historical Use) | 4000 | Bare Steel | 1972-01-05 | 2000-12-05 | Galvanized Steel | Suction (American)
GRIFFINS STORE | 4787 GREENSBORO RD/HWY 44 | WASHINGTON | Wilkes | 1570040 | 4C |  | 1998-04-01 | FALSE | 1998-04-01 | FALSE | Temporarily out of use | Empty | 2000 |  | 1998-05-07 |  | Fiberglass Reinforced Plastic | Suction (American)
GRIFFINS STORE | 4787 GREENSBORO RD/HWY 44 | WASHINGTON | Wilkes | 1570040 | 4A | Flapper Valve | 1998-04-01 | FALSE | 1998-04-01 | FALSE | Currently in Use | Regular | 2000 |  | 1998-05-07 |  | Fiberglass Reinforced Plastic | Suction (American)
WALLER 66 SERVICE STATION | 309 W ROBERT TOOMBS AVE | WASHINGTON | Wilkes | 1570030 | 3 | [5 empty] | Removed from Ground | Gas (Historical Use) | 3000 | Bare Steel | 1956-05-08 | 1997-03-01 | Unknown | Suction (American)
OMS #11 | 500 WATER ST | WASHINGTON | Wilkes | 1570028 | 1 | [5 empty] | Removed from Ground | Gas (Historical Use) | 1000 | Bare Steel | 1961-05-07 | 1996-10-09 | Galvanized Steel
WALLER'S 76 SVC STA/D&N 76 OIL C | 312 WEST ROBERT TOOMBS AVE | WASHINGTON | Wilkes | 1570045 | 2 | [5 empty] | Removed from Ground | Gas (Historical Use) | 10000 | Bare Steel | 1956-05-15 | 1993-03-09 | Bare Steel
MILLER WOOD PRODUCTS | GA HWY 44 EAST | WASHINGTON | Wilkes | 1570029 | 1 | [5 empty] | Closed in Ground | Empty | 1000 | Bare Steel | 1961-05-14 | 1972-01-15 | Galvanized Steel
RACO #14 | 114 EAST ROBERT TOOMBS ST | WASHINGTON | Wilkes | 1570020 | 4 | Flapper Valve | 1998-10-01 | FALSE | 1998-10-01 | FALSE | Currently in Use | Diesel | 8000 | Steel-Impressed Current | 1984-03-17 |  |  | Pressurized
RACO #14 | 114 EAST ROBERT TOOMBS ST | WASHINGTON | Wilkes | 1570020 | 5 |  | 1998-10-01 | FALSE | 1998-10-01 | FALSE | Temporarily out of use | Kerosene | 8000 | Steel-Impressed Current | 1984-03-17 |  |  | Safe Suction (Euro)
BASTON READY MIX INC | 103 HELEN ST | WASHINGTON | Wilkes | 1570051 | 2 | [5 empty] | Removed from Ground | Gas (Historical Use) | 10000 | Bare Steel | 1956-05-15 | 1997-02-07 | Galvanized Steel
BUMPER TO BUMPER | 901 E ROBERT TOOMBS AVE | WASHINGTON | Wilkes | 1570042 | 1 |  | 1993-06-01 |  | 1995-01-01 |  | Temporarily out of use | Gas (Historical Use) | 8000 | Lined Interior | 1974-05-10 |  | Fiberglass Reinforced Plastic | Pressurized
RACO #14 | 114 EAST ROBERT TOOMBS ST | WASHINGTON | Wilkes | 1570020 | 1 | Flapper Valve | 1998-10-01 | FALSE | 1998-10-01 | FALSE | Currently in Use | Gas (Historical Use) | 20000 | Steel-Impressed Current | 1978-03-19 |  | Fiberglass Reinforced Plastic | Pressurized
GOLDEN PANTRY #75 | 218 WEST ROBERT TOOMBS AVE | WASHINGTON | Wilkes | 1570015 | 1 | [5 empty] | Closed in Ground | Gas (Historical Use) | 8000 | Bare Steel | 1969-04-21 | 1995-01-31 | Galvanized Steel
PURE SERVICE | 1185 LINCOLNTON ROAD | WASHINGTON | Wilkes | 1570048 | 4 |  | 1989-11-15 |  | 1989-11-15 |  | Removed from Ground | Diesel | 6000 | Composite | 1989-11-15 | 2011-09-23 | Fiberglass Reinforced Plastic | Pressurized
WALLER 66 SERVICE STATION | 309 W ROBERT TOOMBS AVE | WASHINGTON | Wilkes | 1570030 | 4 |  |  | TRUE |  | TRUE | Removed from Ground | Used Oil | 550 | Not Marked/Unknown | 1997-03-01 | 1997-03-01 | Not Marked
WALLER 66 SERVICE STATION | 309 W ROBERT TOOMBS AVE | WASHINGTON | Wilkes | 1570030 | 1 | [5 empty] | Removed from Ground | Gas (Historical Use) | 2000 | Bare Steel | 1956-05-08 | 1997-03-01 | Unknown | Suction (American)
WILKES CO ROAD DEPT | 179 County Farm Road | WASHINGTON | Wilkes | 1570018 | 6 | Flapper Valve | 1994-11-01 | FALSE | 1994-11-01 | FALSE | Currently in Use | Diesel | 4000 | Composite | 1994-10-15 |  | Fiberglass Reinforced Plastic | Safe Suction (Euro)
MIKE'S AUTOMOTIVE SERVICE CENTER | 918 E ROBERT TOOMBS AVENUE | WASHINGTON | Wilkes | 1570016 | 2 | [5 empty] | Removed from Ground | Gas (Historical Use) | 560 | Bare Steel | 1951-03-14 | 1997-12-15 | Galvanized Steel | Safe Suction (Euro)
GOLDEN PANTRY #81 | 1238 LINCOLNTON RD | WASHINGTON | Wilkes | 1570014 | 8 |  | 1988-10-31 | FALSE | 1988-10-31 | FALSE | Temporarily out of use | Diesel | 2000 | Galvanic (STIP-3) | 1988-10-31 |  | Fiberglass Reinforced Plastic | Pressurized
GOLDEN PANTRY #81 | 1238 LINCOLNTON RD | WASHINGTON | Wilkes | 1570014 | 6 |  | 1988-10-31 | FALSE | 1988-10-31 | FALSE | Currently in Use | Premium | 10000 | Galvanic (STIP-3) | 1988-10-31 |  | Fiberglass Reinforced Plastic | Pressurized
STEVENS GROCERY | 3490 SHARON RD | WASHINGTON | Wilkes | 1570007 | 3 |  | 1998-06-10 | FALSE | 1998-06-10 | FALSE | Removed from Ground | Gas (Historical Use) | 2000 | Composite | 1998-06-10 | 2017-11-09 | Aboveground | Safe Suction (Euro)
LITTLE COUNTRY STORE | US HWY 378 | WASHINGTON | Wilkes | 1570002 | 1 | [5 empty] | Removed from Ground | Gas (Historical Use) | 1000 | Bare Steel | 1983-05-08 | 1999-07-21 | Galvanized Steel | Suction (American)
CONCORD FABRICS | 100 CONCORD DRIVE | WASHINGTON | Wilkes | 9157013 | 1 | [5 empty] | Currently in Use | Diesel | 26848 | Bare Steel |  |  | Bare Steel | Suction (American)
THE ROYAL MANUFACTURING COMPANY | 314 WATER ST | WASHINGTON | Wilkes | 1570053 | 2 | [5 empty] | Removed from Ground | Empty | 1000 | Bare Steel | 1961-05-26 | 1899-12-31 | Galvanized Steel
WALLER'S 76 SVC STA/D&N 76 OIL C | 312 WEST ROBERT TOOMBS AVE | WASHINGTON | Wilkes | 1570045 | 3 | [5 empty] | Removed from Ground | Gas (Historical Use) | 10000 | Bare Steel | 1956-05-15 | 1993-03-09 | Bare Steel
WASHINGTON PLANT | GA HWY 47 | WASHINGTON | Wilkes | 1570044 | 1 | [5 empty] | Removed from Ground | Diesel | 30000 | Bare Steel | 1970-05-12 | 1988-12-01 | Bare Steel
GA FORESTRY COMM | WASHINGTON-WILKES AIRPORT RD | WASHINGTON | Wilkes | 1570026 | 1 | [5 empty] | Removed from Ground | Gas (Historical Use) | 2000 | Bare Steel | 1980-02-01 | 1993-08-05 | Galvanized Steel | Safe Suction (Euro)
GA FC WILKES CO UNIT | GA HWY 17 2 MI N OF WASHINGTON | WASHINGTON | Wilkes | 1570023 | 3 |  | 1991-01-01 |  | 1991-01-01 |  | Removed from Ground | Other | 2000 | Galvanic (STIP-3) | 1991-01-01 | 2007-10-09 | Cathodically Protected | Safe Suction (Euro)
ROBERT TOOMBS HOUSE | PO BOX 605 | WASHINGTON | Wilkes | 1570019 | 1 | [5 empty] | Permanently Out of Use - historical purposes | Other | 0 | Bare Steel | 1971-03-17 | 1899-12-31 | Galvanized Steel
WILKES CO ROAD DEPT | 179 County Farm Road | WASHINGTON | Wilkes | 1570018 | 3 |  |  | FALSE |  | FALSE | Removed from Ground | Diesel | 8000 | Bare Steel | 1994-10-10 | 1994-10-10 | Galvanized Steel | Safe Suction (Euro)
STEVENS GROCERY | 3490 SHARON RD | WASHINGTON | Wilkes | 1570007 | 1 | [5 empty] | Removed from Ground | Gas (Historical Use) | 1000 | Bare Steel | 1972-05-10 | 1998-06-10 | Unknown | Suction (American)
THOMPSON GAS & OIL INC | 115 GARLAND AVE | WASHINGTON | Wilkes | 1570009 | 1 | [5 empty] | Removed from Ground | Gas (Historical Use) | 560 | Bare Steel | 1956-05-14 | 1899-12-31 | Unknown
PURE SERVICE | 1185 LINCOLNTON ROAD | WASHINGTON | Wilkes | 1570048 | 3 |  | 1989-11-15 |  | 1989-11-15 |  | Removed from Ground | Gas (Historical Use) | 6000 | Composite | 1989-11-15 | 2011-09-23 | Fiberglass Reinforced Plastic | Pressurized
WALLER'S 76 SVC STA/D&N 76 OIL C | 312 WEST ROBERT TOOMBS AVE | WASHINGTON | Wilkes | 1570045 | 6 | [5 empty] | Removed from Ground | Gas (Historical Use) | 8000 | Bare Steel | 1956-05-15 | 1993-03-09 | Bare Steel
PET DAIRY | 416 WEST LIBERTY ST | WASHINGTON | Wilkes | 1570027 | 5 | [5 empty] | Removed from Ground | Gas (Historical Use) | 10000 | Bare Steel | 1966-04-01 | 1990-09-01 | Bare Steel
UPTOWN CITGO | 117 EAST ROBERT TOOMBS AVE | WASHINGTON | Wilkes | 1570004 | 3 | [5 empty] | Removed from Ground | Gas (Historical Use) | 2000 | Bare Steel | 1956-05-14 | 1999-12-03 | Galvanized Steel | Suction (American)
WALLER'S 76 SVC STA/D&N 76 OIL C | 312 WEST ROBERT TOOMBS AVE | WASHINGTON | Wilkes | 1570045 | 7 | [5 empty] | Removed from Ground | Diesel | 280 | Bare Steel | 1956-05-15 | 1993-03-09 | Bare Steel
GRIFFINS STORE | 4787 GREENSBORO RD/HWY 44 | WASHINGTON | Wilkes | 1570040 | 3 | [5 empty] | Removed from Ground | Gas (Historical Use) | 560 | Bare Steel | 1971-05-11 | 1998-04-06 | Galvanized Steel | Suction (American)
GA FC WILKES CO UNIT | GA HWY 17 2 MI N OF WASHINGTON | WASHINGTON | Wilkes | 1570023 | 2 | [5 empty] | Removed from Ground | Diesel | 560 | Bare Steel | 1955-04-30 | 1991-03-01 | Galvanized Steel
MIKE'S AUTOMOTIVE SERVICE CENTER | 918 E ROBERT TOOMBS AVENUE | WASHINGTON | Wilkes | 1570016 | 4 | [5 empty] | Removed from Ground | Gas (Historical Use) | 1060 | Bare Steel | 1969-03-09 | 1997-12-15 | Galvanized Steel | Safe Suction (Euro)
ROYAL FOOD STORES | 102 W ROBERT TOOMBS AVE | WASHINGTON | Wilkes | 1570012 | 1 | Flapper Valve | 1998-11-12 | FALSE | 1998-11-12 | FALSE | Currently in Use | Gas (Historical Use) | 10000 | Steel-Impressed Current | 1975-05-04
CHAMPION INTERNATIONAL CORP | GA HWY 17 NORTH | WASHINGTON | Wilkes | 1570011 | 1 | [5 empty] | Removed from Ground | Gas (Historical Use) | 4000 | Bare Steel | 1966-05-06 | 1989-04-01 | Galvanized Steel
STEVENS GROCERY | 3490 SHARON RD | WASHINGTON | Wilkes | 1570007 | 3A |  | 1998-06-10 | FALSE | 1998-06-10 | FALSE | Removed from Ground | Gas (Historical Use) | 1000 | Composite | 1998-06-10 | 2017-11-09 | Aboveground | Safe Suction (Euro)
MAX'S | RFD 1 | WASHINGTON | Wilkes | 1570008 | 1 | [5 empty] | Removed from Ground | Gas (Historical Use) | 1000 | Epoxy | 1976-05-09 | 1998-07-06 | Galvanized Steel | Suction (American)
NEWTOWN GENERAL STORE | 1330 NEWTOWN RD | WASHINGTON | Wilkes | 9157017 | 1B |  | 2000-08-01 | FALSE | 2000-08-01 | FALSE | Removed from Ground | Gas (Historical Use) | 2000 | Composite | 2000-08-01 | 2018-01-01 |  | Suction (American)
WASHINGTON-WILKES COUNTY AIRPORT | 351 AIRPORT RD | WASHINGTON | Wilkes | 9157011 | 2 | Flapper Valve | 1992-01-03 | FALSE | 1992-01-03 | FALSE | Temporarily out of use |  | 5000 | Composite | 1992-03-04
SMYMA METHODIST CHURCH | South Smyrna Church Rd. and Hwy 378 | WASHINGTON | Wilkes | 1570039 | 1 | [5 empty] | Currently in Use | Other | 0 | Bare Steel | 1986-05-08 |  | Galvanized Steel
RACO #14 | 114 EAST ROBERT TOOMBS ST | WASHINGTON | Wilkes | 1570020 | 3 | Flapper Valve | 1998-10-01 | FALSE | 1998-10-01 | FALSE | Currently in Use | Gas (Historical Use) | 10000 | Steel-Impressed Current | 1978-03-19 |  | Fiberglass Reinforced Plastic | Pressurized
GOLDEN PANTRY #75 | 218 WEST ROBERT TOOMBS AVE | WASHINGTON | Wilkes | 1570015 | 3 | [5 empty] | Closed in Ground | Gas (Historical Use) | 4000 | Bare Steel | 1969-04-21 | 1995-01-31 | Galvanized Steel
UPTOWN CITGO | 117 EAST ROBERT TOOMBS AVE | WASHINGTON | Wilkes | 1570004 | 5 |  |  | TRUE |  | TRUE | Removed from Ground | Used Oil | 550 | Bare Steel | 1956-05-14 | 2000-03-22 | Galvanized Steel
WASHINGTON PURE STATION | 119 E ROBERT TOOMBS | WASHINGTON | Wilkes | 1570010 | 2 |  | 1998-12-18 |  | 1998-12-18 |  | Removed from Ground | Gas (Historical Use) | 3000 | Steel-Impressed Current | 1966-05-13 | 2013-11-01 | Cathodically Protected | Suction (American)
MAR-LETA FARMS | 2922 GREENSBORO RD | WASHINGTON | Wilkes | 9157008 | 1 |  | 1990-01-01 |  | 1990-01-01 |  | Removed from Ground | Diesel | 10000 | Composite | 1990-01-01 | 2006-11-20 | Fiberglass Reinforced Plastic | Pressurized
AMOS MARTIN GULF STATION/FORMER | CORNER OF ROBERT TOOMBS & | WASHINGTON | Wilkes | 9157005 | 3 |  |  | FALSE |  | FALSE | Removed from Ground | Gas (Historical Use) | 8000 | Not Marked/Unknown | 1985-01-01 | 1985-01-01 | Unknown
RAYLE EMC MAIN OFFICE | LEXINGTON RD | WASHINGTON | Wilkes | 9157002 | 2 | [5 empty] | Removed from Ground | Gas (Historical Use) | 560 | Bare Steel | 1960-01-01 | 1990-03-01 | Bare Steel
GOLDEN PANTRY #81 | 1238 LINCOLNTON RD | WASHINGTON | Wilkes | 1570014 | 2 | [5 empty] | Removed from Ground | Gas (Historical Use) | 8000 | Bare Steel | 1974-04-20 | 1899-12-31 | Galvanized Steel
RUSSELL MINIT MART | 829 LEXINGTON HWY | WASHINGTON | Wilkes | 1570052 | 3 | [5 empty] | Removed from Ground | Diesel | 10000 | Bare Steel | 1972-01-05 | 2000-12-05 | Galvanized Steel | Pressurized
G&M TIRE CO | 920 E ROBERT TOOMBS AVE | WASHINGTON | Wilkes | 1570050 | 1 |  | 1998-12-21 |  | 1998-12-21 |  | Removed from Ground | Gas (Historical Use) | 6000 | Steel-Impressed Current | 1976-05-10 | 2001-10-01 | Cathodically Protected | Safe Suction (Euro)
PURE SERVICE | 1185 LINCOLNTON ROAD | WASHINGTON | Wilkes | 1570048 | 2 |  | 1989-11-15 |  | 1989-11-15 |  | Removed from Ground | Gas (Historical Use) | 6000 | Composite | 1989-11-15 | 2011-09-23 | Fiberglass Reinforced Plastic | Pressurized
GOLDEN PANTRY #81 | 1238 LINCOLNTON RD | WASHINGTON | Wilkes | 1570014 | 4 |  | 1988-10-31 | FALSE | 1988-10-31 | FALSE | Currently in Use | Regular | 10000 | Galvanic (STIP-3) | 1988-10-31 |  | Fiberglass Reinforced Plastic | Pressurized
GOLDEN PANTRY #81 | 1238 LINCOLNTON RD | WASHINGTON | Wilkes | 1570014 | 5 |  | 1988-10-31 | FALSE | 1988-10-31 | FALSE | Currently in Use | Regular | 10000 | Galvanic (STIP-3) | 1988-10-31 |  | Fiberglass Reinforced Plastic | Pressurized
LITTLE COUNTRY STORE | US HWY 378 | WASHINGTON | Wilkes | 1570002 | 2 | [5 empty] | Removed from Ground | Gas (Historical Use) | 1000 | Bare Steel | 1983-05-08 | 1999-07-21 | Galvanized Steel | Suction (American)
BURT LUMBER CO INC | GA HWY 14 | WASHINGTON | Wilkes | 1570021 | 2 | [5 empty] | Removed from Ground | Gas (Historical Use) | 1000 | Bare Steel | 1971-03-23 | 1999-12-17 | Galvanized Steel
GA DEPT OF PUBLIC SAFETY POST 17 | 1015 GREENSBORO RD | WASHINGTON | Wilkes | 1570017 | 1 | [5 empty] | Removed from Ground | Gas (Historical Use) | 6000 | Bare Steel | 1968-03-10 | 2007-10-01 | Galvanized Steel
GOLDEN PANTRY #75 | 218 WEST ROBERT TOOMBS AVE | WASHINGTON | Wilkes | 1570015 | 2 | [5 empty] | Closed in Ground | Gas (Historical Use) | 8000 | Bare Steel | 1969-04-21 | 1995-01-31 | Galvanized Steel
ROYAL FOOD STORES | 102 W ROBERT TOOMBS AVE | WASHINGTON | Wilkes | 1570012 | 3 | Flapper Valve | 1998-10-22 | FALSE | 1998-10-22 | FALSE | Currently in Use | Gas (Historical Use) | 4000 | Steel-Impressed Current | 1975-05-05
WASHINGTON PURE STATION | 119 E ROBERT TOOMBS | WASHINGTON | Wilkes | 1570010 | 1 |  | 1998-12-18 |  | 1998-12-18 |  | Removed from Ground | Gas (Historical Use) | 3000 | Steel-Impressed Current | 1966-05-13 | 2013-11-01 | Cathodically Protected | Suction (American)
CHAMPION INTERNATIONAL CORP | GA HWY 17 NORTH | WASHINGTON | Wilkes | 1570011 | 3 | [5 empty] | Removed from Ground | Gas (Historical Use) | 1000 | Bare Steel | 1966-05-06 | 1989-04-01 | Galvanized Steel
GOLD KIST STORE | NORMAN ST | WASHINGTON | Wilkes | 1570043 | 1 | [5 empty] | Removed from Ground | Gas (Historical Use) | 520 | Bare Steel | 1976-05-09 | 1990-01-01 | Galvanized Steel
WALLER'S 76 SVC STA/D&N 76 OIL C | 312 WEST ROBERT TOOMBS AVE | WASHINGTON | Wilkes | 1570045 | 1 | [5 empty] | Removed from Ground | Diesel | 10000 | Bare Steel | 1956-05-15 | 1993-03-09 | Bare Steel
OMS #11 | 500 WATER ST | WASHINGTON | Wilkes | 1570028 | 2 |  |  | TRUE |  | TRUE | Removed from Ground | Used Oil | 350 | Not Marked/Unknown | 1996-10-09 | 1996-10-09 | Not Marked
WILKES CO ROAD DEPT | 179 County Farm Road | WASHINGTON | Wilkes | 1570018 | 1 |  |  | FALSE |  | FALSE | Removed from Ground |  | 8000 | Bare Steel | 1994-10-10 | 1994-10-10 | Galvanized Steel | Safe Suction (Euro)
ROYAL FOOD STORES | 102 W ROBERT TOOMBS AVE | WASHINGTON | Wilkes | 1570012 | 2 | Flapper Valve | 1998-11-12 | FALSE | 1998-11-12 | FALSE | Currently in Use | Gas (Historical Use) | 6000 | Steel-Impressed Current | 1975-05-04
UPTOWN CITGO | 117 EAST ROBERT TOOMBS AVE | WASHINGTON | Wilkes | 1570004 | 1 | [5 empty] | Removed from Ground | Gas (Historical Use) | 2000 | Bare Steel | 1956-05-14 | 1999-12-08 | Galvanized Steel | Suction (American)
RED ROOF MINI MART | 901 WHITE HALL ST | WASHINGTON | Wilkes | 9157010 | 4 | Flapper Valve | 1990-01-01 | FALSE | 1990-01-01 | FALSE | Currently in Use | Diesel | 6000 | Steel-Impressed Current | 1987-06-01 |  |  | Pressurized
RED ROOF MINI MART | 901 WHITE HALL ST | WASHINGTON | Wilkes | 9157010 | 1 | Flapper Valve | 1990-01-01 | FALSE | 1990-01-01 | FALSE | Currently in Use | Gas (Historical Use) | 6000 | Steel-Impressed Current | 1987-06-01 |  |  | Pressurized
THE PUMPING STATION #11 | 805 N BYPASS E | WASHINGTON | Wilkes | 9157015 | 3 | Flapper Valve | 1998-12-15 | FALSE | 1998-12-15 | FALSE | Currently in Use | Diesel | 12000 | Composite | 1998-12-15 |  | Fiberglass Reinforced Plastic | Pressurized
PURE SERVICE | 1185 LINCOLNTON ROAD | WASHINGTON | Wilkes | 1570048 | 1 |  | 1989-11-15 |  | 1989-11-15 |  | Removed from Ground | Gas (Historical Use) | 6000 | Composite | 1989-11-15 | 2011-09-23 | Fiberglass Reinforced Plastic | Pressurized
PET DAIRY | 416 WEST LIBERTY ST | WASHINGTON | Wilkes | 1570027 | 2 | [5 empty] | Removed from Ground | Diesel | 10000 | Bare Steel | 1966-04-01 | 1990-09-01 | Bare Steel
WILKES CO ROAD DEPT | 179 County Farm Road | WASHINGTON | Wilkes | 1570018 | 2 |  |  | FALSE |  | FALSE | Removed from Ground |  | 8000 | Bare Steel | 1994-10-10 | 1994-10-10 | Galvanized Steel | Safe Suction (Euro)
MIKE'S AUTOMOTIVE SERVICE CENTER | 918 E ROBERT TOOMBS AVENUE | WASHINGTON | Wilkes | 1570016 | 1 | [5 empty] | Removed from Ground | Gas (Historical Use) | 1060 | Bare Steel | 1966-03-10 | 1997-12-15 | Galvanized Steel | Safe Suction (Euro)
WASHINGTON PURE STATION | 119 E ROBERT TOOMBS | WASHINGTON | Wilkes | 1570010 | 3 |  | 1998-12-19 |  | 1998-12-19 |  | Removed from Ground | Gas (Historical Use) | 3000 | Steel-Impressed Current | 1966-05-13 | 2013-11-01 | Cathodically Protected | Suction (American)
STEVENS GROCERY | 3490 SHARON RD | WASHINGTON | Wilkes | 1570007 | 2 | [5 empty] | Removed from Ground | Gas (Historical Use) | 550 | Bare Steel | 1972-05-10 | 1998-06-10 | Unknown | Suction (American)
THE PUMPING STATION #11 | 805 N BYPASS E | WASHINGTON | Wilkes | 9157015 | 1 | Flapper Valve | 1998-12-15 | FALSE | 1998-12-15 | FALSE | Currently in Use | Regular | 12000 | Composite | 1998-12-15 |  | Fiberglass Reinforced Plastic | Pressurized
DELTA APPAREL INC | 314 WATER STREET | WASHINGTON | Wilkes | 9157014 | 2 | [5 empty] | Removed from Ground | Gas (Historical Use) | 1000 | Not Marked/Unknown | 1998-10-10 | 1998-10-10 | Not Marked
AMOS MARTIN GULF STATION/FORMER | CORNER OF ROBERT TOOMBS & | WASHINGTON | Wilkes | 9157005 | 2 |  |  | FALSE |  | FALSE | Removed from Ground | Gas (Historical Use) | 8000 | Not Marked/Unknown | 1985-01-01 | 1985-01-01 | Unknown
WILKES 66 SVC STATION | 108 WEST ROBERT TOOMBS AVE | WASHINGTON | Wilkes | 9157004 | 1 | [5 empty] | Removed from Ground | Gas (Historical Use) | 2000 | Not Marked/Unknown | 1991-11-15 | 1991-11-15 | Not Marked
RAYLE EMC MAIN OFFICE | LEXINGTON RD | WASHINGTON | Wilkes | 9157002 | 3 | Flapper Valve | 1990-01-01 | FALSE | 1990-01-01 | FALSE | Currently in Use | Regular | 10000 | Galvanic (STIP-3) | 1990-01-01 |  | Galvanized Steel | Pressurized
WASHINGTON STATION | 202 ROBERT TOOMBS ST | WASHINGTON | Wilkes | 9157001 | 2 | [5 empty] | Removed from Ground | Gas (Historical Use) | 6000 | Bare Steel | 1986-01-01 | 1991-04-12 | Unknown
DELTA APPAREL INC | 314 WATER STREET | WASHINGTON | Wilkes | 9157014 | 1 | [5 empty] | Removed from Ground | Other | 10000 | Not Marked/Unknown | 1998-10-10 | 1998-10-10 | Not Marked
WASHINGTON STATION | 202 ROBERT TOOMBS ST | WASHINGTON | Wilkes | 9157001 | 1 | [5 empty] | Removed from Ground | Gas (Historical Use) | 6000 | Bare Steel | 1986-01-01 | 1991-04-12 | Unknown
UPTOWN CITGO | 117 EAST ROBERT TOOMBS AVE | WASHINGTON | Wilkes | 1570004 | 4 | [5 empty] | Removed from Ground | Gas (Historical Use) | 2000 | Bare Steel | 1984-05-07 | 1999-12-03 | Galvanized Steel | Suction (American)
UPTOWN CITGO | 117 EAST ROBERT TOOMBS AVE | WASHINGTON | Wilkes | 1570004 | 7 | Flapper Valve | 1999-01-04 | FALSE | 1999-01-04 | FALSE | Currently in Use | Regular | 8000 | Composite | 1999-01-04 |  | Fiberglass Reinforced Plastic | Pressurized
RED ROOF MINI MART | 901 WHITE HALL ST | WASHINGTON | Wilkes | 9157010 | 2 | Flapper Valve | 1990-01-01 | FALSE | 1990-01-01 | FALSE | Currently in Use | Gas (Historical Use) | 6000 | Steel-Impressed Current | 1987-06-01 |  |  | Pressurized
PET DAIRY | 416 WEST LIBERTY ST | WASHINGTON | Wilkes | 1570027 | 3 | [5 empty] | Closed in Ground | Gas (Historical Use) | 10000 | Bare Steel | 1951-04-05 | 1990-09-01 | Bare Steel
WASHINGTON PURE STATION | 119 E ROBERT TOOMBS | WASHINGTON | Wilkes | 1570010 | 4 |  | 1998-12-18 |  | 1998-12-18 |  | Removed from Ground | Diesel | 2000 | Steel-Impressed Current | 1983-05-09 | 2013-11-01 | Cathodically Protected | Suction (American)
NEWTOWN GENERAL STORE | 1330 NEWTOWN RD | WASHINGTON | Wilkes | 9157017 | 1A |  | 2000-08-01 | FALSE | 2000-08-01 | FALSE | Removed from Ground | Gas (Historical Use) | 2000 | Composite | 2000-08-01 | 2018-01-01 |  | Suction (American)
THE PUMPING STATION #11 | 805 N BYPASS E | WASHINGTON | Wilkes | 9157015 | 2 | Flapper Valve | 1998-12-15 | FALSE | 1998-12-15 | FALSE | Currently in Use | Premium | 12000 | Composite | 1998-12-15 |  | Fiberglass Reinforced Plastic | Pressurized
AMOS MARTIN GULF STATION/FORMER | CORNER OF ROBERT TOOMBS & | WASHINGTON | Wilkes | 9157005 | 1 | [5 empty] | Removed from Ground | Gas (Historical Use) | 3000 | Not Marked/Unknown | 1985-01-01 | 1985-01-01 | Not Marked
GA DOT #10239/WILKES CO MAINT HQ | HWY 17 NORTH | WASHINGTON | Wilkes | 9157003 | 10239-1 | [5 empty] | Removed from Ground | Gas (Historical Use) | 1000 | Bare Steel | 1963-05-05 | 1986-01-01 | Galvanized Steel
UPTOWN CITGO | 117 EAST ROBERT TOOMBS AVE | WASHINGTON | Wilkes | 1570004 | 2 | [5 empty] | Removed from Ground | Diesel | 2000 | Bare Steel | 1956-05-14 | 1999-12-03 | Galvanized Steel | Suction (American)
LITTLE COUNTRY STORE | US HWY 378 | WASHINGTON | Wilkes | 1570002 | 3 | [5 empty] | Removed from Ground | Gas (Historical Use) | 550 | Bare Steel | 1983-05-08 | 1999-07-21 | Galvanized Steel | Suction (American)
MIKE THORNTON TRUCKING | 214 ANDREW DR | WASHINGTON | Wilkes | 9157007 | 1 |  | 1992-01-01 | FALSE | 1992-01-01 | FALSE | Currently in Use | Diesel | 10000 | Fiberglass | 1992-01-01 |  | Fiberglass Reinforced Plastic | Safe Suction (Euro)
WASHINGTON-WILKES COUNTY AIRPORT | 351 AIRPORT RD | WASHINGTON | Wilkes | 9157011 | 1 | Flapper Valve | 1992-01-03 | FALSE | 1992-01-03 | FALSE | Temporarily out of use |  | 5000 | Composite | 1992-03-04
GA DOT #10239/WILKES CO MAINT HQ | HWY 17 NORTH | WASHINGTON | Wilkes | 9157003 | 239G1 | [5 empty] | Removed from Ground | Gas (Historical Use) | 2000 | Cathodically Protected Steel | 1986-01-01 | 2005-01-25 | Galvanized Steel | Suction (American)
PET DAIRY | 416 WEST LIBERTY ST | WASHINGTON | Wilkes | 1570027 | 4 | [5 empty] | Removed from Ground | Gas (Historical Use) | 10000 | Bare Steel | 1966-04-01 | 1990-09-01 | Bare Steel
RED ROOF MINI MART | 901 WHITE HALL ST | WASHINGTON | Wilkes | 9157010 | 3 | Flapper Valve | 1990-01-01 | FALSE | 1990-01-01 | FALSE | Currently in Use | Gas (Historical Use) | 6000 | Steel-Impressed Current | 1987-06-01 |  |  | Pressurized
RACO #14 | 114 EAST ROBERT TOOMBS ST | WASHINGTON | Wilkes | 1570020 | 2 | Flapper Valve | 1998-10-01 | FALSE | 1998-10-01 | FALSE | Currently in Use | Gas (Historical Use) | 10000 | Steel-Impressed Current | 1978-03-19 |  | Fiberglass Reinforced Plastic | Pressurized
BURT LUMBER CO INC | GA HWY 14 | WASHINGTON | Wilkes | 1570021 | 1 | [5 empty] | Removed from Ground | Diesel | 1000 | Bare Steel | 1971-03-23 | 1999-12-17 | Galvanized Steel
WILKES COUNTY SCHOOL BUS SHOP | 901 ASHLEY AVE | WASHINGTON | Wilkes | 1500009 | 3 | [5 empty] | Removed from Ground | Gas (Historical Use) | 7000 | Bare Steel | 1957-12-12 | 1899-12-31 | Bare Steel
UPTOWN CITGO | 117 EAST ROBERT TOOMBS AVE | WASHINGTON | Wilkes | 1570004 | 6B | Flapper Valve | 1999-01-04 | FALSE | 1999-01-04 | FALSE | Currently in Use | Diesel | 4000 | Composite | 1999-01-04 |  | Fiberglass Reinforced Plastic | Pressurized
UPTOWN CITGO | 117 EAST ROBERT TOOMBS AVE | WASHINGTON | Wilkes | 1570004 | 6A | Flapper Valve | 1999-01-04 | FALSE | 1999-01-04 | FALSE | Currently in Use | Premium | 6000 | Composite | 1999-01-04 |  | Fiberglass Reinforced Plastic | Pressurized
GOLDEN PANTRY #50 | 16 LEXINGTON AVE | WASHINGTON | Wilkes | 9157006 | 2 |  | 1994-12-26 | FALSE | 1994-12-26 | FALSE | Currently in Use | Regular | 10000 | Fiberglass Double Walled | 1994-12-26 |  | Double-Walled Fiberglass | Pressurized
WASHINGTON STATION | 202 ROBERT TOOMBS ST | WASHINGTON | Wilkes | 9157001 | 3 | [5 empty] | Removed from Ground | Gas (Historical Use) | 6000 | Cathodically Protected Steel | 1986-01-01 | 1991-04-12 | Unknown
WILKES 66 SVC STATION | 108 WEST ROBERT TOOMBS AVE | WASHINGTON | Wilkes | 9157004 | 2 | [5 empty] | Removed from Ground | Gas (Historical Use) | 3000 | Not Marked/Unknown | 1991-11-15 | 1991-11-15 | Not Marked
RAYLE EMC MAIN OFFICE | LEXINGTON RD | WASHINGTON | Wilkes | 9157002 | 4 | Flapper Valve | 1990-01-01 | FALSE | 1990-01-01 | FALSE | Currently in Use | Diesel | 6000 | Galvanic (STIP-3) | 1990-01-01 |  | Galvanized Steel | Pressurized
RAYLE EMC MAIN OFFICE | LEXINGTON RD | WASHINGTON | Wilkes | 9157002 | 1 | [5 empty] | Removed from Ground | Gas (Historical Use) | 1000 | Bare Steel | 1974-11-28 | 1990-03-01 | Bare Steel
ANDERSON | 308 WHITEHALL STREET | WASHINGTON | Wilkes | 10001898 | 1 |  |  | FALSE |  | FALSE | Removed from Ground | Gas (Historical Use) | 1000 | Unknown | 2010-09-08 | 2010-09-08 | Unknown
CONTINENTAL FOREST INVESTMENTS I |  | WASHINGTON | Wilkes | 1570046 | 1 | [5 empty] | Removed from Ground | Diesel | 2000 | Bare Steel | 1977-01-03 | 1986-09-01 | Galvanized Steel
BUMPER TO BUMPER | 901 E ROBERT TOOMBS AVE | WASHINGTON | Wilkes | 1570042 | 5 |  | 1998-01-01 |  | 1998-01-01 |  | Temporarily out of use | Diesel | 4000 | Composite | 1998-01-01 |  | Fiberglass Reinforced Plastic | Pressurized
WALLER 66 SERVICE STATION | 309 W ROBERT TOOMBS AVE | WASHINGTON | Wilkes | 1570030 | 2 | [5 empty] | Removed from Ground | Gas (Historical Use) | 2000 | Bare Steel | 1956-05-08 | 1997-03-01 | Unknown | Suction (American)
GOLDEN PANTRY #81 | 1238 LINCOLNTON RD | WASHINGTON | Wilkes | 1570014 | 3 | [5 empty] | Removed from Ground | Gas (Historical Use) | 6000 | Bare Steel | 1974-04-20 | 1899-12-31 | Galvanized Steel
CONCORD FABRICS | 100 CONCORD DRIVE | WASHINGTON | Wilkes | 9157013 | 2 | [5 empty] | Currently in Use | Diesel | 20857 | Bare Steel |  |  | Bare Steel | Suction (American)
GOLDEN PANTRY #50 | 16 LEXINGTON AVE | WASHINGTON | Wilkes | 9157006 | 3 |  | 1994-12-26 | FALSE | 1994-12-26 | FALSE | Currently in Use | Premium | 10000 | Fiberglass Double Walled | 1994-12-26 |  | Double-Walled Fiberglass | Pressurized
WILKES COUNTY SCHOOL BUS SHOP | 901 ASHLEY AVE | WASHINGTON | Wilkes | 1500009 | 2 |  |  | TRUE |  | TRUE | Removed from Ground | Used Oil | 1000 | Cathodically Protected Steel | 1984-12-05 | 1996-12-01 | Galvanized Steel | Suction (American)
TIGNALL KWIK STOP | 4894 Tignall Rd. | TIGNALL | Wilkes | 1570041 | 2 | Flapper Valve | 1998-02-09 | FALSE | 1998-02-09 | FALSE | Currently in Use | Regular | 8000 | Steel-Impressed Current | 1981-05-08 |  | Double-Walled Fiberglass | Pressurized
CITGO | 154 S HULIN AVE HWY 17 | TIGNALL | Wilkes | 1570049 | 3 | [5 empty] | Closed in Ground | Gas (Historical Use) | 2000 | Marked Unknown | 1966-05-13 | 1990-03-01 | Unknown
TIGNALL FOOD MART LLC | 127 SOUTH HULIN AVE | TIGNALL | Wilkes | 1570005 | 1 |  | 1998-03-01 |  | 1998-03-01 |  | Removed from Ground | Gas (Historical Use) | 2000 | Steel-Impressed Current | 1963-05-13 | 2014-09-11 | Cathodically Protected | Pressurized
AJS FOOD MART #3 | 5040 LEXINGTON RD | RAYLE | Wilkes | 9157012 | 3 |  | 1999-01-01 | FALSE | 1999-01-01 | FALSE | Temporarily out of use | Gas (Historical Use) | 2000 | Epoxy | 1999-01-01 |  | Fiberglass Reinforced Plastic | Safe Suction (Euro)
TIGNALL KWIK STOP | 4894 Tignall Rd. | TIGNALL | Wilkes | 1570041 | 1 | Flapper Valve | 1998-02-09 | FALSE | 1998-02-09 | FALSE | Currently in Use | Diesel Off Road | 8000 | Steel-Impressed Current | 1981-05-08 |  | Double-Walled Fiberglass | Pressurized
CITGO | 154 S HULIN AVE HWY 17 | TIGNALL | Wilkes | 1570049 | 2 | [5 empty] | Closed in Ground | Gas (Historical Use) | 2000 | Marked Unknown | 1966-05-13 | 1990-03-01 | Unknown
FORTSON MINUTE SAVER | Hwy 17 north of Tignall | TIGNALL | Wilkes | 1570035 | 2 | [5 empty] | Temporarily out of use | Gas (Historical Use) | 5000 | Bare Steel | 1985-05-08 |  | Galvanized Steel
RAYLE FOOD MART | 4978 LEXINGTON RD | RAYLE | Wilkes | 1570001 | 4 |  | 1999-02-16 |  | 1999-02-16 |  | Currently in Use | Diesel | 1000 | Steel-Impressed Current | 1986-01-01 |  | Cathodically Protected | Safe Suction (Euro)
CHAFIN STORE |  | RAYLE | Wilkes | 1570036 | 1 | [5 empty] | Removed from Ground | Gas (Historical Use) | 550 | Bare Steel | 1986-05-08 | 1992-11-01 | Unknown
TIGNALL FOOD MART LLC | 127 SOUTH HULIN AVE | TIGNALL | Wilkes | 1570005 | 3 |  | 1998-03-01 |  | 1998-03-01 |  | Removed from Ground | Gas (Historical Use) | 2000 | Steel-Impressed Current | 1963-05-13 | 2014-09-11 | Cathodically Protected | Pressurized
CITGO | 154 S HULIN AVE HWY 17 | TIGNALL | Wilkes | 1570049 | 1 | [5 empty] | Closed in Ground | Gas (Historical Use) | 2000 | Marked Unknown | 1966-05-13 | 1990-03-01 | Unknown
CITGO | 154 S HULIN AVE HWY 17 | TIGNALL | Wilkes | 1570049 | 7 |  | 1990-03-23 |  | 1990-03-23 |  | Removed from Ground | Gas (Historical Use) | 6000 | Cathodically Protected Steel | 1990-03-23 | 2011-01-24 | Fiberglass Reinforced Plastic | Pressurized
FORTSON MINUTE SAVER | Hwy 17 north of Tignall | TIGNALL | Wilkes | 1570035 | 1 | [5 empty] | Temporarily out of use | Gas (Historical Use) | 5000 | Bare Steel | 1985-05-08 |  | Galvanized Steel
WASHINGTON |  | LOUISVILLE | Wilkes | 1570013 | 3 | [5 empty] | Removed from Ground | Gas (Historical Use) | 1000 | Composite | 1984-04-10 | 1987-05-01 | Unknown
AJS FOOD MART #3 | 5040 LEXINGTON RD | RAYLE | Wilkes | 9157012 | 1 | [5 empty] | Removed from Ground | Gas (Historical Use) | 1000 | Bare Steel | 1999-01-01 | 1999-01-01 | Galvanized Steel | Suction (American)
TIGNALL KWIK STOP | 4894 Tignall Rd. | TIGNALL | Wilkes | 1570041 | 3 | Flapper Valve | 1998-02-09 | FALSE | 1998-02-09 | FALSE | Currently in Use | Diesel On Road | 8000 | Steel-Impressed Current | 1981-05-08 |  | Double-Walled Fiberglass | Pressurized
CITGO | 154 S HULIN AVE HWY 17 | TIGNALL | Wilkes | 1570049 | 5 |  | 1990-03-23 |  | 1990-03-23 |  | Removed from Ground | Gas (Historical Use) | 6000 | Cathodically Protected Steel | 1990-03-23 | 2011-01-24 | Fiberglass Reinforced Plastic | Pressurized
CITGO | 154 S HULIN AVE HWY 17 | TIGNALL | Wilkes | 1570049 | 4 | [5 empty] | Closed in Ground | Diesel | 2000 | Marked Unknown | 1966-05-13 | 1990-03-01 | Unknown
BUFFORD GROCERY | UNKNOWN | TIGNALL | Wilkes | 1570031 | 1 | [5 empty] | Removed from Ground | Gas (Historical Use) | 550 | Bare Steel | 1966-05-13 | 1987-01-01 | Unknown
RHODES GROCERY | 4302 DELHI RD @ HWY 79 | TIGNALL | Wilkes | 1570032 | 2 | [5 empty] | Permanently Out of Use - historical purposes | Gas (Historical Use) | 1000 | Bare Steel | 1966-05-13 | 1899-12-31 | Unknown
DANBURG CASH GROCERY | FLORAL HILL RD | DANBURG | Wilkes | 1570006 | 2 | [5 empty] | Removed from Ground | Gas (Historical Use) | 550 | Bare Steel | 1963-05-13 | 1995-10-21 | Unknown
RAYLE FOOD MART | 4978 LEXINGTON RD | RAYLE | Wilkes | 1570001 | 2 | [5 empty] | Removed from Ground | Diesel | 550 | Bare Steel | 1966-05-07 | 1986-04-01 | Unknown
BUFFORD GROCERY | UNKNOWN | TIGNALL | Wilkes | 1570031 | 3 | [5 empty] | Removed from Ground | Gas (Historical Use) | 550 | Bare Steel | 1981-05-09 | 1987-01-01 | Unknown
AJS FOOD MART #3 | 5040 LEXINGTON RD | RAYLE | Wilkes | 9157012 | 2 | [5 empty] | Removed from Ground | Gas (Historical Use) | 1000 | Bare Steel | 1999-01-01 | 1999-01-01 | Galvanized Steel | Suction (American)
RAYLE FOOD MART | 4978 LEXINGTON RD | RAYLE | Wilkes | 1570001 | 3 | Flapper Valve | 1999-02-16 | FALSE | 1999-02-16 | FALSE | Currently in Use | Regular | 2000 | Steel-Impressed Current | 1986-01-01 |  | Cathodically Protected | Safe Suction (Euro)
BUFFORD GROCERY | UNKNOWN | TIGNALL | Wilkes | 1570031 | 2 | [5 empty] | Removed from Ground | Gas (Historical Use) | 270 | Bare Steel | 1966-05-13 | 1987-01-01 | Unknown
DANBURG CASH GROCERY | FLORAL HILL RD | DANBURG | Wilkes | 1570006 | 1 | [5 empty] | Removed from Ground | Gas (Historical Use) | 1000 | Bare Steel | 1971-05-11 | 1995-10-21 | Unknown
AJS FOOD MART #3 | 5040 LEXINGTON RD | RAYLE | Wilkes | 9157012 | 4 |  | 1999-01-01 | FALSE | 1999-01-01 | FALSE | Temporarily out of use | Gas (Historical Use) | 2000 | Epoxy | 1999-01-01 |  | Fiberglass Reinforced Plastic | Safe Suction (Euro)
TIGNALL FOOD MART LLC | 127 SOUTH HULIN AVE | TIGNALL | Wilkes | 1570005 | 6A | Flapper Valve | 2014-09-17 | FALSE | 2014-09-17 | FALSE | Currently in Use | E-10 | 8000 | Composite Double Walled | 2014-09-17 |  | Double-Walled Fiberglass | Pressurized
TIGNALL FOOD MART LLC | 127 SOUTH HULIN AVE | TIGNALL | Wilkes | 1570005 | 6B | Flapper Valve | 2014-09-17 | FALSE | 2014-09-17 | FALSE | Currently in Use | E-0 | 2000 | Composite Double Walled | 2014-09-17 |  | Double-Walled Fiberglass | Pressurized
CITGO | 154 S HULIN AVE HWY 17 | TIGNALL | Wilkes | 1570049 | 6 |  | 1990-03-23 |  | 1990-03-23 |  | Removed from Ground | Gas (Historical Use) | 6000 | Cathodically Protected Steel | 1990-03-23 | 2011-01-24 | Fiberglass Reinforced Plastic | Pressurized
CITGO | 154 S HULIN AVE HWY 17 | TIGNALL | Wilkes | 1570049 | 8 |  | 1990-03-23 |  | 1990-03-23 |  | Removed from Ground | Diesel | 10000 | Cathodically Protected Steel | 1990-03-23 | 2011-01-24 | Fiberglass Reinforced Plastic | Pressurized
RHODES GROCERY | 4302 DELHI RD @ HWY 79 | TIGNALL | Wilkes | 1570032 | 1 | [5 empty] | Permanently Out of Use - historical purposes | Gas (Historical Use) | 550 | Bare Steel | 1966-05-13 | 1899-12-31 | Unknown
CHAFIN STORE |  | RAYLE | Wilkes | 1570036 | 2 | [5 empty] | Removed from Ground | Gas (Historical Use) | 1000 | Bare Steel | 1986-05-08 | 1992-11-01 | Unknown
WASHINGTON |  | LOUISVILLE | Wilkes | 1570013 | 1 | [5 empty] | Removed from Ground | Empty | 1060 | Bare Steel | 1965-04-15 | 1987-05-01 | Unknown
RAYLE FOOD MART | 4978 LEXINGTON RD | RAYLE | Wilkes | 1570001 | 1 | [5 empty] | Removed from Ground | Gas (Historical Use) | 1000 | Bare Steel | 1966-05-07 | 1986-04-01 | Unknown
TIGNALL FOOD MART LLC | 127 SOUTH HULIN AVE | TIGNALL | Wilkes | 1570005 | 5 |  |  | TRUE |  | TRUE | Removed from Ground | Used Oil | 550 | Steel-Impressed Current | 1963-05-13 | 2014-09-11 | Cathodically Protected
TIGNALL FOOD MART LLC | 127 SOUTH HULIN AVE | TIGNALL | Wilkes | 1570005 | 4 |  | 1998-03-01 |  | 1998-03-01 |  | Removed from Ground | Gas (Historical Use) | 3000 | Steel-Impressed Current | 1986-05-07 | 2014-09-11 | Cathodically Protected | Suction (American)
WASHINGTON |  | LOUISVILLE | Wilkes | 1570013 | 2 | [5 empty] | Removed from Ground | Diesel | 2000 | Composite | 1984-04-10 | 1987-05-01 | Unknown
ANDERSON | 308 WHITEHALL STREET | WASHINGTON | Wilkes | 10001898 | 2 |  |  | FALSE |  | FALSE | Removed from Ground | Gas (Historical Use) | 1000 | Unknown | 2010-09-08 | 2010-09-08 | Unknown
G&M TIRE CO | 920 E ROBERT TOOMBS AVE | WASHINGTON | Wilkes | 1570050 | 4 |  | 1998-12-21 |  | 1998-12-21 |  | Removed from Ground | Gas (Historical Use) | 2000 | Steel-Impressed Current | 1976-05-10 | 2001-10-01 | Cathodically Protected | Safe Suction (Euro)
WASHINGTON PLANT | GA HWY 47 | WASHINGTON | Wilkes | 1570044 | 2 | [5 empty] | Removed from Ground | Diesel | 30000 | Bare Steel | 1970-05-12 | 1988-12-01 | Bare Steel
WASHINGTON GAS & OIL INC | 307 LANES ALLEY | WASHINGTON | Wilkes | 1570038 | 1 | [5 empty] | Removed from Ground | Kerosene | 2000 | Bare Steel | 1966-05-13 | 1989-01-01 | Unknown
GRIFFINS STORE | 4787 GREENSBORO RD/HWY 44 | WASHINGTON | Wilkes | 1570040 | 4B | Flapper Valve | 1998-04-01 | FALSE | 1998-04-01 | FALSE | Currently in Use | Diesel | 2000 |  | 1998-05-07 |  | Fiberglass Reinforced Plastic | Suction (American)
GA FC WILKES CO UNIT | GA HWY 17 2 MI N OF WASHINGTON | WASHINGTON | Wilkes | 1570023 | 4 |  | 1991-01-01 |  | 1991-01-01 |  | Removed from Ground | Other | 2000 | Galvanic (STIP-3) | 1991-01-01 | 2007-10-09 | Cathodically Protected | Safe Suction (Euro)
GA FC WILKES CO UNIT | GA HWY 17 2 MI N OF WASHINGTON | WASHINGTON | Wilkes | 1570023 | 1 | [5 empty] | Removed from Ground | Gas (Historical Use) | 2000 | Bare Steel | 1974-04-25 | 1991-03-01 | Galvanized Steel
WILKES CO ROAD DEPT | 179 County Farm Road | WASHINGTON | Wilkes | 1570018 | 4 | Flapper Valve | 1994-11-01 | FALSE | 1994-11-01 | FALSE | Currently in Use | Regular | 6000 | Composite | 1994-10-15 |  | Fiberglass Reinforced Plastic | Safe Suction (Euro)
WILKES CO ROAD DEPT | 179 County Farm Road | WASHINGTON | Wilkes | 1570018 | 5 | Flapper Valve | 1994-11-01 | FALSE | 1994-11-01 | FALSE | Currently in Use | Premium | 4000 | Composite | 1994-10-15 |  | Fiberglass Reinforced Plastic | Safe Suction (Euro)
WILKES CO ROAD DEPT | 179 County Farm Road | WASHINGTON | Wilkes | 1570018 | 7 | Flapper Valve | 1994-11-01 | FALSE | 1994-11-01 | FALSE | Currently in Use | Diesel | 8000 | Composite | 1994-10-15 |  | Fiberglass Reinforced Plastic | Safe Suction (Euro)
MIKE'S AUTOMOTIVE SERVICE CENTER | 918 E ROBERT TOOMBS AVENUE | WASHINGTON | Wilkes | 1570016 | 3 | [5 empty] | Removed from Ground | Gas (Historical Use) | 560 | Bare Steel | 1951-03-14 | 1997-12-15 | Galvanized Steel | Safe Suction (Euro)
GOLDEN PANTRY #81 | 1238 LINCOLNTON RD | WASHINGTON | Wilkes | 1570014 | 1 | [5 empty] | Removed from Ground | Gas (Historical Use) | 8000 | Bare Steel | 1974-04-20 | 1899-12-31 | Galvanized Steel
GOLDEN PANTRY #81 | 1238 LINCOLNTON RD | WASHINGTON | Wilkes | 1570014 | 7 |  | 1988-10-31 | FALSE | 1988-10-31 | FALSE | Currently in Use | Diesel | 10000 | Galvanic (STIP-3) | 1988-10-31 |  | Fiberglass Reinforced Plastic | Pressurized
CHAMPION INTERNATIONAL CORP | GA HWY 17 NORTH | WASHINGTON | Wilkes | 1570011 | 2 | [5 empty] | Removed from Ground | Gas (Historical Use) | 500 | Bare Steel | 1966-05-06 | 1989-04-01 | Galvanized Steel
MAX'S | RFD 1 | WASHINGTON | Wilkes | 1570008 | 2 | [5 empty] | Removed from Ground | Gas (Historical Use) | 560 | Bare Steel | 1966-05-12 | 1998-07-06 | Unknown | Suction (American)
GOLDEN PANTRY #50 | 16 LEXINGTON AVE | WASHINGTON | Wilkes | 9157006 | 4 |  | 1994-12-26 | FALSE | 1994-12-26 | FALSE | Currently in Use | E-0 | 4000 | Fiberglass Double Walled | 1994-12-26 |  | Double-Walled Fiberglass | Pressurized
GOLDEN PANTRY #50 | 16 LEXINGTON AVE | WASHINGTON | Wilkes | 9157006 | 1 |  | 1994-12-26 | FALSE | 1994-12-26 | FALSE | Currently in Use | Regular | 10000 | Fiberglass Double Walled | 1994-12-26 |  | Double-Walled Fiberglass | Pressurized
WILKES 66 SVC STATION | 108 WEST ROBERT TOOMBS AVE | WASHINGTON | Wilkes | 9157004 | 3 | [5 empty] | Removed from Ground | Gas (Historical Use) | 4000 | Not Marked/Unknown | 1991-11-15 | 1991-11-15 | Not Marked
GA DOT #10239/WILKES CO MAINT HQ | HWY 17 NORTH | WASHINGTON | Wilkes | 9157003 | 239D1 | [5 empty] | Removed from Ground | Diesel | 2000 | Cathodically Protected Steel | 1986-01-01 | 2005-01-25 | Galvanized Steel | Suction (American)
WILKES COUNTY SCHOOL BUS SHOP | 901 ASHLEY AVE | WASHINGTON | Wilkes | 1500009 | 1 | Flapper Valve | 1996-12-01 | FALSE | 1996-12-01 | FALSE | Currently in Use | Diesel | 10000 | Galvanic (STIP-3) | 1984-12-05 |  | Fiberglass Reinforced Plastic | Safe Suction (Euro)
TIGNALL FOOD MART LLC | 127 SOUTH HULIN AVE | TIGNALL | Wilkes | 1570005 | 2 |  | 1998-03-01 |  | 1998-03-01 |  | Removed from Ground | Gas (Historical Use) | 2000 | Steel-Impressed Current | 1963-05-13 | 2014-09-11 | Cathodically Protected | Pressurized
LAKESIDE MART | 142 HWY 243 | IVEY | Wilkinson | 9158004 | 1 | Flapper Valve | 1987-01-01 | FALSE | 1987-01-01 | FALSE | Currently in Use | Gas (Historical Use) | 4000 | Steel-Impressed Current | 1987-01-01 |  | Fiberglass Reinforced Plastic | Pressurized
IVEY GENERAL STORE | 141 HWY 243 | IVEY | Wilkinson | 9158015 | 5 | Flapper Valve | 2011-08-01 | FALSE | 2011-08-01 | FALSE | Currently in Use | Regular | 10000 | Composite Double Walled | 2011-08-01 |  | Double-Walled Fiberglass | Pressurized
IVEY GENERAL STORE | 141 HWY 243 | IVEY | Wilkinson | 9158015 | 4 | Flapper Valve | 1998-11-01 |  | 1998-11-01 |  | Removed from Ground | Diesel | 1 | Steel-Impressed Current | 1998-11-01 | 2011-09-07 | Fiberglass Reinforced Plastic | Suction (American)
IVEY GENERAL STORE | 141 HWY 243 | IVEY | Wilkinson | 9158015 | 7 | Flapper Valve | 2011-08-01 | FALSE | 2011-08-01 | FALSE | Currently in Use | Diesel | 6000 | Composite Double Walled | 2011-08-01 |  | Double-Walled Fiberglass | Pressurized
IVEY GENERAL STORE | 141 HWY 243 | IVEY | Wilkinson | 9158015 | 6 | Flapper Valve | 2011-08-01 | FALSE | 2011-08-01 | FALSE | Currently in Use | Premium | 4000 | Composite Double Walled | 2011-08-01 |  | Double-Walled Fiberglass | Pressurized
K & J FOOD MART | 2433 GEORGIA HWY 57 | GORDON | Wilkinson | 9158005 | 4 | Ball Float | 1999-12-20 | FALSE | 1999-12-20 | FALSE | Currently in Use | Regular | 8000 | Composite | 1999-12-20 |  | Fiberglass Reinforced Plastic | Pressurized
K & J FOOD MART | 2433 GEORGIA HWY 57 | GORDON | Wilkinson | 9158005 | 5 | Ball Float | 1999-12-20 | FALSE | 1999-12-20 | FALSE | Currently in Use | Premium | 8000 | Composite | 1999-12-20 |  | Fiberglass Reinforced Plastic | Pressurized
IVEY GENERAL STORE | 141 HWY 243 | IVEY | Wilkinson | 9158015 | 1 | Flapper Valve | 1998-11-01 |  | 1998-11-01 |  | Removed from Ground | Gas (Historical Use) | 1 | Steel-Impressed Current | 1982-01-01 | 2011-09-07 | Fiberglass Reinforced Plastic | Suction (American)
LAKESIDE MART | 142 HWY 243 | IVEY | Wilkinson | 9158004 | 3 | Flapper Valve | 1987-01-01 | FALSE | 1987-01-01 | FALSE | Currently in Use | Gas (Historical Use) | 4000 | Steel-Impressed Current | 1987-01-01 |  | Fiberglass Reinforced Plastic | Pressurized
K & J FOOD MART | 2433 GEORGIA HWY 57 | GORDON | Wilkinson | 9158005 | 6 | Ball Float | 1999-12-20 | FALSE | 1999-12-20 | FALSE | Currently in Use | Diesel | 8000 | Composite | 1999-12-20 |  | Fiberglass Reinforced Plastic | Pressurized
IVEY GENERAL STORE | 141 HWY 243 | IVEY | Wilkinson | 9158015 | 3 | Flapper Valve | 1998-11-01 |  | 1998-11-01 |  | Removed from Ground | Gas (Historical Use) | 1 | Steel-Impressed Current | 1998-11-01 | 2011-09-07 | Fiberglass Reinforced Plastic | Suction (American)
K & J FOOD MART | 2433 GEORGIA HWY 57 | GORDON | Wilkinson | 9158005 | 1 | [5 empty] | Removed from Ground | Gas (Historical Use) | 1000 | Bare Steel | 1987-01-01 | 1998-12-17 | Galvanized Steel
LAKESIDE MART | 142 HWY 243 | IVEY | Wilkinson | 9158004 | 2 | Flapper Valve | 1987-01-01 | FALSE | 1987-01-01 | FALSE | Currently in Use | Gas (Historical Use) | 4000 | Steel-Impressed Current | 1987-01-01 |  | Fiberglass Reinforced Plastic | Pressurized
LAKESIDE MART | 142 HWY 243 | IVEY | Wilkinson | 9158004 | 4 | Flapper Valve | 1999-10-01 | FALSE | 1999-10-01 | FALSE | Currently in Use | Diesel | 4000 | Composite | 1999-10-28 |  | Fiberglass Reinforced Plastic | Safe Suction (Euro)
K & J FOOD MART | 2433 GEORGIA HWY 57 | GORDON | Wilkinson | 9158005 | 3 | [5 empty] | Removed from Ground | Diesel | 2000 | Bare Steel | 1987-01-01 | 1998-12-17 | Galvanized Steel
K & J FOOD MART | 2433 GEORGIA HWY 57 | GORDON | Wilkinson | 9158005 | 2 | [5 empty] | Removed from Ground | Gas (Historical Use) | 2000 | Bare Steel | 1987-01-01 | 1998-12-17 | Galvanized Steel
IVEY GENERAL STORE | 141 HWY 243 | IVEY | Wilkinson | 9158015 | 2 | Flapper Valve | 1998-11-01 |  | 1998-11-01 |  | Removed from Ground | Gas (Historical Use) | 1 | Steel-Impressed Current | 1998-11-01 | 2011-09-07 | Fiberglass Reinforced Plastic | Suction (American)
STOP N SHOP | 166 MILLEDGEVILLE HWY | GORDON | Wilkinson | 1580026 | 1 | Flapper Valve | 1994-06-20 | TRUE | 1994-06-20 | FALSE | Currently in Use | E-10 | 7500 | Lined Interior | 1971-05-03 |  | Fiberglass Reinforced Plastic | Safe Suction (Euro)
LOYD OIL CO GORDON SERVICE STATI | 215 S MACON RD | GORDON | Wilkinson | 1580005 | 8 | [5 empty] | Removed from Ground | Diesel | 6000 | Bare Steel | 1970-01-27 | 1991-03-01 | Galvanized Steel
LOYD OIL CO GORDON SERVICE STATI | 215 S MACON RD | GORDON | Wilkinson | 1580005 | 1 | [5 empty] | Removed from Ground | Kerosene | 1050 | Bare Steel | 1978-01-25 | 1991-03-01 | Galvanized Steel
LIVINGSTON GROCERY | HWY 243 | GORDON | Wilkinson | 1580051 | 2 | [5 empty] | Removed from Ground | Gas (Historical Use) | 1000 | Bare Steel | 1971-05-11 | 1987-01-01 | Galvanized Steel
GAS EXPRESS #285 | 116 MAIN ST | GORDON | Wilkinson | 9158011 | 3 | Flapper Valve | 1994-06-17 | FALSE | 1994-06-17 | FALSE | Currently in Use | Regular | 10000 | Galvanic (STIP-3) | 1986-01-01 |  | Fiberglass Reinforced Plastic | Pressurized
UNCLE BS COUNTRY STORE | 201 IRWINTON RD | TOOMSBORO | Wilkinson | 9158021 | 5 | [5 empty] | Removed from Ground | Diesel | 560 | Bare Steel |  | 1899-12-31 | Bare Steel | Suction (American)
STOP N SHOP | 166 MILLEDGEVILLE HWY | GORDON | Wilkinson | 1580026 | 3 | Flapper Valve | 1994-06-20 | FALSE | 1994-06-20 | FALSE | Temporarily out of use | Diesel | 7500 | Lined Interior | 1971-05-03 |  | Fiberglass Reinforced Plastic | Safe Suction (Euro)
LOYD OIL CO GORDON SERVICE STATI | 215 S MACON RD | GORDON | Wilkinson | 1580005 | DIESEL2 |  | 1991-01-10 |  | 1991-01-10 |  | Removed from Ground | Diesel | 10000 | Composite | 1991-01-10 | 2007-05-18 | Fiberglass Reinforced Plastic | Pressurized
LOYD OIL CO GORDON SERVICE STATI | 215 S MACON RD | GORDON | Wilkinson | 1580005 | 5 | [5 empty] | Removed from Ground | Kerosene | 8000 | Bare Steel | 1980-01-25 | 1991-03-01 | Galvanized Steel
SELLERS CONST CO | 115 MILLEDGEVILLE RD | GORDON | Wilkinson | 10000978 | 3 | Flapper Valve | 2005-03-01 | FALSE | 2005-03-01 | FALSE | Currently in Use | Regular | 1000 | Epoxy | 2005-02-01 |  | Double-Walled Flex | Safe Suction (Euro)
C&S PARTS AND SERVICE | 109 MAIN ST | MCINTYRE | Wilkinson | 1580017 | 3 | [5 empty] | Permanently Out Of Use | Gas (Historical Use) | 4000 | Bare Steel | 1977-04-16 | 1999-12-28 | Galvanized Steel
SPRINGHILL SERVICES INC | 9920 HWY 57 | MCINTYRE | Wilkinson | 1580044 | 5 |  | 1988-11-01 |  | 1988-11-01 |  | Removed from Ground | Gas (Historical Use) | 1000 | Cathodically Protected Steel | 1988-11-01 | 2005-09-15 | Cathodically Protected | Safe Suction (Euro)
STOP N SHOP | 166 MILLEDGEVILLE HWY | GORDON | Wilkinson | 1580026 | 2 | Ball Float | 1994-06-20 | TRUE | 1994-06-20 |  | Currently in Use | Gas (Historical Use) | 7500 | Lined Interior | 1971-05-03 |  | Fiberglass Reinforced Plastic | Safe Suction (Euro)
LOYD OIL CO GORDON SERVICE STATI | 215 S MACON RD | GORDON | Wilkinson | 1580005 | DIESEL |  | 1991-01-10 |  | 1991-01-10 |  | Removed from Ground | Diesel | 10000 | Composite | 1991-01-10 | 2007-05-18 | Fiberglass Reinforced Plastic | Pressurized
LOYD OIL CO GORDON SERVICE STATI | 215 S MACON RD | GORDON | Wilkinson | 1580005 | KEROSENE |  | 1991-03-01 |  | 1991-03-01 |  | Removed from Ground | Kerosene | 1000 | Composite | 1991-01-10 | 2007-05-18 | Fiberglass Reinforced Plastic | Pressurized
LOYD OIL | US HWY 441 @ RR OVERPASS | MCINTYRE | Wilkinson | 1580006 | 1 |  | 1994-11-01 |  | 1992-06-01 |  | Removed from Ground | Gas (Historical Use) | 10000 | Steel-Impressed Current | 1976-01-26 | 2005-04-14 | Cathodically Protected | Pressurized
LOYD OIL | US HWY 441 @ RR OVERPASS | MCINTYRE | Wilkinson | 1580006 | 4 |  | 1994-11-01 |  | 1992-06-01 |  | Removed from Ground | Diesel | 10000 | Steel-Impressed Current | 1976-01-26 | 2005-04-15 | Cathodically Protected | Suction (American)
WILKINSON COUNTY BOARD OF EDUCAT | 239 MACON RD | MCINTYRE | Wilkinson | 1580010 | 3 | Flapper Valve | 1998-07-10 | FALSE | 1998-07-10 | FALSE | Currently in Use | Regular | 5000 | Galvanic (STIP-3) | 1990-09-11 |  | Fiberglass Reinforced Plastic
LOYD OIL CO(OLD STATION) | US HWY 441 | IRWINTON | Wilkinson | 1580009 | 5 | [5 empty] | Removed from Ground | Gas (Historical Use) | 4000 | Bare Steel | 1966-01-28 | 1991-11-13 | Galvanized Steel
LOYD OIL CO(OLD STATION) | US HWY 441 | IRWINTON | Wilkinson | 1580009 | 4 | [5 empty] | Removed from Ground | Gas (Historical Use) | 6000 | Bare Steel | 1971-01-27 | 1991-11-13 | Galvanized Steel
T'S CORNER STATION | HWY 57 | TOOMSBORO | Wilkinson | 1580014 | 2 |  | 1998-08-24 |  | 1998-08-24 |  | Removed from Ground | Gas (Historical Use) | 8000 | Cathodically Protected Steel | 1976-03-15 | 2011-11-09 | Cathodically Protected | Pressurized
SHORT STOP #2 | 17731 HWY 57 | TOOMSBORO | Wilkinson | 9158013 | 2 |  | 1999-01-14 |  | 1999-01-14 |  | Removed from Ground | Gas (Historical Use) | 4000 | Cathodically Protected Steel | 1982-01-01 | 2011-09-27 | Cathodically Protected | Safe Suction (Euro)
GRAY CONCRETE CO | GA HWY 18 | GORDON | Wilkinson | 1580002 | 1 | [5 empty] | Removed from Ground | Diesel | 2000 | Bare Steel | 1980-02-21 | 1998-06-01 | Galvanized Steel
LIVINGSTON GROCERY | HWY 243 | GORDON | Wilkinson | 1580051 | 1 | [5 empty] | Removed from Ground | Gas (Historical Use) | 1000 | Bare Steel | 1971-05-11 | 1987-01-01 | Galvanized Steel
AMERICAN TOWER SITE #88493 | RRS NICKLESVILLE-ROCKDALE | GORDON | Wilkinson | 1580043 | 1 |  | 1991-10-01 |  | 1991-10-01 |  | Removed from Ground | Kerosene | 2000 | Bare Steel | 1963-05-14 | 1991-09-01 | Copper
SPRINGHILL SERVICES INC | 9920 HWY 57 | MCINTYRE | Wilkinson | 1580044 | 2 | [5 empty] | Removed from Ground | Gas (Historical Use) | 1000 | Bare Steel | 1979-05-09 | 1997-08-20 | Galvanized Steel | Safe Suction (Euro)
EVANS CLAY COMPANY | OLD MACON RD | MCINTYRE | Wilkinson | 9158007 | 1 | [5 empty] | Closed in Ground | Other | 500 | Marked Unknown | 1960-01-01 | 1990-07-19 | Galvanized Steel
T'S CORNER STATION | HWY 57 | TOOMSBORO | Wilkinson | 1580014 | 3 |  | 1998-08-24 |  | 1998-08-24 |  | Removed from Ground | Gas (Historical Use) | 8000 | Cathodically Protected Steel | 1976-03-15 | 2011-11-09 | Cathodically Protected | Pressurized
LOYD OIL CO GORDON SERVICE STATI | 215 S MACON RD | GORDON | Wilkinson | 1580005 | 2 | [5 empty] | Removed from Ground | Diesel | 2000 | Bare Steel | 1970-01-27 | 1991-03-01 | Fiberglass Reinforced Plastic
SELLERS CONST CO | 115 MILLEDGEVILLE RD | GORDON | Wilkinson | 10000978 | 1 | Flapper Valve | 2005-03-01 | FALSE | 2005-03-01 | FALSE | Currently in Use | Diesel On Road | 10000 | Epoxy | 2005-02-01 |  | Double-Walled Flex | Pressurized
HOWARD L BLANTON | 8050 HWY 96 E | JEFFERSONVILLE | Wilkinson | 1580004 | 1 |  | 1980-02-05 |  | 1998-02-05 |  | Removed from Ground | Gas (Historical Use) | 6000 | Cathodically Protected Steel | 1980-02-05 | 2009-05-05 | Cathodically Protected | Safe Suction (Euro)
LOYD OIL | US HWY 441 @ RR OVERPASS | MCINTYRE | Wilkinson | 1580006 | 2 |  | 1994-11-01 |  | 1992-06-01 |  | Removed from Ground | Gas (Historical Use) | 10000 | Steel-Impressed Current | 1976-01-26 | 2005-04-14 | Cathodically Protected | Pressurized
LOYD OIL BULK PLANT | GA HWY 57/5 MI EAST OF GA HWY 18 | MCINTYRE | Wilkinson | 1580007 | 10 | [5 empty] | Removed from Ground | Kerosene | 10000 | Bare Steel | 1975-01-26 | 1995-04-01 | Galvanized Steel
LOYD OIL BULK PLANT | GA HWY 57/5 MI EAST OF GA HWY 18 | MCINTYRE | Wilkinson | 1580007 | 3 | [5 empty] | Removed from Ground | Other | 8000 | Bare Steel | 1976-01-26 | 1995-04-01 | Galvanized Steel
WILKINSON CO FORESTRY UNIT | GA HWY 57 4 MI W OF IRWINTON | MCINTYRE | Wilkinson | 9158002 | 4 |  | 1990-01-01 |  | 1990-01-01 |  | Removed from Ground | Diesel | 1000 | Galvanic (STIP-3) | 1990-01-01 | 2008-04-16 | Cathodically Protected | Safe Suction (Euro)
Circle K 2745118 | 107 RAILROAD ST | MCINTYRE | Wilkinson | 9158014 | 2 | Flapper Valve | 1995-03-22 | FALSE | 1995-03-22 | FALSE | Currently in Use | Premium | 10000 | Composite | 1995-03-22 |  | Fiberglass Reinforced Plastic | Pressurized
HOWARD SHEPPARD INC | 7443 HWY 96 W | IRWINTON | Wilkinson | 9158018 | 1 | Flapper Valve | 1992-01-24 | FALSE | 1992-01-24 | FALSE | Currently in Use | Diesel Off Road | 10000 | Composite | 1992-07-01 |  | Fiberglass Reinforced Plastic | Pressurized
GAYWOOD CO | GIVE LOCATION/NOT PO BOX | TOOMSBORO | Wilkinson | 1580046 | 1 | [5 empty] | Removed from Ground | Diesel | 560 | Bare Steel | 1971-05-11 | 1986-12-01 | Galvanized Steel
UNCLE BS COUNTRY STORE | 201 IRWINTON RD | TOOMSBORO | Wilkinson | 9158021 | 3 | [5 empty] | Removed from Ground | Gas (Historical Use) | 1000 | Bare Steel |  | 1899-12-31 | Bare Steel | Suction (American)
TOOMSBORO |  | LOUISVILLE | Wilkinson | 1580021 | 1 | [5 empty] | Removed from Ground | Gas (Historical Use) | 500 | Bare Steel | 1950-04-19 | 1987-05-01 | Unknown
UNCLE BS COUNTRY STORE | 201 IRWINTON RD | TOOMSBORO | Wilkinson | 9158021 | 2 | Flapper Valve | 1998-12-20 | FALSE | 1998-12-20 | FALSE | Temporarily out of use |  | 5000 | Steel-Impressed Current | 1998-12-20 |  | Steel (Impressed Current) | Suction (American)
GORDON CHIPMILL |  | GORDON | Wilkinson | 1580053 | 1 | [5 empty] | Removed from Ground | Diesel | 2000 | Bare Steel | 1980-05-07 | 1988-03-24 | Galvanized Steel
HOWARD L BLANTON | 8050 HWY 96 E | JEFFERSONVILLE | Wilkinson | 1580004 | 3 |  | 1980-02-05 |  | 1998-08-04 |  | Removed from Ground | Gas (Historical Use) | 6000 | Cathodically Protected Steel | 1986-02-03 | 2009-05-05 | Cathodically Protected | Safe Suction (Euro)
WILKINSON CO FORESTRY UNIT | GA HWY 57 4 MI W OF IRWINTON | MCINTYRE | Wilkinson | 9158002 | 2 | [5 empty] | Removed from Ground | Empty | 560 | Bare Steel | 1976-01-01 | 1990-06-01 | Bare Steel
MCINTYRE CARD LOCK | 9472 HWY 57 | MCINTYRE | Wilkinson | 9158024 | 2A | Flapper Valve | 2010-05-01 | FALSE | 2010-05-01 | FALSE | Currently in Use | Diesel Off Road | 9000 | Epoxy Double-Walled | 2010-05-01 |  | Double-Walled Flex | Pressurized
JET #46 | 119 Main St. | IRWINTON | Wilkinson | 9158016 | 2 | Ball Float | 1989-11-01 | FALSE | 1989-11-01 | FALSE | Currently in Use | Premium | 4000 | Composite | 1989-11-01 |  | Fiberglass Reinforced Plastic | Pressurized
UNCLE BS COUNTRY STORE | 201 IRWINTON RD | TOOMSBORO | Wilkinson | 9158021 | 4 | [5 empty] | Removed from Ground | Diesel | 560 | Bare Steel |  | 1899-12-31 | Bare Steel | Suction (American)
A&A RESTAURANT | 803 HWY 80 | ALLENTOWN | Wilkinson | 1580034 | 3 |  | 1997-04-01 | FALSE | 1997-04-01 | FALSE | Temporarily out of use | Gas (Historical Use) | 2000 | Galvanic (STIP-3) | 1997-04-01 |  | Fiberglass Reinforced Plastic | Pressurized
AMERICAN TOWER SITE #88493 | RRS NICKLESVILLE-ROCKDALE | GORDON | Wilkinson | 1580043 | 2 |  | 1991-10-01 |  | 1991-10-01 |  | Removed from Ground | Diesel | 1000 | Cathodically Protected Steel | 1991-01-01 | 2002-07-25 | Secondary Containment | Suction (American)
FRIENDLY GUS 14 | 310 Milledgeville Hwy | GORDON | Wilkinson | 9158001 | 2 | Ball Float | 1989-06-01 | FALSE | 1989-06-01 | FALSE | Currently in Use | Regular | 8000 | Galvanic (STIP-3) | 1989-06-01 |  | Fiberglass Reinforced Plastic | Pressurized
ESTATE OF CHARLIE F BLOODWORTH | 201 PAPERMILL RD | GORDON | Wilkinson | 10000188 | 4 |  |  | FALSE |  | FALSE | Closed in Ground | Gas (Historical Use) | 550 | Bare Steel | 1998-01-01 | 1998-01-01
ESTATE OF CHARLIE F BLOODWORTH | 201 PAPERMILL RD | GORDON | Wilkinson | 10000188 | 5 |  |  | FALSE |  | FALSE | Closed in Ground | Gas (Historical Use) | 550 | Bare Steel | 1998-01-01 | 1998-01-01
SPRINGHILL SERVICES INC | 9920 HWY 57 | MCINTYRE | Wilkinson | 1580044 | 3 |  | 1988-11-01 |  | 1988-11-01 |  | Removed from Ground | Diesel | 6000 | Cathodically Protected Steel | 1988-11-01 | 2005-08-16 | Cathodically Protected | Safe Suction (Euro)
JET FOOD STORE | 120 MAIN ST | MCINTYRE | Wilkinson | 1580049 | 1 | [5 empty] | Removed from Ground | Gas (Historical Use) | 500 | Bare Steel | 1966-05-12 | 1991-02-04 | Galvanized Steel
LOYD OIL CO GORDON SERVICE STATI | 215 S MACON RD | GORDON | Wilkinson | 1580005 | SUL |  | 1991-01-10 |  | 1991-01-10 |  | Removed from Ground | Gas (Historical Use) | 10000 | Composite | 1991-01-10 | 2007-05-18 | Fiberglass Reinforced Plastic | Pressurized
GAS EXPRESS #285 | 116 MAIN ST | GORDON | Wilkinson | 9158011 | 2 | [5 empty] | Removed from Ground | Gas (Historical Use) | 6000 | Bare Steel | 1980-01-01 | 1994-06-14 | Fiberglass Reinforced Plastic | Pressurized
FRIENDLY GUS 14 | 310 Milledgeville Hwy | GORDON | Wilkinson | 9158001 | 1 | Ball Float | 1989-06-01 | FALSE | 1989-06-01 | FALSE | Currently in Use | Premium | 8000 | Galvanic (STIP-3) | 1989-06-01 |  | Fiberglass Reinforced Plastic | Pressurized
ESTATE OF CHARLIE F BLOODWORTH | 201 PAPERMILL RD | GORDON | Wilkinson | 10000188 | 3 |  |  | FALSE |  | FALSE | Removed from Ground | Gas (Historical Use) | 1000 | Bare Steel | 1998-01-01 | 1998-01-01
JET FOOD STORE | 120 MAIN ST | MCINTYRE | Wilkinson | 1580049 | 3 | Flapper Valve | 1991-02-15 | FALSE | 1991-02-15 | FALSE | Currently in Use | Premium | 1000 | Galvanic (STIP-3) | 1991-02-15 |  | Fiberglass Reinforced Plastic | Pressurized
C & S PARTS & SERVICE | 268 HWY 441 NORTH | MCINTYRE | Wilkinson | 9158020 | 1A | Ball Float | 1996-01-03 | FALSE | 1996-01-03 | FALSE | Removed from Ground |  | 6000 | Composite | 1996-01-03 |  | Fiberglass Reinforced Plastic | Pressurized
CHAMBERS STANDARD SERV STATION | US HWY 441 @ MAIN ST | IRWINTON | Wilkinson | 1580048 | 1 | [5 empty] | Removed from Ground | Gas (Historical Use) | 1000 | Bare Steel | 1966-05-12 | 1992-12-30 | Galvanized Steel
CHAMBERS STANDARD SERV STATION | US HWY 441 @ MAIN ST | IRWINTON | Wilkinson | 1580048 | 4 | [5 empty] | Removed from Ground | Diesel | 1000 | Bare Steel | 1972-05-10 | 1992-12-30 | Galvanized Steel
PHILLIPS 66 SERVICE STATION | US HWY 441 @ GEORGIA HWY 57 | IRWINTON | Wilkinson | 1580008 | 4 | Ball Float | 1990-11-21 |  | 1990-11-21 |  | Removed from Ground | Gas (Historical Use) | 8000 | Composite | 1990-11-21 | 2011-07-20 | Fiberglass Reinforced Plastic | Pressurized
ESTATE OF CHARLIE F BLOODWORTH | 201 PAPERMILL RD | GORDON | Wilkinson | 10000188 | 2 |  |  | FALSE |  | FALSE | Removed from Ground | Gas (Historical Use) | 3000 | Bare Steel | 1998-01-01 | 1998-01-01
LOYD OIL | US HWY 441 @ RR OVERPASS | MCINTYRE | Wilkinson | 1580006 | 3 |  | 1994-11-01 |  | 1992-06-01 |  | Removed from Ground | Gas (Historical Use) | 10000 | Steel-Impressed Current | 1976-01-26 | 2005-04-14 | Cathodically Protected | Pressurized
WILKINSON CO FORESTRY UNIT | GA HWY 57 4 MI W OF IRWINTON | MCINTYRE | Wilkinson | 9158002 | 3 |  | 1990-01-01 |  | 1990-01-01 |  | Removed from Ground | Gas (Historical Use) | 1000 | Galvanic (STIP-3) | 1990-01-01 | 2008-04-16 | Cathodically Protected | Safe Suction (Euro)
ENGLEHARD CORP | MT CARMEL CHURCH RD | MCINTYRE | Wilkinson | 9158006 | 1 | [5 empty] | Removed from Ground | Gas (Historical Use) | 1000 | Bare Steel | 1972-01-01 | 1991-08-31 | Galvanized Steel
CHALK MINER'S DINER | RT 1 BOX 220 | MCINTYRE | Wilkinson | 9158022 | 3 | [5 empty] | Removed from Ground | Gas (Historical Use) | 4000 | Bare Steel | 1980-01-01 | 1899-12-31 | Galvanized Steel | Suction (American)
MCINTYRE CARD LOCK | 9472 HWY 57 | MCINTYRE | Wilkinson | 9158024 | 2B | Flapper Valve | 2010-05-01 | FALSE | 2010-05-01 | FALSE | Currently in Use | Diesel On Road | 3000 | Epoxy Double-Walled | 2010-05-01 |  | Double-Walled Flex | Pressurized
ACCUCOMM | 113 WRILEY RD | IRWINTON | Wilkinson | 9158026 | 4 | [5 empty] | Removed from Ground | Diesel | 500 | Bare Steel | 1980-01-01 | 1980-01-01 | Bare Steel | Gravity Fed
ACCUCOMM | 113 WRILEY RD | IRWINTON | Wilkinson | 9158026 | 1 | [5 empty] | Removed from Ground | Gas (Historical Use) | 1000 | Bare Steel | 1990-01-01 | 1990-01-01 | Bare Steel | Gravity Fed
GA DOT #10240 WILKINSON CO MAINT | 125 ASBELL ST | IRWINTON | Wilkinson | 1580020 | 240G1 | [5 empty] | Removed from Ground | Gas (Historical Use) | 2000 | Cathodically Protected Steel | 1989-08-01 | 1999-10-13 | Cathodically Protected | Suction (American)
DIXIE MINE |  | TOOMSBORO | Wilkinson | 1580028 | 1 | [5 empty] | Removed from Ground | Empty | 1000 | Bare Steel | 1980-05-01 | 1899-12-31 | Bare Steel
SHORT STOP #2 | 17731 HWY 57 | TOOMSBORO | Wilkinson | 9158013 | 3 |  | 1999-01-14 |  | 1999-01-14 |  | Removed from Ground | Gas (Historical Use) | 4000 | Cathodically Protected Steel | 1982-01-01 | 2011-09-27 | Cathodically Protected | Safe Suction (Euro)
PIPING SERVICES INC | 9592 HWY 57 | MCINTYRE | Wilkinson | 9158025 | 2 | Flapper Valve | 1996-01-01 | FALSE | 1996-01-01 | FALSE | Removed from Ground | Empty | 7000 | Composite | 1996-01-01 |  | Fiberglass Reinforced Plastic | Safe Suction (Euro)
J M HUBER/WILKINSON CO | WHITE SPRINGS CH RD/5 MILES EAST | IRWINTON | Wilkinson | 9158010 | 9-WILK.CO | [5 empty] | Removed from Ground | Other | 550 | Composite | 1985-02-10 | 1993-09-01 | Bare Steel
HOWARD SHEPPARD INC | 7443 HWY 96 W | IRWINTON | Wilkinson | 9158018 | 2 | Flapper Valve | 1999-02-01 | FALSE | 1999-02-01 | FALSE | Currently in Use | Diesel On Road | 20000 | Fiberglass | 1999-02-01 |  | Fiberglass Reinforced Plastic | Pressurized
ACCUCOMM | 113 WRILEY RD | IRWINTON | Wilkinson | 9158026 | 2 | [5 empty] | Removed from Ground | Gas (Historical Use) | 1000 | Bare Steel | 1990-01-01 | 1990-01-01 | Bare Steel | Gravity Fed
J M HUBER/WILKINSON CO | WHITE SPRINGS CH RD/5 MILES EAST | IRWINTON | Wilkinson | 9158010 | 10-WILK.CO | [5 empty] | Removed from Ground | Gas (Historical Use) | 550 | Composite | 1985-02-10 | 1993-09-01 | Bare Steel
LOYD OIL CO(OLD STATION) | US HWY 441 | IRWINTON | Wilkinson | 1580009 | 1 | [5 empty] | Removed from Ground | Gas (Historical Use) | 1050 | Bare Steel | 1986-01-23 | 1991-11-13 | Galvanized Steel
THOMPSON 1 STOP | 200 IRWINTON RD | TOOMSBORO | Wilkinson | 1580047 | 2 | [5 empty] | Removed from Ground | Gas (Historical Use) | 1000 | Bare Steel | 1971-05-11 | 1991-02-12 | Galvanized Steel
A&A RESTAURANT | 803 HWY 80 | ALLENTOWN | Wilkinson | 1580034 | 6A |  | 1997-04-01 | FALSE | 1997-04-01 | FALSE | Temporarily out of use | Diesel | 3000 | Galvanic (STIP-3) | 1997-04-01 |  | Fiberglass Reinforced Plastic | Pressurized
A&A RESTAURANT | 803 HWY 80 | ALLENTOWN | Wilkinson | 1580034 | 6B |  | 1997-04-01 | FALSE | 1997-04-01 | FALSE | Temporarily out of use | Diesel | 1000 | Galvanic (STIP-3) | 1997-04-01 |  | Fiberglass Reinforced Plastic | Pressurized
GAS EXPRESS #285 | 116 MAIN ST | GORDON | Wilkinson | 9158011 | 4 | Flapper Valve | 1994-06-17 | FALSE | 1994-06-17 | FALSE | Currently in Use | Diesel | 8000 | Composite | 1994-06-17 |  | Fiberglass Reinforced Plastic | Pressurized
GAS EXPRESS #285 | 116 MAIN ST | GORDON | Wilkinson | 9158011 | 5 | Flapper Valve | 1994-06-17 | FALSE | 1994-06-17 | FALSE | Currently in Use | Premium | 8000 | Composite | 1994-06-17 |  | Fiberglass Reinforced Plastic | Pressurized
C&S PARTS AND SERVICE | 109 MAIN ST | MCINTYRE | Wilkinson | 1580017 | 1 | [5 empty] | Permanently Out Of Use | Gas (Historical Use) | 8000 | Bare Steel | 1977-04-16 | 1999-12-28 | Galvanized Steel
GA DOT #10240 WILKINSON CO MAINT | 125 ASBELL ST | IRWINTON | Wilkinson | 1580020 | 240D1 | [5 empty] | Removed from Ground | Diesel | 1009 | Bare Steel | 1985-04-29 | 1999-10-13 | Galvanized Steel | Suction (American)
SMALLEYS GROCERY |  | TOOMSBORO | Wilkinson | 1580050 | 1 | [5 empty] | Removed from Ground | Gas (Historical Use) | 500 | Bare Steel | 1972-05-10 | 1988-12-01 | Galvanized Steel
ELITE COATINGS CO INC | ROUTE 2 JACKSON RD | GORDON | Wilkinson | 1580025 | 1 | [5 empty] | Removed from Ground | Gas (Historical Use) | 5000 | Bare Steel | 1976-04-23 | 1991-06-01 | Bare Steel
GRIFFIN MINE |  | GORDON | Wilkinson | 1580030 | 1 | [5 empty] | Closed in Ground | Gas (Historical Use) | 8000 | Bare Steel | 1966-05-05 | 1899-12-31 | Bare Steel
LOYD OIL CO GORDON SERVICE STATI | 215 S MACON RD | GORDON | Wilkinson | 1580005 | 3 | [5 empty] | Removed from Ground | Kerosene | 2000 | Bare Steel | 1970-01-27 | 1991-03-01 | Galvanized Steel
JET FOOD STORE | 120 MAIN ST | MCINTYRE | Wilkinson | 1580049 | 2 | [5 empty] | Removed from Ground | Gas (Historical Use) | 1000 | Bare Steel | 1966-05-12 | 1991-02-04 | Galvanized Steel
HOWARD SHEPPARD INC | 7443 HWY 96 W | IRWINTON | Wilkinson | 9158018 | 3 | Flapper Valve | 1999-02-01 | FALSE | 1999-02-01 | FALSE | Currently in Use | Regular | 3000 | Fiberglass | 1999-02-01 |  | Fiberglass Reinforced Plastic | Safe Suction (Euro)
JET #46 | 119 Main St. | IRWINTON | Wilkinson | 9158016 | 1 | Ball Float | 1989-11-01 | FALSE | 1989-11-01 | FALSE | Currently in Use | Regular | 8000 | Composite | 1989-11-01 |  | Fiberglass Reinforced Plastic | Pressurized
CHAMBERS STANDARD SERV STATION | US HWY 441 @ MAIN ST | IRWINTON | Wilkinson | 1580048 | 2 | [5 empty] | Removed from Ground | Gas (Historical Use) | 1000 | Bare Steel | 1966-05-12 | 1992-12-30 | Galvanized Steel
A&A RESTAURANT | 803 HWY 80 | ALLENTOWN | Wilkinson | 1580034 | 4 |  | 1997-04-01 | FALSE | 1997-04-01 | FALSE | Temporarily out of use | Gas (Historical Use) | 4000 | Galvanic (STIP-3) | 1997-04-01 |  | Fiberglass Reinforced Plastic | Pressurized
A&A RESTAURANT | 803 HWY 80 | ALLENTOWN | Wilkinson | 1580034 | 1 | [5 empty] | Permanently Out Of Use | Gas (Historical Use) | 1060 | Bare Steel | 1974-05-09 | 1996-10-18 | Galvanized Steel
MCINTYRE CARD LOCK | 9472 HWY 57 | MCINTYRE | Wilkinson | 9158024 | 1B | Flapper Valve | 1997-10-14 | FALSE | 1997-10-14 | FALSE | Currently in Use | Diesel On Road | 9000 | Composite | 1997-10-14 |  | Fiberglass Reinforced Plastic | Pressurized
Wilkinson County Road Dept | HWY 57 | IRWINTON | Wilkinson | 9158017 | 2 | Flapper Valve | 1999-07-13 | FALSE | 1999-07-13 | FALSE | Currently in Use | Diesel | 8200 | Steel-Impressed Current | 1983-03-01 |  | Steel (Impressed Current) | Safe Suction (Euro)
GAS EXPRESS #285 | 116 MAIN ST | GORDON | Wilkinson | 9158011 | 1 | [5 empty] | Removed from Ground | Gas (Historical Use) | 8000 | Bare Steel | 1980-01-01 | 1994-06-14 | Fiberglass Reinforced Plastic | Pressurized
ENGELHARD CORP | HWY SPUR 18 | GORDON | Wilkinson | 9158008 | 1 | [5 empty] | Removed from Ground | Gas (Historical Use) | 8000 | Bare Steel | 1966-05-05 | 1989-03-27 | Galvanized Steel
SELLERS CONST CO | 115 MILLEDGEVILLE RD | GORDON | Wilkinson | 10000978 | 2 | Flapper Valve | 2005-03-01 | FALSE | 2005-03-01 | FALSE | Currently in Use | Diesel Off Road | 10000 | Epoxy | 2005-02-01 |  | Double-Walled Flex | Safe Suction (Euro)
LOYD OIL BULK PLANT | GA HWY 57/5 MI EAST OF GA HWY 18 | MCINTYRE | Wilkinson | 1580007 | 2 | [5 empty] | Removed from Ground | Other | 8000 | Bare Steel | 1976-01-26 | 1995-04-01 | Galvanized Steel
MATTHEWS GROCERY | 174 Vinson Rd Road | MCINTYRE | Wilkinson | 1580052 | 3 | [5 empty] | Removed from Ground | Gas (Historical Use) | 1000 | Bare Steel | 1976-05-09 | 1988-12-01 | Galvanized Steel
C & S PARTS & SERVICE | 268 HWY 441 NORTH | MCINTYRE | Wilkinson | 9158020 | 1B | Ball Float | 1996-01-03 | FALSE | 1996-01-03 | FALSE | Removed from Ground |  | 6000 | Composite | 1996-01-03 |  | Fiberglass Reinforced Plastic | Pressurized
CHALK MINER'S DINER | RT 1 BOX 220 | MCINTYRE | Wilkinson | 9158022 | 1 | [5 empty] | Removed from Ground | Gas (Historical Use) | 3000 | Bare Steel | 1980-01-01 | 1899-12-31 | Galvanized Steel | Suction (American)
LOYD OIL CO GORDON SERVICE STATI | 215 S MACON RD | GORDON | Wilkinson | 1580005 | 4 | [5 empty] | Removed from Ground | Kerosene | 8000 | Bare Steel | 1980-01-25 | 1991-03-01 | Galvanized Steel
LOYD OIL CO GORDON SERVICE STATI | 215 S MACON RD | GORDON | Wilkinson | 1580005 | 10 |  |  | FALSE |  | FALSE | Removed from Ground | Used Oil | 5000 | Unknown | 2007-05-23 | 2007-05-23
LOYD OIL CO GORDON SERVICE STATI | 215 S MACON RD | GORDON | Wilkinson | 1580005 | 7 | [5 empty] | Removed from Ground | Kerosene | 6000 | Bare Steel | 1970-01-27 | 1991-03-01 | Galvanized Steel
ENGELHARD CORP | HWY SPUR 18 | GORDON | Wilkinson | 9158008 | 4 | [5 empty] | Removed from Ground | Diesel | 2500 | Bare Steel | 1976-05-02 | 1989-01-01 | Galvanized Steel
HOWARD L BLANTON | 8050 HWY 96 E | JEFFERSONVILLE | Wilkinson | 1580004 | 2 |  | 1980-02-05 |  | 1998-08-04 |  | Removed from Ground | Gas (Historical Use) | 6000 | Cathodically Protected Steel | 1986-02-03 | 2009-05-05 | Cathodically Protected | Safe Suction (Euro)
LOYD OIL BULK PLANT | GA HWY 57/5 MI EAST OF GA HWY 18 | MCINTYRE | Wilkinson | 1580007 | 8 | [5 empty] | Removed from Ground | Other | 8000 | Bare Steel | 1976-01-26 | 1995-04-01 | Galvanized Steel
LOYD OIL BULK PLANT | GA HWY 57/5 MI EAST OF GA HWY 18 | MCINTYRE | Wilkinson | 1580007 | 6 | [5 empty] | Removed from Ground | Other | 8000 | Bare Steel | 1976-01-26 | 1995-04-01 | Galvanized Steel
LOYD OIL BULK PLANT | GA HWY 57/5 MI EAST OF GA HWY 18 | MCINTYRE | Wilkinson | 1580007 | 9 | [5 empty] | Removed from Ground | Other | 8000 | Bare Steel | 1976-01-26 | 1995-04-01 | Galvanized Steel
SPRINGHILL SERVICES INC | 9920 HWY 57 | MCINTYRE | Wilkinson | 1580044 | 1 | [5 empty] | Removed from Ground | Diesel | 1000 | Bare Steel | 1979-05-09 | 1997-08-20 | Galvanized Steel | Safe Suction (Euro)
MATTHEWS GROCERY | 174 Vinson Rd Road | MCINTYRE | Wilkinson | 1580052 | 2 | [5 empty] | Removed from Ground | Gas (Historical Use) | 500 | Bare Steel | 1974-05-10 | 1988-12-01 | Galvanized Steel
JET FOOD STORE | 120 MAIN ST | MCINTYRE | Wilkinson | 1580049 | 4 | Flapper Valve | 1991-02-15 | FALSE | 1991-02-15 | FALSE | Currently in Use | Regular | 1000 | Galvanic (STIP-3) | 1991-02-15 |  | Fiberglass Reinforced Plastic | Pressurized
LOYD OIL CO GORDON SERVICE STATI | 215 S MACON RD | GORDON | Wilkinson | 1580005 | 6 | [5 empty] | Removed from Ground | Kerosene | 6000 | Bare Steel | 1970-01-27 | 1991-03-01 | Galvanized Steel
LOYD OIL CO GORDON SERVICE STATI | 215 S MACON RD | GORDON | Wilkinson | 1580005 | 9 | [5 empty] | Removed from Ground | Diesel | 6000 | Bare Steel | 1970-01-27 | 1991-03-01 | Galvanized Steel
ENGELHARD CORP | HWY SPUR 18 | GORDON | Wilkinson | 9158008 | 3 | [5 empty] | Removed from Ground | Gas (Historical Use) | 15000 | Bare Steel | 1974-05-03 | 1998-04-07 | Galvanized Steel | Suction (American)
LOYD OIL BULK PLANT | GA HWY 57/5 MI EAST OF GA HWY 18 | MCINTYRE | Wilkinson | 1580007 | 7 | [5 empty] | Removed from Ground | Other | 8000 | Bare Steel | 1976-01-26 | 1995-04-01 | Galvanized Steel
LOYD OIL BULK PLANT | GA HWY 57/5 MI EAST OF GA HWY 18 | MCINTYRE | Wilkinson | 1580007 | 1 | [5 empty] | Removed from Ground | Other | 8000 | Bare Steel | 1976-01-26 | 1995-04-01 | Galvanized Steel
MATTHEWS GROCERY | 174 Vinson Rd Road | MCINTYRE | Wilkinson | 1580052 | 4 | [5 empty] | Removed from Ground | Gas (Historical Use) | 1000 | Bare Steel | 1976-05-09 | 1988-12-01 | Galvanized Steel
MATTHEWS GROCERY | 174 Vinson Rd Road | MCINTYRE | Wilkinson | 1580052 | 5 | Flapper Valve | 1988-01-01 | FALSE | 1988-01-01 | FALSE | Temporarily out of use | Premium | 1000 | Galvanic (STIP-3) | 1988-01-01 |  | Fiberglass Reinforced Plastic | Safe Suction (Euro)
MATTHEWS GROCERY | 174 Vinson Rd Road | MCINTYRE | Wilkinson | 1580052 | 7 | Flapper Valve | 1988-01-01 | FALSE | 1988-01-01 | FALSE | Currently in Use | Regular | 1000 | Galvanic (STIP-3) | 1988-01-01 |  | Fiberglass Reinforced Plastic | Safe Suction (Euro)
Circle K 2745118 | 107 RAILROAD ST | MCINTYRE | Wilkinson | 9158014 | 1 | Flapper Valve | 1995-03-22 | FALSE | 1995-03-22 | FALSE | Currently in Use | Regular | 10000 | Composite | 1995-03-22 |  | Fiberglass Reinforced Plastic | Pressurized
PITTS ELEMENTARY SCHOOL | HWY 280 | PITTS | Wilkinson | 1580012 | 2 | [5 empty] | Removed from Ground | Gas (Historical Use) | 500 | Bare Steel | 1956-01-14 | 1986-07-01 | Galvanized Steel
PHILLIPS 66 SERVICE STATION | US HWY 441 @ GEORGIA HWY 57 | IRWINTON | Wilkinson | 1580008 | 1 | [5 empty] | Removed from Ground | Gas (Historical Use) | 8000 | Bare Steel | 1971-01-27 | 1990-12-01 | Galvanized Steel
Wilkinson County Road Dept | HWY 57 | IRWINTON | Wilkinson | 9158017 | 1 | Flapper Valve | 1999-07-13 | FALSE | 1999-07-13 | FALSE | Currently in Use | Regular | 8200 | Steel-Impressed Current | 1983-03-01 |  | Steel (Impressed Current) | Safe Suction (Euro)
JET #46 | 119 Main St. | IRWINTON | Wilkinson | 9158016 | 3 | Ball Float | 1989-11-01 | FALSE | 1989-11-01 | FALSE | Currently in Use | Diesel | 6000 | Composite | 1989-11-01 |  | Fiberglass Reinforced Plastic | Pressurized
PHILLIPS 66 SERVICE STATION | US HWY 441 @ GEORGIA HWY 57 | IRWINTON | Wilkinson | 1580008 | 3 | Ball Float | 1990-11-21 |  | 1990-11-21 |  | Removed from Ground | Gas (Historical Use) | 8000 | Composite | 1990-11-21 | 2011-07-20 | Fiberglass Reinforced Plastic | Pressurized
T'S CORNER STATION | HWY 57 | TOOMSBORO | Wilkinson | 1580014 | 4 |  | 1998-08-24 |  | 1998-08-24 |  | Removed from Ground | Diesel | 8000 | Cathodically Protected Steel | 1976-03-15 | 2011-11-09 | Cathodically Protected | Pressurized
T'S CORNER STATION | HWY 57 | TOOMSBORO | Wilkinson | 1580014 | 1 |  | 1998-08-24 |  | 1998-08-24 |  | Removed from Ground | Gas (Historical Use) | 8000 | Cathodically Protected Steel | 1976-03-15 | 2011-11-09 | Cathodically Protected | Pressurized
PIPING SERVICES INC | 9592 HWY 57 | MCINTYRE | Wilkinson | 9158025 | 1 | Flapper Valve | 1996-01-01 | FALSE | 1996-01-01 | FALSE | Removed from Ground | Empty | 2000 | Composite | 1996-01-01 |  | Fiberglass Reinforced Plastic | Safe Suction (Euro)
JET #46 | 119 Main St. | IRWINTON | Wilkinson | 9158016 | 4 | Ball Float | 1989-11-01 | FALSE | 1989-11-01 | FALSE | Temporarily out of use |  | 4000 | Composite | 1989-11-01 |  | Fiberglass Reinforced Plastic | Pressurized
PHILLIPS 66 SERVICE STATION | US HWY 441 @ GEORGIA HWY 57 | IRWINTON | Wilkinson | 1580008 | 2 | [5 empty] | Removed from Ground | Gas (Historical Use) | 8000 | Bare Steel | 1971-01-27 | 1990-12-01 | Galvanized Steel
LOYD OIL CO(OLD STATION) | US HWY 441 | IRWINTON | Wilkinson | 1580009 | 3 | [5 empty] | Removed from Ground | Gas (Historical Use) | 4000 | Bare Steel | 1966-01-28 | 1991-11-13 | Galvanized Steel
SMALLEYS GROCERY |  | TOOMSBORO | Wilkinson | 1580050 | 2 | [5 empty] | Removed from Ground | Gas (Historical Use) | 1000 | Bare Steel | 1974-05-10 | 1988-12-01 | Galvanized Steel
THOMPSON 1 STOP | 200 IRWINTON RD | TOOMSBORO | Wilkinson | 1580047 | 1 | [5 empty] | Removed from Ground | Diesel | 1000 | Bare Steel | 1971-05-11 | 1991-02-12 | Galvanized Steel
UNCLE BS COUNTRY STORE | 201 IRWINTON RD | TOOMSBORO | Wilkinson | 9158021 | 1 | Flapper Valve | 1998-12-20 | FALSE | 1998-12-20 | FALSE | Temporarily out of use |  | 5000 | Steel-Impressed Current | 1998-12-20 |  | Steel (Impressed Current) | Suction (American)
THOMPSON 1 STOP | 200 IRWINTON RD | TOOMSBORO | Wilkinson | 1580047 | 5 | Flapper Valve | 1991-02-19 | FALSE | 1991-02-19 | FALSE | Currently in Use | Regular | 1000 | Galvanic (STIP-3) | 1991-02-19 |  | Fiberglass Reinforced Plastic | Safe Suction (Euro)
SHORT STOP #2 | 17731 HWY 57 | TOOMSBORO | Wilkinson | 9158013 | 1 |  | 1999-01-14 |  | 1999-01-14 |  | Removed from Ground | Gas (Historical Use) | 3000 | Cathodically Protected Steel | 1982-01-01 | 2011-09-27 | Cathodically Protected | Safe Suction (Euro)
WILKINSON COUNTY SCHOOL BUS SHOP | MACON RD | MCINTYRE | Wilkinson | 1580055 | 1 | [5 empty] | Removed from Ground | Gas (Historical Use) | 10000 | Bare Steel | 1976-01-04 | 1990-09-06 | Galvanized Steel
ACCUCOMM | 113 WRILEY RD | IRWINTON | Wilkinson | 9158026 | 3 | [5 empty] | Removed from Ground | Diesel | 1000 | Bare Steel | 1990-01-01 | 1990-01-01 | Bare Steel | Gravity Fed
SPRINGHILL SERVICES INC | 9920 HWY 57 | MCINTYRE | Wilkinson | 1580044 | 4 |  | 1988-11-01 |  | 1988-11-01 |  | Removed from Ground | Diesel | 8000 | Cathodically Protected Steel | 1988-11-01 | 2005-09-15 | Cathodically Protected | Suction (American)
MATTHEWS GROCERY | 174 Vinson Rd Road | MCINTYRE | Wilkinson | 1580052 | 6 | Flapper Valve | 1988-01-01 | FALSE | 1988-01-01 | FALSE | Currently in Use | Diesel | 1000 | Galvanic (STIP-3) | 1988-01-01 |  | Fiberglass Reinforced Plastic | Safe Suction (Euro)
PIPING SERVICES INC | 9592 HWY 57 | MCINTYRE | Wilkinson | 9158025 | 3 | Flapper Valve | 1996-01-01 | FALSE | 1996-01-01 | FALSE | Removed from Ground | Empty | 3000 | Composite | 1996-01-01 |  | Fiberglass Reinforced Plastic | Safe Suction (Euro)
MCINTYRE CARD LOCK | 9472 HWY 57 | MCINTYRE | Wilkinson | 9158024 | 1A | Flapper Valve | 1997-10-14 | FALSE | 1997-10-14 | FALSE | Currently in Use | Regular | 3000 | Composite | 1997-10-14 |  | Fiberglass Reinforced Plastic | Pressurized
ENGELHARD CORP | HWY SPUR 18 | GORDON | Wilkinson | 9158008 | 2 | [5 empty] | Removed from Ground | Diesel | 1000 | Bare Steel | 1976-05-02 | 1989-03-27 | Galvanized Steel
ESTATE OF CHARLIE F BLOODWORTH | 201 PAPERMILL RD | GORDON | Wilkinson | 10000188 | 1 |  |  | FALSE |  | FALSE | Removed from Ground | Gas (Historical Use) | 3000 | Bare Steel | 1998-01-01 | 1998-01-01
WILKINSON COUNTY BOARD OF EDUCAT | 239 MACON RD | MCINTYRE | Wilkinson | 1580010 | 2 | Flapper Valve | 1998-07-10 | FALSE | 1998-07-10 | FALSE | Currently in Use | Diesel | 10000 | Galvanic (STIP-3) | 1990-09-11 |  | Fiberglass Reinforced Plastic | Pressurized
BASF CORPORATION | 1277 DEDRICK RD | MCINTYRE | Wilkinson | 1580045 | 1 | [5 empty] | Removed from Ground | Gas (Historical Use) | 2000 | Bare Steel | 1974-05-10 | 1991-01-15 | Galvanized Steel
WILKINSON CO FORESTRY UNIT | GA HWY 57 4 MI W OF IRWINTON | MCINTYRE | Wilkinson | 9158002 | 1 | [5 empty] | Removed from Ground | Empty | 560 | Bare Steel | 1954-01-01 | 1990-06-01 | Bare Steel
MCINTYRE AUTO PARTS | 110 RAILROAD ST | MCINTYRE | Wilkinson | 9158019 | 2 |  | 1990-01-20 |  | 1990-01-20 |  | Removed from Ground | Gas (Historical Use) | 1000 | Galvanic (STIP-3) | 1990-01-20 | 2009-02-01 | Fiberglass Reinforced Plastic | Safe Suction (Euro)
CHALK MINER'S DINER | RT 1 BOX 220 | MCINTYRE | Wilkinson | 9158022 | 2 | [5 empty] | Removed from Ground | Gas (Historical Use) | 4000 | Bare Steel | 1980-01-01 | 1899-12-31 | Galvanized Steel | Suction (American)
HOWARD SHEPPARD INC | 7443 HWY 96 W | IRWINTON | Wilkinson | 9158018 | 4 | Flapper Valve | 1999-02-01 | TRUE | 1999-02-01 | TRUE | Currently in Use | Used Oil | 10000 | Fiberglass | 1999-02-01 |  | Fiberglass Reinforced Plastic | Gravity
J M HUBER/WILKINSON CO | WHITE SPRINGS CH RD/5 MILES EAST | IRWINTON | Wilkinson | 9158010 | 8-WILK.CO | [5 empty] | Removed from Ground | Diesel | 10000 | Composite | 1985-02-10 | 1993-09-01 | Bare Steel
CHAMBERS STANDARD SERV STATION | US HWY 441 @ MAIN ST | IRWINTON | Wilkinson | 1580048 | 3 | [5 empty] | Removed from Ground | Gas (Historical Use) | 2000 | Bare Steel | 1974-05-10 | 1992-12-30 | Galvanized Steel
FORMERLY RACHEL C PIERCE PROPERTY | 11906 HIGHWAY 112 | IRWINTON | Wilkinson | 10000105 | 2 |  |  | FALSE |  | FALSE | Removed from Ground | Not Marked/Tank Removed | 0 | Unknown | 2002-08-20 | 2002-08-20
PITTS ELEMENTARY SCHOOL | HWY 280 | PITTS | Wilkinson | 1580012 | 1 | [5 empty] | Removed from Ground | Diesel | 1000 | Bare Steel | 1956-01-14 | 1986-07-01 | Galvanized Steel
THOMPSON 1 STOP | 200 IRWINTON RD | TOOMSBORO | Wilkinson | 1580047 | 6 | Flapper Valve | 1991-02-19 | FALSE | 1991-02-19 | FALSE | Currently in Use | Diesel On Road | 1000 | Galvanic (STIP-3) | 1991-02-19 |  | Fiberglass Reinforced Plastic | Safe Suction (Euro)
A&A RESTAURANT | 803 HWY 80 | ALLENTOWN | Wilkinson | 1580034 | 2 | [5 empty] | Permanently Out Of Use | Gas (Historical Use) | 1060 | Bare Steel | 1974-05-09 | 1996-10-18 | Galvanized Steel
JOANNE'S COUNTRY STORE | RT #2 | ALLENTOWN | Wilkinson | 1580041 | 1 | [5 empty] | Removed from Ground | Gas (Historical Use) | 1060 | Bare Steel | 1976-05-10 | 1899-12-31 | Galvanized Steel
A&A RESTAURANT | 803 HWY 80 | ALLENTOWN | Wilkinson | 1580034 | 5 |  | 1997-04-01 | FALSE | 1997-04-01 | FALSE | Temporarily out of use | Diesel | 1000 | Galvanic (STIP-3) | 1997-04-01 |  | Fiberglass Reinforced Plastic | Pressurized
JOANNE'S COUNTRY STORE | RT #2 | ALLENTOWN | Wilkinson | 1580041 | 3 | [5 empty] | Removed from Ground | Gas (Historical Use) | 1000 | Bare Steel | 1976-05-10 | 1899-12-31 | Galvanized Steel
LOYD OIL CO(OLD STATION) | US HWY 441 | IRWINTON | Wilkinson | 1580009 | 2 | [5 empty] | Removed from Ground | Gas (Historical Use) | 4000 | Bare Steel | 1966-01-01 | 1991-11-13 | Galvanized Steel
FORMERLY RACHEL C PIERCE PROPERTY | 11906 HIGHWAY 112 | IRWINTON | Wilkinson | 10000105 | 1 |  |  | FALSE |  | FALSE | Removed from Ground | Not Marked/Tank Removed | 0 | Unknown | 2002-08-20 | 2002-08-20
GILBRATOR MINE |  | TOOMSBORO | Wilkinson | 1580027 | 1 | [5 empty] | Removed from Ground | Empty | 1000 | Bare Steel |  | 1899-12-31 | Bare Steel
THOMPSON 1 STOP | 200 IRWINTON RD | TOOMSBORO | Wilkinson | 1580047 | 3 | [5 empty] | Removed from Ground | Gas (Historical Use) | 1000 | Bare Steel | 1976-05-09 | 1991-02-12 | Galvanized Steel
JOANNE'S COUNTRY STORE | RT #2 | ALLENTOWN | Wilkinson | 1580041 | 2 | [5 empty] | Removed from Ground | Gas (Historical Use) | 560 | Bare Steel | 1976-05-10 | 1899-12-31 | Galvanized Steel
LOYD OIL CO GORDON SERVICE STATI | 215 S MACON RD | GORDON | Wilkinson | 1580005 | UL |  | 1991-01-10 |  | 1991-01-10 |  | Removed from Ground | Gas (Historical Use) | 10000 | Composite | 1991-01-10 | 2007-05-23 | Fiberglass Reinforced Plastic | Pressurized
LOYD OIL BULK PLANT | GA HWY 57/5 MI EAST OF GA HWY 18 | MCINTYRE | Wilkinson | 1580007 | 5 | [5 empty] | Removed from Ground | Other | 8000 | Cathodically Protected Steel | 1976-01-26 | 1995-04-01 | Galvanized Steel
LOYD OIL BULK PLANT | GA HWY 57/5 MI EAST OF GA HWY 18 | MCINTYRE | Wilkinson | 1580007 | 4 | [5 empty] | Removed from Ground | Other | 8000 | Bare Steel | 1976-01-26 | 1995-04-01 | Galvanized Steel
C&S PARTS AND SERVICE | 109 MAIN ST | MCINTYRE | Wilkinson | 1580017 | 2 | [5 empty] | Permanently Out Of Use | Gas (Historical Use) | 6000 | Bare Steel | 1977-04-16 | 1999-12-28 | Galvanized Steel
WILKINSON COUNTY BOARD OF EDUCAT | 239 MACON RD | MCINTYRE | Wilkinson | 1580010 | 1 | [5 empty] | Removed from Ground | Gas (Historical Use) | 10000 | Bare Steel | 1966-01-12 | 1990-09-06 | Galvanized Steel
THOMPSON 1 STOP | 200 IRWINTON RD | TOOMSBORO | Wilkinson | 1580047 | 7 | Flapper Valve | 1997-09-12 | FALSE | 1997-09-12 | FALSE | Temporarily out of use | Diesel | 2000 | Galvanic (STIP-3) | 1997-08-10 |  | Fiberglass Reinforced Plastic | Safe Suction (Euro)
THOMPSON 1 STOP | 200 IRWINTON RD | TOOMSBORO | Wilkinson | 1580047 | 4 | [5 empty] | Removed from Ground | Gas (Historical Use) | 1000 | Bare Steel | 1971-05-11 | 1991-02-12 | Galvanized Steel
BASF CORPORATION | 1277 DEDRICK RD | MCINTYRE | Wilkinson | 1580045 | 2 | Flapper Valve | 1990-12-01 | FALSE | 1990-12-01 | FALSE | Removed from Ground | Gas (Historical Use) | 10000 | Composite Double Walled | 1990-12-18 | 2019-02-26 | Double-Walled Fiberglass | Safe Suction (Euro)
MATTHEWS GROCERY | 174 Vinson Rd Road | MCINTYRE | Wilkinson | 1580052 | 1 | [5 empty] | Removed from Ground | Gas (Historical Use) | 500 | Bare Steel | 1974-05-10 | 1988-12-01 | Galvanized Steel
MCINTYRE AUTO PARTS | 110 RAILROAD ST | MCINTYRE | Wilkinson | 9158019 | 1 |  | 1990-01-20 |  | 1990-01-20 |  | Removed from Ground | Gas (Historical Use) | 1000 | Galvanic (STIP-3) | 1990-01-20 | 2009-02-01 | Fiberglass Reinforced Plastic | Safe Suction (Euro)
EZ CORNER-22 | 504 W FRANKLIN ST | SYLVESTER | Worth | 9159010 | 216399 | Flapper Valve | 1994-04-14 | FALSE | 1994-04-14 | FALSE | Currently in Use | E-10 | 8150 | Galvanic (STIP-3) | 1994-04-14 |  | Flex | Pressurized
MITCHELL EMC | 312 W KELLY ST | SYLVESTER | Worth | 1010016 | 1 | [5 empty] | Removed from Ground | Gas (Historical Use) | 4000 | Bare Steel | 1961-02-13 | 1990-01-01 | Galvanized Steel
BUS SHOP | 142 REBECCA DR | SYLVESTER | Worth | 9159034 | 1 | Flapper Valve | 2001-10-01 | FALSE | 2001-10-01 | FALSE | Currently in Use | E-10 | 10000 | Epoxy | 2001-10-01 |  | Flex | Pressurized
WORTH COUNTY PUBLIC WORKS | 203 E WILLINGHAM ST | SYLVESTER | Worth | 9159021 | 1 |  | 1989-05-11 |  | 1989-05-11 |  | Removed from Ground | Diesel | 10000 | Cathodically Protected Steel | 1989-05-11 | 1999-06-14 | Fiberglass Reinforced Plastic | Pressurized
MITCHELL EMC | 312 W KELLY ST | SYLVESTER | Worth | 1010016 | 2 |  | 1990-01-01 | FALSE | 1990-01-01 | FALSE | Currently in Use | E-10 | 10000 | Composite | 1990-01-01 |  | Fiberglass Reinforced Plastic | Pressurized
EDS BP | 202 E FRANKLIN | SYLVESTER | Worth | 9159019 | 5 | [5 empty] | Removed from Ground | Gas (Historical Use) | 4000 | Bare Steel | 1955-01-01 | 2000-05-25 | Galvanized Steel | Safe Suction (Euro)
HARRYS FOOD MART #206 | 301 S MAIN ST | SYLVESTER | Worth | 9159027 | 1 | Flapper Valve | 1998-02-01 | FALSE | 1998-02-01 | FALSE | Temporarily out of use | Gas (Historical Use) | 8000 | Steel-Impressed Current | 1998-12-01 |  | Steel (Impressed Current) | Pressurized
CHEVRON #44084 BENNETT CHEVRON | 102 W FRANKLIN ST | SYLVESTER | Worth | 9000205 | 4 |  |  | TRUE |  | TRUE | Removed from Ground | Used Oil | 550 | Cathodically Protected Steel | 1970-04-27 | 1990-05-18 | Galvanized Steel
CHEVRON #44084 BENNETT CHEVRON | 102 W FRANKLIN ST | SYLVESTER | Worth | 9000205 | 5 | [5 empty] | Removed from Ground | Gas (Historical Use) | 2000 | Cathodically Protected Steel | 1969-04-27 | 1990-05-18 | Galvanized Steel
CHEVRON #44084 BENNETT CHEVRON | 102 W FRANKLIN ST | SYLVESTER | Worth | 9000205 | 7 | [5 empty] | Removed from Ground | Kerosene | 1000 | Cathodically Protected Steel | 1958-04-30 | 1990-05-18 | Galvanized Steel
Circle K 2745156 | 404 EAST FRANKLIN STREET | SYLVESTER | Worth | 9159033 | 3 | Flapper Valve | 2001-07-25 | FALSE | 2001-07-25 | FALSE | Currently in Use | Diesel | 12000 | Composite | 2001-02-28 |  | Double-Walled Flex | Pressurized
EDS BP | 202 E FRANKLIN | SYLVESTER | Worth | 9159019 | 1 | [5 empty] | Removed from Ground | Gas (Historical Use) | 1000 | Bare Steel | 1955-01-01 | 2000-05-25 | Galvanized Steel | Safe Suction (Euro)
E&J FINA\COLISE RAINES FINA SVC | 105 WEST FRANKLIN ST | SYLVESTER | Worth | 9159006 | 6 |  |  | TRUE |  | TRUE | Permanently Out of Use - historical purposes | Used Oil | 560 | Marked Unknown |  | 1899-12-31 | Unknown
Circle K 2745156 | 404 EAST FRANKLIN STREET | SYLVESTER | Worth | 9159033 | 2 | Flapper Valve | 2001-07-25 | FALSE | 2001-07-25 | FALSE | Currently in Use | E-10 | 12000 | Composite | 2001-02-28 |  | Double-Walled Flex | Pressurized
HARRYS FOOD MART #206 | 301 S MAIN ST | SYLVESTER | Worth | 9159027 | 2 | Flapper Valve | 1998-12-01 | FALSE | 1998-12-01 | FALSE | Currently in Use | Premium | 8000 | Steel-Impressed Current | 1998-12-01 |  | Steel (Impressed Current) | Pressurized
SHIBA FOOD STORE & PIZZA | 2402 GA HWY 313 | SYLVESTER | Worth | 10001046 | 3 | Ball Float | 2006-01-01 | FALSE | 2006-01-01 | FALSE | Currently in Use | E-10 | 2000 | Composite | 2005-12-01 |  | Fiberglass Reinforced Plastic | Pressurized
SYLVESTER EXPRESS | 102 EAST FRANKLIN ST | SYLVESTER | Worth | 1590002 | 1 | [5 empty] | Removed from Ground | Gas (Historical Use) | 20000 | Bare Steel | 1979-04-17 | 1899-12-31 | Galvanized Steel | Pressurized
RIVERSIDE TERRA CORP | HWY 82 WEST | SYLVESTER | Worth | 1590042 | 2 | [5 empty] | Removed from Ground | Diesel | 1500 | Bare Steel | 1976-05-10 | 1989-02-01 | Unknown
PAPS FRIED CHICKEN | 100 NORTH MAIN ST | SYLVESTER | Worth | 9159029 | 4 | [5 empty] | Removed from Ground | Diesel | 0 | Not Marked/Unknown | 1998-08-01 | 1998-08-01 | Not Marked
PAPS FRIED CHICKEN | 100 NORTH MAIN ST | SYLVESTER | Worth | 9159029 | 1 | [5 empty] | Removed from Ground | Gas (Historical Use) | 0 | Not Marked/Unknown | 1998-08-01 | 1998-08-01 | Not Marked
CITY OF SYLVESTER MAINT SHOP | 204 E MARTIN LUTHER KING DR | SYLVESTER | Worth | 9159028 | 3 | Flapper Valve | 1998-09-01 | FALSE | 1998-09-01 | FALSE | Currently in Use | Diesel | 1000 | Steel-Impressed Current | 1957-01-01 |  | Fiberglass Reinforced Plastic | Safe Suction (Euro)
CHEVRON #44084 BENNETT CHEVRON | 102 W FRANKLIN ST | SYLVESTER | Worth | 9000205 | 2 |  | 1990-08-24 |  | 1990-08-24 |  | Removed from Ground | Gas (Historical Use) | 8000 | Galvanic (STIP-3) | 1990-08-23 | 2007-07-26 | Fiberglass Reinforced Plastic | Pressurized
GORDY TRADING CENTER | 2360 HWY 112 S | SYLVESTER | Worth | 9159032 | 2 | [5 empty] | Removed from Ground | Gas (Historical Use) | 1000 | Bare Steel | 1998-12-01 | 1998-12-01 | Galvanized Steel | Suction (American)
CITY OF SYLVESTER MAINT SHOP | 204 E MARTIN LUTHER KING DR | SYLVESTER | Worth | 9159028 | 2 | Flapper Valve | 1998-09-01 | FALSE | 1998-09-01 | FALSE | Currently in Use | E-0 | 6000 | Steel-Impressed Current | 1957-01-01 |  | Fiberglass Reinforced Plastic | Safe Suction (Euro)
MITCHELL EMC | 312 W KELLY ST | SYLVESTER | Worth | 1010016 | 3 | Overfill Alarm | 1990-01-01 | FALSE | 1990-01-01 | FALSE | Currently in Use | Diesel | 10000 | Composite | 1990-01-01 |  | Fiberglass Reinforced Plastic | Pressurized
PAPS FRIED CHICKEN | 100 NORTH MAIN ST | SYLVESTER | Worth | 9159029 | 3 | [5 empty] | Removed from Ground | Gas (Historical Use) | 0 | Not Marked/Unknown | 1998-08-01 | 1998-08-01 | Not Marked
TC JEFFORDS TRUST/JEFFORDS ESTAT | MAIN ST @ KELLY ST | SYLVESTER | Worth | 9159012 | 1 | [5 empty] | Removed from Ground | Other | 0 | Not Marked/Unknown | 1995-05-01 | 1995-05-01 | Unknown
E-Z Corner #33 | 1004 E FRANKLIN ST | SYLVESTER | Worth | 1592000 | 4 |  | 1986-01-15 | FALSE | 1986-01-15 | FALSE | Removed from Ground | Diesel | 8000 | Steel-Impressed Current | 1986-01-15 | 2020-06-18 | Fiberglass Reinforced Plastic | Pressurized
SHIBA FOOD STORE & PIZZA | 2402 GA HWY 313 | SYLVESTER | Worth | 10001046 | 2 | Ball Float | 2006-01-01 | FALSE | 2006-01-01 | FALSE | Currently in Use | Premium | 6000 | Composite | 2005-12-01 |  | Fiberglass Reinforced Plastic | Pressurized
GA FORESTY COMMISSION/WORTH CO U | 128 FIRE TOWER RD | SYLVESTER | Worth | 1590027 | 3 |  | 1993-11-10 |  | 1993-11-10 |  | Removed from Ground | Diesel | 1000 | Galvanic (STIP-3) | 1993-11-10 | 2008-04-11 | Cathodically Protected | Safe Suction (Euro)
ROYAL PETROLEUM PRODUCTS | 104 WEST FRANKLIN ST | SYLVESTER | Worth | 1590001 | 2 | [5 empty] | Removed from Ground | Gas (Historical Use) | 12000 | Bare Steel | 1968-04-20 | 2000-02-20 | Galvanized Steel
WORTH COUNTY PUBLIC WORKS | 118 REBECCA RD | SYLVESTER | Worth | 1590005 | 1 | Flapper Valve | 1999-01-22 | FALSE | 1999-01-22 | FALSE | Currently in Use | Diesel | 10000 | Steel-Impressed Current | 1973-01-04 |  | Steel (Impressed Current) | Pressurized
GENUINE PARTS WCO CO | 400 IND BLVD | SYLVESTER | Worth | 1590047 | 1 | [5 empty] | Removed from Ground | Diesel | 1500 | Bare Steel | 1981-05-23 | 1991-12-01 | Galvanized Steel
WEBB TRUCK STOP | 2520 HWY 82 WEST | SYLVESTER | Worth | 1590041 | A | [5 empty] | Removed from Ground | Gas (Historical Use) | 1000 | Bare Steel | 1993-10-19 | 1993-10-19 | Galvanized Steel
Circle K 2745156 | 404 EAST FRANKLIN STREET | SYLVESTER | Worth | 9159033 | 1 | Flapper Valve | 2001-07-25 | FALSE | 2001-07-25 | FALSE | Currently in Use | Premium | 12000 | Composite | 2001-02-28 |  | Double-Walled Flex | Pressurized
CHEVRON #44084 BENNETT CHEVRON | 102 W FRANKLIN ST | SYLVESTER | Worth | 9000205 | 1 |  | 1990-08-24 |  | 1990-08-24 |  | Removed from Ground | Gas (Historical Use) | 8000 | Galvanic (STIP-3) | 1990-08-23 | 2007-07-26 | Fiberglass Reinforced Plastic | Pressurized
BUS SHOP | 142 REBECCA DR | SYLVESTER | Worth | 9159034 | 2 | Flapper Valve | 2001-10-01 | FALSE | 2001-10-01 | FALSE | Currently in Use | Diesel | 12000 | Epoxy | 2001-10-01 |  | Flex | Pressurized
HARRYS FOOD MART #206 | 301 S MAIN ST | SYLVESTER | Worth | 9159027 | 3 | Flapper Valve | 1998-12-01 | FALSE | 1998-12-01 | FALSE | Currently in Use | E-10 | 8000 | Steel-Impressed Current | 1998-12-01 |  | Steel (Impressed Current) | Pressurized
GORDY TRADING CENTER | 2360 HWY 112 S | SYLVESTER | Worth | 9159032 | 1 | [5 empty] | Removed from Ground | Gas (Historical Use) | 1000 | Bare Steel | 1998-12-01 | 1998-12-01 | Galvanized Steel | Suction (American)
EDS BP | 202 E FRANKLIN | SYLVESTER | Worth | 9159019 | 4 | [5 empty] | Removed from Ground | Gas (Historical Use) | 3000 | Bare Steel | 1955-01-01 | 2000-05-25 | Galvanized Steel | Safe Suction (Euro)
LANGDALE CHEVROLET | 1004 1006 W FRANKLIN ST | SYLVESTER | Worth | 9159031 | 1 | [5 empty] | Removed from Ground | Gas (Historical Use) | 0 | Bare Steel | 1988-01-01 | 1988-01-01 | Not Marked
SYLVESTER LIGHT DEPARTMENT | 105 E KING ST | SYLVESTER | Worth | 9159023 | 2 | Flapper Valve | 1998-09-01 | FALSE | 1998-09-01 | FALSE | Currently in Use | E-0 | 6000 | STIP-3/Impressed Current | 1978-01-04 |  | Fiberglass Reinforced Plastic | Safe Suction (Euro)
BST/R3560/SOUTHERN BELL BELLSOUT | 207 NORTH MAIN ST | SYLVESTER | Worth | 9159009 | 1 | [5 empty] | Removed from Ground | Diesel | 750 | Bare Steel | 1984-01-05 | 1991-01-01 | Copper | Suction (American)
DAVIS MOTORS | US HWY 82 | SYLVESTER | Worth | 9159011 | 2 | [5 empty] | Removed from Ground | Gas (Historical Use) | 250 | Not Marked/Unknown | 1995-01-30 | 1995-01-30 | Not Marked
TC JEFFORDS TRUST/JEFFORDS ESTAT | MAIN ST @ KELLY ST | SYLVESTER | Worth | 9159012 | 5 | [5 empty] | Removed from Ground | Other | 0 | Not Marked/Unknown | 1995-05-01 | 1995-05-01 | Unknown
HIWAY FOOD MART | 2635 HWY 82 W | SYLVESTER | Worth | 9159016 | 2 |  | 1998-12-02 |  | 1998-12-02 |  | Temporarily out of use | Gas (Historical Use) | 3000 | Galvanic (STIP-3) | 1987-01-01 |  | Fiberglass Reinforced Plastic | Safe Suction (Euro)
GA FORESTY COMMISSION/WORTH CO U | 128 FIRE TOWER RD | SYLVESTER | Worth | 1590027 | 4 |  | 1993-11-10 |  | 1993-11-10 |  | Removed from Ground | Gas (Historical Use) | 1000 | Galvanic (STIP-3) | 1993-11-10 | 2008-04-11 | Cathodically Protected | Safe Suction (Euro)
ROYAL PETROLEUM PRODUCTS | 104 WEST FRANKLIN ST | SYLVESTER | Worth | 1590001 | 3 | [5 empty] | Removed from Ground | Gas (Historical Use) | 12000 | Bare Steel | 1968-04-20 | 2000-02-20 | Galvanized Steel
SYLVESTER EXPRESS | 102 EAST FRANKLIN ST | SYLVESTER | Worth | 1590002 | 4B | Flapper Valve | 1995-11-01 | FALSE | 1995-11-01 | FALSE | Currently in Use | Premium | 8000 | Composite | 1995-11-01 |  | Double-Walled Flex | Pressurized
CROSS TIRE SERVICE | 202 N MAIN ST | SYLVESTER | Worth | 1590032 | 1 |  | 1997-04-15 | FALSE | 1997-04-15 | FALSE | Removed from Ground | Gas (Historical Use) | 3000 | Steel-Impressed Current | 1980-04-01 | 2018-08-27 | Fiberglass Reinforced Plastic | Pressurized
PHOEBE WORTH MEDICAL CENTER | 807 S ISABELLA ST | SYLVESTER | Worth | 1590017 | 2 | [5 empty] | Closed in Ground | Diesel | 270 | Bare Steel | 1972-04-19 | 1996-12-01 | Copper | Safe Suction (Euro)
WORTH COUNTY HIGH SCHOOL | HWY 313 | SYLVESTER | Worth | 1590011 | 1 | [5 empty] | Currently in Use | Diesel | 10000 | Bare Steel | 1978-03-07 |  | Galvanized Steel
WORTH COUNTY BOARD OF EDUCATION | 102 OLD MAIL RD | SYLVESTER | Worth | 1590012 | 2 | [5 empty] | Removed from Ground | Diesel | 8000 | Bare Steel | 1980-01-19 | 1990-07-07 | Galvanized Steel
HANDY EXPRESS | 107 E FRANKLIN ST | SYLVESTER | Worth | 1590039 | 3 |  | 1998-05-01 |  | 1998-05-01 |  | Removed from Ground | Gas (Historical Use) | 8000 | Steel-Impressed Current | 1982-05-09 | 2001-07-01 | Cathodically Protected | Pressurized
EZ CORNER-22 | 504 W FRANKLIN ST | SYLVESTER | Worth | 9159010 | 216400 | Flapper Valve | 1994-04-14 | FALSE | 1994-04-14 | FALSE | Currently in Use | E-10 | 8150 | Galvanic (STIP-3) | 1994-04-14 |  | Flex | Pressurized
BRIGADIER HOMES INC | 112 NORTH ASHBURN HWY | SYLVESTER | Worth | 9159007 | 1 | [5 empty] | Removed from Ground | Diesel | 8000 | Bare Steel | 1991-11-29 | 1991-11-29 | Galvanized Steel | Suction (American)
E-Z Corner #33 | 1004 E FRANKLIN ST | SYLVESTER | Worth | 1592000 | 5B | Flapper Valve | 2020-06-19 | FALSE | 2020-06-19 | FALSE | Currently in Use | Premium | 4000 | Composite Double Walled | 2020-07-27 |  | Double-Walled Flex | Pressurized
DAVID G JEFFORDS III TRUSTEE | 111 NORTH FRANKLIN STREET | SYLVESTER | Worth | 10002528 | 1 |  |  | FALSE |  | FALSE | Removed from Ground | Gas (Historical Use) | 4000 | Unknown | 2016-02-09 | 2016-02-09 | Unknown
GA FORESTY COMMISSION/WORTH CO U | 128 FIRE TOWER RD | SYLVESTER | Worth | 1590027 | 11308 | [5 empty] | Removed from Ground | Diesel | 560 | Bare Steel | 1965-04-27 | 1993-02-22 | Galvanized Steel | Safe Suction (Euro)
EDS TEXACO SERVICE STATION | 101 WEST FRANKLIN ST | SYLVESTER | Worth | 1590019 | 2 | [5 empty] | Removed from Ground | Gas (Historical Use) | 4000 | Bare Steel | 1977-04-23 | 1998-07-07 | Galvanized Steel
E&J FINA\COLISE RAINES FINA SVC | 105 WEST FRANKLIN ST | SYLVESTER | Worth | 9159006 | 4 | [5 empty] | Permanently Out of Use - historical purposes | Gas (Historical Use) | 1000 | Cathodically Protected Steel | 1991-01-01 | 1899-12-31 | Galvanized Steel
E&J FINA\COLISE RAINES FINA SVC | 105 WEST FRANKLIN ST | SYLVESTER | Worth | 9159006 | 1 | [5 empty] | Permanently Out of Use - historical purposes | Gas (Historical Use) | 3000 | Marked Unknown |  | 1899-12-31 | Unknown
E-Z Corner #33 | 1004 E FRANKLIN ST | SYLVESTER | Worth | 1592000 | 2 | Flapper Valve | 1986-01-15 | FALSE | 1986-01-15 | FALSE | Removed from Ground | E-10 | 8000 | Steel-Impressed Current | 1986-01-15 | 2020-06-18 | Fiberglass Reinforced Plastic | Pressurized
DAVID G JEFFORDS III TRUSTEE | 111 NORTH FRANKLIN STREET | SYLVESTER | Worth | 10002528 | 3 |  |  | FALSE |  | FALSE | Removed from Ground | Gas (Historical Use) | 8000 | Unknown | 2016-02-09 | 2016-02-09 | Unknown
GRANNY'S | 2402 US HWY 313 | SYLVESTER | Worth | 1590023 | 1 | [5 empty] | Removed from Ground | Gas (Historical Use) | 4000 | Bare Steel | 1986-04-21 | 1998-10-23 | Galvanized Steel | Safe Suction (Euro)
J&J GROCERY | 506 MLK JR DR | SYLVESTER | Worth | 9159005 | 2B | Flapper Valve | 1991-01-01 | FALSE | 1991-01-01 | FALSE | Currently in Use | Premium | 4000 | Galvanic (STIP-3)/Sacrificial Anodes | 1991-01-01 |  | Fiberglass Reinforced Plastic | Pressurized
E&J FINA\COLISE RAINES FINA SVC | 105 WEST FRANKLIN ST | SYLVESTER | Worth | 9159006 | 2 | [5 empty] | Permanently Out of Use - historical purposes | Gas (Historical Use) | 3000 | Bare Steel |  | 1899-12-31 | Unknown
DAVID G JEFFORDS III TRUSTEE | 111 NORTH FRANKLIN STREET | SYLVESTER | Worth | 10002528 | 4 |  |  | FALSE |  | FALSE | Removed from Ground | Gas (Historical Use) | 8000 | Unknown | 2016-02-09 | 2016-02-09 | Unknown
CROSS TIRE SERVICE | 202 N MAIN ST | SYLVESTER | Worth | 1590032 | 2 |  | 1997-04-15 | FALSE | 1997-04-15 | FALSE | Removed from Ground | Gas (Historical Use) | 4000 | Steel-Impressed Current | 1982-04-01 | 2018-08-27 | Fiberglass Reinforced Plastic | Pressurized
SYLVESTER ELEMENTARY SCHOOL | 101 ELDRIDGE ST | SYLVESTER | Worth | 1590009 | 1 | [5 empty] | Removed from Ground | Diesel | 6000 | Bare Steel | 1966-03-10 | 1899-12-31 | Galvanized Steel
WORTH COUNTY BOARD OF EDUCATION | 102 OLD MAIL RD | SYLVESTER | Worth | 1590012 | 1 | [5 empty] | Removed from Ground | Gas (Historical Use) | 10000 | Bare Steel | 1968-01-22 | 1989-01-01 | Galvanized Steel
WEBB TRUCK STOP | 2520 HWY 82 WEST | SYLVESTER | Worth | 1590041 | B |  | 1998-12-04 |  | 1993-10-01 |  | Removed from Ground | Gas (Historical Use) | 3000 | Galvanic (STIP-3) | 2002-04-01 | 2002-04-01 | Fiberglass Reinforced Plastic | Safe Suction (Euro)
E&J FINA\COLISE RAINES FINA SVC | 105 WEST FRANKLIN ST | SYLVESTER | Worth | 9159006 | 5 | [5 empty] | Permanently Out of Use - historical purposes | Diesel | 1000 | Marked Unknown |  | 1899-12-31 | Unknown
TC JEFFORDS TRUST/JEFFORDS ESTAT | MAIN ST @ KELLY ST | SYLVESTER | Worth | 9159012 | 2 | [5 empty] | Removed from Ground | Other | 0 | Not Marked/Unknown | 1995-05-01 | 1995-05-01 | Unknown
SYLVESTER ELEMENTARY SCHOOL | 101 ELDRIDGE ST | SYLVESTER | Worth | 1590015 | 1 | [5 empty] | Removed from Ground | Diesel | 6000 | Bare Steel | 1966-01-22 | 1899-12-31 | Galvanized Steel
ROYAL PETROLEUM PRODUCTS | 104 WEST FRANKLIN ST | SYLVESTER | Worth | 1590001 | 1 | [5 empty] | Removed from Ground | Diesel | 12000 | Bare Steel | 1968-04-20 | 2000-02-20 | Galvanized Steel
WORTH COUNTY BOARD OF EDUCATION | 102 OLD MAIL RD | SYLVESTER | Worth | 1590012 | 4 |  | 1990-07-07 | FALSE | 1990-07-07 | FALSE | Removed from Ground | Diesel | 10000 | Galvanic (STIP-3) | 1990-07-07 |  | Fiberglass Reinforced Plastic | Safe Suction (Euro)
WORTH COUNTY PUBLIC WORKS | 203 E WILLINGHAM ST | SYLVESTER | Worth | 9159021 | 2 | [5 empty] | Removed from Ground | Diesel | 1000 | Marked Unknown | 1999-06-14 | 1999-06-14 | Galvanized Steel | Safe Suction (Euro)
PHOEBE WORTH MEDICAL CENTER | 807 S ISABELLA ST | SYLVESTER | Worth | 1590017 | 1 | [5 empty] | Removed from Ground | Diesel | 1000 | Bare Steel | 1972-04-19 | 1998-03-04 | Copper | Safe Suction (Euro)
WORTH COUNTY JAIL | COURTHOUSE ALLEY | SYLVESTER | Worth | 1590004 | 1 | [5 empty] | Removed from Ground | Gas (Historical Use) | 550 | Bare Steel | 1986-01-01 | 1989-01-01 | Galvanized Steel
E-Z Corner #33 | 1004 E FRANKLIN ST | SYLVESTER | Worth | 1592000 | 5C | Flapper Valve | 2020-06-19 | FALSE | 2020-06-19 | FALSE | Currently in Use | Diesel | 4000 | Composite Double Walled | 2020-07-27 |  | Double-Walled Flex | Pressurized
SYLVESTER EXPRESS | 102 EAST FRANKLIN ST | SYLVESTER | Worth | 1590002 | 2 | [5 empty] | Removed from Ground | Gas (Historical Use) | 8068 | Bare Steel | 1979-04-17 | 1899-12-31 | Galvanized Steel | Pressurized
WORTH COUNTY BOARD OF EDUCATION | 102 OLD MAIL RD | SYLVESTER | Worth | 1590012 | 3 |  | 1989-07-07 | FALSE | 1989-07-07 | FALSE | Removed from Ground | Gas (Historical Use) | 12000 | Galvanic (STIP-3) | 1989-07-07 |  | Fiberglass Reinforced Plastic | Safe Suction (Euro)
HOLLEY MIDDLE SCHOOL | 306 CARTER RD | SYLVESTER | Worth | 1590013 | 1 | [5 empty] | Permanently Out of Use - historical purposes | Gas (Historical Use) | 10000 | Bare Steel | 1966-01-22 | 1899-12-31 | Galvanized Steel
HANDY EXPRESS | 107 E FRANKLIN ST | SYLVESTER | Worth | 1590039 | 2 |  | 1998-05-01 |  | 1998-05-01 |  | Removed from Ground | Gas (Historical Use) | 8000 | Not Marked/Unknown | 1982-05-09 | 2001-07-01 | Cathodically Protected | Pressurized
RIVERSIDE TERRA CORP | HWY 82 WEST | SYLVESTER | Worth | 1590042 | 1 | [5 empty] | Removed from Ground | Gas (Historical Use) | 1000 | Bare Steel | 1976-05-10 | 1989-02-01 | Unknown
CHEVRON #44084 BENNETT CHEVRON | 102 W FRANKLIN ST | SYLVESTER | Worth | 9000205 | 3 |  | 1990-08-24 |  | 1990-08-24 |  | Removed from Ground | Gas (Historical Use) | 8000 | Galvanic (STIP-3) | 1990-08-23 | 2007-07-26 | Fiberglass Reinforced Plastic | Pressurized
EDS BP | 202 E FRANKLIN | SYLVESTER | Worth | 9159019 | 3 | [5 empty] | Removed from Ground | Gas (Historical Use) | 1000 | Bare Steel | 1955-01-01 | 2000-05-25 | Galvanized Steel | Safe Suction (Euro)
EZ CORNER-22 | 504 W FRANKLIN ST | SYLVESTER | Worth | 9159010 | 916402 | Flapper Valve | 1994-04-14 | FALSE | 1994-04-14 | FALSE | Currently in Use | Premium | 8150 | Galvanic (STIP-3) | 1994-04-14 |  | Flex | Pressurized
WILLIAMS SING OIL | 208 S MAIN ST | SYLVESTER | Worth | 9159017 | 4 | [5 empty] | Removed from Ground | Gas (Historical Use) | 4000 | Bare Steel | 2000-04-01 | 2001-08-21 | Bare Steel | Suction (American)
WILLIAMS SING OIL | 208 S MAIN ST | SYLVESTER | Worth | 9159017 | 1 | [5 empty] | Removed from Ground | Gas (Historical Use) | 4000 | Bare Steel | 2000-04-01 | 2001-08-21 | Bare Steel | Suction (American)
E-Z Corner #33 | 1004 E FRANKLIN ST | SYLVESTER | Worth | 1592000 | 5A | Flapper Valve | 2020-06-22 | FALSE | 2020-06-22 | FALSE | Currently in Use | E-10 | 12000 | Composite Double Walled | 2020-07-27 |  | Double-Walled Flex | Pressurized
GA DOT #10447/WORTH CO MAINT HQ | BOX 102 STATE ST | SYLVESTER | Worth | 1590029 | 10447-2 | [5 empty] | Removed from Ground | Gas (Historical Use) | 550 | Bare Steel | 1974-05-02 | 1993-04-08 | Galvanized Steel
SYLVESTER EXPRESS | 102 EAST FRANKLIN ST | SYLVESTER | Worth | 1590002 | 4A | Flapper Valve | 1995-11-01 | FALSE | 1995-11-01 | FALSE | Currently in Use | E-10 | 12000 | Composite | 1995-11-01 |  | Double-Walled Flex | Pressurized
SYLVESTER EXPRESS | 102 EAST FRANKLIN ST | SYLVESTER | Worth | 1590002 | 3 | [5 empty] | Removed from Ground | Gas (Historical Use) | 6048 | Bare Steel | 1979-04-17 | 1899-12-31 | Galvanized Steel | Pressurized
HANDY EXPRESS | 107 E FRANKLIN ST | SYLVESTER | Worth | 1590039 | 4 | Flapper Valve | 2001-08-01 | FALSE | 2001-08-01 | FALSE | Currently in Use | E-10 | 12000 | Composite | 2001-08-01 |  | Double-Walled Flex | Pressurized
HANDY EXPRESS | 107 E FRANKLIN ST | SYLVESTER | Worth | 1590039 | 5 | Flapper Valve | 2001-08-01 | FALSE | 2001-08-01 | FALSE | Currently in Use | Premium | 10000 | Composite | 2001-08-01 |  | Double-Walled Flex | Pressurized
PETRO #175 | 501 N MAIN ST | SYLVESTER | Worth | 1590038 | 4 | Flapper Valve | 2007-05-01 | FALSE | 2007-05-01 | TRUE | Currently in Use | Diesel | 5000 | Composite Double Walled | 2007-05-01 |  | Double-Walled Fiberglass | Pressurized
WEBB TRUCK STOP | 2520 HWY 82 WEST | SYLVESTER | Worth | 1590041 | K | Ball Float | 2002-04-01 | FALSE | 2002-04-01 | FALSE | Currently in Use | Diesel On Road | 12000 | Composite | 2002-04-01 |  | Fiberglass Reinforced Plastic | Pressurized
PARK-BUILT BODY CO | US HWY 82 WEST | SYLVESTER | Worth | 9159003 | 1 | [5 empty] | Removed from Ground | Diesel | 1 | Bare Steel | 1994-01-01 | 1994-01-01 | Bare Steel
J&J GROCERY | 506 MLK JR DR | SYLVESTER | Worth | 9159005 | 1 | Flapper Valve | 1991-01-01 | FALSE | 1991-01-01 | FALSE | Currently in Use | E-10 | 8000 | Galvanic (STIP-3)/Sacrificial Anodes | 1991-01-01 |  | Fiberglass Reinforced Plastic | Pressurized
E-Z Corner #33 | 1004 E FRANKLIN ST | SYLVESTER | Worth | 1592000 | 1 | Flapper Valve | 1986-01-15 | FALSE | 1986-01-15 | FALSE | Removed from Ground | E-10 | 8000 | Steel-Impressed Current | 1986-01-15 | 2020-06-18 | Fiberglass Reinforced Plastic | Pressurized
GRANNY'S | 2402 US HWY 313 | SYLVESTER | Worth | 1590023 | 2 | [5 empty] | Removed from Ground | Gas (Historical Use) | 4000 | Bare Steel | 1986-04-21 | 1998-10-23 | Galvanized Steel | Safe Suction (Euro)
EDS TEXACO SERVICE STATION | 101 WEST FRANKLIN ST | SYLVESTER | Worth | 1590019 | 3 | [5 empty] | Removed from Ground | Gas (Historical Use) | 4000 | Bare Steel | 1977-04-23 | 1998-07-07 | Galvanized Steel
SYLVESTER LIGHT DEPARTMENT | 105 E KING ST | SYLVESTER | Worth | 9159023 | 1 | Flapper Valve | 1998-09-01 | FALSE | 1998-09-01 | FALSE | Currently in Use | Diesel | 1000 | Steel-Impressed Current | 1978-01-01 |  | Fiberglass Reinforced Plastic | Safe Suction (Euro)
SYLVESTER AIRPORT | 207 AIRPORT RD | SYLVESTER | Worth | 9159024 | 2 | [5 empty] | Removed from Ground | Gas (Historical Use) | 0 | Not Marked/Unknown | 1998-10-01 | 1998-10-01 | Not Marked
DAVIS MOTORS | US HWY 82 | SYLVESTER | Worth | 9159011 | 1 | [5 empty] | Removed from Ground | Gas (Historical Use) | 250 | Not Marked/Unknown | 1995-01-30 | 1995-01-30 | Not Marked
WILLIAMS SING OIL | 208 S MAIN ST | SYLVESTER | Worth | 9159017 | 3 | [5 empty] | Removed from Ground | Gas (Historical Use) | 4000 | Bare Steel | 2000-04-01 | 2001-08-21 | Bare Steel | Suction (American)
ALBANY TRACTOR CO | MOULTRIE RD/HWY 33 | SYLVESTER | Worth | 9159001 | 1 | [5 empty] | Removed from Ground | Diesel | 1000 | Not Marked/Unknown |  | 1899-12-31 | Not Marked
E-Z Corner #33 | 1004 E FRANKLIN ST | SYLVESTER | Worth | 1592000 | 3 | Flapper Valve | 1986-01-15 | FALSE | 1986-01-15 | FALSE | Removed from Ground | Premium | 8000 | Steel-Impressed Current | 1986-01-15 | 2020-06-18 | Fiberglass Reinforced Plastic | Pressurized
DAVID G JEFFORDS III TRUSTEE | 111 NORTH FRANKLIN STREET | SYLVESTER | Worth | 10002528 | 2 |  |  | FALSE |  | FALSE | Removed from Ground | Gas (Historical Use) | 1000 | Unknown | 2016-02-09 | 2016-02-09 | Unknown
EDS TEXACO SERVICE STATION | 101 WEST FRANKLIN ST | SYLVESTER | Worth | 1590019 | 1 | [5 empty] | Removed from Ground | Gas (Historical Use) | 4000 | Bare Steel | 1977-04-23 | 1998-07-07 | Galvanized Steel
WORTH COUNTY PUBLIC WORKS | 118 REBECCA RD | SYLVESTER | Worth | 1590005 | 2 | Flapper Valve | 1999-01-22 | FALSE | 1999-01-22 | FALSE | Currently in Use | Gas (Historical Use) | 10000 | Steel-Impressed Current | 1973-01-04 |  | Steel (Impressed Current) | Pressurized
PETRO #175 | 501 N MAIN ST | SYLVESTER | Worth | 1590038 | 3 | Ball Float | 1997-07-25 | FALSE | 1997-07-25 | TRUE | Currently in Use | E-10 | 6000 | Steel-Impressed Current | 1979-05-09 |  | Double-Walled Flex | Pressurized
TC JEFFORDS TRUST/JEFFORDS ESTAT | MAIN ST @ KELLY ST | SYLVESTER | Worth | 9159012 | 3 | [5 empty] | Removed from Ground | Other | 0 | Not Marked/Unknown | 1995-05-01 | 1995-05-01 | Unknown
CROSS TIRE SERVICE | 202 N MAIN ST | SYLVESTER | Worth | 1590032 | 4 |  | 1997-04-15 | FALSE | 1997-04-15 | FALSE | Removed from Ground | Diesel | 4000 | Steel-Impressed Current | 1985-03-31 | 2018-08-27 | Fiberglass Reinforced Plastic | Pressurized
EDS TEXACO SERVICE STATION | 101 WEST FRANKLIN ST | SYLVESTER | Worth | 1590019 | 5 | [5 empty] | Removed from Ground | Gas (Historical Use) | 4000 | Bare Steel | 1977-04-23 | 1998-07-07 | Galvanized Steel
EDS TEXACO SERVICE STATION | 101 WEST FRANKLIN ST | SYLVESTER | Worth | 1590019 | 4 | [5 empty] | Removed from Ground | Gas (Historical Use) | 4000 | Bare Steel | 1977-04-23 | 1998-07-07 | Galvanized Steel
WEBB TRUCK STOP | 2520 HWY 82 WEST | SYLVESTER | Worth | 1590041 | F |  | 1998-12-04 |  | 1993-10-01 |  | Removed from Ground | Diesel | 4000 | Cathodically Protected Steel | 2002-04-01 | 2002-04-01 | Fiberglass Reinforced Plastic | Safe Suction (Euro)
WEBB TRUCK STOP | 2520 HWY 82 WEST | SYLVESTER | Worth | 1590041 | C |  | 1998-12-04 |  | 1993-10-01 |  | Removed from Ground | Gas (Historical Use) | 3000 | Galvanic (STIP-3) | 2002-04-01 | 2002-04-01 | Fiberglass Reinforced Plastic | Safe Suction (Euro)
WEBB TRUCK STOP | 2520 HWY 82 WEST | SYLVESTER | Worth | 1590041 | J | Ball Float | 2002-04-01 | FALSE | 2002-04-01 | FALSE | Currently in Use | Diesel Off Road | 10000 | Composite | 2002-04-01 |  | Fiberglass Reinforced Plastic | Pressurized
EZ-CORNER 1 | 923 W FRANKLIN ST | SYLVESTER | Worth | 1590044 | 1 | Flapper Valve | 1992-10-20 | FALSE | 2000-02-29 | FALSE | Currently in Use | E-10 | 10000 | Steel-Impressed Current | 1982-05-14 |  | Double-Walled Fiberglass | Pressurized
EZ-CORNER 1 | 923 W FRANKLIN ST | SYLVESTER | Worth | 1590044 | 4 | Flapper Valve | 1992-10-20 | FALSE | 2000-02-01 | FALSE | Currently in Use | Diesel | 10000 | Steel-Impressed Current | 1983-05-14 |  | Double-Walled Fiberglass | Pressurized
GORDY TRADING CENTER | 2360 HWY 112 S | SYLVESTER | Worth | 9159032 | 3 | [5 empty] | Removed from Ground | Gas (Historical Use) | 1000 | Bare Steel | 1998-12-01 | 1998-12-01 | Galvanized Steel | Suction (American)
PAPS FRIED CHICKEN | 100 NORTH MAIN ST | SYLVESTER | Worth | 9159029 | 2 | [5 empty] | Removed from Ground | Gas (Historical Use) | 0 | Not Marked/Unknown | 1998-08-01 | 1998-08-01 | Not Marked
HARRYS FOOD MART #206 | 301 S MAIN ST | SYLVESTER | Worth | 9159027 | 4 | Flapper Valve | 1998-12-01 | FALSE | 1998-12-01 | FALSE | Currently in Use | Diesel On Road | 8000 | Steel-Impressed Current | 1998-12-01 |  | Steel (Impressed Current) | Pressurized
HARRYS FOOD MART #206 | 301 S MAIN ST | SYLVESTER | Worth | 9159027 | 5 | Flapper Valve | 1998-12-01 | FALSE | 1998-12-01 | FALSE | Currently in Use | Diesel Off Road | 2000 | Steel-Impressed Current | 1998-12-01 |  | Steel (Impressed Current) | Safe Suction (Euro)
EZ-CORNER 1 | 923 W FRANKLIN ST | SYLVESTER | Worth | 1590044 | 2 | Flapper Valve | 1992-10-20 | FALSE | 2000-02-29 | FALSE | Currently in Use | E-10 | 10000 | Steel-Impressed Current | 1983-05-13 |  | Double-Walled Fiberglass | Pressurized
J&J GROCERY | 506 MLK JR DR | SYLVESTER | Worth | 9159005 | 2A | Flapper Valve | 1991-01-01 | FALSE | 1991-01-01 | FALSE | Currently in Use | Plus | 6000 | Galvanic (STIP-3)/Sacrificial Anodes | 1991-01-01 |  | Fiberglass Reinforced Plastic | Pressurized
E&J FINA\COLISE RAINES FINA SVC | 105 WEST FRANKLIN ST | SYLVESTER | Worth | 9159006 | 3 | [5 empty] | Permanently Out of Use - historical purposes | Gas (Historical Use) | 3000 | Cathodically Protected Steel |  | 1899-12-31 | Galvanized Steel
CROSS TIRE SERVICE | 202 N MAIN ST | SYLVESTER | Worth | 1590032 | 3 |  | 1997-04-15 | FALSE | 1997-04-15 | FALSE | Removed from Ground | Diesel | 4000 | Steel-Impressed Current | 1985-03-31 | 2018-08-27 | Fiberglass Reinforced Plastic | Pressurized
HANDY EXPRESS | 107 E FRANKLIN ST | SYLVESTER | Worth | 1590039 | 1 |  | 1998-05-01 |  | 1998-05-01 |  | Removed from Ground | Gas (Historical Use) | 10000 | Steel-Impressed Current | 1982-05-09 | 2001-07-01 | Cathodically Protected | Pressurized
WEBB TRUCK STOP | 2520 HWY 82 WEST | SYLVESTER | Worth | 1590041 | D |  | 1998-12-04 |  | 1993-10-01 |  | Removed from Ground | Gas (Historical Use) | 8000 | Galvanic (STIP-3) | 2002-04-01 | 2002-04-01 | Fiberglass Reinforced Plastic | Safe Suction (Euro)
WEBB TRUCK STOP | 2520 HWY 82 WEST | SYLVESTER | Worth | 1590041 | H |  | 2002-04-01 | FALSE | 2002-04-01 | FALSE | Currently in Use | Gas (Historical Use) | 6000 | Composite | 2002-04-01 |  | Fiberglass Reinforced Plastic | Pressurized
WEBB TRUCK STOP | 2520 HWY 82 WEST | SYLVESTER | Worth | 1590041 | G |  | 1998-12-04 |  | 1993-10-01 |  | Removed from Ground | Diesel | 3000 | Cathodically Protected Steel | 2002-04-01 | 2002-04-01 | Fiberglass Reinforced Plastic | Safe Suction (Euro)
WEBB TRUCK STOP | 2520 HWY 82 WEST | SYLVESTER | Worth | 1590041 | E |  | 1998-12-04 |  | 1998-12-04 |  | Removed from Ground | Diesel | 4000 | Galvanic (STIP-3) | 2002-04-01 | 2002-04-01 | Fiberglass Reinforced Plastic | Safe Suction (Euro)
TC JEFFORDS TRUST/JEFFORDS ESTAT | MAIN ST @ KELLY ST | SYLVESTER | Worth | 9159012 | 4 | [5 empty] | Removed from Ground | Other | 0 | Not Marked/Unknown | 1995-05-01 | 1995-05-01 | Unknown
WILLIAMS SING OIL | 208 S MAIN ST | SYLVESTER | Worth | 9159017 | 2 | [5 empty] | Removed from Ground | Gas (Historical Use) | 4000 | Bare Steel | 2000-04-01 | 2001-08-21 | Bare Steel | Suction (American)
GA FORESTY COMMISSION/WORTH CO U | 128 FIRE TOWER RD | SYLVESTER | Worth | 1590027 | 34156 | [5 empty] | Removed from Ground | Gas (Historical Use) | 2000 | Bare Steel | 1981-04-23 | 1993-02-22 | Galvanized Steel | Safe Suction (Euro)
GA DOT #10447/WORTH CO MAINT HQ | BOX 102 STATE ST | SYLVESTER | Worth | 1590029 | 2 |  |  | FALSE |  | FALSE | Removed from Ground | Diesel | 1000 | Unknown | 2004-03-26 | 2004-03-26 | Unknown
AT&T BRIDGEBORO RADIO RELAY STAT |  | SYLVESTER | Worth | 1590037 | 1 | [5 empty] | Removed from Ground | Diesel | 6000 | Bare Steel | 1990-04-16 | 1990-04-16 | Galvanized Steel
PETRO #175 | 501 N MAIN ST | SYLVESTER | Worth | 1590038 | 2 | Ball Float | 1997-07-25 | FALSE | 1997-07-25 | TRUE | Currently in Use | Premium | 8000 | Steel-Impressed Current | 1979-05-09 |  | Double-Walled Flex | Pressurized
WEBB TRUCK STOP | 2520 HWY 82 WEST | SYLVESTER | Worth | 1590041 | I | Ball Float | 2002-04-01 | FALSE | 2002-04-01 | FALSE | Currently in Use | E-10 | 10000 | Composite | 2002-04-01 |  | Fiberglass Reinforced Plastic | Pressurized
PHOEBE WORTH MEDICAL CENTER | 807 S ISABELLA ST | SYLVESTER | Worth | 1590017 | 3 | Flapper Valve | 2000-02-04 | FALSE | 2000-02-04 | FALSE | Removed from Ground | Diesel | 10000 |  | 2000-02-04 | 2019-10-17 |  | Pressurized
PETRO #175 | 501 N MAIN ST | SYLVESTER | Worth | 1590038 | 1 | Ball Float | 1997-07-25 | FALSE | 1997-07-25 | TRUE | Currently in Use | E-10 | 6000 | Steel-Impressed Current | 1979-05-09 |  | Double-Walled Flex | Pressurized
EZ-CORNER 1 | 923 W FRANKLIN ST | SYLVESTER | Worth | 1590044 | 3 | Flapper Valve | 1992-10-20 | FALSE | 2000-02-01 | FALSE | Currently in Use | Premium | 10000 | Steel-Impressed Current | 1983-05-14 |  | Double-Walled Fiberglass | Pressurized
KAISER AG CHEM | 207 NORTH LIVINGSTON ST | SYLVESTER | Worth | 1590045 | 1 | [5 empty] | Removed from Ground | Diesel | 5000 | Bare Steel | 1976-06-04 | 1989-11-05 | Galvanized Steel
EDS BP | 202 E FRANKLIN | SYLVESTER | Worth | 9159019 | 2 | [5 empty] | Removed from Ground | Gas (Historical Use) | 1000 | Bare Steel | 1955-01-01 | 2000-05-25 | Galvanized Steel | Safe Suction (Euro)
SYLVESTER AIRPORT | 207 AIRPORT RD | SYLVESTER | Worth | 9159024 | 1 | [5 empty] | Removed from Ground | Gas (Historical Use) | 0 | Not Marked/Unknown | 1998-10-01 | 1998-10-01 | Not Marked
CHEVRON #44084 BENNETT CHEVRON | 102 W FRANKLIN ST | SYLVESTER | Worth | 9000205 | 6 | [5 empty] | Removed from Ground | Gas (Historical Use) | 800 | Cathodically Protected Steel | 1969-04-27 | 1990-05-18 | Galvanized Steel
HIWAY FOOD MART | 2635 HWY 82 W | SYLVESTER | Worth | 9159016 | 1 |  | 1998-12-02 |  | 1998-12-02 |  | Temporarily out of use | Gas (Historical Use) | 3000 | Galvanic (STIP-3) | 1987-01-01 |  | Fiberglass Reinforced Plastic | Safe Suction (Euro)
SHIBA FOOD STORE & PIZZA | 2402 GA HWY 313 | SYLVESTER | Worth | 10001046 | 1 | Ball Float | 2006-01-01 | FALSE | 2006-01-01 | FALSE | Currently in Use | E-10 | 8000 | Composite | 2005-12-01 |  | Fiberglass Reinforced Plastic | Pressurized
GA DOT #10447/WORTH CO MAINT HQ | BOX 102 STATE ST | SYLVESTER | Worth | 1590029 | 447G1 |  | 1990-03-18 |  | 1990-03-18 |  | Removed from Ground | Gas (Historical Use) | 560 | Cathodically Protected Steel | 1990-03-18 | 2004-03-26 | Galvanized Steel | Suction (American)
EDS TEXACO SERVICE STATION | 101 WEST FRANKLIN ST | SYLVESTER | Worth | 1590019 | 6 | [5 empty] | Removed from Ground | Gas (Historical Use) | 4000 | Bare Steel | 1977-04-23 | 1998-07-07 | Galvanized Steel
ROYAL PETROLEUM PRODUCTS | 104 WEST FRANKLIN ST | SYLVESTER | Worth | 1590001 | 4 | [5 empty] | Removed from Ground | Gas (Historical Use) | 10000 | Bare Steel | 1968-04-20 | 2000-02-20 | Galvanized Steel
CARTER GROCERY CO | 3984 HWY 33 SOUTH | DOERUN | Worth | 9159022 | 1 | [5 empty] | Removed from Ground | Gas (Historical Use) | 1000 | Bare Steel | 1980-01-01 | 1998-10-19 | Galvanized Steel | Safe Suction (Euro)
COUNTRY CROSSROADS | GA HWY 133 & 112 | DOERUN | Worth | 9159026 | 3 | [5 empty] | Removed from Ground | Gas (Historical Use) | 500 | Not Marked/Unknown | 1996-05-16 | 1996-05-16 | Not Marked
COUNTRY CROSSROADS | GA HWY 133 & 112 | DOERUN | Worth | 9159026 | 1 | [5 empty] | Removed from Ground | Gas (Historical Use) | 4000 | Not Marked/Unknown | 1996-05-16 | 1996-05-16 | Not Marked
COUNTRY CROSSROADS | GA HWY 133 & 112 | DOERUN | Worth | 9159026 | 2 | [5 empty] | Removed from Ground | Gas (Historical Use) | 3000 | Not Marked/Unknown | 1996-05-16 | 1996-05-16 | Not Marked
CARTER GROCERY CO | 3984 HWY 33 SOUTH | DOERUN | Worth | 9159022 | 2 | [5 empty] | Removed from Ground | Gas (Historical Use) | 500 | Bare Steel | 1986-04-28 | 1998-10-19 | Galvanized Steel | Safe Suction (Euro)
COUNTRY CROSSROADS | GA HWY 133 & 112 | DOERUN | Worth | 9159026 | 4 | [5 empty] | Removed from Ground | Gas (Historical Use) | 500 | Not Marked/Unknown | 1996-05-16 | 1996-05-16 | Not Marked
BRIDGEBORO FARMS | BRIDGEBORO-ANDERSON CITY RD | BRIDGEBORO | Worth | 9159030 | 1 |  | 1998-06-01 |  | 1998-06-01 |  | Currently in Use | Diesel | 10000 | Epoxy | 1998-06-01 |  | Fiberglass Reinforced Plastic | Suction (American)
BRIDGEBORO GAP FILLER ANNEX (FUD SITE) | INTERSECTION OF 112 & 133 | BRIDGEBORO | Worth | 10001229 | 1 |  |  | FALSE |  | FALSE | Removed from Ground | Diesel | 5000 | Bare Steel | 1995-07-01 | 1899-12-31
CONTINENTAL SPECIALTY CO INC | 183 BRUNTY RD | TY TY | Worth | 1590018 | 1 | [5 empty] | Removed from Ground | Diesel | 6000 | Fiberglass | 1986-04-18 | 1899-12-31 | Bare Steel
CONTINENTAL SPECIALTY CO INC | 183 BRUNTY RD | TY TY | Worth | 1590018 | 2 | [5 empty] | Removed from Ground | Gas (Historical Use) | 1000 | Bare Steel | 1986-04-18 | 1899-12-31 | Bare Steel
HOLTS S S | MAIN ST & HWY 300 | WARWICK | Worth | 9159014 | 2 | [5 empty] | Removed from Ground | Gas (Historical Use) | 3000 | Bare Steel | 1997-11-18 | 1997-11-18 | Galvanized Steel | Suction (American)
JR FOOD STORE #280 | GA HWY 300 | WARWICK | Worth | 1590003 | 2 | [5 empty] | Removed from Ground | Gas (Historical Use) | 7896 | Bare Steel | 1976-04-17 | 1995-03-21 | Galvanized Steel
SHEETAL FOOD INC | 195 HWY 300 NE | WARWICK | Worth | 1590035 | 6 | Ball Float | 1996-05-07 | FALSE | 1996-05-07 | FALSE | Currently in Use | Diesel | 10000 | Galvanic (STIP-3)/Sacrificial Anodes | 1996-05-07 |  | Steel (Impressed Current) | Pressurized
ODOM GULF SERVICE | MAIN ST | WARWICK | Worth | 1550189 | 3 | [5 empty] | Removed from Ground | Gas (Historical Use) | 1000 | Bare Steel | 1948-03-07 | 1996-12-12 | Galvanized Steel
SHEETAL FOOD INC | 195 HWY 300 NE | WARWICK | Worth | 1590035 | 1 | Flapper Valve | 1998-01-01 | FALSE | 1998-01-01 | FALSE | Currently in Use | Diesel | 8000 | Galvanic (STIP-3)/Sacrificial Anodes | 1986-05-08 |  | Steel (Impressed Current) | Pressurized
ODOM GULF SERVICE | MAIN ST | WARWICK | Worth | 1550189 | 2 | [5 empty] | Removed from Ground | Gas (Historical Use) | 1000 | Bare Steel | 1948-03-07 | 1996-12-12 | Galvanized Steel
ODOM GULF SERVICE | MAIN ST | WARWICK | Worth | 1550189 | 1 | [5 empty] | Removed from Ground | Gas (Historical Use) | 1000 | Bare Steel | 1948-03-07 | 1996-12-12 | Galvanized Steel
HOLTS S S | MAIN ST & HWY 300 | WARWICK | Worth | 9159014 | 3 | [5 empty] | Removed from Ground | Diesel | 3000 | Bare Steel | 1997-11-18 | 1997-11-18 | Galvanized Steel | Suction (American)
JR FOOD STORE #280 | GA HWY 300 | WARWICK | Worth | 1590003 | 1 | [5 empty] | Removed from Ground | Gas (Historical Use) | 7896 | Bare Steel | 1976-04-17 | 1995-03-21 | Galvanized Steel
SHEETAL FOOD INC | 195 HWY 300 NE | WARWICK | Worth | 1590035 | 3 | Flapper Valve | 1998-01-01 | FALSE | 1998-01-01 | FALSE | Currently in Use | E-10 | 8000 | Galvanic (STIP-3)/Sacrificial Anodes | 1986-05-08 |  | Steel (Impressed Current) | Pressurized
BLACKSHEAR MARINA | HWY 300 | WARWICK | Worth | 4400084 | 1 | [5 empty] | Removed from Ground | Gas (Historical Use) | 1000 | Bare Steel | 1961-05-07 | 1998-12-14 | Galvanized Steel
SUMNER FOOD STORE | 2901 HWY 82 E | SUMNER | Worth | 9159018 | 1 | [5 empty] | Removed from Ground | Gas (Historical Use) | 8000 | Marked Unknown | 1972-06-01 | 1997-06-01 | Unknown | Suction (American)
SHIBA FOOD STORE #2 | 106 US HWY 82 NW | POULAN | Worth | 9159004 | 3 | Flapper Valve | 1997-03-06 | FALSE | 1997-03-06 | FALSE | Temporarily out of use | Premium | 6000 | Galvanic (STIP-3) | 1986-01-01 |  | Fiberglass Reinforced Plastic | Pressurized
WEBBS SERVICE STATION | 3931 US HWY 82 E | TY TY | Worth | 1590040 | 2 |  | 1998-11-03 |  | 1998-11-03 |  | Removed from Ground | Gas (Historical Use) | 4000 | Steel-Impressed Current | 1966-05-13 | 2002-08-01 | Cathodically Protected | Safe Suction (Euro)
FOODLAND | HWY 300 & PEACHTREE ST | WARWICK | Worth | 1590036 | 2 | [5 empty] | Removed from Ground | Gas (Historical Use) | 3000 | Bare Steel | 1998-03-19 | 1998-03-19 | Galvanized Steel
BOWEN WRIGHT | 6403 HWY 313 | WARWICK | Worth | 9159013 | 1 | [5 empty] | Removed from Ground | Diesel | 5000 | Bare Steel | 1998-03-06 | 1998-03-06 | Galvanized Steel | Suction (American)
DENNIS ODOM | 1279 WARWICK-ASHBURN RD | WARWICK | Worth | 9159015 | 1 | [5 empty] | Removed from Ground | Diesel | 4000 | Bare Steel | 1998-11-05 | 1998-11-05 | Galvanized Steel | Safe Suction (Euro)
FOODLAND | HWY 300 & PEACHTREE ST | WARWICK | Worth | 1590036 | 1 | [5 empty] | Removed from Ground | Gas (Historical Use) | 6000 | Bare Steel | 1998-03-19 | 1998-03-19 | Galvanized Steel
EDS TRUCK STOP | 209 HWY 82 | POULAN | Worth | 9159020 | 2 | [5 empty] | Removed from Ground | Gas (Historical Use) | 1000 | Bare Steel | 1955-01-01 | 1999-01-01 | Galvanized Steel | Safe Suction (Euro)
SHIBA FOOD STORE #2 | 106 US HWY 82 NW | POULAN | Worth | 9159004 | 2 | Flapper Valve | 1997-03-06 | FALSE | 1997-03-06 | FALSE | Temporarily out of use | E-0 | 6000 | Galvanic (STIP-3) | 1986-01-01 |  | Fiberglass Reinforced Plastic | Pressurized
SUMNER FOOD STORE | 2901 HWY 82 E | SUMNER | Worth | 9159018 | 2 | [5 empty] | Removed from Ground | Gas (Historical Use) | 8000 | Marked Unknown | 1972-06-01 | 1997-06-01 | Unknown | Suction (American)
SUMNER FOOD STORE | 2901 HWY 82 E | SUMNER | Worth | 9159018 | 5 | Flapper Valve | 1996-09-01 | FALSE | 1996-09-01 | FALSE | Currently in Use | Premium | 3000 | Steel-Impressed Current | 1996-09-01 |  | Steel (Impressed Current) | Pressurized
SUMNER FOOD STORE | 2901 HWY 82 E | SUMNER | Worth | 9159018 | 4 | Flapper Valve | 1996-09-01 | FALSE | 1996-09-01 | FALSE | Currently in Use | Diesel | 8000 | Steel-Impressed Current | 1996-09-01 |  | Fiberglass Reinforced Plastic | Pressurized
EDS TRUCK STOP | 209 HWY 82 | POULAN | Worth | 9159020 | 1 | [5 empty] | Removed from Ground | Gas (Historical Use) | 1000 | Bare Steel | 1955-01-01 | 1999-01-01 | Galvanized Steel | Safe Suction (Euro)
WEBBS SERVICE STATION | 3931 US HWY 82 E | TY TY | Worth | 1590040 | 3 |  | 1998-11-03 |  | 1998-11-03 |  | Removed from Ground | Gas (Historical Use) | 4000 | Steel-Impressed Current | 1966-05-13 | 2002-08-01 | Cathodically Protected | Safe Suction (Euro)
PARKER ELEMENTARY SCHOOL | HWY 82 | SUMNER | Worth | 1590008 | 2 | [5 empty] | Removed from Ground | Gas (Historical Use) | 500 | Bare Steel | 1976-03-07 | 1985-01-01 | Galvanized Steel
BROWN MILLING & PEANUT CO INC | 4634 HWY 112 S | ALBANY | Worth | 1590030 | 3 | [5 empty] | Removed from Ground | Empty | 1100 | Bare Steel | 1986-03-28 | 1997-08-13 | Galvanized Steel
SHEETAL FOOD INC | 195 HWY 300 NE | WARWICK | Worth | 1590035 | 2 | Flapper Valve | 1998-01-01 | FALSE | 1998-01-01 | FALSE | Currently in Use | Plus | 8000 | Galvanic (STIP-3)/Sacrificial Anodes | 1986-05-08 |  | Steel (Impressed Current) | Pressurized
EDS TRUCK STOP | 209 HWY 82 | POULAN | Worth | 9159020 | 3 | [5 empty] | Removed from Ground | Gas (Historical Use) | 1000 | Bare Steel | 1955-01-01 | 1999-01-01 | Galvanized Steel | Safe Suction (Euro)
TWINS OAKS TEXACO STATION | RT 1 | TY TY | Worth | 1590022 | 3 | [5 empty] | Permanently Out of Use - historical purposes | Gas (Historical Use) | 2000 | Bare Steel | 1976-04-23 | 1899-12-31 | Galvanized Steel
EDS TRUCK STOP | 209 HWY 82 | POULAN | Worth | 9159020 | 4 | [5 empty] | Removed from Ground | Diesel | 8000 | Bare Steel | 1955-01-01 | 1999-01-01 | Galvanized Steel | Pressurized
EDS TRUCK STOP | 209 HWY 82 | POULAN | Worth | 9159020 | 5 | [5 empty] | Removed from Ground | Kerosene | 1000 | Bare Steel | 1955-01-01 | 1999-01-01 | Galvanized Steel | Safe Suction (Euro)
WEBBS SERVICE STATION | 3931 US HWY 82 E | TY TY | Worth | 1590040 | 4 |  | 1998-11-03 |  | 1998-11-03 |  | Removed from Ground | Diesel | 3000 | Steel-Impressed Current | 1966-05-13 | 2002-08-01 | Cathodically Protected | Safe Suction (Euro)
HOLTS S S | MAIN ST & HWY 300 | WARWICK | Worth | 9159014 | 1 | [5 empty] | Removed from Ground | Gas (Historical Use) | 1000 | Bare Steel | 1997-11-18 | 1997-11-18 | Galvanized Steel | Suction (American)
CRISP CO POWER COMMISSION | 961 POWER DAM ROAD | WARWICK | Worth | 1590033 | 1 | [5 empty] | Removed from Ground | Empty | 1000 | Bare Steel | 1956-04-02 | 1991-09-29 | Galvanized Steel | Pressurized
FOODLAND | HWY 300 & PEACHTREE ST | WARWICK | Worth | 1590036 | 3 | [5 empty] | Removed from Ground | Gas (Historical Use) | 2000 | Bare Steel | 1998-03-19 | 1998-03-19 | Galvanized Steel
BLACKSHEAR MARINA | HWY 300 | WARWICK | Worth | 4400084 | 2 | [5 empty] | Removed from Ground | Gas (Historical Use) | 1000 | Bare Steel | 1961-05-07 | 1998-12-14 | Galvanized Steel
TWINS OAKS TEXACO STATION | RT 1 | TY TY | Worth | 1590022 | 1 | [5 empty] | Permanently Out of Use - historical purposes | Gas (Historical Use) | 2000 | Bare Steel | 1976-04-23 | 1899-12-31 | Galvanized Steel
SHIBA FOOD STORE #2 | 106 US HWY 82 NW | POULAN | Worth | 9159004 | 1 | Flapper Valve | 1997-03-06 | FALSE | 1997-03-06 | FALSE | Currently in Use | E-10 | 6000 | Galvanic (STIP-3) | 1986-01-01 |  | Fiberglass Reinforced Plastic | Pressurized
BROWN MILLING & PEANUT CO INC | 4634 HWY 112 S | ALBANY | Worth | 1590030 | 1 |  | 1997-04-01 |  | 1997-04-01 |  | Removed from Ground | Gas (Historical Use) | 10000 | Steel-Impressed Current | 1983-03-29 | 2011-04-21 | Steel (Impressed Current) | Safe Suction (Euro)
WEBBS SERVICE STATION | 3931 US HWY 82 E | TY TY | Worth | 1590040 | 1 |  | 1998-11-03 |  | 1998-11-03 |  | Removed from Ground | Gas (Historical Use) | 3000 | Steel-Impressed Current | 1966-05-13 | 2002-08-01 | Cathodically Protected | Safe Suction (Euro)
BROWN MILLING & PEANUT CO INC | 4634 HWY 112 S | ALBANY | Worth | 1590030 | 2 |  | 1997-04-01 |  | 1997-04-01 |  | Removed from Ground | Diesel | 8000 | Steel-Impressed Current | 1986-03-28 | 2011-04-21 | Steel (Impressed Current) | Safe Suction (Euro)
TWINS OAKS TEXACO STATION | RT 1 | TY TY | Worth | 1590022 | 2 | [5 empty] | Permanently Out of Use - historical purposes | Gas (Historical Use) | 2000 | Bare Steel | 1976-04-23 | 1899-12-31 | Galvanized Steel
SHEETAL FOOD INC | 195 HWY 300 NE | WARWICK | Worth | 1590035 | 4 | Flapper Valve | 1998-01-01 | FALSE | 1998-01-01 | FALSE | Currently in Use | E-0 | 8000 | Galvanic (STIP-3)/Sacrificial Anodes | 1986-05-08 |  | Steel (Impressed Current) | Pressurized
SHEETAL FOOD INC | 195 HWY 300 NE | WARWICK | Worth | 1590035 | 5 | Flapper Valve | 1998-01-01 | FALSE | 1998-01-01 | FALSE | Currently in Use | Premium | 4000 | Galvanic (STIP-3)/Sacrificial Anodes | 1986-05-08 |  | Steel (Impressed Current) | Pressurized
PARKER ELEMENTARY SCHOOL | HWY 82 | SUMNER | Worth | 1590008 | 1 | [5 empty] | Removed from Ground | Diesel | 6000 | Bare Steel | 1966-03-10 | 1985-01-01 | Galvanized Steel
SUMNER FOOD STORE | 2901 HWY 82 E | SUMNER | Worth | 9159018 | 3 |  | 1996-09-01 | FALSE | 1996-09-01 | FALSE | Currently in Use | E-10 | 8000 | Steel-Impressed Current | 1996-09-01 |  | Fiberglass Reinforced Plastic | Pressurized
File Compiled at 8/18/2025 11:24:33 AM