9028116 | 4A | 2017-01-19 | Currently In Use | Diesel | 12000 | Fiberglass Double Walled | Double Walled Flex | Pressure | N | 2017-01-19 | N | 2017-01-19
9028116 | 4B | 2017-01-19 | Currently In Use | Gas | 1000 | Fiberglass Double Walled | Double Walled Flex | Pressure | N | 2017-01-19 | N | 2017-01-19
9028117 | 1 |  | Removed From Ground Date Unknown | Heating Oil | 6000 | Bare Steel | Steel/Secondary Containment | Gravity Fed
9028118 | 1 | 2003-01-27 | Currently In Use | Gas | 20000 | Fiberglass Double Walled | Double Walled Flex | Pressure |  | 2001-01-01 |  | 2001-12-01
9028118 | 2 | 2003-01-27 | Currently In Use | Gas | 12000 | Fiberglass Double Walled | Double Walled Flex | Pressure |  | 2001-01-01 |  | 2001-01-01
9028118 | 3A | 2015-06-01 | Currently In Use | Gas | 8000 | Fiberglass Double Walled | Double Walled Flex | Pressure | N | 2015-06-01 | N | 2015-06-01
9028118 | 3B | 2015-06-01 | Currently In Use | Diesel | 4000 | Fiberglass Double Walled | Double Walled Flex | Pressure | N | 2015-06-01 | N | 2015-06-01
9028118 | 3C | 2015-06-01 | Currently In Use | Diesel | 4000 | Fiberglass Double Walled | Double Walled Flex | Pressure | N | 2015-06-01 | N | 2015-06-01
9028119 | 1 | 2012-07-19 | Currently In Use | Diesel | 12000 | Composite | Single Wall Flex | Suction: No Valve At The Tank |  | 2001-04-01 |  | 2001-04-01
9028121 | 1 | 2001-09-01 | Currently In Use | Gas | 12000 | Epoxy | Single Wall Flex | Pressure |  | 2001-09-01 |  | 2001-09-01
9028121 | 2 | 2001-09-01 | Currently In Use | Gas | 10000 | Epoxy | Single Wall Flex | Pressure |  | 2001-09-01 |  | 2001-09-01
9028121 | 3 | 2001-09-01 | Currently In Use | Diesel | 6000 | Epoxy | Single Wall Flex | Pressure |  | 2001-09-01 |  | 2001-09-01
9028122 | 1 | 2001-12-20 | Currently In Use | Gas | 20000 | Fiberglass Double Walled | Single Wall Flex | Pressure |  | 2002-01-07 |  | 2002-01-07
9028122 | 2A | 2001-12-20 | Currently In Use | Gas | 8000 | Fiberglass Double Walled | Single Wall Flex | Pressure |  | 2002-01-07 |  | 2002-01-07
9028122 | 2B | 2001-12-20 | Currently In Use | Gas | 12000 | Fiberglass Double Walled | Single Wall Flex | Pressure |  | 2002-01-07 |  | 2002-01-07
9028123 | 1 | 2002-01-07 | Removed From Ground | Gas | 1000 | Bare Steel | Bare Steel | Not Marked
9028123 | 2 | 2002-01-07 | Removed From Ground | Gas | 1000 | Bare Steel | Bare Steel | Not Marked
9028123 | 3 | 2002-01-07 | Removed From Ground | Gas | 1000 | Bare Steel | Bare Steel | Not Marked
9028124 | 1 | 2001-10-08 | Currently In Use | Gas | 12000 | Composite | Double Walled Flex | Pressure |  | 2001-10-10 |  | 2001-10-10
9028124 | 2 | 2001-10-08 | Currently In Use | Gas | 10000 | Composite | Double Walled Flex | Pressure |  | 2001-10-10 |  | 2001-10-10
9028124 | 3 | 2001-10-08 | Currently In Use | Diesel | 8000 | Composite | Double Walled Flex | Pressure |  | 2001-10-10 |  | 2001-10-10
9029001 | DUMMY |  | Currently In Use | Other |  | Not Marked/Unknown | Unknown | Not Marked
9029002 | 1 | 1990-01-01 | Removed From Ground | Gas |  | Not Marked/Unknown | Not Marked | Not Marked
9029003 | 1 | 1990-11-01 | Removed From Ground | Gas | 1000 | Bare Steel | Galvanized Steel | Not Marked
9029004 | 1 |  | Permanently Out Of Use | Other | 1 | Marked Unknown | Unknown | Not Marked
9029005 | 1 | 1976-11-01 | Removed From Ground | Gas | 1 | Marked Unknown | Unknown | Not Marked
9029006 | 1 | 1991-09-23 | Removed From Ground | Gas | 6600 | Bare Steel | Galvanized Steel | Not Marked
9029007 | 1 | 1991-08-19 | Removed From Ground | Empty | 1000 | Bare Steel | Galvanized Steel | Not Marked
9029008 | 1 | 1991-08-28 | Removed From Ground | Diesel | 2000 | Marked Unknown | Unknown | Not Marked
9029009 | 1 | 1991-01-01 | Removed From Ground | Used Oil | 5000 | Bare Steel | Galvanized Steel | Not Marked | Y |  | Y
9029009 | 2 | 1991-01-01 | Removed From Ground | Gas | 10000 | Bare Steel | Galvanized Steel | Not Marked
9029010 | 1 | 1989-12-22 | Removed From Ground | Empty | 2000 | Bare Steel | Galvanized Steel | Not Marked
9029010 | 2 | 1989-12-22 | Removed From Ground | Empty | 2000 | Bare Steel | Galvanized Steel | Not Marked
9029010 | 3 | 1989-12-22 | Removed From Ground | Empty | 2000 | Bare Steel | Galvanized Steel | Not Marked
9029010 | 4 | 1989-12-22 | Removed From Ground | Empty | 2000 | Bare Steel | Galvanized Steel | Not Marked
9029010 | 5 | 1998-07-23 | Removed From Ground | Gas | 6000 | Bare Steel | Galvanized Steel | Not Marked
9029010 | 6 | 1998-07-23 | Removed From Ground | Gas | 1000 | Bare Steel | Galvanized Steel | Not Marked
9029010 | 7 |  | Removed From Ground Date Unknown | Not Marked/Tank Removed | 5000 | Unknown |  |  | N |  | N
9029011 | 1 | 1991-04-19 | Removed From Ground | Gas | 3000 | Bare Steel | Unknown | Pressure
9029012 | 1 | 1988-07-01 | Currently In Use | Gas | 8000 | STIP-3 | Fiberglass Reinforced Plastic | Pressure |  | 1988-07-01 |  | 1988-07-01
9029012 | 2 | 1988-07-01 | Currently In Use | Gas | 8000 | STIP-3 | Fiberglass Reinforced Plastic | Pressure |  | 1988-07-01 |  | 1988-07-01
9029012 | 3 | 1988-07-01 | Currently In Use | Gas | 8000 | STIP-3 | Fiberglass Reinforced Plastic | Pressure |  | 1988-07-01 |  | 1988-07-01
9029013 | 1 | 1986-02-28 | Removed From Ground | Gas | 6000 | Bare Steel | Bare Steel | Not Marked
9029013 | 2 | 1986-02-28 | Removed From Ground | Gas | 6000 | Bare Steel | Bare Steel | Not Marked
9029013 | 3 | 1986-02-28 | Removed From Ground | Gas | 4000 | Bare Steel | Bare Steel | Not Marked
9029013 | 4 | 1986-02-28 | Removed From Ground | Other | 550 | Bare Steel | Bare Steel | Not Marked
9029013 | 5 | 1986-02-28 | Removed From Ground | Other | 550 | Bare Steel | Bare Steel | Not Marked
9029013 | 6 | 2014-05-06 | Removed From Ground | Gas | 10000 | Composite | Fiberglass Reinforced Plastic | Pressure |  | 1997-11-01 |  | 1997-11-01
9029013 | 7 | 2014-05-13 | Removed From Ground | Gas | 10000 | Composite | Fiberglass Reinforced Plastic | Pressure |  | 1997-11-01 |  | 1997-11-01
9029013 | 8 | 2014-05-06 | Removed From Ground | Kerosene | 2000 | Composite | Fiberglass Reinforced Plastic | Pressure |  | 1997-11-01 |  | 1997-11-01
9029014 | 1 | 1992-05-01 | Removed From Ground | Gas | 1000 | Bare Steel | Unknown | Not Marked
9029014 | 2 | 1992-05-01 | Removed From Ground | Gas | 1000 | Bare Steel | Unknown | Not Marked
9029014 | 3 | 1991-05-01 | Removed From Ground | Gas | 1000 | Bare Steel | Unknown | Not Marked
9029014 | 4 | 1991-05-01 | Removed From Ground | Kerosene | 500 | Bare Steel | Unknown | Not Marked
9029014 | 5 | 1991-05-01 | Removed From Ground | Used Oil | 500 | Bare Steel | Unknown | Not Marked | Y |  | Y
9029015 | 1 | 1991-07-01 | Closed In Ground | Empty | 10000 | Bare Steel | Bare Steel | Not Marked
9029016 | 1 | 1988-01-01 | Currently In Use | Gas | 10000 | STIP-3 | Fiberglass Reinforced Plastic | Pressure |  | 1988-01-01 |  | 1988-01-01
9029016 | 2 | 1988-01-01 | Currently In Use | Gas | 10000 | STIP-3 | Fiberglass Reinforced Plastic | Pressure |  | 1988-01-01 |  | 1988-01-01
9029016 | 3 | 1988-01-01 | Currently In Use | Gas | 10000 | STIP-3 | Fiberglass Reinforced Plastic | Pressure |  | 1988-01-01 |  | 1988-01-01
9029016 | 4 | 1988-01-01 | Currently In Use | Diesel | 10000 | STIP-3 | Fiberglass Reinforced Plastic | Pressure |  | 1988-01-01 |  | 1988-01-01
9029017 | 1 | 2000-06-13 | Removed From Ground | Used Oil | 550 | Fiberglass | Fiberglass Reinforced Plastic | Gravity Fed | Y |  | Y
9029017 | 2 | 2000-06-13 | Removed From Ground | Used Oil | 550 | Fiberglass | Fiberglass Reinforced Plastic | Gravity Fed | Y |  | Y
9029019 | 1 | 1992-10-28 | Removed From Ground | Used Oil | 550 | Cathodically Protected Steel | Galvanized Steel | Not Marked | Y |  | Y
9029020 | 1 |  | Removed From Ground Date Unknown | Used Oil | 500 | Marked Unknown | Unknown | Not Marked | Y |  | Y
9029021 | 1 | 1990-10-30 | Removed From Ground | Diesel | 2000 | Cathodically Protected Steel | Galvanized Steel | Not Marked
9029022 | 1 |  | Removed From Ground Date Unknown | Gas |  | Bare Steel | Galvanized Steel | Not Marked
9029022 | 2 |  | Removed From Ground Date Unknown | Diesel |  | Bare Steel | Galvanized Steel | Not Marked
9029022 | 3 |  | Removed From Ground Date Unknown | Diesel |  | Bare Steel | Galvanized Steel | Not Marked
9029022 | 4 |  | Removed From Ground Date Unknown | Other |  | Bare Steel | Galvanized Steel | Not Marked
9029023 | 1 | 1989-12-22 | Removed From Ground | Empty | 2000 | Bare Steel | Galvanized Steel | Not Marked
9029023 | 2 | 1989-12-22 | Removed From Ground | Empty | 2000 | Bare Steel | Galvanized Steel | Not Marked
9029023 | 3 | 1989-12-22 | Removed From Ground | Empty | 2000 | Bare Steel | Galvanized Steel | Not Marked
9029023 | 4 | 1989-12-22 | Removed From Ground | Empty | 2000 | Bare Steel | Galvanized Steel | Not Marked
9029023 | 5 | 1989-12-22 | Removed From Ground | Empty | 2000 | Bare Steel | Galvanized Steel | Not Marked
9029023 | 6 | 1989-12-22 | Removed From Ground | Empty | 2000 | Bare Steel | Galvanized Steel | Not Marked
9029023 | 7 | 1989-12-22 | Removed From Ground | Empty | 2000 | Bare Steel | Galvanized Steel | Not Marked
9029024 | 1 |  | Removed From Ground Date Unknown | Empty | 1000 | Bare Steel | Unknown | Not Marked
9029025 | 1 | 1991-06-01 | Removed From Ground | Gas | 2000 | Bare Steel | Galvanized Steel | Not Marked
9029025 | 2 | 1991-06-01 | Removed From Ground | Gas | 560 | Bare Steel | Galvanized Steel | Not Marked
9029025 | 3 | 2007-04-06 | Removed From Ground | Diesel | 1000 | Steel-Galvanic | Cathodically Protected | Suction: No Valve At The Tank |  | 1991-01-01 |  | 1991-01-01
9029025 | 4 | 2007-04-06 | Removed From Ground | Gas | 2000 | Steel-Galvanic | Cathodically Protected | Suction: No Valve At The Tank |  | 1991-01-01 |  | 1991-01-01
9029026 | 1 | 1990-01-01 | Currently In Use | Gas | 8000 | Cathodically Protected Steel | Fiberglass Reinforced Plastic | Pressure |  | 1990-01-01 |  | 1990-01-01
9029026 | 2 | 1990-01-01 | Currently In Use | Gas | 8000 | Cathodically Protected Steel | Fiberglass Reinforced Plastic | Pressure |  | 1990-01-01 |  | 1990-01-01
9029026 | 3 | 1990-01-01 | Currently In Use | Gas | 8000 | Cathodically Protected Steel | Fiberglass Reinforced Plastic | Pressure |  | 1990-01-01 |  | 1990-01-01
9029026 | 4 | 1990-01-01 | Currently In Use | Diesel | 8000 | Cathodically Protected Steel | Fiberglass Reinforced Plastic | Pressure |  | 1990-01-01 |  | 1990-01-01
9029026 | 5 | 1990-01-01 | Currently In Use | Diesel | 2000 | Cathodically Protected Steel | Fiberglass Reinforced Plastic | Pressure |  | 1990-01-01 |  | 1990-01-01
9029027 | 2 | 1996-12-11 | Removed From Ground | Diesel | 2000 | Bare Steel | Bare Steel | Suction: No Valve At The Tank
9029028 | 1 | 1988-12-13 | Removed From Ground | Used Oil | 550 | Bare Steel | Galvanized Steel | Not Marked | Y |  | Y
9029029 | 1 | 1990-09-21 | Removed From Ground | Gas | 6000 | Bare Steel | Galvanized Steel | Not Marked
9029030 | 1 | 1999-03-16 | Removed From Ground | Diesel | 12000 | Double Walled | Fiberglass Reinforced Plastic | Pressure |  | 1990-12-01 |  | 1990-12-01
9029030 | 2 | 1999-03-16 | Removed From Ground | Gas | 12000 | Double Walled | Fiberglass Reinforced Plastic | Pressure |  | 1990-12-01 |  | 1990-12-01
9029030 | 3 | 2007-07-31 | Removed From Ground | Used Oil | 550 | Unknown |  |  | N |  | N
9029031 | 1 | 1989-01-01 | Currently In Use | Diesel | 20000 | Fiberglass Double Walled | Fiberglass Reinforced Plastic | Pressure |  | 1998-10-26 |  | 1998-10-06
9029031 | 2 | 1989-01-01 | Currently In Use | Gas | 6000 | Fiberglass Double Walled | Fiberglass Reinforced Plastic | Pressure |  | 1998-10-26 |  | 1998-10-06
9029031 | 3 | 1989-01-01 | Currently In Use | New Oil | 1000 | Fiberglass Double Walled | Galvanic | Suction: No Valve At The Tank |  | 1998-12-08 |  | 1998-10-15
9029031 | 4 | 1989-01-01 | Currently In Use | Used Oil | 1000 | Fiberglass Double Walled | Cathodically Protected | Gravity Fed | Y | 2006-11-20 12:00 | Y | 2006-11-20 12:00
9029032 | 1 | 1986-01-01 | Currently In Use | Gas | 8000 | Cathodically Protected Steel | Single Wall Flex | Pressure |  | 1996-04-01 |  | 1996-04-01
9029032 | 2 | 1986-01-01 | Currently In Use | Gas | 6000 | Cathodically Protected Steel | Single Wall Flex | Pressure |  | 1996-04-01 |  | 1996-04-01
9029032 | 3 | 2003-01-01 | Currently In Use | Gas | 6000 | Cathodically Protected Steel | Single Wall Flex | Pressure |  | 1996-04-01 |  | 1996-04-01
9029033 | 1 |  | Removed From Ground Date Unknown | Other |  | Marked Unknown | Unknown | Not Marked
9029034 | 1 | 1988-05-01 | Temporarily Out Of Use | Gas | 10000 | Steel-Galvanic | Galvanized Steel | Suction: Valve At The Tank |  | 1992-04-09 |  | 1988-05-01
9029034 | 2 | 1992-03-04 | Removed From Ground | Diesel | 10000 | Bare Steel | Galvanized Steel | Suction: Valve At The Tank
9029034 | 3 | 1992-04-09 | Temporarily Out Of Use | Diesel | 10000 | Composite | Fiberglass Reinforced Plastic | Suction: Valve At The Tank |  | 1992-04-09 |  | 1992-04-09
9029036 | 1 | 1992-05-29 | Removed From Ground | Diesel | 10000 | Bare Steel | Bare Steel | Suction: Valve At The Tank
9029036 | 2 | 1992-05-29 | Removed From Ground | Gas | 1000 | Bare Steel | Bare Steel | Suction: Valve At The Tank
9029036 | 3 | 1992-05-29 | Removed From Ground | Diesel | 7800 | Bare Steel | Bare Steel | Suction: Valve At The Tank
9029036 | 4 | 1992-05-29 | Removed From Ground | Diesel | 7800 | Bare Steel | Bare Steel | Suction: Valve At The Tank
9029037 | 1 | 2016-09-12 | Removed From Ground | Diesel | 2500 | Fiberglass Double Walled | Fiberglass Reinforced Plastic | Suction: Valve At The Tank |  | 1992-03-04 |  | 1992-03-04
9029038 | DUMMY |  | Permanently Out Of Use | Other | 1 | Marked Unknown | Unknown | Not Marked
9029039 | 1 | 1999-01-01 | Removed From Ground | Diesel | 20000 | Fiberglass | Unknown | Pressure
9029039 | 2 | 2001-11-12 | Removed From Ground | Other | 8000 | Fiberglass | Unknown | Suction: Valve At The Tank
9029039 | 3 | 2001-11-12 | Removed From Ground | Used Oil | 2000 | Fiberglass | Unknown | Gravity Fed | Y |  | Y
9029040 | 1 | 1993-02-09 | Removed From Ground | Heating Oil | 550 | Marked Unknown | Unknown | Not Marked
9029040 | 2 | 1993-02-09 | Removed From Ground | Gas | 1000 | Marked Unknown | Unknown | Not Marked
9029041 | 1 |  | Removed From Ground Date Unknown | Used Oil | 1000 | Bare Steel | Unknown | Not Marked | Y |  | Y
9029041 | 2 |  | Removed From Ground Date Unknown | Diesel | 5000 | Bare Steel | Unknown | Not Marked
9029041 | 3 |  | Removed From Ground Date Unknown | Gas | 5000 | Bare Steel | Unknown | Not Marked
9029042 | 1 | 1993-02-18 | Removed From Ground | Gas | 1000 | Bare Steel | Galvanized Steel | Not Marked
9029044 | 1 | 1993-05-01 | Removed From Ground | Gas | 2000 | Not Marked/Unknown | Not Marked | Not Marked
9029045 | 1 |  | Removed From Ground Date Unknown | Heating Oil |  | Marked Unknown | Unknown | Not Marked
9029045 | 2 | 2008-09-01 | Currently In Use | Gas | 2500 | Fiberglass Double Walled | Fiberglass/Double Walled | Suction: No Valve At The Tank | N | 2008-09-01 | N | 2008-09-01
9029045 | 3 | 2008-09-01 | Currently In Use | Diesel | 2500 | Fiberglass Double Walled | Fiberglass/Double Walled | Suction: No Valve At The Tank | N | 2009-09-01 | N | 2009-09-01
9029046 | 1 | 1994-03-14 | Removed From Ground | Diesel | 4000 | Cathodically Protected Steel | Galvanized Steel | Suction: No Valve At The Tank
9029047 | 1 | 2007-11-19 | Removed From Ground | Diesel | 10000 | Cathodically Protected Steel | Cathodically Protected | Suction: No Valve At The Tank |  | 1998-08-01 |  | 1998-08-01
9029048 | 1 | 1993-08-04 | Removed From Ground | Gas | 2000 | Bare Steel | Galvanized Steel | Suction: Valve At The Tank
9029048 | 2 | 1993-08-04 | Removed From Ground | Gas | 2000 | Bare Steel | Galvanized Steel | Suction: Valve At The Tank
9029049 | 1 | 2006-08-17 | Temporarily Out Of Use | Diesel | 10000 | Cathodically Protected Steel | Cathodically Protected | Suction: No Valve At The Tank |  | 1989-02-01 |  | 1989-02-01
9029050 | 1 |  | Removed From Ground Date Unknown | Diesel | 550 | Marked Unknown | Unknown | Not Marked
9029051 | 1 | 1993-09-27 | Removed From Ground | Diesel | 500 | Marked Unknown | Unknown | Not Marked
9029052 | 1 | 1993-12-22 | Removed From Ground | Heating Oil | 550 | Not Marked/Unknown | Not Marked | Not Marked
9029053 | 1 |  | Removed From Ground Date Unknown | Gas | 5000 | Bare Steel | Unknown | Not Marked
9029053 | 2 |  | Removed From Ground Date Unknown | Gas | 5000 | Bare Steel | Unknown | Not Marked
9029053 | 3 |  | Removed From Ground Date Unknown | Gas | 5000 | Bare Steel | Unknown | Not Marked
9029054 | 1 | 1982-01-01 | Currently In Use | Other | 1200 | Bare Steel | Galvanized Steel | Pressure
9029055 | 0 | 1985-12-15 | Removed From Ground | Other |  | Not Marked/Unknown | Not Marked | Not Marked
9029055 | 1 | 1985-12-15 | Removed From Ground | Other |  | Not Marked/Unknown | Not Marked | Not Marked
9029056 | 1 | 1994-04-09 | Removed From Ground | Gas | 1000 | Not Marked/Unknown | Not Marked | Not Marked
9029056 | 2 | 1994-04-15 | Removed From Ground | Gas | 1000 | Not Marked/Unknown | Not Marked | Not Marked
9029056 | 3 | 1994-04-15 | Removed From Ground | Gas | 1000 | Not Marked/Unknown | Not Marked | Not Marked
9029057 | 1 | 1993-03-05 | Removed From Ground | Gas | 550 | Bare Steel | Galvanized Steel | Suction: Valve At The Tank
9029058 | 1 | 1994-05-20 | Removed From Ground | Used Oil | 550 | Bare Steel | Galvanized Steel | Gravity Fed | Y |  | Y
9029059 | 1 | 1991-05-09 | Removed From Ground | Gas | 550 | Not Marked/Unknown | Not Marked | Not Marked
9029060 | 1 | 1991-09-11 | Removed From Ground | Used Oil | 550 | Not Marked/Unknown | Not Marked | Not Marked | Y |  | Y
9029061 | 1 | 1992-07-15 | Removed From Ground | Gas | 10000 | Not Marked/Unknown | Not Marked | Not Marked
9029061 | 2 | 1992-07-15 | Removed From Ground | Gas | 10000 | Not Marked/Unknown | Not Marked | Not Marked
9029061 | 3 | 1992-07-15 | Removed From Ground | Gas | 10000 | Not Marked/Unknown | Not Marked | Not Marked
9029061 | 4 | 1992-07-15 | Removed From Ground | Used Oil | 500 | Not Marked/Unknown | Not Marked | Not Marked | Y |  | Y
9029062 | 1 | 1992-10-01 | Removed From Ground | Gas | 3000 | Not Marked/Unknown | Not Marked | Not Marked
9029063 | 1 | 1994-06-22 | Removed From Ground | Gas | 4000 | Bare Steel | Bare Steel | Suction: No Valve At The Tank
9029064 | 1 | 2009-08-10 | Removed From Ground | Gas | 10000 | Steel-Galvanic | Fiberglass Reinforced Plastic | Pressure |  | 1989-01-01 |  | 1989-01-01
9029064 | 2 | 2009-08-10 | Removed From Ground | Gas | 10000 | Steel-Galvanic | Fiberglass Reinforced Plastic | Pressure |  | 1989-01-01 |  | 1989-01-01
9029064 | 3 | 2009-08-10 | Removed From Ground | Gas | 10000 | Steel-Galvanic | Fiberglass Reinforced Plastic | Pressure |  | 1989-01-01 |  | 1989-01-01
9029064 | 4 | 2009-08-10 | Removed From Ground | Kerosene | 2000 | Steel-Galvanic | Fiberglass Reinforced Plastic | Pressure |  | 1989-01-01 |  | 1989-01-01
9029065 | 1 | 1989-01-01 | Currently In Use | Gas | 10000 | Steel-Galvanic | Impressed Current | Pressure |  | 1989-01-01 |  | 1989-01-01
9029065 | 2 | 1989-01-01 | Currently In Use | Gas | 10000 | Steel-Galvanic | Impressed Current | Pressure |  | 1989-01-01 |  | 1989-01-01
9029065 | 3 | 1989-01-01 | Currently In Use | Gas | 10000 | Steel-Galvanic | Impressed Current | Pressure |  | 1989-01-01 |  | 1989-01-01
9029065 | 4 | 2016-05-25 | Temporarily Out Of Use | Diesel | 2000 | Steel-Galvanic | Impressed Current | Pressure |  | 1989-01-01 |  | 1989-01-01
9029066 | 1 | 1988-01-01 | Currently In Use | Gas | 10000 | Steel-Impressed Current | Fiberglass Reinforced Plastic | Pressure |  | 1988-01-01 |  | 1988-01-01
9029066 | 2 | 1988-01-01 | Currently In Use | Gas | 10000 | Steel-Impressed Current | Fiberglass Reinforced Plastic | Pressure |  | 1988-01-01 |  | 1988-01-01
9029066 | 3 | 1988-01-01 | Temporarily Out Of Use | Gas | 10000 | Steel-Impressed Current | Fiberglass Reinforced Plastic | Pressure |  | 1988-01-01 |  | 1988-01-01
9029066 | 4 | 1988-01-01 | Currently In Use | Diesel | 8000 | Steel-Impressed Current | Fiberglass Reinforced Plastic | Pressure |  | 1988-01-01 |  | 1988-01-01
9029067 | 1 | 1994-09-07 | Removed From Ground | Gas | 1000 | Bare Steel | Galvanized Steel | Suction: Valve At The Tank
9029068 | 1 | 1993-10-01 | Currently In Use | Diesel | 10000 | Fiberglass Double Walled | Fiberglass/Double Walled | Pressure |  | 2006-12-20 |  | 2006-12-20
9029068 | 2 | 2014-06-11 | Currently In Use | Diesel | 10000 | Fiberglass Double Walled | Fiberglass/Double Walled | Suction: No Valve At The Tank | N | 2014-06-12 | N | 2014-06-12
9029069 | 1 | 1988-10-01 | Currently In Use | Kerosene | 3000 | Cathodically Protected Steel | Fiberglass Reinforced Plastic | Suction: No Valve At The Tank |  | 1988-10-01 |  | 1988-10-01
9029069 | 2 | 1988-10-01 | Currently In Use | Gas | 10000 | Cathodically Protected Steel | Fiberglass Reinforced Plastic | Pressure |  | 1988-10-01 |  | 1988-10-01
9029069 | 3 | 1988-10-01 | Currently In Use | Gas | 10000 | Cathodically Protected Steel | Fiberglass Reinforced Plastic | Pressure |  | 1988-10-01 |  | 1988-10-01
9029069 | 4 | 1988-10-01 | Currently In Use | Gas | 10000 | Cathodically Protected Steel | Fiberglass Reinforced Plastic | Pressure |  | 1988-10-01 |  | 1988-10-01
9029069 | 5 | 1988-10-01 | Currently In Use | Diesel | 10000 | Cathodically Protected Steel | Fiberglass Reinforced Plastic | Pressure |  | 1988-10-01 |  | 1988-10-01
9029070 | 1 | 2016-02-26 | Temporarily Out Of Use | Gas | 8000 | STIP-3 | Fiberglass Reinforced Plastic | Pressure |  | 1997-08-01 12:00 | Y | 1987-08-01 12:00
9029070 | 2 | 2016-02-26 | Temporarily Out Of Use | Gas | 6000 | STIP-3 | Fiberglass Reinforced Plastic | Pressure |  | 1997-08-01 12:00 | Y | 1987-08-01 12:00
9029070 | 3 | 2016-02-26 | Temporarily Out Of Use | Gas | 8000 | STIP-3 | Fiberglass Reinforced Plastic | Pressure |  | 1997-08-01 12:00 | Y | 1987-08-01 12:00
9029071 | 1 | 1994-11-14 | Removed From Ground | Other | 5000 | Not Marked/Unknown | Not Marked | Not Marked
9029072 | 1 | 2001-10-29 | Removed From Ground | Other | 500 | Bare Steel | Galvanized Steel | Not Marked
9029073 | 1 | 1987-02-01 | Currently In Use | Gas | 10000 | Cathodically Protected Steel | Fiberglass Reinforced Plastic | Pressure |  | 1997-01-09 |  | 1997-01-09
9029073 | 2 | 1987-02-01 | Currently In Use | Gas | 10000 | Cathodically Protected Steel | Fiberglass Reinforced Plastic | Pressure |  | 1997-01-09 |  | 1997-01-09
9029073 | 3 | 1987-02-01 | Currently In Use | Diesel | 10000 | Cathodically Protected Steel | Fiberglass Reinforced Plastic | Pressure |  | 1997-01-09 |  | 1997-01-09
9029074 | 1 | 1995-02-21 | Removed From Ground | Gas | 1000 | Bare Steel | Galvanized Steel | Suction: No Valve At The Tank
9029074 | 2 | 2012-06-26 | Removed From Ground | Gas | 550 | Cathodically Protected Steel | Galvanized Steel | Suction: No Valve At The Tank |  | 1995-02-22 |  | 1995-02-22
9029074 | 3 | 2012-06-26 | Removed From Ground | Diesel | 550 | Cathodically Protected Steel | Galvanized Steel | Suction: No Valve At The Tank |  | 1995-02-22 |  | 1995-02-22
9029075 | 1 | 1988-09-01 | Currently In Use | Gas | 8000 | Steel-Impressed Current | Cathodically Protected | Pressure |  | 1998-12-30 |  | 1998-12-30
9029075 | 2 | 1988-09-01 | Currently In Use | Gas | 8000 | Steel-Impressed Current | Cathodically Protected | Pressure |  | 1998-12-30 |  | 1998-12-30
9029075 | 3 | 1988-09-01 | Currently In Use | Gas | 8000 | Steel-Impressed Current | Cathodically Protected | Pressure |  | 1998-12-30 |  | 1998-12-30
9029075 | 4 | 1988-09-01 | Currently In Use | Diesel | 8000 | Steel-Impressed Current | Cathodically Protected | Pressure |  | 1998-12-30 |  | 1998-12-30
9029075 | 5 | 1988-09-01 | Currently In Use | Other | 2000 | Steel-Impressed Current | Cathodically Protected | Pressure |  | 1998-12-30 |  | 1998-12-30
9029076 | 1 |  | Removed From Ground Date Unknown | Gas |  | Marked Unknown | Unknown | Not Marked
9029077 | 1 | 2004-06-28 | Removed From Ground | Gas | 6000 | Steel-Impressed Current | Cathodically Protected | Pressure |  | 1997-12-01 |  | 1997-12-01
9029077 | 2 | 2004-06-28 | Removed From Ground | Gas | 6000 | Steel-Impressed Current | Cathodically Protected | Pressure |  | 1997-12-01 |  | 1997-12-01
9029077 | 3 | 2004-06-28 | Removed From Ground | Diesel | 3000 | Steel-Impressed Current | Cathodically Protected | Suction: Valve At The Tank |  | 1997-12-01 |  | 1997-12-01
9029077 | 4 | 2004-06-28 | Removed From Ground | Gas | 4000 | Steel-Impressed Current | Cathodically Protected | Suction: Valve At The Tank |  | 1997-12-01 |  | 1997-12-01
9029078 | 1 | 1994-06-16 | Currently In Use | Used Oil | 4000 | STIP-3 | Not Marked | Not Marked | Y | 2007-01-19 12:00 | Y | 1994-06-16 12:00
9029078 | 2 | 2008-01-01 | Currently In Use | Biodiesel | 10000 | STIP-3 | Double Walled Flex | Pressure | N | 2008-01-01 | N | 2008-01-01
9029078 | 3 | 2008-01-01 | Currently In Use | Ethanol | 10000 | STIP-3 | Double Walled Flex | Pressure | N | 2008-01-01 | N | 2008-01-01
9029078 | 4 | 2008-01-01 | Currently In Use | Ethanol | 10000 | STIP-3 | Double Walled Flex | Pressure | N | 2008-01-01 | N | 2008-01-01
9029079 | 1 | 1996-11-19 | Removed From Ground | Used Oil | 1000 | Not Marked/Unknown | Galvanized Steel | Gravity Fed | Y |  | Y
9029080 | 1 | 1998-04-28 | Removed From Ground | Gas | 4000 | Bare Steel | Galvanized Steel | Suction: Valve At The Tank
9029080 | 2 | 1998-04-28 | Removed From Ground | Diesel | 1000 | Bare Steel | Galvanized Steel | Suction: Valve At The Tank
9029080 | 3 | 1998-05-13 | Currently In Use | Gas | 8000 | Composite | Fiberglass Reinforced Plastic | Suction: Valve At The Tank |  | 1998-05-13 |  | 1998-05-13
9029080 | 4 | 1998-05-13 | Currently In Use | Diesel | 4000 | Composite | Fiberglass Reinforced Plastic | Suction: Valve At The Tank |  | 1998-05-13 |  | 1998-05-13
9029081 | 1 | 1991-11-19 | Currently In Use | Gas | 10000 | STIP-3 | Galvanized Steel | Suction: Valve At The Tank |  | 1991-11-19 |  | 1991-11-19
9029081 | 2 | 1990-04-17 | Currently In Use | Diesel | 2000 | STIP-3 | Galvanized Steel | Suction: Valve At The Tank |  | 1990-04-17 |  | 1990-04-17
9029082 | 1 | 1987-09-30 | Currently In Use | Diesel | 2000 | STIP-3 | Galvanized Steel | Suction: No Valve At The Tank |  | 1987-09-30 |  | 1987-09-30
9029083 | DIESEL |  | Permanently Out Of Use | Empty | 1000 | Bare Steel | Bare Steel | Suction: Valve At The Tank
9029083 | GAS |  | Permanently Out Of Use | Empty | 1000 | Bare Steel | Bare Steel | Suction: Valve At The Tank
9029084 | 1 | 2017-03-30 | Temporarily Out Of Use | Used Oil | 500 | STIP-3 | Cathodically Protected | Gravity Fed | Y |  | Y
9029085 | 1 | 1999-10-06 | Removed From Ground | Gas | 10000 | Bare Steel | Galvanized Steel | Suction: Valve At The Tank
9029085 | 2 | 1999-10-06 | Removed From Ground | Gas | 2000 | Bare Steel | Galvanized Steel | Suction: Valve At The Tank
9029085 | 3 | 1999-10-06 | Removed From Ground | Diesel | 2000 | Bare Steel | Galvanized Steel | Suction: Valve At The Tank
9029085 | 4 | 1996-12-06 | Removed From Ground | Used Oil | 1000 | Bare Steel | Galvanized Steel | Gravity Fed | Y |  | Y
9029085 | 5 | 1995-01-28 | Removed From Ground | Used Oil | 1000 | Bare Steel | Galvanized Steel | Gravity Fed | Y |  | Y
9029086 | 1 | 1996-12-09 | Removed From Ground | Used Oil | 500 | Bare Steel | Not Marked | Not Marked | Y |  | Y
9029087 | 1 | 1973-01-01 | Currently In Use | Gas | 6000 | Steel-Impressed Current | Impressed Current | Pressure | Y | 2012-04-09 12:00 | Y | 2012-02-15 12:00
9029087 | 2 | 1973-01-01 | Currently In Use | Gas | 6000 | Steel-Impressed Current | Impressed Current | Pressure | Y | 2012-04-09 12:00 | Y | 2012-02-15 12:00
9029087 | 3 | 2008-10-14 | Temporarily Out Of Use | Gas | 4000 | Steel-Impressed Current | Impressed Current | Pressure | Y | 2012-04-09 12:00 | Y | 2012-02-15 12:00
9029087 | 4 | 1997-05-01 | Currently In Use | Diesel | 4000 | Steel-Impressed Current | Impressed Current | Pressure | Y | 2012-04-09 12:00 | Y | 2012-02-15 12:00
9029087 | 5 | 1973-01-01 | Currently In Use | Used Oil | 500 | Cathodically Protected Steel | Impressed Current | Gravity Fed | Y | 2012-04-09 12:00 | Y | 2016-03-11 12:00
9029088 | 1 | 1995-12-13 | Removed From Ground | Gas | 3500 | Bare Steel | Unknown | Not Marked
9029088 | 2 | 1995-02-14 | Removed From Ground | Gas | 3500 | Bare Steel | Not Marked | Not Marked
9029089 | 1 | 1995-10-09 | Removed From Ground | Kerosene | 550 | Marked Unknown | Unknown | Not Marked
9029089 | 2 | 1995-10-09 | Removed From Ground | Gas | 1000 | Marked Unknown | Unknown | Not Marked
9029090 | 1 | 1987-01-01 | Currently In Use | Diesel | 2000 | Steel-Impressed Current | Fiberglass Reinforced Plastic | Suction: No Valve At The Tank |  | 1998-04-29 |  | 1998-04-29
9029090 | 2 | 1987-01-01 | Currently In Use | Gas | 8000 | Steel-Impressed Current | Fiberglass Reinforced Plastic | Pressure |  | 1998-04-29 |  | 1998-04-29
9029090 | 3 | 1987-01-01 | Currently In Use | Gas | 8000 | Steel-Impressed Current | Fiberglass Reinforced Plastic | Pressure |  | 1998-04-29 |  | 1998-04-29
9029090 | 4 | 1987-01-01 | Currently In Use | Gas | 8000 | Steel-Impressed Current | Fiberglass Reinforced Plastic | Pressure |  | 1998-04-29 |  | 1998-04-29
9029091 | 1 | 1987-01-01 | Currently In Use | Diesel | 6000 | Steel-Impressed Current | Fiberglass Reinforced Plastic | Suction: No Valve At The Tank |  | 1997-12-01 |  | 1997-12-01
9029091 | 2 | 1987-01-01 | Currently In Use | Gas | 8000 | Steel-Impressed Current | Fiberglass Reinforced Plastic | Pressure |  | 1997-12-01 |  | 1997-12-01
9029091 | 3 | 1987-01-01 | Currently In Use | Gas | 8000 | Steel-Impressed Current | Fiberglass Reinforced Plastic | Pressure |  | 1997-12-01 |  | 1997-12-01
9029091 | 4 | 1987-01-01 | Currently In Use | Gas | 8000 | Steel-Impressed Current | Fiberglass Reinforced Plastic | Pressure |  | 1997-12-01 |  | 1997-12-01
9029091 | 5 | 1987-01-01 | Currently In Use | Other | 2000 | Steel-Impressed Current | Fiberglass Reinforced Plastic | Suction: No Valve At The Tank |  | 1997-12-01 |  | 1997-12-01
9029092 | 1 | 2016-08-02 | Removed From Ground | Diesel | 4500 | STIP-3 | Impressed Current | Suction: No Valve At The Tank |  | 1988-12-01 |  | 1988-12-01
9029092 | 2 | 1999-02-01 | Removed From Ground | Gas | 1000 | Bare Steel | Galvanized Steel | Suction: No Valve At The Tank
9029092 | 3 | 2016-08-02 | Removed From Ground | Gas | 1000 | Composite | Fiberglass Reinforced Plastic | Suction: No Valve At The Tank |  | 1999-02-04 12:00 |  | 1999-02-04 12:00
9029094 | 1 | 2010-02-08 | Temporarily Out Of Use | Diesel | 2000 | STIP-3 | Galvanic | Suction: No Valve At The Tank |  | 1988-03-01 |  | 1988-03-01
9029095 | 1 | 2003-01-08 | Removed From Ground | Gas | 5000 | Steel-Impressed Current | Cathodically Protected | Suction: No Valve At The Tank |  | 1998-12-20 |  | 1998-12-20
9029097 | 1 | 2004-02-17 | Removed From Ground | Gas | 10000 | Cathodically Protected Steel | Cathodically Protected | Suction: Valve At The Tank |  | 1987-12-01 |  | 1997-08-05
9029098 | 1 | 1969-01-01 | Currently In Use | Diesel | 8000 | Bare Steel | Galvanized Steel | Pressure
9029098 | 1 |  | Removed From Ground Date Unknown | Diesel | 8000 | Bare Steel | Galvanized Steel | Pressure
9029098 | 2 | 1969-01-01 | Currently In Use | Gas | 8000 | Bare Steel | Galvanized Steel | Suction: Valve At The Tank
9029098 | 2 |  | Removed From Ground Date Unknown | Gas | 8000 | Bare Steel | Galvanized Steel | Suction: Valve At The Tank
9029099 | 1 | 2013-04-02 | Currently In Use | Diesel | 8000 | STIP-3 | Fiberglass Reinforced Plastic | Pressure |  | 1998-07-01 |  | 1998-07-01
9029099 | 2 | 1986-06-01 | Currently In Use | Diesel | 15000 | STIP-3 | Fiberglass Reinforced Plastic | Pressure |  | 1998-07-01 |  | 1998-07-01
9029100 | 1 | 1988-11-21 | Currently In Use | Gas | 10000 | STIP-3 | Fiberglass/Double Walled | Pressure |  | 1988-01-01 |  | 1988-01-01
9029100 | 2 | 1988-11-21 | Currently In Use | Diesel | 10000 | STIP-3 | Fiberglass/Double Walled | Pressure |  | 1988-01-01 |  | 1988-01-01
9029101 | 1 | 1996-06-25 | Removed From Ground | Gas | 10000 | Bare Steel | Bare Steel | Suction: Valve At The Tank
9029102 | 1 | 1996-01-26 | Removed From Ground | Gas | 550 | Marked Unknown | Unknown | Not Marked
9029102 | 2 | 1996-01-26 | Removed From Ground | Heating Oil | 550 | Marked Unknown | Unknown | Not Marked
9029103 | 702380 | 1995-10-26 | Currently In Use | Gas | 12000 | Fiberglass Double Walled | Fiberglass/Double Walled | Pressure |  | 1995-10-26 |  | 1995-10-26
9029103 | 702412 | 1995-10-26 | Currently In Use | Gas | 12000 | Fiberglass Double Walled | Double Walled | Pressure |  | 1995-10-26 |  | 1995-10-26
9029103 | 722421 | 1995-10-26 | Currently In Use | Diesel | 2000 | Fiberglass Double Walled | Double Walled Flex | Pressure |  | 1995-10-26 |  | 1995-10-26
9029104 | 1 |  | Removed From Ground Date Unknown | Gas |  | Not Marked/Unknown | Not Marked | Not Marked
9029109 | 1 | 1996-02-26 | Removed From Ground | Diesel | 6000 | Marked Unknown | Unknown | Not Marked
9029110 | 1 | 1996-11-15 | Removed From Ground | Propane | 550 | Bare Steel | Galvanized Steel | Gravity Fed
9029111 | 1 | 1998-09-12 | Removed From Ground | Used Oil | 2000 | Not Marked/Unknown | Not Marked | Not Marked
9029111 | 2 | 1998-09-12 | Removed From Ground | Gas | 2000 | Not Marked/Unknown | Not Marked | Not Marked
9029111 | 3 | 1998-09-12 | Removed From Ground | Gas | 2000 | Not Marked/Unknown | Not Marked | Not Marked
9029111 | 4 | 1998-09-12 | Removed From Ground | Gas | 1000 | Not Marked/Unknown | Not Marked | Not Marked
9029111 | 5 | 2012-07-11 | Currently In Use | Gas | 20000 | Composite Double Walled | Fiberglass/Double Walled | Pressure | N | 2012-07-11 | N | 2012-07-11
9029111 | 6 | 2012-07-11 | Currently In Use | Gas | 12000 | Composite Double Walled | Fiberglass/Double Walled | Pressure | N | 2012-07-11 | N | 2012-07-11
9029111 | 7 | 2012-07-11 | Currently In Use | Diesel | 12000 | Composite Double Walled | Fiberglass/Double Walled | Pressure | N | 2012-07-11 | N | 2012-07-11
9029112 | 1 |  | Removed From Ground Date Unknown | Gas | 3000 | Marked Unknown | Unknown | Not Marked
9029112 | 2 |  | Removed From Ground Date Unknown | Gas | 3000 | Marked Unknown | Unknown | Not Marked
9029112 | 3 |  | Removed From Ground Date Unknown | Gas | 3000 | Marked Unknown | Unknown | Not Marked
9029112 | 4 |  | Removed From Ground Date Unknown | Kerosene | 550 | Bare Steel | Galvanized Steel | Suction: Valve At The Tank
9029112 | 5 |  | Removed From Ground Date Unknown | Used Oil | 550 | Bare Steel | Galvanized Steel | Suction: Valve At The Tank | Y |  | Y
9029113 | 1 | 1997-01-30 | Removed From Ground | Gas | 1000 | Not Marked/Unknown | Not Marked | Not Marked
9029113 | 2 | 1997-01-30 | Removed From Ground | Gas | 1000 | Not Marked/Unknown | Not Marked | Not Marked
9029113 | 3 | 1997-01-30 | Removed From Ground | Gas | 3000 | Not Marked/Unknown | Not Marked | Not Marked
9029113 | 4 | 1997-01-30 | Removed From Ground | Other | 550 | Not Marked/Unknown | Not Marked | Not Marked
9029113 | 5 | 1997-01-30 | Removed From Ground | Used Oil | 550 | Not Marked/Unknown | Not Marked | Not Marked | Y |  | Y
9029114 | 1 | 1996-12-02 | Removed From Ground | Diesel | 560 | Marked Unknown | Unknown | Not Marked
9029114 | 2 | 1996-12-02 | Removed From Ground | Diesel | 1000 | Marked Unknown | Unknown | Not Marked
9029114 | 712649 | 1996-11-01 | Currently In Use | Diesel | 1000 | Fiberglass Double Walled | Fiberglass Reinforced Plastic | Suction: No Valve At The Tank |  | 1996-11-01 |  | 1996-11-01
9029114 | 712663 | 1996-11-01 | Currently In Use | Gas | 1000 | Fiberglass Double Walled | Fiberglass Reinforced Plastic | Suction: No Valve At The Tank |  | 1996-11-01 |  | 1996-11-01
9029116 | 1 | 1997-05-22 | Removed From Ground | Gas |  | Not Marked/Unknown | Not Marked | Not Marked
9029116 | 2 | 1997-05-22 | Removed From Ground | Gas |  | Not Marked/Unknown | Not Marked | Not Marked
9029116 | 3 | 1997-06-02 | Removed From Ground | Diesel |  | Not Marked/Unknown | Not Marked | Not Marked
9029116 | 4 | 1997-06-02 | Removed From Ground | Gas |  | Not Marked/Unknown | Not Marked | Not Marked
9029117 | 1 |  | Removed From Ground Date Unknown | Gas | 2000 | Not Marked/Unknown | Not Marked | Not Marked
9029117 | 2 |  | Removed From Ground Date Unknown | Gas | 2000 | Not Marked/Unknown | Not Marked | Not Marked
9029117 | 3 |  | Removed From Ground Date Unknown | Gas | 2000 | Not Marked/Unknown | Not Marked | Not Marked
9029117 | 4 |  | Removed From Ground Date Unknown | Gas | 3000 | Not Marked/Unknown | Not Marked | Not Marked
9029117 | 5 |  | Removed From Ground Date Unknown | Diesel | 1000 | Not Marked/Unknown | Not Marked | Not Marked
9029118 | 1 | 1988-08-01 | Removed From Ground | Gas | 1000 | Bare Steel | Galvanized Steel | Suction: Valve At The Tank
9029118 | 2 | 1988-08-01 | Removed From Ground | Gas | 1000 | Bare Steel | Galvanized Steel | Suction: Valve At The Tank
9029118 | 3 | 1988-08-01 | Removed From Ground | Gas | 1000 | Bare Steel | Galvanized Steel | Suction: Valve At The Tank
9029119 | 1 | 1997-07-31 | Removed From Ground | Gas | 550 | Not Marked/Unknown | Not Marked | Not Marked
9029119 | 2 | 1997-07-31 | Removed From Ground | Diesel | 4000 | Not Marked/Unknown | Not Marked | Not Marked
9029119 | 3 | 1997-07-31 | Removed From Ground | Diesel | 6000 | Not Marked/Unknown | Not Marked | Not Marked
9029120 | 1 | 1997-12-15 | Removed From Ground | Diesel | 4000 | Bare Steel | Galvanized Steel | Suction: Valve At The Tank
9029120 | 2 | 1997-12-15 | Removed From Ground | Diesel | 4000 | Bare Steel | Galvanized Steel | Suction: Valve At The Tank
9029120 | 3 | 1997-12-15 | Removed From Ground | Gas | 4000 | Bare Steel | Galvanized Steel | Suction: Valve At The Tank
9029121 | 1A | 1998-04-30 | Currently In Use | Gas | 12000 | Composite | Fiberglass Reinforced Plastic | Pressure |  | 1998-05-15 |  | 1998-05-15
9029121 | 1B | 1998-04-30 | Currently In Use | Gas | 8000 | Composite | Fiberglass Reinforced Plastic | Pressure |  | 1998-05-15 |  | 1998-05-15
9029121 | 2 | 1998-04-30 | Currently In Use | Kerosene | 2000 | Composite | Fiberglass Reinforced Plastic | Suction: No Valve At The Tank |  | 1998-05-15 |  | 1998-05-15
9029122 | 1 | 1997-11-26 | Currently In Use | Diesel | 15000 | Fiberglass | Fiberglass Reinforced Plastic | Pressure |  | 1997-12-01 |  | 1997-12-01
9029122 | 2 | 1997-11-26 | Currently In Use | Gas | 12000 | Fiberglass | Fiberglass Reinforced Plastic | Pressure |  | 1997-12-01 |  | 1997-12-01
9029122 | 3 | 1997-11-26 | Currently In Use | Gas | 10000 | Fiberglass | Fiberglass Reinforced Plastic | Pressure |  | 1997-12-01 |  | 1997-12-01
9029122 | 4 | 1997-11-26 | Currently In Use | Kerosene | 2000 | Fiberglass | Fiberglass Reinforced Plastic | Suction: No Valve At The Tank |  | 1997-12-01 |  | 1997-12-01
9029123 | 1 | 1998-11-01 | Currently In Use | Gas | 12000 | Composite | Fiberglass Reinforced Plastic | Pressure |  | 1998-11-01 |  | 1998-11-01
9029123 | 2 | 1998-11-01 | Currently In Use | Gas | 10000 | Composite | Fiberglass Reinforced Plastic | Pressure |  | 1998-11-01 |  | 1998-11-01
9029124 | 1 | 1998-08-01 | Currently In Use | Diesel | 15000 | Composite Double Walled | Fiberglass/Double Walled | Pressure |  | 1998-08-01 |  | 1998-08-01
9029124 | 2 | 1998-08-01 | Currently In Use | Gas | 5000 | Composite Double Walled | Fiberglass/Double Walled | Pressure |  | 1998-08-01 |  | 1998-08-01
9029125 | 1 | 1999-04-02 | Removed From Ground | Diesel | 2000 | Cathodically Protected Steel | Cathodically Protected | Suction: Valve At The Tank
9029126 | 1 | 2000-01-21 | Removed From Ground | Empty | 1000 | Bare Steel | Bare Steel | Suction: Valve At The Tank
9029126 | 2 | 2000-02-03 | Removed From Ground | Empty | 3000 | Bare Steel | Bare Steel | Suction: No Valve At The Tank
9029126 | 3 | 2000-02-03 | Removed From Ground | Empty | 3000 | Bare Steel | Bare Steel | Suction: No Valve At The Tank
9029126 | 4 | 2000-02-03 | Removed From Ground | Empty | 1000 | Bare Steel | Bare Steel | Suction: Valve At The Tank
9029127 | 1 | 2000-01-20 | Removed From Ground | Empty | 1000 | Bare Steel | Bare Steel | Not Marked
9029127 | 2 | 2000-01-20 | Removed From Ground | Empty | 1000 | Bare Steel | Bare Steel | Not Marked
9029128 | 1 | 1999-12-01 | Currently In Use | Gas | 10000 | Epoxy | Fiberglass Reinforced Plastic | Pressure |  | 1999-12-01 |  | 1999-12-01
9029128 | 2 | 1999-12-01 | Currently In Use | Gas | 8000 | Epoxy | Fiberglass Reinforced Plastic | Pressure |  | 1999-12-01 |  | 1999-12-01
9029129 | 1 | 2000-04-01 | Currently In Use | Gas | 15000 | Epoxy | Fiberglass Reinforced Plastic | Pressure |  | 2000-04-01 |  | 2000-04-01
9029129 | 2 | 2000-04-01 | Currently In Use | Gas | 12000 | Epoxy | Fiberglass Reinforced Plastic | Pressure |  | 2000-04-01 |  | 2000-04-01
9029129 | 3 | 2000-04-01 | Currently In Use | Diesel | 6000 | Epoxy | Fiberglass Reinforced Plastic | Pressure |  | 2000-04-01 |  | 2000-04-01
9029129 | 4 | 2000-04-01 | Currently In Use | Diesel | 4000 | Epoxy | Fiberglass Reinforced Plastic | Pressure |  | 2000-04-01 |  | 2000-04-01
9029130 | 1 | 2000-07-01 | Currently In Use | Gas | 12000 | Epoxy | Fiberglass Reinforced Plastic | Pressure |  | 2000-07-01 |  | 2000-07-01
9029130 | 2 | 2000-07-01 | Currently In Use | Gas | 10000 | Epoxy | Fiberglass Reinforced Plastic | Pressure |  | 2000-07-01 |  | 2000-07-01
9029130 | 3 | 2000-07-01 | Currently In Use | Diesel | 6000 | Epoxy | Fiberglass Reinforced Plastic | Pressure |  | 2000-07-01 |  | 2000-07-01
9029130 | 4 | 2000-07-01 | Currently In Use | Diesel | 4000 | Epoxy | Fiberglass Reinforced Plastic | Pressure |  | 2000-07-01 |  | 2000-07-01
9029131 | 1 | 1980-01-01 | Removed From Ground | Gas | 1000 | Bare Steel | Bare Steel | Not Marked
9029131 | 2 | 1980-01-01 | Removed From Ground | Gas | 1000 | Bare Steel | Bare Steel | Not Marked
9029132 | 1 | 1999-10-01 | Removed From Ground | Used Oil | 250 | Bare Steel | Bare Steel | Gravity Fed
9029133 | 1 | 2000-07-17 | Currently In Use | Kerosene | 2000 | Composite | Fiberglass Reinforced Plastic | Suction: Valve At The Tank |  | 2000-07-17 |  | 2000-07-17
9029133 | 2A | 2000-07-17 | Currently In Use | Diesel | 4000 | Composite | Fiberglass Reinforced Plastic | Suction: Valve At The Tank |  | 2000-07-17 |  | 2000-07-17
9029133 | 2B | 2000-07-17 | Currently In Use | Gas | 8000 | Composite | Fiberglass Reinforced Plastic | Suction: Valve At The Tank |  | 2000-07-17 |  | 2000-07-17
9029133 | 3 | 2000-07-17 | Currently In Use | Gas | 15000 | Composite | Fiberglass Reinforced Plastic | Suction: Valve At The Tank |  | 2000-07-17 |  | 2000-07-17
9029133 | 4 | 2000-07-17 | Currently In Use | Diesel | 8000 | Composite | Fiberglass Reinforced Plastic | Suction: Valve At The Tank |  | 2000-07-17 |  | 2000-07-17
9029134 | 1 | 2001-07-09 | Removed From Ground | Gas | 10000 | Bare Steel | Galvanized Steel | Suction: Valve At The Tank
9029135 | 1 | 1999-11-01 | Currently In Use | Diesel | 4000 | Double Walled | Not Marked | Suction: Valve At The Tank |  | 1999-12-01 |  | 1999-12-01
9029136 | 1 | 1968-01-01 | Removed From Ground | Gas |  | Marked Unknown | Unknown | Not Marked
9029136 | 2 | 1968-01-01 | Removed From Ground | Gas |  | Marked Unknown | Unknown | Not Marked
9029136 | 3 | 1968-01-01 | Removed From Ground | Gas |  | Marked Unknown | Unknown | Not Marked
9030001 | 1 | 1992-04-28 | Removed From Ground | Diesel | 560 | Cathodically Protected Steel | Galvanized Steel | Not Marked
9030001 | 2 | 1992-04-28 | Removed From Ground | Gas | 560 | Bare Steel | Bare Steel | Not Marked
9030001 | 200195 | 2003-11-19 | Removed From Ground | Diesel | 1000 | Steel-Galvanic | Cathodically Protected | Suction: No Valve At The Tank |  | 1992-04-03 |  | 1992-04-03
9030001 | 200198 | 2003-11-19 | Removed From Ground | Gas | 1000 | Steel-Galvanic | Cathodically Protected | Suction: No Valve At The Tank |  | 1992-04-03 |  | 1992-04-03
9030001 | 3 | 1992-04-28 | Removed From Ground | Gas | 560 | Bare Steel | Galvanized Steel | Not Marked
9030003 | 1 | 1998-04-01 | Removed From Ground | Gas | 3000 | Marked Unknown | Unknown | Not Marked
9030003 | 2 | 1998-04-01 | Removed From Ground | Diesel | 3000 | Marked Unknown | Unknown | Not Marked
9030003 | 3 | 1998-04-01 | Removed From Ground | Gas | 3000 | Marked Unknown | Unknown | Not Marked
9030003 | 4 | 1998-04-01 | Removed From Ground | Gas | 10000 | Marked Unknown | Unknown | Not Marked
9030003 | 5 | 1998-04-01 | Removed From Ground | Diesel | 10000 | Marked Unknown | Unknown | Not Marked
9030003 | 6 | 1998-04-01 | Removed From Ground | Gas | 10000 | Marked Unknown | Unknown | Not Marked
9030004 | 1 | 2000-01-01 | Removed From Ground | Gas | 8000 | Bare Steel | Galvanized Steel | Not Marked
9030004 | 2 | 2000-01-01 | Removed From Ground | Gas | 8000 | Bare Steel | Galvanized Steel | Not Marked
9030005 | 1 | 1996-06-05 | Removed From Ground | Gas | 2000 | Bare Steel | Galvanized Steel | Not Marked
9030005 | 2 | 1996-06-05 | Removed From Ground | Gas | 10000 | Bare Steel | Galvanized Steel | Not Marked
9030005 | 3 | 1996-06-05 | Removed From Ground | Gas | 4000 | Bare Steel | Galvanized Steel | Not Marked
9030005 | 4 | 1996-06-05 | Removed From Ground | Gas | 10000 | Bare Steel | Galvanized Steel | Not Marked
9030006 | 1 | 1994-06-20 | Removed From Ground | Gas | 500 | Not Marked/Unknown | Not Marked | Not Marked
9030007 | 1RUL | 1994-03-01 | Currently In Use | Gas | 8000 | Steel-Galvanic | Fiberglass Reinforced Plastic | Pressure |  | 2006-01-01 |  | 2006-01-01
9030007 | 2SUL | 1994-03-01 | Currently In Use | Gas | 4000 | Steel-Galvanic | Fiberglass Reinforced Plastic | Pressure |  | 2006-01-01 |  | 2006-01-01
9030007 | 3PLUS | 1994-03-01 | Currently In Use | Gas | 4000 | Steel-Galvanic | Fiberglass Reinforced Plastic | Pressure |  | 2006-01-01 |  | 2006-01-01
9030009 | 1 | 1998-05-18 | Removed From Ground | Gas | 500 | Bare Steel | Galvanized Steel | Suction: No Valve At The Tank
9030009 | 2 | 1998-05-18 | Removed From Ground | Gas | 500 | Bare Steel | Galvanized Steel | Suction: No Valve At The Tank
9030009 | 3 | 1998-05-19 | Currently In Use | Gas | 1000 | Composite | Fiberglass/Double Walled | Suction: Valve At The Tank |  | 1999-06-28 |  | 1999-06-28
9030009 | 4 | 1998-05-19 | Currently In Use | Gas | 2000 | Composite | Fiberglass/Double Walled | Suction: Valve At The Tank |  | 1999-06-28 |  | 1999-06-28
9030010 | 1 | 1998-08-01 | Removed From Ground | Gas | 8000 | Marked Unknown | Unknown | Not Marked
9030010 | 2 | 1998-08-01 | Removed From Ground | Gas | 8000 | Marked Unknown | Unknown | Not Marked
9030010 | 3A | 2006-11-20 | Currently In Use | Gas | 9000 | Composite | Fiberglass Reinforced Plastic | Pressure | N | 2006-11-20 | N | 2006-11-20
9030010 | 3B | 2006-11-20 | Currently In Use | Gas | 3000 | Composite | Fiberglass Reinforced Plastic | Pressure | N | 2006-11-20 | N | 2006-11-20
9030011 | 1 | 1999-02-16 | Currently In Use | Gas | 6000 | Fiberglass Double Walled | Fiberglass/Double Walled | Pressure |  | 1999-02-18 |  | 1999-02-18
9030012 | 1 | 1997-02-17 | Removed From Ground | Gas | 500 | Bare Steel | Bare Steel | Suction: No Valve At The Tank
9030012 | 2 | 1997-02-17 | Removed From Ground | Diesel | 1000 | Bare Steel | Bare Steel | Suction: No Valve At The Tank
9030013 | 1 | 2001-06-04 | Removed From Ground | Gas | 550 | Bare Steel | Bare Steel | Not Marked
9031001 | 1 | 2000-02-03 | Removed From Ground | Gas | 12000 | Fiberglass | Fiberglass Reinforced Plastic | Pressure |  | 1988-06-01 |  | 1988-06-01
9031001 | 2 | 2000-02-03 | Removed From Ground | Gas | 10000 | Fiberglass | Fiberglass Reinforced Plastic | Pressure |  | 1988-06-01 |  | 1988-06-01
9031001 | 3 | 2000-02-03 | Removed From Ground | Gas | 10000 | Fiberglass | Fiberglass Reinforced Plastic | Pressure |  | 1988-06-01 |  | 1988-06-01
9031001 | 4 | 2001-05-10 | Currently In Use | Gas | 10000 | Fiberglass Double Walled | Double Walled Flex | Pressure |  | 2001-05-22 |  | 2001-05-22
9031001 | 5 | 2001-05-10 | Currently In Use | Gas | 10000 | Fiberglass Double Walled | Double Walled Flex | Pressure |  | 2001-05-22 |  | 2001-05-22
9031001 | 6 | 2001-05-10 | Currently In Use | Gas | 10000 | Fiberglass Double Walled | Double Walled Flex | Pressure |  | 2001-05-22 |  | 2001-05-22
9031001 | 7 | 2001-05-10 | Currently In Use | Gas | 10000 | Fiberglass Double Walled | Double Walled Flex | Pressure |  | 2001-05-22 |  | 2001-05-22
9031002 | 1 | 1991-02-25 | Removed From Ground | Gas | 1000 | Marked Unknown | Unknown | Not Marked
9031002 | 2 | 1991-02-25 | Removed From Ground | Diesel | 1000 | Marked Unknown | Unknown | Not Marked
9031003 | 1 | 1988-01-01 | Currently In Use | Gas | 12000 | Fiberglass | Fiberglass Reinforced Plastic | Pressure |  | 1988-01-01 |  | 1988-01-01
9031003 | 2 | 1988-01-01 | Currently In Use | Gas | 10000 | Fiberglass | Fiberglass Reinforced Plastic | Pressure |  | 1988-01-01 |  | 1988-01-01
9031003 | 3 | 1988-01-01 | Currently In Use | Gas | 10000 | Fiberglass | Fiberglass Reinforced Plastic | Pressure |  | 1988-01-01 |  | 1988-01-01
9031004 | 1 | 1990-12-17 | Removed From Ground | Gas | 3000 | Bare Steel | Galvanized Steel | Pressure
9031004 | 2 | 1990-02-13 | Removed From Ground | Used Oil | 550 | Bare Steel | Unknown | Gravity Fed | Y |  | Y
9031006 | 1 | 1991-09-01 | Removed From Ground | Used Oil | 550 | Bare Steel | Unknown | Not Marked | Y |  | Y
9031006 | 2 | 2002-06-04 | Removed From Ground | Diesel | 7896 | Steel-Impressed Current | Cathodically Protected | Suction: Valve At The Tank |  | 1998-07-01 |  | 1998-07-01
9031006 | 3 | 2002-06-04 | Removed From Ground | Gas | 7896 | Steel-Impressed Current | Cathodically Protected | Suction: Valve At The Tank |  | 1998-07-01 |  | 1998-07-01
9031008 | 1 |  | Permanently Out Of Use | Diesel | 8000 | Bare Steel | Galvanized Steel | Not Marked
9031008 | 2 |  | Permanently Out Of Use | Gas | 8000 | Bare Steel | Galvanized Steel | Not Marked
9031008 | 3 |  | Permanently Out Of Use | Gas | 8000 | Bare Steel | Galvanized Steel | Not Marked
9031008 | 4 |  | Permanently Out Of Use | Gas | 8000 | Bare Steel | Galvanized Steel | Not Marked
9031008 | 5 |  | Permanently Out Of Use | Gas | 8000 | Bare Steel | Galvanized Steel | Not Marked
9031009 | 1 |  | Permanently Out Of Use | Used Oil | 1000 | Marked Unknown | Not Marked | Not Marked | Y |  | Y
9031010 | 1 | 1993-04-01 | Removed From Ground | Gas | 10000 | Cathodically Protected Steel | Galvanized Steel | Pressure
9031010 | 2 | 1993-04-01 | Removed From Ground | Gas | 10000 | Cathodically Protected Steel | Galvanized Steel | Pressure
9031010 | 3 | 1993-04-01 | Removed From Ground | Gas | 10000 | Cathodically Protected Steel | Galvanized Steel | Pressure
9031010 | 4 | 1993-04-01 | Removed From Ground | Gas | 10000 | Cathodically Protected Steel | Galvanized Steel | Pressure
9031010 | 5 | 1993-05-30 | Currently In Use | Gas | 12000 | Fiberglass Double Walled | Fiberglass/Double Walled | Pressure |  | 1993-05-10 |  | 1993-05-10
9031010 | 6 | 1993-05-02 | Currently In Use | Gas | 12000 | Fiberglass Double Walled | Fiberglass/Double Walled | Pressure |  | 1993-05-10 |  | 1993-05-10
9031010 | 7 | 1993-05-03 | Currently In Use | Gas | 12000 | Fiberglass Double Walled | Fiberglass/Double Walled | Pressure |  | 1993-05-10 |  | 1993-05-10
9031011 | 1 | 1991-12-13 | Removed From Ground | Diesel | 12000 | Marked Unknown | Unknown | Not Marked
9031011 | 2 | 2008-10-16 | Currently In Use | Diesel | 20000 | Double Walled | Fiberglass Reinforced Plastic | Pressure |  | 1992-08-17 |  | 1992-08-17
9031011 | 3 | 1991-12-01 | Removed From Ground | Used Oil | 8000 | Not Marked/Unknown | Not Marked | Not Marked | Y |  | Y
9031011 | 4 | 1991-12-01 | Removed From Ground | Gas | 10000 | Not Marked/Unknown | Not Marked | Not Marked
9031011 | 5 | 1991-12-01 | Removed From Ground | Gas | 10000 | Not Marked/Unknown | Not Marked | Not Marked
9031011 | 6 | 1991-12-01 | Removed From Ground | Gas | 10000 | Not Marked/Unknown | Not Marked | Not Marked
9031012 | 1 | 1991-10-01 | Removed From Ground | Gas | 4000 | Not Marked/Unknown | Not Marked | Not Marked
9031012 | 2 | 1991-10-01 | Removed From Ground | Gas | 4000 | Not Marked/Unknown | Not Marked | Not Marked
9031012 | 3 | 1991-10-01 | Removed From Ground | Gas | 4000 | Not Marked/Unknown | Not Marked | Not Marked
9031012 | 4 | 1991-10-01 | Removed From Ground | Gas | 4000 | Not Marked/Unknown | Not Marked | Not Marked
9031013 | 1 | 1991-09-27 | Removed From Ground | Other | 10000 | Bare Steel | Galvanized Steel | Suction: No Valve At The Tank
9031013 | 2 | 1991-12-23 | Removed From Ground | Used Oil | 550 | Bare Steel | Galvanized Steel | Gravity Fed | Y |  | Y
9031013 | 3 | 1992-01-01 | Currently In Use | Used Oil | 550 | Fiberglass | Fiberglass Reinforced Plastic | Gravity Fed | Y | 1992-01-10 12:00 | Y | 1992-01-01 12:00
9031015 | 1 | 1991-10-01 | Removed From Ground | Gas | 250 | Marked Unknown | Unknown | Not Marked
9031015 | 2 | 1991-10-01 | Removed From Ground | Gas | 250 | Marked Unknown | Unknown | Not Marked
9031015 | 3 | 1991-10-01 | Removed From Ground | Gas | 250 | Marked Unknown | Unknown | Not Marked
9031015 | 4 | 1991-10-01 | Removed From Ground | Gas | 250 | Marked Unknown | Unknown | Not Marked
9031017 | 1 | 1992-01-10 | Removed From Ground | Gas | 3500 | Bare Steel | Unknown | Not Marked
9031017 | 2 | 1992-01-10 | Removed From Ground | Diesel | 3500 | Bare Steel | Unknown | Not Marked
9031017 | 3 | 1992-01-16 | Removed From Ground | Diesel | 20000 | Marked Unknown | Unknown | Not Marked
9031017 | 4 | 1992-01-10 | Removed From Ground | Diesel | 1000 | Marked Unknown | Unknown | Not Marked
9031017 | 5 | 1992-01-01 | Removed From Ground | Diesel | 20000 | Unknown | Unknown |  | N |  | N
9031017 | 6 | 1992-01-01 | Removed From Ground | Diesel | 20000 | Unknown | Unknown |  | N |  | N
9031017 | 7 | 1992-01-01 | Removed From Ground | Diesel | 20000 | Unknown | Unknown |  | N |  | N
9031017 | 8 | 1992-01-01 | Removed From Ground | Diesel | 20000 | Unknown | Unknown |  | N |  | N
9031017 | 9 | 1992-01-01 | Removed From Ground | Diesel | 300 | Unknown | Unknown |  | N |  | N
9031020 | 1 | 1991-12-20 | Removed From Ground | Heating Oil | 18000 | Marked Unknown | Unknown | Not Marked
9031020 | 2 | 1991-12-20 | Removed From Ground | Heating Oil | 18000 | Marked Unknown | Unknown | Not Marked
9031021 | 1 | 2005-01-13 | Removed From Ground | Gas | 10000 | Fiberglass | Fiberglass Reinforced Plastic | Not Marked |  | 1989-01-01 |  | 1989-01-01
9031021 | 1 |  | Temporarily Out Of Use | Gas | 10000 | Fiberglass | Fiberglass Reinforced Plastic | Not Marked |  | 1989-01-01 |  | 1989-01-01
9031021 | 2 | 2005-01-13 | Removed From Ground | Gas | 10000 | Fiberglass | Fiberglass Reinforced Plastic | Not Marked |  | 1989-01-01 |  | 1989-01-01
9031021 | 2 |  | Temporarily Out Of Use | Gas | 10000 | Fiberglass | Fiberglass Reinforced Plastic | Not Marked |  | 1989-01-01 |  | 1989-01-01
9031021 | 3 | 2005-01-13 | Removed From Ground | Gas | 10000 | Fiberglass | Fiberglass Reinforced Plastic | Not Marked |  | 1989-01-01 |  | 1989-01-01
9031021 | 3 |  | Temporarily Out Of Use | Gas | 10000 | Fiberglass | Fiberglass Reinforced Plastic | Not Marked |  | 1989-01-01 |  | 1989-01-01
9031022 | 1 | 1988-04-01 | Currently In Use | Gas | 10000 | Fiberglass | Fiberglass Reinforced Plastic | Pressure |  | 1988-04-01 |  | 1988-04-01
9031022 | 2 | 1988-04-01 | Currently In Use | Gas | 10000 | Fiberglass | Fiberglass Reinforced Plastic | Pressure |  | 1988-04-01 |  | 1988-04-01
9031022 | 3 | 1988-04-01 | Currently In Use | Gas | 10000 | Fiberglass | Fiberglass Reinforced Plastic | Pressure |  | 1988-04-01 |  | 1988-04-01
9031022 | 4 | 1988-04-01 | Currently In Use | Diesel | 4000 | Fiberglass | Fiberglass Reinforced Plastic | Pressure |  | 1988-04-01 |  | 1988-04-01
9031022 | 5 | 1988-04-01 | Currently In Use | Kerosene | 2000 | Fiberglass | Fiberglass Reinforced Plastic | Pressure |  | 1988-04-01 |  | 1988-04-01
9031023 | 1 | 1986-01-01 | Currently In Use | Gas | 10000 | Cathodically Protected Steel | Cathodically Protected | Pressure |  | 1998-05-01 |  | 1992-01-01
9031023 | 2 | 1986-01-01 | Currently In Use | Gas | 10000 | Cathodically Protected Steel | Cathodically Protected | Pressure |  | 1998-05-01 |  | 1992-01-01
9031023 | 3 | 1986-01-01 | Currently In Use | Gas | 10000 | Cathodically Protected Steel | Cathodically Protected | Pressure |  | 1998-05-01 |  | 1992-01-01
9031024 | 1 | 1989-07-08 | Currently In Use | Gas | 10000 | Steel-Galvanic | Fiberglass Reinforced Plastic | Pressure |  | 1989-07-08 |  | 1989-07-08
9031024 | 2 | 1989-07-08 | Currently In Use | Gas | 10000 | Steel-Galvanic | Fiberglass Reinforced Plastic | Pressure |  | 1989-07-08 |  | 1989-07-08
9031024 | 3 | 1989-07-08 | Currently In Use | Gas | 10000 | Steel-Galvanic | Fiberglass Reinforced Plastic | Pressure |  | 1989-07-08 |  | 1989-07-08
9031025 | 1 | 1998-06-17 | Removed From Ground | Gas | 10152 | Bare Steel | Galvanized Steel | Pressure
9031025 | 2 | 1998-06-17 | Removed From Ground | Other | 10152 | Bare Steel | Galvanized Steel | Pressure
9031026 | 1 | 1989-11-01 | Currently In Use | Gas | 10000 | Steel-Galvanic | Fiberglass Reinforced Plastic | Pressure |  | 1989-10-01 |  | 1989-10-01
9031026 | 2 | 1989-11-01 | Currently In Use | Gas | 15000 | Steel-Galvanic | Fiberglass Reinforced Plastic | Pressure |  | 1989-10-01 |  | 1989-10-01
9031027 | 1 | 1997-02-24 | Removed From Ground | Diesel | 8000 | Cathodically Protected Steel | Fiberglass Reinforced Plastic | Not Marked
9031028 | 1 | 2010-07-12 | Removed From Ground | Diesel | 550 | Bare Steel | Unknown | Not Marked
9031028 | 1 |  | Permanently Out Of Use | Diesel | 550 | Bare Steel | Unknown | Not Marked
9031028 | 2 | 2010-07-12 | Removed From Ground | Diesel | 125 | Unknown | Bare Steel | Not Marked
9031028 | 2 |  | Currently In Use | Diesel | 125 | Unknown | Bare Steel | Not Marked
9031029 | 1 | 1991-01-01 | Currently In Use | Gas | 8200 | STIP-3 | Fiberglass/Double Walled | Pressure |  | 1991-01-01 |  | 1991-01-01
9031029 | 2 | 1991-01-01 | Currently In Use | Gas | 8200 | STIP-3 | Fiberglass/Double Walled | Pressure |  | 1991-01-01 |  | 1991-01-01
9031029 | 3 | 1991-01-01 | Currently In Use | Gas | 8200 | STIP-3 | Fiberglass/Double Walled | Pressure |  | 1991-01-01 |  | 1991-01-01
9031030 | 1 | 1993-11-22 | Removed From Ground | Used Oil | 560 | Bare Steel | Galvanized Steel | Not Marked | Y |  | Y
9031032 | 1 | 1994-10-20 | Removed From Ground | Other | 1000 | Bare Steel | Unknown | Not Marked
9031032 | 2 | 1994-10-20 | Removed From Ground | Used Oil | 1000 | Bare Steel | Galvanized Steel | Not Marked | Y |  | Y
9031033 | 1 | 1999-01-26 | Removed From Ground | Empty | 3000 | Cathodically Protected Steel | Fiberglass Reinforced Plastic | Suction: Valve At The Tank
9031033 | 2 | 1999-01-26 | Removed From Ground | Gas | 3000 | Cathodically Protected Steel | Fiberglass Reinforced Plastic | Suction: Valve At The Tank
9031033 | 3 | 1999-01-26 | Removed From Ground | Diesel | 3000 | Cathodically Protected Steel | Fiberglass Reinforced Plastic | Suction: Valve At The Tank
9031034 | 1 | 1993-01-01 | Removed From Ground | Diesel | 12000 | Bare Steel | Unknown | Not Marked
9031034 | 2 | 1993-01-01 | Removed From Ground | Gas | 2000 | Bare Steel | Unknown | Not Marked
9031035 | 1 | 1994-06-07 | Removed From Ground | Diesel | 550 | Bare Steel | Bare Steel | Not Marked
9031036 | 1 | 1989-01-01 | Currently In Use | Gas | 12000 | Fiberglass | Fiberglass Reinforced Plastic | Pressure |  | 1998-03-01 |  | 1998-03-01
9031036 | 2 | 1989-01-01 | Currently In Use | Gas | 10000 | Fiberglass | Fiberglass Reinforced Plastic | Pressure |  | 1998-03-01 |  | 1998-03-01
9031036 | 3 | 1989-01-01 | Currently In Use | Gas | 10000 | Fiberglass | Fiberglass Reinforced Plastic | Pressure |  | 1998-03-01 |  | 1998-03-01
9031037 | 1 | 1988-01-01 | Currently In Use | Gas | 10000 | Steel-Galvanic | Fiberglass Reinforced Plastic | Pressure |  | 1998-10-15 |  | 1998-10-15
9031037 | 2 | 1988-01-01 | Currently In Use | Gas | 10000 | Steel-Galvanic | Fiberglass Reinforced Plastic | Pressure |  | 1998-10-15 |  | 1998-10-15
9031037 | 3 | 1988-01-01 | Currently In Use | Gas | 10000 | Steel-Galvanic | Fiberglass Reinforced Plastic | Pressure |  | 1998-10-15 |  | 1998-10-15
9031037 | 4 | 2004-02-26 | Temporarily Out Of Use | Kerosene | 1060 | Steel-Galvanic | Fiberglass Reinforced Plastic | Pressure |  | 1998-10-15 |  | 1998-10-15
9031037 | 5 | 1988-01-01 | Currently In Use | Diesel | 5000 | Steel-Galvanic | Fiberglass Reinforced Plastic | Pressure |  | 1998-10-15 |  | 1998-10-15
9031038 | 013 | 1987-01-01 | Currently In Use | Gas | 4000 | Cathodically Protected Steel | Fiberglass Reinforced Plastic | Pressure |  | 1998-05-25 |  | 1998-05-25
9031038 | 014 | 1987-01-01 | Currently In Use | Gas | 4000 | Cathodically Protected Steel | Fiberglass Reinforced Plastic | Not Marked |  | 1998-06-26 |  | 1998-06-26
9031038 | 015 | 1987-01-01 | Currently In Use | Gas | 4000 | Cathodically Protected Steel | Fiberglass Reinforced Plastic | Pressure |  | 1998-05-25 |  | 1998-06-26
9031039 | 1 | 2016-03-25 | Closed In Ground | Diesel | 12000 | Steel-Impressed Current | Cathodically Protected | Pressure |  | 1998-09-17 |  | 1998-09-17
9031040 | 1 | 1988-01-01 | Currently In Use | Gas | 10000 | Steel-Galvanic | Fiberglass Reinforced Plastic | Pressure |  | 1988-01-01 |  | 1988-01-01
9031040 | 2 | 1988-01-01 | Currently In Use | Gas | 10000 | Steel-Galvanic | Fiberglass Reinforced Plastic | Pressure |  | 1988-01-01 |  | 1988-01-01
9031040 | 3 | 1988-01-01 | Currently In Use | Diesel | 10000 | Steel-Galvanic | Fiberglass Reinforced Plastic | Pressure |  | 1988-01-01 |  | 1988-01-01
9031041 | 1 | 1995-02-16 | Removed From Ground | Gas | 3000 | Bare Steel | Galvanized Steel | Not Marked
9031041 | 2 | 1995-02-16 | Removed From Ground | Gas | 3000 | Bare Steel | Galvanized Steel | Not Marked
9031041 | 3 | 1995-02-16 | Removed From Ground | Diesel | 3000 | Bare Steel | Galvanized Steel | Not Marked
9031041 | 4 | 1995-02-16 | Removed From Ground | Diesel | 3000 | Bare Steel | Galvanized Steel | Not Marked
9031043 | 1 |  | Removed From Ground Date Unknown | Used Oil | 2000 | Composite | Galvanized Steel | Not Marked | Y |  | Y
9031044 | 1 | 1991-06-01 | Removed From Ground | Empty | 8000 | Bare Steel | Galvanized Steel | Not Marked
9031044 | 2 | 1991-06-01 | Removed From Ground | Empty | 8000 | Bare Steel | Galvanized Steel | Not Marked
9031044 | 3 | 1991-06-01 | Removed From Ground | Empty | 8000 | Bare Steel | Galvanized Steel | Not Marked
9031044 | 4 | 1991-06-01 | Removed From Ground | Empty | 550 | Bare Steel | Unknown | Not Marked
9031045 | 1 | 1987-08-01 | Currently In Use | Gas | 10000 | Fiberglass | Fiberglass Reinforced Plastic | Pressure |  | 1994-07-11 |  | 1994-07-11
9031045 | 2 | 1987-08-01 | Currently In Use | Gas | 10000 | Fiberglass | Fiberglass Reinforced Plastic | Pressure |  | 1994-07-11 |  | 1994-07-11
9031045 | 3 | 1987-08-01 | Currently In Use | Gas | 10000 | Fiberglass | Fiberglass Reinforced Plastic | Pressure |  | 1994-07-11 |  | 1994-07-11
9031046 | 1 | 2002-04-30 | Closed In Ground | Diesel | 10000 | Fiberglass | Fiberglass Reinforced Plastic | Pressure |  | 1989-01-01 |  | 1989-01-01
9031046 | 2 | 2002-04-30 | Closed In Ground | Diesel | 10000 | Fiberglass | Fiberglass Reinforced Plastic | Pressure |  | 1989-01-01 |  | 1989-01-01
9031046 | 3 | 2014-04-14 | Removed From Ground | Gas | 4000 | Fiberglass | Fiberglass Reinforced Plastic | Pressure | Y | 1989-01-01 12:00 | Y | 1989-01-01 12:00
9031046 | 4 | 2014-04-17 | Removed From Ground | Used Oil | 2000 | Fiberglass | Fiberglass Reinforced Plastic | Gravity Fed | Y | 1989-01-01 12:00 | Y | 1989-01-01 12:00
9031048 | 1 | 1986-10-01 | Removed From Ground | Other | 12000 | Not Marked/Unknown | Not Marked | Not Marked
9031048 | 2 | 1986-10-01 | Removed From Ground | Other | 500 | Not Marked/Unknown | Not Marked | Not Marked
9031048 | 3 |  | Removed From Ground Date Unknown | Gas | 550 | Not Marked/Unknown | Not Marked | Not Marked
9031049 | 1 | 1999-01-01 | Removed From Ground | Other | 3000 | Composite | Galvanized Steel | Not Marked
9031049 | 2 | 1999-01-01 | Removed From Ground | Other | 2000 | Composite | Galvanized Steel | Not Marked
9031049 | 3 | 1999-01-01 | Removed From Ground | Used Oil | 2000 | Composite | Galvanized Steel | Not Marked | Y |  | Y
9031050 | 1 | 1987-01-01 | Currently In Use | Gas | 10000 | Steel-Galvanic | Fiberglass Reinforced Plastic | Pressure |  | 1993-12-01 |  | 1993-12-01
9031050 | 2 | 1987-01-01 | Currently In Use | Gas | 10000 | Steel-Galvanic | Fiberglass Reinforced Plastic | Pressure |  | 1993-12-01 |  | 1993-12-01
9031050 | 3 | 1987-01-01 | Currently In Use | Gas | 10000 | Steel-Galvanic | Fiberglass Reinforced Plastic | Pressure |  | 1993-12-01 |  | 1993-12-01
9031050 | 4 | 1987-01-01 | Currently In Use | Diesel | 8000 | Steel-Galvanic | Fiberglass Reinforced Plastic | Pressure |  | 1993-12-01 |  | 1993-12-01
9031050 | 5 | 2008-12-22 | Temporarily Out Of Use | Kerosene | 4000 | Steel-Galvanic | Fiberglass Reinforced Plastic | Pressure |  | 1993-12-01 |  | 1993-12-01
9031051 | 1 | 2013-01-17 | Removed From Ground | Gas | 12000 | Fiberglass | Copper | Pressure |  | 1989-01-01 |  | 1989-01-01
9031051 | 2 | 2013-01-17 | Removed From Ground | Gas | 12000 | Fiberglass | Copper | Pressure |  | 1989-01-01 |  | 1989-01-01
9031051 | 3 | 2013-01-17 | Removed From Ground | Gas | 12000 | Fiberglass | Copper | Pressure |  | 1989-01-01 |  | 1989-01-01
9031051 | 4 | 2012-06-01 | Currently In Use | Gas | 20000 | Fiberglass Double Walled | Fiberglass/Double Walled | Pressure | N | 2013-01-01 | N
9031051 | 5 | 2012-06-01 | Currently In Use | Gas | 20000 | Fiberglass Double Walled | Fiberglass/Double Walled | Pressure | N | 2013-01-01 | N
9031051 | 6 | 2012-06-01 | Currently In Use | Gas | 12000 | Fiberglass Double Walled | Fiberglass/Double Walled | Pressure | N | 2013-01-01 | N
9031051 | 7 | 2012-06-01 | Currently In Use | Diesel | 12000 | Fiberglass Double Walled | Fiberglass/Double Walled | Pressure | N | 2013-01-01 | N
9031053 | 1 | 1988-01-01 | Currently In Use | Gas | 8000 | STIP-3 | Fiberglass Reinforced Plastic | Pressure |  | 1998-12-16 |  | 1988-01-01
9031053 | 2 | 1988-01-01 | Currently In Use | Gas | 8000 | STIP-3 | Fiberglass Reinforced Plastic | Pressure |  | 1998-12-16 |  | 1998-01-01
9031053 | 3 | 1988-01-01 | Currently In Use | Gas | 8000 | STIP-3 | Fiberglass Reinforced Plastic | Pressure |  | 1998-12-16 |  | 1998-01-01
9031054 | 1 | 2016-03-22 | Currently In Use | Gas | 10000 | STIP-3 | Fiberglass Reinforced Plastic | Pressure |  | 1995-01-15 |  | 1995-01-15
9031054 | 2 | 2016-03-22 | Currently In Use | Gas | 10000 | STIP-3 | Fiberglass Reinforced Plastic | Pressure |  | 1995-01-15 |  | 1995-01-15
9031054 | 3 | 2016-03-22 | Currently In Use | Diesel | 10000 | STIP-3 | Fiberglass Reinforced Plastic | Pressure |  | 1995-01-15 |  | 1995-01-15
9031054 | 4 | 2016-03-22 | Currently In Use | Gas | 6000 | STIP-3 | Fiberglass Reinforced Plastic | Pressure |  | 1995-01-15 |  | 1995-01-15
9031055 | 1 | 1987-01-01 | Removed From Ground | Gas | 6000 | Bare Steel | Galvanized Steel | Not Marked
9031055 | 2 | 1987-01-01 | Removed From Ground | Gas | 6000 | Bare Steel | Galvanized Steel | Not Marked
9031055 | 3 | 1987-01-01 | Removed From Ground | Gas | 2000 | Bare Steel | Galvanized Steel | Not Marked
9031056 | 1 | 2009-06-17 | Removed From Ground | Gas | 12000 | Fiberglass | Copper | Pressure |  | 1988-08-08 |  | 1988-08-08
9031056 | 2 | 2009-06-17 | Removed From Ground | Gas | 12000 | Fiberglass | Copper | Pressure |  | 1988-08-08 |  | 1988-08-08
9031056 | 3 | 2009-06-17 | Removed From Ground | Gas | 12000 | Fiberglass | Copper | Pressure |  | 1988-08-08 |  | 1988-08-08
9031057 | 1 |  | Permanently Out Of Use | Used Oil | 500 | Bare Steel | Galvanized Steel | Not Marked | Y |  | Y
9031057 | 2 | 1988-08-01 | Removed From Ground | Gas | 10000 | Marked Unknown | Unknown | Not Marked
9031057 | 3 | 1988-08-01 | Removed From Ground | Gas | 10000 | Marked Unknown | Unknown | Not Marked
9031058 | 1 | 1990-07-01 | Removed From Ground | Gas |  | Bare Steel | Bare Steel | Pressure
9031058 | 2 | 1990-07-01 | Removed From Ground | Gas |  | Bare Steel | Bare Steel | Pressure
9031058 | 3 | 1990-07-01 | Removed From Ground | Gas |  | Bare Steel | Bare Steel | Pressure
9031058 | 4 | 1990-07-01 | Removed From Ground | Diesel |  | Bare Steel | Bare Steel | Pressure
9031058 | 5 | 2005-03-25 | Currently In Use | Gas | 10000 | Fiberglass Double Walled | Fiberglass Reinforced Plastic | Pressure |  | 1990-08-01 12:00 |  | 1990-08-01 12:00
9031058 | 6 | 2005-03-25 | Currently In Use | Gas | 10000 | Fiberglass Double Walled | Fiberglass Reinforced Plastic | Pressure |  | 1990-08-01 12:00 |  | 1990-08-01 12:00
9031058 | 7 | 2005-03-25 | Currently In Use | Gas | 10000 | Fiberglass Double Walled | Fiberglass Reinforced Plastic | Pressure |  | 1990-08-01 12:00 |  | 1990-08-01 12:00
9031058 | 8 | 2005-03-25 | Currently In Use | Diesel | 10000 | Fiberglass Double Walled | Fiberglass Reinforced Plastic | Pressure |  | 1990-08-01 12:00 |  | 1990-08-01 12:00
9031059 | 1 | 1995-01-24 | Removed From Ground | Used Oil | 2000 | Cathodically Protected Steel | Galvanized Steel | Not Marked | Y |  | Y
9031060 | 1 | 2006-05-11 | Removed From Ground | Gas | 10000 | Steel-Galvanic | Galvanized Steel | Pressure |  | 1987-01-01 |  | 1987-01-01
9031060 | 2 | 2006-05-11 | Removed From Ground | Gas | 10000 | Steel-Galvanic | Galvanized Steel | Pressure |  | 1987-01-01 |  | 1987-01-01
9031060 | 3 | 2006-05-11 | Removed From Ground | Gas | 10000 | Steel-Galvanic | Galvanized Steel | Pressure |  | 1987-01-01 |  | 1987-01-01
9031060 | 4 | 2006-05-11 | Removed From Ground | Gas | 10000 | Steel-Galvanic | Galvanized Steel | Pressure |  | 1987-01-01 |  | 1987-01-01
9031061 | 1 | 2001-11-07 | Removed From Ground | Diesel | 275 | Cathodically Protected Steel | Double Walled | Not Marked |  | 1997-12-30 |  | 1997-12-30
9031062 | 1 | 1999-01-01 | Removed From Ground | Other | 4000 | Composite | Galvanized Steel | Gravity Fed
9031062 | 2 | 1999-01-01 | Removed From Ground | Other | 4000 | Composite | Galvanized Steel | Gravity Fed
9031062 | 3 | 1999-01-01 | Removed From Ground | Used Oil | 2000 | Composite | Galvanized Steel | Pressure | Y |  | Y
9031063 | 1 | 1990-01-01 | Currently In Use | Diesel | 1000 | STIP-3 | Fiberglass Reinforced Plastic | Suction: No Valve At The Tank |  | 1990-01-01 |  | 1990-01-01
9031063 | 2 | 1990-01-01 | Currently In Use | Gas | 550 | STIP-3 | Fiberglass Reinforced Plastic | Suction: No Valve At The Tank |  | 1990-01-01 |  | 1990-01-01
9031064 | 712D1 | 2004-02-18 | Removed From Ground | Diesel | 1000 | Cathodically Protected Steel | Galvanized Steel | Pressure
9031064 | 712D1 |  | Temporarily Out Of Use | Diesel | 1000 | Cathodically Protected Steel | Galvanized Steel | Pressure
9031064 | 712G1 |  | Permanently Out Of Use | Gas | 10000 | Bare Steel | Galvanized Steel | Pressure
9031064 | 712G2 | 2004-02-18 | Removed From Ground | Gas | 1000 | Cathodically Protected Steel | Galvanized Steel | Pressure
9031064 | 712G2 |  | Temporarily Out Of Use | Gas | 1000 | Cathodically Protected Steel | Galvanized Steel | Pressure
9031065 | 1 | 1987-01-01 | Removed From Ground | Other |  | Not Marked/Unknown | Not Marked | Not Marked
9031065 | 2 | 1987-01-01 | Removed From Ground | Other |  | Not Marked/Unknown | Not Marked | Not Marked
9031065 | 3 | 1987-01-01 | Removed From Ground | Other |  | Not Marked/Unknown | Not Marked | Not Marked
9031065 | 4 | 2007-08-08 | Removed From Ground | Gas | 10000 | Composite | Fiberglass Reinforced Plastic | Pressure |  | 1998-05-24 |  | 1998-05-24
9031065 | 5 | 2007-08-08 | Removed From Ground | Diesel | 10000 | Composite | Fiberglass Reinforced Plastic | Pressure |  | 1998-05-24 |  | 1998-05-24
9031065 | 6 | 2007-08-08 | Removed From Ground | Gas | 10000 | Composite | Fiberglass Reinforced Plastic | Pressure |  | 1998-05-24 |  | 1998-05-24
9031066 | 1 |  | Removed From Ground Date Unknown | Other |  | Not Marked/Unknown | Not Marked | Not Marked
9031067 | 1 | 1989-01-01 | Currently In Use | Diesel | 8000 | Fiberglass | Fiberglass Reinforced Plastic | Pressure |  | 1989-11-01 |  | 1989-11-01
9031067 | 2 | 1989-01-01 | Currently In Use | Gas | 8000 | Fiberglass | Fiberglass Reinforced Plastic | Pressure |  | 1989-11-01 |  | 1989-11-01
9031067 | 3 | 1989-01-01 | Currently In Use | Gas | 8000 | Fiberglass | Fiberglass Reinforced Plastic | Pressure |  | 1989-11-01 |  | 1989-11-01
9031067 | A |  | Removed From Ground Date Unknown | Not Marked/Tank Removed |  | Unknown | Unknown | Not Marked | N |  | N
9031067 | B |  | Removed From Ground Date Unknown | Not Marked/Tank Removed |  | Unknown | Unknown | Not Marked | N |  | N
9031068 | 2 | 2002-08-27 | Removed From Ground | Gas | 8000 | Steel-Impressed Current | Cathodically Protected | Suction: No Valve At The Tank |  | 1999-01-01 |  | 1999-01-01
9031068 | 3 | 2002-08-27 | Removed From Ground | Gas | 8000 | Steel-Impressed Current | Cathodically Protected | Suction: No Valve At The Tank |  | 1999-01-01 |  | 1999-01-01
9031069 | 1 | 1989-01-01 | Currently In Use | Gas | 12000 | Fiberglass | Copper | Pressure |  | 1993-08-01 |  | 1993-08-01
9031069 | 2 | 1989-01-01 | Currently In Use | Gas | 12000 | Fiberglass | Copper | Pressure |  | 1993-08-01 |  | 1993-08-01
9031069 | 3 | 1989-01-01 | Currently In Use | Gas | 12000 | Fiberglass | Copper | Pressure |  | 1993-08-01 |  | 1993-08-01
9031070 | 1 | 2001-06-19 | Removed From Ground | Gas | 4000 | Bare Steel | Galvanized Steel | Not Marked
9031070 | 2 | 2001-06-19 | Removed From Ground | Diesel | 4000 | Bare Steel | Galvanized Steel | Not Marked
9031071 | 1 | 1987-02-16 | Removed From Ground | Gas | 10000 | Bare Steel | Galvanized Steel | Not Marked
9031071 | 2 | 1987-02-16 | Removed From Ground | Gas | 10000 | Bare Steel | Galvanized Steel | Not Marked
9031073 | 101-DF1 | 1995-12-01 | Closed In Ground | Diesel | 5000 | Bare Steel | Unknown | Not Marked
9031073 | 101-DF2 | 1998-11-02 | Removed From Ground | Diesel | 500 | Marked Unknown | Unknown | Not Marked
9031073 | 101-DF3 | 1995-12-01 | Closed In Ground | Diesel | 5000 | Not Marked/Unknown | Not Marked | Not Marked
9031073 | 101-F01 | 1995-12-01 | Removed From Ground | Diesel | 20000 | Not Marked/Unknown | Not Marked | Not Marked
9031074 | 1 | 1992-01-01 | Removed From Ground | Gas | 3000 | Marked Unknown | Unknown | Not Marked
9031074 | 2 | 1992-01-01 | Removed From Ground | Gas | 3000 | Marked Unknown | Unknown | Not Marked
9031074 | 3 | 1994-01-01 | Removed From Ground | Gas | 10000 | Bare Steel | Not Marked | Not Marked
9031074 | 4 | 1998-12-06 | Removed From Ground |  | 2500 | Unknown |  |  | N |  | N
9031075 | 1AST |  | Permanently Out Of Use | Diesel | 250 | Marked Unknown | Unknown | Not Marked
9031076 | 1 | 1990-01-01 | Removed From Ground | Diesel | 1000 | Marked Unknown | Unknown | Not Marked
9031076 | 2 | 1990-01-01 | Removed From Ground | Used Oil | 1000 | Marked Unknown | Unknown | Not Marked | Y |  | Y
9031076 | 3 | 1990-01-01 | Removed From Ground | Used Oil | 1000 | Marked Unknown | Unknown | Not Marked | Y |  | Y
9031076 | 4 | 1990-01-01 | Removed From Ground | Other | 1000 | Marked Unknown | Galvanized Steel | Not Marked
9031077 | 403-1 |  | Permanently Out Of Use | Other | 500 | Bare Steel | Cathodically Protected | Pressure
9031077 | 403-LP1 | 1996-01-01 | Closed In Ground | Propane | 500 | Marked Unknown | Unknown | Not Marked
9031077 | 403-WO1 | 1992-01-01 | Removed From Ground | Used Oil | 10000 | Bare Steel | Bare Steel | Not Marked | Y |  | Y
9031077 | 403-WO1 |  | Permanently Out Of Use | Used Oil | 10000 | Bare Steel | Bare Steel | Not Marked | Y |  | Y
9031078 | 606-DF1 | 2011-08-01 | Removed From Ground | Diesel | 10000 | Fiberglass Double Walled | Fiberglass/Double Walled | Pressure |  | 1998-08-01 |  | 1998-08-01
9031078 | 606-DF2 | 2011-08-01 | Removed From Ground | Diesel | 10000 | Fiberglass Double Walled | Fiberglass/Double Walled | Pressure |  | 1998-08-01 |  | 1998-08-01
9031079 | 610-DF1 | 1998-11-20 | Removed From Ground | Diesel | 10000 | Fiberglass | Fiberglass Reinforced Plastic | Not Marked
9031080 | 1 | 1989-12-06 | Removed From Ground | Empty | 1000 | Bare Steel | Unknown | Not Marked
9031080 | 2 | 1998-12-06 | Removed From Ground | Diesel | 1000 | Bare Steel | Galvanized Steel | Not Marked
9031082 | 1 | 1991-10-03 | Removed From Ground | Other | 5600 | Bare Steel | Bare Steel | Suction: Valve At The Tank
9031083 | 1 | 1985-04-30 | Currently In Use | Gas | 10000 | Fiberglass | Fiberglass Reinforced Plastic | Pressure |  | 1994-08-24 |  | 1994-08-24
9031083 | 2 | 1985-04-30 | Currently In Use | Diesel | 10000 | Fiberglass | Fiberglass Reinforced Plastic | Pressure |  | 1994-08-24 |  | 1994-08-24
9031083 | 3 | 1985-04-30 | Currently In Use | Gas | 10000 | Fiberglass | Fiberglass Reinforced Plastic | Pressure |  | 1994-08-24 |  | 1994-08-24
9031084 | 1 | 2016-05-20 | Currently In Use | Gas | 12000 | Composite Double Walled | Fiberglass/Double Walled | Pressure |  | 1992-01-01 |  | 1992-01-01
9031084 | 2 | 2016-05-20 | Currently In Use | Gas | 12000 | Composite Double Walled | Fiberglass/Double Walled | Pressure |  | 1992-01-01 |  | 1992-01-01
9031084 | 3 | 2016-05-20 | Currently In Use | Diesel | 12000 | Composite Double Walled | Fiberglass/Double Walled | Pressure |  | 1992-01-01 |  | 1992-01-01
9031085 | 1 | 1992-03-01 | Removed From Ground | Propane | 15000 | Marked Unknown | Unknown | Not Marked
9031085 | 2 | 1992-03-01 | Removed From Ground | Used Oil | 5000 | Marked Unknown | Unknown | Not Marked | Y |  | Y
9031085 | 3 | 1992-03-01 | Removed From Ground | Gas | 10000 | Marked Unknown | Unknown | Not Marked
9031085 | 4 | 1992-03-01 | Removed From Ground | Other | 10000 | Marked Unknown | Unknown | Not Marked
9031085 | 5 | 1992-03-01 | Removed From Ground | Used Oil | 5000 | Marked Unknown | Unknown | Not Marked | Y |  | Y
9031085 | 6 | 1992-03-01 | Removed From Ground | Other | 5000 | Marked Unknown | Unknown | Not Marked
9031086 | 1 | 1988-10-01 | Removed From Ground | Other |  | Marked Unknown | Unknown | Not Marked
9031087 | 618443 | 2004-09-09 | Temporarily Out Of Use | Diesel | 12000 | Fiberglass | Double Walled | Suction: Valve At The Tank |  | 1992-04-28 |  | 1992-04-28
9031088 | 1 | 2002-05-22 | Removed From Ground | Gas | 10000 | Cathodically Protected Steel | Fiberglass Reinforced Plastic | Suction: No Valve At The Tank
9031088 | 1 |  | Temporarily Out Of Use | Gas | 10000 | Cathodically Protected Steel | Fiberglass Reinforced Plastic | Suction: No Valve At The Tank
9031090 | 1 | 1999-07-01 | Removed From Ground | Diesel | 10000 | Fiberglass | Fiberglass Reinforced Plastic | Pressure |  | 1993-07-01 |  | 1993-07-01
9031090 | 2 | 1999-07-01 | Removed From Ground | Gas | 10000 | Fiberglass | Fiberglass Reinforced Plastic | Pressure |  | 1993-07-01 |  | 1993-07-01
9031090 | 3 | 1999-07-01 | Removed From Ground | Gas | 10000 | Fiberglass | Fiberglass Reinforced Plastic | Pressure |  | 1993-07-01 |  | 1993-07-01
9031090 | 4 | 1999-07-01 | Removed From Ground | Gas | 10000 | Fiberglass | Fiberglass Reinforced Plastic | Pressure |  | 1993-07-01 |  | 1993-07-01
9031091 | 1 |  | Removed From Ground Date Unknown | Empty | 10000 | Bare Steel | Galvanized Steel | Not Marked
9031091 | 2 |  | Removed From Ground Date Unknown | Empty | 10000 | Bare Steel | Galvanized Steel | Not Marked
9031091 | 3 |  | Removed From Ground Date Unknown | Empty | 10000 | Bare Steel | Galvanized Steel | Not Marked
9031091 | 4 |  | Removed From Ground Date Unknown | Empty | 10000 | Bare Steel | Galvanized Steel | Not Marked
9031092 | 521T | 2005-07-29 | Removed From Ground | Diesel | 10000 | Fiberglass | Fiberglass Reinforced Plastic | Pressure |  | 1993-01-01 |  | 1980-05-01
9031092 | 522T | 2012-09-04 | Removed From Ground | Gas | 10000 | Steel-Galvanic | Fiberglass Reinforced Plastic | Pressure |  | 1993-01-01 |  | 1980-05-01
9031092 | 523T | 1997-10-01 | Removed From Ground | Other | 10000 | Bare Steel | Bare Steel | Pressure |  | 1993-01-01 |  | 1980-05-01
9031092 | 524T | 1997-10-01 | Removed From Ground | Other | 10000 | Bare Steel | Bare Steel | Pressure |  | 1993-01-01 |  | 1980-05-01
9031093 | 1 | 1993-03-15 | Removed From Ground | Gas | 10000 | Cathodically Protected Steel | Fiberglass Reinforced Plastic | Suction: Valve At The Tank
9031093 | 2 | 1993-03-15 | Removed From Ground | Gas | 10000 | Cathodically Protected Steel | Fiberglass Reinforced Plastic | Suction: Valve At The Tank
9031093 | 3 | 1993-03-15 | Removed From Ground | Gas | 10000 | Cathodically Protected Steel | Fiberglass Reinforced Plastic | Suction: Valve At The Tank
9031093 | 4 | 1993-03-15 | Removed From Ground | Diesel | 6000 | Cathodically Protected Steel | Fiberglass Reinforced Plastic | Suction: Valve At The Tank
9031093 | 5 | 1993-03-15 | Removed From Ground | Kerosene | 6000 | Cathodically Protected Steel | Fiberglass Reinforced Plastic | Suction: Valve At The Tank
9031094 | 1 |  | Removed From Ground Date Unknown | Gas |  | Marked Unknown | Not Marked | Not Marked
9031095 | 1 |  | Removed From Ground Date Unknown | Gas |  | Marked Unknown | Not Marked | Not Marked
9031096 | 1 | 1994-08-29 | Removed From Ground | Gas | 10000 | Fiberglass | Fiberglass Reinforced Plastic | Pressure
9031096 | 2 | 1994-08-29 | Removed From Ground | Gas | 10000 | Fiberglass | Fiberglass Reinforced Plastic | Pressure
9031096 | 3 | 1994-08-29 | Removed From Ground | Gas | 10000 | Fiberglass | Fiberglass Reinforced Plastic | Pressure
9031097 | 1 | 1994-11-18 | Removed From Ground | Other | 1000 | Cathodically Protected Steel | Copper | Suction: Valve At The Tank
9031098 | 1 | 1990-01-01 | Removed From Ground | Other | 500 | Bare Steel | Bare Steel | Suction: No Valve At The Tank
9031098 | 2 | 1990-01-01 | Removed From Ground | Used Oil | 500 | Bare Steel | Bare Steel | Not Marked | Y |  | Y
9031098 | 3 | 1990-01-01 | Removed From Ground | Other | 500 | Bare Steel | Bare Steel | Not Marked
9031099 | 1 | 2007-05-01 | Removed From Ground | Gas | 10000 | Fiberglass | Fiberglass Reinforced Plastic | Pressure |  | 1994-01-01 |  | 1991-01-01
9031099 | 2 | 2007-05-01 | Removed From Ground | Gas | 10000 | Fiberglass | Fiberglass Reinforced Plastic | Pressure |  | 1994-01-01 |  | 1991-01-01
9031099 | 3 | 2007-05-01 | Removed From Ground | Gas | 10000 | Fiberglass | Fiberglass Reinforced Plastic | Pressure |  | 1994-01-01 |  | 1991-01-01
9031099 | 4 | 2007-05-01 | Removed From Ground | Diesel | 10000 | Fiberglass | Fiberglass Reinforced Plastic | Pressure |  | 1994-01-01 |  | 1991-01-01
9031100 | 1 | 1993-04-20 | Currently In Use | Diesel | 20000 | Fiberglass | Fiberglass/Double Walled | Pressure |  | 1999-11-09 |  | 1999-11-09
9031100 | 2 | 1993-04-20 | Currently In Use | Gas | 8000 | Fiberglass Double Walled | Fiberglass/Double Walled | Pressure |  | 1993-05-12 |  | 1993-05-12
9031100 | 3 | 1999-11-05 | Currently In Use | Diesel | 20000 | Fiberglass | Fiberglass/Double Walled | Pressure |  | 1999-11-09 |  | 1999-11-09
9031101 | 1 | 1993-08-26 | Removed From Ground | Gas | 1000 | Bare Steel | Unknown | Not Marked
9031101 | 2 | 1993-08-26 | Removed From Ground | Gas | 1000 | Bare Steel | Unknown | Not Marked
9031101 | 3 | 1993-08-26 | Removed From Ground | Gas | 1000 | Bare Steel | Unknown | Not Marked
9031101 | 4 | 1993-08-26 | Removed From Ground | Diesel | 1000 | Bare Steel | Unknown | Not Marked
9031101 | 5 |  | Currently In Use | Heating Oil | 250 | Bare Steel | Galvanized Steel | Suction: No Valve At The Tank
9031102 | 1 | 2008-07-02 | Removed From Ground | Diesel | 20000 | Excavation Liner | Fiberglass/Double Walled | Suction: No Valve At The Tank |  | 1993-07-30 |  | 1993-07-30
9031102 | 2 | 2008-06-01 | Currently In Use | Diesel | 30000 | Fiberglass Double Walled | Double Walled Flex | Pressure | N | 2008-06-26 | N | 2008-06-26
9031102 | 3 | 2008-06-01 | Currently In Use | Diesel | 30000 | Fiberglass Double Walled | Double Walled Flex | Pressure | N | 2008-06-01 | N | 2008-06-01
9031104 | 1 | 1989-01-01 | Currently In Use | Gas | 10000 | Fiberglass | Cathodically Protected | Pressure |  | 1989-01-01 |  | 1989-01-01
9031104 | 2 | 1989-01-01 | Currently In Use | Gas | 10000 | Fiberglass | Cathodically Protected | Pressure |  | 1989-01-01 |  | 1989-01-01
9031104 | 3 | 1989-01-01 | Currently In Use | Gas | 10000 | Fiberglass | Cathodically Protected | Pressure |  | 1989-01-01 |  | 1989-01-01
9031104 | 4 | 1989-01-01 | Currently In Use | Diesel | 5000 | Fiberglass | Cathodically Protected | Pressure |  | 1989-01-01 |  | 1989-01-01
9031104 | 5 |  | Removed From Ground Date Unknown | Diesel | 1000 | Steel-Galvanic | Cathodically Protected | Pressure |  | 1989-01-01 |  | 1989-01-01
9031105 | 1 | 1987-12-01 | Currently In Use | Gas | 10000 | Fiberglass | Fiberglass Reinforced Plastic | Pressure |  | 1994-03-31 |  | 1994-03-31
9031105 | 2 | 1987-12-01 | Currently In Use | Gas | 10000 | Fiberglass | Fiberglass Reinforced Plastic | Pressure |  | 1994-03-31 |  | 1994-03-31
9031105 | 3 | 1987-12-01 | Currently In Use | Gas | 10000 | Fiberglass | Fiberglass Reinforced Plastic | Pressure |  | 1994-03-31 |  | 1994-03-31
9031105 | 4 | 1987-12-01 | Currently In Use | Diesel | 4000 | Fiberglass | Fiberglass Reinforced Plastic | Pressure |  | 1994-03-31 |  | 1994-03-31
9031105 | 5 | 1987-12-01 | Currently In Use | Kerosene | 2000 | Fiberglass | Fiberglass Reinforced Plastic | Pressure |  | 1994-03-31 |  | 1994-03-31
9031106 | 1 | 1988-02-08 | Currently In Use | Gas | 10000 | Fiberglass | Fiberglass Reinforced Plastic | Pressure |  | 1988-02-08 |  | 1988-02-08
9031106 | 2 | 1988-02-08 | Currently In Use | Gas | 10000 | Fiberglass | Fiberglass Reinforced Plastic | Pressure |  | 1988-02-08 |  | 1988-02-08
9031106 | 3 | 1988-02-08 | Currently In Use | Gas | 10000 | Fiberglass | Fiberglass Reinforced Plastic | Pressure |  | 1988-02-08 |  | 1988-02-08
9031106 | 4 | 1988-02-08 | Currently In Use | Diesel | 4000 | Fiberglass | Fiberglass Reinforced Plastic | Pressure |  | 1988-02-08 |  | 1988-02-08
9031106 | 5 | 1988-02-08 | Currently In Use | Kerosene | 2000 | Fiberglass | Fiberglass Reinforced Plastic | Pressure |  | 1988-02-08 |  | 1988-02-08
9031107 | 1 | 1987-12-01 | Currently In Use | Gas | 10000 | Fiberglass | Fiberglass Reinforced Plastic | Pressure |  | 1987-12-01 |  | 1987-12-01
9031107 | 2 | 1987-12-01 | Currently In Use | Gas | 10000 | Fiberglass | Fiberglass Reinforced Plastic | Pressure |  | 1987-12-01 |  | 1987-12-01
9031107 | 3 | 1987-12-01 | Currently In Use | Gas | 10000 | Fiberglass | Fiberglass Reinforced Plastic | Pressure |  | 1987-12-01 |  | 1987-12-01
9031107 | 4 | 1987-12-01 | Currently In Use | Diesel | 4000 | Fiberglass | Fiberglass Reinforced Plastic | Pressure |  | 1987-12-01 |  | 1987-12-01
9031107 | 5 | 2012-01-19 | Temporarily Out Of Use | Kerosene | 2000 | Fiberglass | Fiberglass Reinforced Plastic | Pressure |  | 1987-12-01 |  | 1987-12-01
9031108 | 006 | 1997-10-01 | Removed From Ground | Gas | 10000 | Bare Steel | Bare Steel | Suction: No Valve At The Tank
9031108 | 006-B | 1997-10-01 | Currently In Use | Gas | 10000 | Double Walled | Fiberglass/Double Walled | Suction: No Valve At The Tank |  | 1997-10-01 |  | 1997-10-01
9031108 | 007 | 1997-10-01 | Removed From Ground | Diesel | 10000 | Bare Steel | Bare Steel | Suction: No Valve At The Tank
9031108 | 007-B | 1997-10-01 | Currently In Use | Diesel | 10000 | Double Walled | Fiberglass/Double Walled | Suction: No Valve At The Tank |  | 1997-10-01 |  | 1997-10-01
9031108 | 610 | 1998-12-22 | Closed In Ground | Diesel | 280 | Bare Steel | Bare Steel | Suction: No Valve At The Tank
9031109 | RU | 2013-07-09 | Removed From Ground | Gas | 10000 | Steel-Impressed Current | Fiberglass Reinforced Plastic | Suction: No Valve At The Tank |  | 1998-08-18 |  | 1998-08-18
9031112 | 1 | 1994-01-01 | Removed From Ground | Other | 1 | Not Marked/Unknown | Not Marked | Not Marked
9031113 | 1 |  | Removed From Ground Date Unknown | Other |  | Not Marked/Unknown | Not Marked | Not Marked
9031114 | 1 |  | Removed From Ground Date Unknown | Other | 1 | Not Marked/Unknown | Not Marked | Not Marked
9031114 | 2 |  | Removed From Ground Date Unknown | Other | 1 | Not Marked/Unknown | Not Marked | Not Marked
9031114 | 3 |  | Removed From Ground Date Unknown | Other | 1 | Not Marked/Unknown | Not Marked | Not Marked
9031114 | 4 |  | Removed From Ground Date Unknown | Other | 1 | Not Marked/Unknown | Not Marked | Not Marked
9031116 | 1 | 2000-10-15 | Currently In Use | Gas | 10000 | Fiberglass | Fiberglass Reinforced Plastic | Pressure |  | 2001-10-15 |  | 2001-10-15
9031116 | 112096 | 1999-10-21 | Removed From Ground | Gas | 10000 | STIP-3 | Fiberglass Reinforced Plastic | Pressure |  | 1988-10-17 |  | 1988-10-17
9031116 | 112099 | 1999-10-21 | Removed From Ground | Gas | 10000 | STIP-3 | Fiberglass Reinforced Plastic | Pressure |  | 1988-10-17 |  | 1988-10-17
9031116 | 112103 | 1999-10-21 | Removed From Ground | Gas | 10000 | STIP-3 | Fiberglass Reinforced Plastic | Pressure |  | 1988-10-17 |  | 1988-10-17
9031116 | 2 | 2000-10-15 | Currently In Use | Gas | 12000 | Fiberglass | Fiberglass Reinforced Plastic | Pressure |  | 2001-10-15 |  | 2001-10-15
9031117 | 1 | 2001-04-01 | Closed In Ground | Used Oil | 500 | Bare Steel | Galvanized Steel | Suction: Valve At The Tank | Y |  | Y
9031119 | 1 | 2011-08-26 | Currently In Use | Diesel | 10000 | Steel-Impressed Current | Fiberglass Reinforced Plastic | Pressure |  | 1995-07-01 |  | 1995-07-01
9031119 | 2 | 2011-08-26 | Currently In Use | Diesel | 10000 | Steel-Impressed Current | Fiberglass Reinforced Plastic | Pressure |  | 1995-07-01 |  | 1995-07-01
9031119 | 3 | 2011-08-26 | Currently In Use | Diesel | 10000 | Steel-Impressed Current | Fiberglass Reinforced Plastic | Pressure |  | 1995-07-01 |  | 1995-07-01
9031119 | 4 | 2011-08-26 | Currently In Use | Used Oil | 10000 | Steel-Impressed Current | Fiberglass Reinforced Plastic | Gravity Fed |  | 1995-07-01 |  | 1995-07-01
9031119 | 5 | 2011-08-26 | Currently In Use | Diesel | 10000 | Steel-Impressed Current | Fiberglass Reinforced Plastic | Pressure | Y | 2007-05-09 12:00 | Y | 1995-07-01 12:00
9031119 | 6 | 2011-08-26 | Currently In Use | New Oil | 5000 | Steel-Impressed Current | Fiberglass Reinforced Plastic | Pressure |  | 1995-07-01 |  | 1995-07-01
9031120 | 1 | 1994-06-28 | Closed In Ground | Gas | 1000 | Not Marked/Unknown | Not Marked | Not Marked
9031120 | 2 | 1982-01-01 | Removed From Ground | Other |  | Not Marked/Unknown | Not Marked | Not Marked
9031120 | 3 | 1982-01-01 | Removed From Ground | Other |  | Not Marked/Unknown | Not Marked | Not Marked
9031120 | 4 | 1982-01-01 | Removed From Ground | Other |  | Not Marked/Unknown | Not Marked | Not Marked
9031123 | 1 | 1991-09-01 | Removed From Ground | Empty | 550 | Not Marked/Unknown | Not Marked | Not Marked
9031123 | 2 | 1991-09-01 | Removed From Ground | Empty | 550 | Not Marked/Unknown | Not Marked | Not Marked
9031124 | 1 |  | Removed From Ground Date Unknown | Other | 1000 | Not Marked/Unknown | Not Marked | Not Marked
9031124 | 2 |  | Removed From Ground Date Unknown | Used Oil | 500 | Not Marked/Unknown | Not Marked | Not Marked | Y |  | Y
9031128 | 1 | 2007-04-04 | Currently In Use | Diesel | 10000 | Composite | Fiberglass/Double Walled | Pressure |  | 1990-12-01 12:00 |  | 1990-12-01 12:00
9031128 | 1 |  | Currently In Use | Diesel | 10000 | Composite | Fiberglass/Double Walled | Pressure |  | 1990-12-01 12:00 |  | 1990-12-01 12:00
9031128 | 2 | 2007-04-04 | Currently In Use | Gas | 2000 | Composite | Fiberglass/Double Walled | Pressure |  | 1990-12-01 12:00 |  | 1990-12-01 12:00
9031128 | 2 |  | Currently In Use | Gas | 2000 | Composite | Fiberglass/Double Walled | Pressure |  | 1990-12-01 12:00 |  | 1990-12-01 12:00
9031128 | 3 | 1990-12-01 | Currently In Use | Used Oil | 1000 | Steel-Galvanic | Not Marked | Gravity Fed | Y | 1990-12-01 12:00 | Y | 1990-12-01 12:00
9031129 | 1 | 1992-12-05 | Removed From Ground | Used Oil | 550 | Bare Steel | Not Marked | Not Marked | Y |  | Y
9031130 | 1 | 2009-03-25 | Removed From Ground | Gas | 10000 | Fiberglass | Fiberglass Reinforced Plastic | Pressure |  | 1998-08-14 |  | 1995-01-19
9031130 | 2 | 2009-03-30 | Removed From Ground | Gas | 10000 | Fiberglass | Fiberglass Reinforced Plastic | Pressure |  | 1998-08-14 |  | 1995-01-19
9031130 | 3 | 2009-03-30 | Removed From Ground | Gas | 10000 | Fiberglass | Fiberglass Reinforced Plastic | Pressure |  | 1998-08-14 |  | 1995-01-19
9031132 | 1 |  | Removed From Ground Date Unknown | Diesel | 2000 | Bare Steel | Bare Steel | Suction: Valve At The Tank
9031132 | 2 |  | Permanently Out Of Use | Heating Oil | 2500 | Double Walled | Double Walled | Not Marked
9031132 | 65A |  | Currently In Use | Heating Oil | 2500 | Double Walled | Double Walled | Not Marked
9031133 | 1 | 1994-06-06 | Removed From Ground | Diesel | 20000 | Bare Steel | Galvanized Steel | Pressure
9031133 | 1 |  | Currently In Use | Diesel | 20000 | Bare Steel | Galvanized Steel | Pressure
9031133 | 2 | 1994-06-06 | Removed From Ground | Gas | 10000 | Epoxy | Galvanized Steel | Pressure
9031133 | 2 |  | Currently In Use | Gas | 10000 | Epoxy | Galvanized Steel | Pressure
9031134 | 1 | 1987-12-01 | Currently In Use | Gas | 10000 | Fiberglass | Fiberglass Reinforced Plastic | Pressure |  | 1994-08-31 |  | 1994-08-31
9031134 | 2 | 1987-12-01 | Currently In Use | Gas | 10000 | Fiberglass | Fiberglass Reinforced Plastic | Pressure |  | 1994-08-31 |  | 1994-08-31
9031134 | 3 | 2013-04-24 | Temporarily Out Of Use | Gas | 10000 | Fiberglass | Fiberglass Reinforced Plastic | Pressure |  | 1994-08-31 |  | 1994-08-31
9031135 | 1 | 1995-01-15 | Currently In Use | Gas | 10000 | Cathodically Protected Steel | Fiberglass Reinforced Plastic | Pressure |  | 1995-01-15 |  | 1995-01-15
9031135 | 2 | 1995-01-15 | Currently In Use | Gas | 15000 | Cathodically Protected Steel | Fiberglass Reinforced Plastic | Pressure |  | 1995-01-15 |  | 1995-01-15
9031135 | 3 | 1995-01-15 | Currently In Use | Diesel | 15000 | Cathodically Protected Steel | Fiberglass Reinforced Plastic | Suction: Valve At The Tank |  | 1995-01-15 |  | 1995-01-15
9031136 | 1 | 1994-09-20 | Removed From Ground | Diesel | 10000 | Bare Steel | Bare Steel | Suction: Valve At The Tank
9031136 | 2 | 1994-09-20 | Removed From Ground | Gas | 10000 | Bare Steel | Bare Steel | Suction: Valve At The Tank
9031136 | 3 | 1994-09-30 | Currently In Use | Diesel | 10000 | Fiberglass Double Walled | Fiberglass/Double Walled | Pressure |  | 1994-09-26 12:00 |  | 1994-09-26 12:00
9031137 | 025D1 | 1997-10-15 | Removed From Ground | Diesel | 10000 | Bare Steel | Galvanized Steel | Suction: Valve At The Tank |  | 1994-12-01 |  | 1994-12-01
9031137 | 025G1 | 1997-10-15 | Removed From Ground | Gas | 8000 | Bare Steel | Galvanized Steel | Suction: Valve At The Tank |  | 1994-12-01 |  | 1994-12-01
9031137 | 025G2 | 1997-10-15 | Removed From Ground | Gas | 10000 | Bare Steel | Galvanized Steel | Suction: Valve At The Tank |  | 1994-12-01 |  | 1994-12-01
9031137 | 1 | 1998-05-11 | Currently In Use | Gas | 10000 | Fiberglass | Fiberglass/Double Walled | Pressure |  | 1998-05-11 |  | 1998-05-11
9031137 | 10025-1 | 1993-03-02 | Removed From Ground | Gas | 5000 | Bare Steel | Galvanized Steel | Suction: Valve At The Tank
9031137 | 10025-2 | 1993-03-02 | Removed From Ground | Used Oil | 500 | Bare Steel | Galvanized Steel | Suction: Valve At The Tank | Y |  | Y
9031137 | 2 | 1998-05-11 | Currently In Use | Diesel | 10000 | Fiberglass | Fiberglass/Double Walled | Pressure |  | 1998-05-11 |  | 1998-05-11
9031138 | 1 | 1986-10-15 | Currently In Use | Diesel | 1000 | Cathodically Protected Steel | Fiberglass Reinforced Plastic | Suction: No Valve At The Tank |  | 1998-02-01 |  | 1998-02-01
9031138 | 2 | 1986-10-15 | Currently In Use | Diesel | 1000 | Cathodically Protected Steel | Fiberglass Reinforced Plastic | Suction: No Valve At The Tank |  | 1998-02-01 |  | 1998-02-01
9031139 | 1 | 1988-10-07 | Currently In Use | Diesel | 1000 | STIP-3 | Fiberglass Reinforced Plastic | Suction: No Valve At The Tank |  | 1998-02-01 |  | 1998-02-01
9031140 | 1 | 1994-10-20 | Removed From Ground | Gas | 2000 | Bare Steel | Galvanized Steel | Suction: Valve At The Tank
9031141 | 1 | 1995-12-16 | Removed From Ground | Diesel | 4000 | Bare Steel | Bare Steel | Pressure
9031142 | 1 | 1994-09-06 | Currently In Use | Gas | 10152 | Composite | Fiberglass Reinforced Plastic | Pressure |  | 1994-09-06 |  | 1994-09-06
9031142 | 2 | 1994-09-06 | Currently In Use | Diesel | 10152 | Composite | Fiberglass Reinforced Plastic | Pressure |  | 1994-09-06 |  | 1994-09-06
9031144 | 1 |  | Removed From Ground Date Unknown | Other | 1000 | Bare Steel | Not Marked | Not Marked
9031144 | 2 | 1987-06-15 | Currently In Use | Gas | 10000 | Fiberglass | Fiberglass Reinforced Plastic | Pressure |  | 1987-08-01 |  | 1987-08-01
9031144 | 3 | 1987-06-15 | Currently In Use | Gas | 10000 | Fiberglass | Fiberglass Reinforced Plastic | Pressure |  | 1987-08-01 |  | 1987-08-01
9031144 | 4 | 1987-06-15 | Currently In Use | Diesel | 10000 | Fiberglass | Fiberglass Reinforced Plastic | Pressure |  | 1987-08-01 |  | 1987-08-01
9031145 | 1 |  | Removed From Ground Date Unknown | Other |  | Not Marked/Unknown | Unknown | Not Marked
9031146 | 1 |  | Removed From Ground Date Unknown | Gas | 2000 | Bare Steel | Galvanized Steel | Not Marked
9031146 | 2 |  | Removed From Ground Date Unknown | Gas | 2000 | Bare Steel | Galvanized Steel | Not Marked
9031146 | 3 |  | Removed From Ground Date Unknown | Diesel | 2000 | Bare Steel | Galvanized Steel | Not Marked
9031147 | 2 | 1995-06-06 | Temporarily Out Of Use | Gas |  | Marked Unknown | Unknown | Not Marked
9031147 | 2 |  | Removed From Ground Date Unknown | Gas |  | Marked Unknown | Unknown | Not Marked
9031149 | 1 | 1998-11-17 | Removed From Ground | Diesel | 10000 | Cathodically Protected Steel | Galvanized Steel | Suction: Valve At The Tank
9031150 | 1 | 1998-11-01 | Closed In Ground | Gas | 8000 | Bare Steel | Bare Steel | Suction: No Valve At The Tank
9031151 | 1 | 1993-11-08 | Currently In Use | Diesel | 2000 | Fiberglass Double Walled | Fiberglass Reinforced Plastic | Suction: No Valve At The Tank |  | 2006-09-25 12:00 |  | 2006-09-25 12:00
9031152 | 1 | 2005-06-16 | Removed From Ground | Used Oil | 550 | Fiberglass | Secondary Containment | Gravity Fed | Y | 1998-06-01 | Y | 1998-06-01
9031152 | 2 | 2005-06-16 | Removed From Ground | Used Oil | 550 | Fiberglass | Cathodically Protected | Gravity Fed | Y | 1998-06-01 | Y | 1998-06-01
9031153 | 1 | 1994-12-10 | Currently In Use | Gas | 12000 | Fiberglass | Single Wall Flex | Pressure |  | 1994-12-10 |  | 1994-12-10
9031153 | 2 | 1994-12-10 | Currently In Use | Gas | 12000 | Fiberglass | Single Wall Flex | Pressure |  | 1994-12-10 |  | 1994-12-10
9031153 | 3 | 1994-12-10 | Currently In Use | Gas | 12000 | Fiberglass | Single Wall Flex | Pressure |  | 1994-12-10 |  | 1994-12-10
9031154 | 1 | 1990-03-10 | Currently In Use | Diesel | 4000 | STIP-3 | Fiberglass Reinforced Plastic | Pressure |  | 1990-03-10 |  | 1990-03-10
9031154 | 2 | 1990-03-10 | Currently In Use | Gas | 10000 | STIP-3 | Fiberglass Reinforced Plastic | Pressure |  | 1990-03-10 |  | 1990-03-10
9031155 | 4060WO1 | 1999-06-18 | Removed From Ground | Used Oil | 500 | Bare Steel | Bare Steel | Suction: Valve At The Tank | Y |  | Y
9031156 | D-1 | 1991-11-01 | Currently In Use | Diesel | 12000 | Fiberglass Double Walled | Fiberglass Reinforced Plastic | Pressure |  | 1991-11-01 |  | 1991-11-01
9031156 | RU-1 | 1991-11-01 | Currently In Use | Gas | 12000 | Fiberglass Double Walled | Fiberglass Reinforced Plastic | Pressure |  | 1991-11-01 |  | 1991-11-01
9031157 | 1 | 1996-12-17 | Removed From Ground | Used Oil | 550 | Double Walled | Bare Steel | Gravity Fed | Y |  | Y
9031157 | 2 | 1996-12-17 | Removed From Ground | Used Oil | 550 | Double Walled | Bare Steel | Gravity Fed | Y |  | Y
9031160 | UL8000 | 2007-06-19 | Temporarily Out Of Use | Gas | 8000 | Fiberglass | Fiberglass Reinforced Plastic | Pressure |  | 1992-02-06 |  | 1998-12-12
9031160 | ULP6000 | 2007-06-19 | Temporarily Out Of Use | Gas | 6000 | Fiberglass | Fiberglass Reinforced Plastic | Pressure |  | 1992-02-06 |  | 1998-12-12
9031160 | ULPRM6000 | 2007-06-19 | Temporarily Out Of Use | Gas | 6000 | Fiberglass | Fiberglass Reinforced Plastic | Pressure |  | 1992-02-06 |  | 1998-12-12
9031161 | 1 | 1996-05-06 | Removed From Ground | Gas | 4000 | Cathodically Protected Steel | Bare Steel | Pressure
9031161 | 2 | 1996-05-06 | Removed From Ground | Gas | 4000 | Cathodically Protected Steel | Bare Steel | Pressure
9031161 | 3 | 1996-05-06 | Removed From Ground | Gas | 4000 | Cathodically Protected Steel | Bare Steel | Pressure
9031161 | 4 | 1996-05-06 | Removed From Ground | Diesel | 4000 | Cathodically Protected Steel | Bare Steel | Suction: Valve At The Tank
9031161 | 5 | 1996-05-06 | Removed From Ground | Other | 550 | Not Marked/Unknown | Not Marked | Not Marked
9031162 | SOUTHVAULT | 1992-08-01 | Currently In Use | Diesel | 5000 | Steel-Impressed Current | Impressed Current | Suction: Valve At The Tank |  | 1998-12-01 |  | 1998-12-01
9031163 | DIESEL | 1992-01-01 | Currently In Use | Diesel | 6000 | Fiberglass Double Walled | Fiberglass/Double Walled | Pressure |  | 1992-01-01 |  | 1992-01-01
9031163 | GASOLINE | 1992-01-01 | Currently In Use | Gas | 6000 | Fiberglass Double Walled | Fiberglass/Double Walled | Pressure |  | 1992-01-01 |  | 1992-01-01
9031164 | 1 | 2006-01-16 | Removed From Ground | Diesel | 5000 | Steel-Impressed Current | Cathodically Protected | Suction: Valve At The Tank |  | 1998-12-01 |  | 1998-12-01
9031164 | 1 |  | Currently In Use | Diesel | 5000 | Steel-Impressed Current | Cathodically Protected | Suction: Valve At The Tank |  | 1998-12-01 |  | 1998-12-01
9031164 | 2 | 2006-01-16 | Removed From Ground | Diesel | 3000 | Steel-Impressed Current | Cathodically Protected | Suction: Valve At The Tank |  | 1998-12-01 |  | 1998-12-01
9031164 | 2 |  | Currently In Use | Diesel | 3000 | Steel-Impressed Current | Cathodically Protected | Suction: Valve At The Tank |  | 1998-12-01 |  | 1998-12-01
9031165 | 1 | 2006-06-29 | Removed From Ground | Gas | 8000 | Cathodically Protected Steel | Fiberglass Reinforced Plastic | Pressure |  | 1999-02-10 |  | 1999-02-10
9031165 | 2 | 2006-06-29 | Removed From Ground | Gas | 8000 | Marked Unknown | Fiberglass Reinforced Plastic | Pressure |  | 1999-02-10 |  | 1999-02-10
9031165 | 3 | 2006-06-29 | Removed From Ground | Gas | 2000 | Cathodically Protected Steel | Fiberglass Reinforced Plastic | Pressure |  | 1999-02-10 |  | 1999-02-10
9031166 | 1 | 1985-04-18 | Currently In Use | Gas | 8000 | STIP-3 | Fiberglass Reinforced Plastic | Pressure |  | 1995-02-01 |  | 1995-02-01
9031166 | 2 | 1985-04-18 | Currently In Use | Gas | 8000 | STIP-3 | Fiberglass Reinforced Plastic | Pressure |  | 1995-02-01 |  | 1995-02-01
9031166 | 3 | 1985-04-18 | Currently In Use | Gas | 8000 | STIP-3 | Fiberglass Reinforced Plastic | Pressure |  | 1995-02-01 |  | 1995-02-01
9031166 | 4 | 1999-02-12 | Removed From Ground | Kerosene | 1000 | Bare Steel | Bare Steel | Suction: Valve At The Tank
9031167 | 1 | 1999-12-01 | Removed From Ground | Diesel | 10000 | Bare Steel | Galvanized Steel | Suction: No Valve At The Tank
9031168 | 1 | 1998-11-30 | Removed From Ground | Diesel | 3000 | Bare Steel | Galvanized Steel | Suction: No Valve At The Tank
9031168 | 2 | 1998-11-30 | Removed From Ground | Diesel | 3000 | Not Marked/Unknown | Galvanized Steel | Suction: No Valve At The Tank
9031168 | 3 | 1998-11-30 | Removed From Ground | Diesel | 4000 | Bare Steel | Galvanized Steel | Suction: No Valve At The Tank
9031169 | 1 | 2000-12-01 | Removed From Ground | Diesel | 7000 | Bare Steel | Galvanized Steel | Suction: Valve At The Tank
9031169 | 2 | 2000-12-01 | Removed From Ground | Gas | 7000 | Bare Steel | Galvanized Steel | Suction: Valve At The Tank
9031169 | 3 | 2003-09-10 | Removed From Ground | Diesel | 10000 | Composite | Not Marked | Suction: No Valve At The Tank |  | 2000-12-01 |  | 2000-12-01
9031170 | 1 | 1995-07-01 | Removed From Ground | Gas | 5000 | Not Marked/Unknown | Galvanized Steel | Pressure
9031171 | 1 | 1998-08-25 | Removed From Ground | Diesel | 10000 | Bare Steel | Bare Steel | Pressure
9031171 | 2 | 1998-08-25 | Removed From Ground | Diesel | 10000 | Bare Steel | Bare Steel | Pressure
9031172 | 501H | 2017-03-14 | Temporarily Out Of Use | Aviation Gas/AV Gas | 12000 | Fiberglass | Fiberglass/Double Walled | Pressure |  | 1998-12-21 |  | 1976-05-01
9031172 | 502H | 2017-03-14 | Temporarily Out Of Use | Aviation Gas/AV Gas | 12000 | Fiberglass | Fiberglass/Double Walled | Pressure |  | 1998-12-21 |  | 1976-05-01
9031172 | 503H | 2017-03-14 | Temporarily Out Of Use | Gas | 10000 | Fiberglass | Fiberglass/Double Walled | Pressure |  | 1998-12-21 |  | 1976-05-01
9031172 | 504H | 1997-08-07 | Closed In Ground | Other | 10000 | Fiberglass | Bare Steel | Pressure |  |  |  | 1976-05-01
9031172 | 505H | 1986-01-01 | Removed From Ground | Other | 3000 | Bare Steel | Bare Steel | Gravity Fed
9031172 | 506H | 1989-12-01 | Removed From Ground | Other | 2000 | Cathodically Protected Steel | Cathodically Protected | Gravity Fed
9031172 | 507H | 1989-12-01 | Removed From Ground | Used Oil | 4000 | Fiberglass | Bare Steel | Not Marked | Y |  | Y
9031172 | 508H | 1989-12-01 | Removed From Ground | Other | 4000 | Fiberglass | Bare Steel | Gravity Fed | Y |  | Y
9031172 | 509H | 1990-02-09 | Removed From Ground | Other | 1000 | Fiberglass | Bare Steel | Gravity Fed | Y |  | Y
9031172 | 510H | 1995-11-22 | Removed From Ground | Used Oil | 1000 | Bare Steel | Bare Steel | Gravity Fed | Y |  | Y
9031173 | 1 | 1995-11-14 | Removed From Ground | Diesel | 10000 | Marked Unknown | Unknown | Not Marked
9031174 | 1 | 1998-09-01 | Currently In Use | Gas | 10000 | Fiberglass | Fiberglass Reinforced Plastic | Pressure |  | 1998-09-01 |  | 1998-09-01
9031174 | 2 | 1998-09-01 | Currently In Use | Gas | 10000 | Fiberglass | Fiberglass Reinforced Plastic | Pressure |  | 1998-09-01 |  | 1998-09-01
9031174 | 3 | 1998-09-01 | Currently In Use | Gas | 10000 | Fiberglass | Fiberglass Reinforced Plastic | Pressure |  | 1998-09-01 |  | 1998-09-01
9031174 | 4 | 1992-09-23 | Removed From Ground | Gas | 10000 | Fiberglass | Fiberglass Reinforced Plastic | Pressure
9031174 | 5 | 1995-09-23 | Removed From Ground | Gas | 10000 | Fiberglass | Fiberglass Reinforced Plastic | Pressure
9031174 | 6 | 1992-09-23 | Removed From Ground | Gas | 10000 | Fiberglass | Fiberglass Reinforced Plastic | Pressure
9031175 | 1 | 1995-12-08 | Removed From Ground | Diesel | 1000 | Marked Unknown | Unknown | Not Marked
9031176 | 1 |  | Currently In Use | Heating Oil | 30000 | Not Marked/Unknown | Not Marked | Not Marked
9031176 | 2 |  | Removed From Ground Date Unknown | Other | 10000 | Not Marked/Unknown | Not Marked | Not Marked
9031179 | 1 | 2013-07-11 | Currently In Use | Used Oil | 525 | Double Walled | Fiberglass Reinforced Plastic | Gravity Fed | Y | 2014-01-01 12:00 | Y | 1988-10-01 12:00
9031182 | 1 | 2007-04-09 | Temporarily Out Of Use | Gas | 10000 | STIP-3 | Fiberglass Reinforced Plastic | Pressure |  | 1996-03-14 |  | 1996-03-14
9031183 | 307-FO1 | 1996-01-05 | Removed From Ground | Heating Oil | 20000 | Not Marked/Unknown | Not Marked | Not Marked
9031185 | 1 | 1996-01-29 | Currently In Use | Gas | 15000 | Fiberglass | Double Walled | Pressure |  | 1996-02-01 |  | 1996-02-01
9031185 | 2 | 1996-01-29 | Currently In Use | Gas | 10000 | Fiberglass | Double Walled | Pressure |  | 1996-02-01 |  | 1996-02-01
9031185 | 3 | 1996-01-29 | Currently In Use | Diesel | 4000 | Fiberglass | Double Walled | Pressure |  | 1996-02-01 |  | 1996-02-01
9031185 | 4 | 1996-01-29 | Currently In Use | E85 | 4000 | Fiberglass | Double Walled | Pressure |  | 1996-02-01 |  | 1996-02-01
9031186 | 1 | 1996-06-07 | Removed From Ground | Other | 500 | Bare Steel | Galvanized Steel | Gravity Fed
9031187 | 1 | 1996-06-01 | Currently In Use | Gas | 10000 | Fiberglass | Fiberglass/Double Walled | Pressure |  | 1996-06-01 |  | 1996-06-01
9031187 | 2 | 1996-06-01 | Currently In Use | Gas | 10000 | Fiberglass | Fiberglass/Double Walled | Pressure |  | 1996-06-01 |  | 1996-06-01
9031187 | 3 | 2014-05-16 | Temporarily Out Of Use | Diesel | 4000 | Fiberglass | Fiberglass/Double Walled | Pressure |  | 1996-06-01 |  | 1996-06-01
9031188 | 931-DF1 | 1998-11-03 | Removed From Ground | Other | 12000 | Double Walled | Bare Steel | Suction: Valve At The Tank
9031191 | 1 | 1996-11-18 | Currently In Use | Gas | 15000 | Composite | Cathodically Protected | Pressure |  | 1996-11-18 |  | 1996-11-18
9031191 | 2 | 1996-11-18 | Currently In Use | Gas | 12000 | Composite | Cathodically Protected | Pressure |  | 1996-11-18 |  | 1996-11-18
9031192 | 1 | 1996-10-18 | Currently In Use | Diesel | 20000 | Composite Double Walled | Fiberglass/Double Walled | Pressure |  | 1996-10-18 12:00 |  | 1996-10-18 12:00
9031192 | 2 | 1996-10-18 | Currently In Use | Diesel | 20000 | Composite Double Walled | Fiberglass/Double Walled | Pressure |  | 1996-10-18 12:00 |  | 1996-10-18 12:00
9031192 | 3 | 1996-10-18 | Currently In Use | New Oil | 10000 | Composite Double Walled | Fiberglass/Double Walled | Pressure |  | 1996-10-18 12:00 |  | 1996-10-18 12:00
9031192 | 4 | 1996-10-18 | Currently In Use | Used Oil | 3000 | Composite Double Walled | Fiberglass/Double Walled | Pressure | Y | 1996-10-01 12:00 | Y | 1996-10-18 12:00
9031192 | 5 | 2009-04-14 | Currently In Use | Diesel | 20000 | Fiberglass Double Walled | Fiberglass/Double Walled | Pressure | N | 2009-01-21 12:00 | N | 2009-01-21 12:00
9031192 | 6 | 2009-04-16 | Currently In Use | Diesel | 20000 | Fiberglass Double Walled | Fiberglass/Double Walled | Pressure | N | 2009-01-21 12:00 | N | 2009-01-21 12:00
9031193 | 1 | 1997-05-20 | Removed From Ground | Gas | 6000 | Not Marked/Unknown | Not Marked | Not Marked
9031193 | 2 | 1997-05-20 | Removed From Ground | Other | 4000 | Not Marked/Unknown | Not Marked | Not Marked
9031193 | 3 | 1997-05-20 | Removed From Ground | Other | 1000 | Not Marked/Unknown | Not Marked | Not Marked
9031193 | 4 | 1997-05-20 | Removed From Ground | Used Oil | 1000 | Not Marked/Unknown | Not Marked | Not Marked | Y |  | Y
9031194 | 145096 | 1997-01-06 | Currently In Use | Gas | 12000 | Unknown | Fiberglass Reinforced Plastic | Pressure |  | 1997-01-07 |  | 1997-01-07
9031194 | 145098 | 1997-01-06 | Currently In Use | Gas | 15000 | Unknown | Fiberglass Reinforced Plastic | Pressure |  | 1997-01-07 |  | 1997-01-07
9031195 | 1 | 1998-05-01 | Removed From Ground | Gas | 10000 | Bare Steel | Bare Steel | Suction: No Valve At The Tank
9031196 | 1 | 1998-01-26 | Removed From Ground | Gas | 10000 | Bare Steel | Bare Steel | Suction: No Valve At The Tank
9031196 | 2 | 1998-01-26 | Removed From Ground | Diesel | 10000 | Bare Steel | Bare Steel | Suction: No Valve At The Tank
9031196 | 3 | 1998-01-26 | Removed From Ground | Diesel | 10000 | Bare Steel | Bare Steel | Suction: No Valve At The Tank
9031196 | 4 | 1998-05-01 | Currently In Use | Gas | 12000 | Composite | Fiberglass/Double Walled | Suction: No Valve At The Tank |  | 1998-05-01 |  | 1998-05-01
9031196 | 5 | 1998-05-01 | Currently In Use | Diesel | 10000 | Composite | Fiberglass/Double Walled | Suction: No Valve At The Tank |  | 1998-05-01 |  | 1998-05-01
9031197 | 001 | 1997-04-03 | Currently In Use | Gas | 10000 | Fiberglass | Fiberglass Reinforced Plastic | Pressure |  | 1997-04-07 |  | 1997-04-07
9031198 | 1 | 1996-12-01 | Currently In Use | Diesel | 20000 | Tank Jacket | Double Walled Flex | Pressure |  | 1996-12-01 |  | 1996-12-01
9031198 | 2 | 1996-12-01 | Currently In Use | Diesel | 20000 | Tank Jacket | Double Walled Flex | Pressure |  | 1996-12-01 |  | 1996-12-01
9031198 | 3 | 1996-12-01 | Currently In Use | Diesel | 20000 | Tank Jacket | Double Walled Flex | Pressure |  | 1996-12-01 |  | 1996-12-01
9031198 | 4 | 1996-12-01 | Currently In Use | Diesel | 2000 | Tank Jacket | Double Walled Flex | Pressure |  | 1996-12-01 |  | 1996-12-01
9031199 | 1 | 1997-12-18 | Removed From Ground | Gas | 10000 | Not Marked/Unknown | Not Marked | Not Marked
9031199 | 2 | 1997-12-18 | Removed From Ground | Gas | 10000 | Not Marked/Unknown | Not Marked | Not Marked
9031199 | 3 | 1997-12-18 | Removed From Ground | Gas | 10000 | Not Marked/Unknown | Not Marked | Not Marked
9031199 | 4 | 1997-12-18 | Removed From Ground | Used Oil | 550 | Not Marked/Unknown | Not Marked | Not Marked | Y |  | Y
9031200 | 01 | 1990-08-01 | Currently In Use | Gas | 5929 | Fiberglass | Fiberglass Reinforced Plastic | Pressure |  | 1990-01-01 |  | 1990-01-01
9031200 | 02 | 1990-08-01 | Currently In Use | Diesel | 2500 | Fiberglass | Fiberglass Reinforced Plastic | Pressure |  | 1990-01-01 |  | 1990-01-01
9031201 | 206-MG1 | 1997-11-12 | Temporarily Out Of Use | Empty | 12000 | Fiberglass Double Walled | Single Wall Flex | Pressure |  | 1997-11-12 |  | 1997-11-12
9031201 | 206-MG2 | 1997-11-12 | Temporarily Out Of Use | Empty | 12000 | Fiberglass Double Walled | Fiberglass/Double Walled | Pressure |  | 1997-11-12 |  | 1997-11-12
9031201 | 206-MG3 | 1997-11-12 | Temporarily Out Of Use | Empty | 12000 | Fiberglass Double Walled | Fiberglass/Double Walled | Pressure |  | 1997-11-12 |  | 1997-11-12
9031202 | DIESEL | 1995-10-15 | Currently In Use | Diesel | 12000 | EPOXY/DOUBLE WALLED | Fiberglass/Double Walled | Pressure |  | 1995-10-15 |  | 1995-10-15
9031202 | GASOLINE | 1995-10-15 | Currently In Use | Gas | 12000 | EPOXY/DOUBLE WALLED | Fiberglass/Double Walled | Pressure |  | 1995-10-15 |  | 1995-10-15
9031203 | 1 | 1998-09-01 | Removed From Ground | Gas | 500 | Not Marked/Unknown | Not Marked | Not Marked
9031203 | 2 | 1998-09-01 | Removed From Ground | Gas | 500 | Not Marked/Unknown | Not Marked | Not Marked
9031203 | 3 | 1998-09-01 | Removed From Ground | Gas | 500 | Not Marked/Unknown | Not Marked | Not Marked
9031204 | 1 | 1988-05-01 | Removed From Ground | Gas | 2000 | Not Marked/Unknown | Not Marked | Not Marked
9031205 | 1 | 1998-07-15 | Removed From Ground | Gas | 1000 | Not Marked/Unknown | Not Marked | Not Marked
9031205 | 2 | 1998-07-15 | Removed From Ground | Diesel | 1000 | Not Marked/Unknown | Not Marked | Not Marked
9031206 | 1 |  | Permanently Out Of Use | Other | 20000 | Marked Unknown | Unknown | Suction: Valve At The Tank
9031206 | 2 |  | Permanently Out Of Use | Other | 20000 | Marked Unknown | Unknown | Suction: Valve At The Tank
9031206 | 3 |  | Permanently Out Of Use | Other | 2000 | Marked Unknown | Unknown | Suction: Valve At The Tank
9031206 | 4 |  | Permanently Out Of Use | Other | 2000 | Marked Unknown | Unknown | Suction: Valve At The Tank
9031206 | 5 |  | Permanently Out Of Use | Gas | 20000 | Marked Unknown | Unknown | Suction: Valve At The Tank
9031206 | 6 |  | Permanently Out Of Use | Gas | 20000 | Marked Unknown | Unknown | Suction: Valve At The Tank
9031206 | 7 |  | Permanently Out Of Use | Other | 20000 | Marked Unknown | Unknown | Suction: Valve At The Tank
9031206 | 8 |  | Permanently Out Of Use | Other | 10000 | Bare Steel | Unknown | Gravity Fed
9031206 | 9 |  | Permanently Out Of Use | Other | 10000 | Bare Steel | Unknown | Gravity Fed
9031207 | 1 | 1999-06-01 | Currently In Use | Gas | 12000 | Epoxy | Fiberglass Reinforced Plastic | Pressure |  | 2009-11-06 12:00 |  | 2009-11-06 12:00
9031207 | 2 | 1999-06-01 | Currently In Use | Gas | 10000 | Epoxy | Fiberglass Reinforced Plastic | Pressure |  | 2009-11-06 12:00 |  | 2009-11-06 12:00
9031208 | 1 | 1998-07-01 | Currently In Use | Gas | 12000 | Epoxy | Fiberglass Reinforced Plastic | Pressure |  | 1998-07-01 |  | 1998-07-01
9031208 | 2 | 1998-07-01 | Currently In Use | Gas | 12000 | Epoxy | Fiberglass Reinforced Plastic | Pressure |  | 1998-07-01 |  | 1998-07-01
9031209 | 1 | 1998-10-01 | Removed From Ground | Used Oil | 930 | Not Marked/Unknown | Not Marked | Not Marked | Y |  | Y
9031210 | 1 | 1998-11-23 | Removed From Ground | Gas | 6000 | Not Marked/Unknown | Not Marked | Not Marked | Y |  | Y
9031210 | 2 | 1998-11-23 | Removed From Ground | Diesel | 1000 | Not Marked/Unknown | Not Marked | Not Marked | Y |  | Y
9031210 | 3 | 1998-11-23 | Removed From Ground | Gas | 1000 | Not Marked/Unknown | Not Marked | Not Marked | Y |  | Y
9031210 | 4 | 1998-11-23 | Removed From Ground | Used Oil | 350 | Not Marked/Unknown | Not Marked | Not Marked | Y |  | Y
9031211 | 1 | 1997-10-09 | Currently In Use | Diesel | 20000 | Fiberglass Double Walled | Fiberglass/Double Walled | Pressure |  | 1997-10-16 |  | 1997-10-16
9031211 | 2 | 1997-10-09 | Currently In Use | Diesel | 20000 | Fiberglass Double Walled | Fiberglass/Double Walled | Pressure |  | 1997-10-16 |  | 1997-10-16
9031212 | 1 | 1998-05-20 | Currently In Use | Gas | 15000 | Composite Double Walled | Fiberglass/Double Walled | Pressure |  | 1998-05-20 |  | 1998-05-20
9031212 | 2 | 1998-05-20 | Currently In Use | Diesel | 12000 | Composite Double Walled | Fiberglass/Double Walled | Pressure |  | 1998-05-20 |  | 1998-05-20
9031212 | 3 | 1998-05-20 | Currently In Use | Gas | 12000 | Composite Double Walled | Fiberglass/Double Walled | Pressure |  | 1998-05-20 |  | 1998-05-20
9031214 | 1 | 1998-11-01 | Currently In Use | Gas | 12000 | Fiberglass | Fiberglass Reinforced Plastic | Pressure |  | 1998-11-01 |  | 1998-11-01
9031214 | 2 | 1998-11-01 | Currently In Use | Gas | 8000 | Fiberglass | Fiberglass Reinforced Plastic | Pressure |  | 1998-11-01 |  | 1998-11-01
9031215 | 1 | 1999-01-18 | Currently In Use | Gas | 8000 | Steel-Impressed Current | Cathodically Protected | Pressure |  | 1999-01-18 |  | 1999-01-18
9031215 | 2 | 1999-01-18 | Currently In Use | Gas | 8000 | Steel-Impressed Current | Cathodically Protected | Pressure |  | 1999-01-18 |  | 1999-01-18
9031215 | 3 | 1999-01-18 | Currently In Use | Gas | 8000 | Steel-Impressed Current | Cathodically Protected | Pressure |  | 1999-01-18 |  | 1999-01-18
9031215 | 4 | 1999-01-18 | Currently In Use | Diesel | 8000 | Steel-Impressed Current | Cathodically Protected | Pressure |  | 1999-01-18 |  | 1999-01-18
9031217 | 1 | 1999-03-17 | Currently In Use | Gas | 12000 | Fiberglass | Double Walled | Pressure |  | 1999-03-17 |  | 1999-03-17
9031217 | 2 | 1999-03-17 | Currently In Use | Gas | 8000 | Fiberglass | Double Walled | Pressure |  | 1999-03-17 |  | 1999-03-17
9031217 | 3 | 1999-03-17 | Currently In Use | Diesel | 5000 | Fiberglass | Double Walled | Pressure |  | 1999-03-17 |  | 1999-03-17
9031218 | 1 | 1999-01-01 | Removed From Ground | Gas | 6000 | Bare Steel | Bare Steel | Not Marked
9031218 | 2 | 1999-01-01 | Removed From Ground | Gas | 6000 | Bare Steel | Bare Steel | Not Marked
9031219 | 1 | 1999-01-01 | Removed From Ground | Used Oil | 1000 | Bare Steel | Galvanized Steel | Gravity Fed | Y |  | Y
9031220 | 1 |  | Permanently Out Of Use | Gas | 10000 | Bare Steel | Bare Steel | Not Marked
9031220 | 2 |  | Permanently Out Of Use | Gas | 10000 | Bare Steel | Bare Steel | Not Marked
9031221 | 1 | 1999-06-01 | Currently In Use | Gas | 20000 | Double Walled | Fiberglass Reinforced Plastic | Pressure |  | 1999-06-01 |  | 1999-06-01
9031221 | 2 | 1999-06-01 | Currently In Use | Gas | 20000 | Double Walled | Fiberglass Reinforced Plastic | Pressure |  | 1999-06-01 |  | 1999-06-01
9031221 | 3 | 1999-06-01 | Currently In Use | Gas | 20000 | Double Walled | Fiberglass Reinforced Plastic | Pressure |  | 1999-06-01 |  | 1999-06-01
9031221 | 4 | 2011-09-21 | Currently In Use | Ultrazol (Fuel Additive) | 1500 | Fiberglass Double Walled | Fiberglass Reinforced Plastic | Pressure | N | 2011-10-04 | N | 2011-10-04
9031222 | 1 | 1999-06-22 | Removed From Ground | Diesel | 4000 | Bare Steel | Galvanized Steel | Suction: Valve At The Tank
9031222 | 2 | 1999-06-22 | Removed From Ground | Diesel | 3000 | Bare Steel | Galvanized Steel | Suction: Valve At The Tank
9031222 | 3 | 1999-06-22 | Removed From Ground | Diesel | 2000 | Bare Steel | Galvanized Steel | Suction: Valve At The Tank
9031222 | 4 | 1999-06-22 | Removed From Ground | Used Oil | 550 | Bare Steel | Not Marked | Suction: No Valve At The Tank | Y |  | Y
9031223 | 1 | 1998-01-01 | Currently In Use | Diesel | 19951 | Fiberglass | Fiberglass Reinforced Plastic | Pressure |  | 1998-01-01 |  | 1998-01-01
9031224 | 1 | 1999-03-09 | Currently In Use | Gas | 10000 | Epoxy | Fiberglass Reinforced Plastic | Pressure |  | 1999-03-09 |  | 1999-03-09
9031224 | 2 | 1999-03-09 | Currently In Use | Gas | 12000 | Epoxy | Fiberglass Reinforced Plastic | Pressure |  | 1999-03-09 |  | 1999-03-09
9031225 | 1 | 1999-11-24 | Currently In Use | Gas | 15000 | Epoxy | Fiberglass Reinforced Plastic | Pressure |  | 1999-11-24 |  | 1999-11-24
9031225 | 2 | 1999-11-24 | Currently In Use | Gas | 12000 | Epoxy | Fiberglass Reinforced Plastic | Pressure |  | 1999-11-24 |  | 1999-11-24
9031226 | 1 | 2000-02-01 | Removed From Ground | Gas | 3000 | Bare Steel | Galvanized Steel | Suction: No Valve At The Tank
9031226 | 10 | 2003-04-01 | Currently In Use | Gas | 8000 | Composite | Fiberglass/Double Walled | Pressure | N | 2003-05-01 | N | 2003-05-01
9031226 | 11 | 2003-04-01 | Currently In Use | Diesel | 4000 | Composite | Fiberglass/Double Walled | Pressure | N | 2003-05-01 | N | 2003-05-01
9031226 | 2 | 2000-02-01 | Removed From Ground | Gas | 2000 | Bare Steel | Galvanized Steel | Suction: No Valve At The Tank
9031226 | 3 | 2000-02-01 | Removed From Ground | Gas | 2000 | Bare Steel | Galvanized Steel | Suction: No Valve At The Tank
9031226 | 4 | 2000-02-01 | Removed From Ground | Gas | 2000 | Bare Steel | Galvanized Steel | Suction: No Valve At The Tank
9031226 | 5 | 2000-02-01 | Removed From Ground | Gas | 2000 | Bare Steel | Galvanized Steel | Suction: No Valve At The Tank
9031226 | 6 | 2000-02-01 | Removed From Ground | Other | 550 | Bare Steel | Galvanized Steel | Suction: No Valve At The Tank
9031226 | 7 | 2000-02-01 | Removed From Ground | Used Oil | 550 | Bare Steel | Galvanized Steel | Gravity Fed | Y |  | Y
9031226 | 8 | 2000-02-01 | Removed From Ground | Kerosene | 550 | Bare Steel | Galvanized Steel | Suction: No Valve At The Tank
9031226 | 9 | 2003-04-01 | Currently In Use | Gas | 12000 | Composite | Fiberglass/Double Walled | Pressure | N | 2003-05-01 | N | 2003-05-01
9031227 | 1 | 2016-03-02 | Removed From Ground | Gas | 12000 | Double Walled | Double Walled | Pressure |  | 1999-08-01 |  | 1999-08-01
9031227 | 2 | 2016-03-02 | Removed From Ground | Gas | 12000 | Double Walled | Double Walled | Pressure |  | 1999-08-01 |  | 1999-08-01
9031227 | 3 | 2016-03-02 | Removed From Ground | Gas | 12000 | Double Walled | Double Walled | Pressure |  | 1999-08-01 |  | 1999-08-01
9031228 | 1 | 2000-01-01 | Currently In Use | Gas | 12000 | Epoxy | Fiberglass Reinforced Plastic | Pressure |  | 2000-01-01 |  | 2000-01-01
9031228 | 2 | 2000-01-01 | Currently In Use | Gas | 8000 | Epoxy | Fiberglass Reinforced Plastic | Pressure |  | 2000-01-01 |  | 2000-01-01
9031229 | 1 |  | Currently In Use | Diesel |  | Not Marked/Unknown | Not Marked | Not Marked
9031229 | 2 |  | Currently In Use | Used Oil |  | Not Marked/Unknown | Not Marked | Not Marked
9031230 | 1 |  | Removed From Ground Date Unknown | Used Oil |  | Not Marked/Unknown | Not Marked | Not Marked
9031231 | 1 | 1999-10-01 | Currently In Use | Gas | 20000 | Double Walled | Secondary Containment | Pressure |  | 1999-11-01 |  | 1999-11-01
9031231 | 2A | 1999-10-01 | Currently In Use | Gas | 12000 | Double Walled | Secondary Containment | Pressure |  | 1999-11-01 |  | 1999-11-01
9031231 | 2B | 1999-11-01 | Currently In Use | Gas | 8000 | Double Walled | Secondary Containment | Pressure |  | 1999-11-01 |  | 1999-11-01
9031232 | 1 | 2000-04-01 | Removed From Ground | Gas | 2000 | Not Marked/Unknown | Not Marked | Not Marked
9031232 | 2 | 2000-04-01 | Removed From Ground | Gas | 1000 | Not Marked/Unknown | Not Marked | Not Marked
9031232 | 3 | 2000-04-01 | Removed From Ground | Gas | 10000 | Not Marked/Unknown | Not Marked | Not Marked
9031233 | 1 | 2000-08-02 | Currently In Use | Gas | 10000 | Composite | Fiberglass Reinforced Plastic | Pressure |  | 2000-08-02 |  | 2000-08-02
9031233 | 2A | 2000-08-02 | Currently In Use | Gas | 8000 | Composite | Fiberglass Reinforced Plastic | Pressure |  | 2000-08-02 |  | 2000-08-02
9031233 | 2B | 2000-08-02 | Currently In Use | Diesel | 4000 | Composite | Fiberglass Reinforced Plastic | Pressure |  | 2000-08-02 |  | 2000-08-02
9031234 | 1 | 1999-11-07 | Currently In Use | Gas | 12000 | Fiberglass | Double Walled Flex | Pressure |  | 2000-01-01 |  | 2000-01-01
9031234 | 2 | 1999-11-07 | Currently In Use | Gas | 12000 | Fiberglass | Double Walled Flex | Pressure |  | 2000-01-01 |  | 2000-01-01
9031234 | 3 | 1999-11-07 | Currently In Use | Gas | 12000 | Fiberglass | Double Walled Flex | Pressure |  | 2000-01-01 |  | 2000-01-01
9031235 | 1 | 1999-12-16 | Currently In Use | Gas | 12000 | Epoxy | Fiberglass Reinforced Plastic | Pressure |  | 1999-12-20 |  | 1999-12-20
9031235 | 2 | 1999-12-16 | Currently In Use | Gas | 10000 | Epoxy | Fiberglass Reinforced Plastic | Pressure |  | 1999-12-20 |  | 1999-12-20
9031236 | 1 | 2000-09-11 | Currently In Use | Gas | 12000 | Fiberglass Double Walled | Fiberglass/Double Walled | Pressure | N | 2000-09-11 | N | 2000-09-11
9031236 | 2 | 2000-09-11 | Currently In Use | Gas | 12000 | Fiberglass Double Walled | Fiberglass/Double Walled | Pressure | N | 2000-09-11 | N | 2000-09-11
9031236 | 3 | 2000-09-11 | Currently In Use | Diesel | 4000 | Fiberglass Double Walled | Fiberglass/Double Walled | Pressure | N | 2000-09-11 | N | 2000-09-11
9031237 | 1 | 1999-01-31 | Currently In Use | Gas | 12000 | Fiberglass | Fiberglass Reinforced Plastic | Pressure |  | 1999-01-31 |  | 1999-01-31
9031237 | 2 | 1999-01-31 | Currently In Use | Gas | 12000 | Fiberglass | Fiberglass Reinforced Plastic | Pressure |  | 1999-01-31 |  | 1999-01-31
9031238 | 1 | 2000-08-01 | Currently In Use | Gas | 20000 | Fiberglass | Fiberglass/Double Walled | Pressure |  | 2000-09-01 |  | 2000-09-01
9031238 | 2 | 2000-08-01 | Currently In Use | Gas | 20000 | Fiberglass Double Walled | Fiberglass/Double Walled | Pressure |  | 2000-09-01 |  | 2000-09-01
9031238 | 3 | 2000-08-01 | Currently In Use | Gas | 12000 | Fiberglass | Fiberglass/Double Walled | Pressure |  | 2000-09-01 |  | 2000-09-01
9031239 | 1 | 2000-09-17 | Currently In Use | Diesel | 8000 | Fiberglass | Fiberglass Reinforced Plastic | Pressure |  | 2000-09-26 |  | 2000-09-26
9031239 | 2 | 2000-09-17 | Currently In Use | Gas | 10000 | Fiberglass | Fiberglass Reinforced Plastic | Pressure |  | 2000-09-26 |  | 2000-09-26
9031239 | 3 | 2000-09-17 | Currently In Use | Gas | 12000 | Fiberglass | Fiberglass Reinforced Plastic | Pressure |  | 2000-09-26 |  | 2000-09-26
9031240 | 1 | 2000-09-25 | Currently In Use | Gas | 12000 | Unknown | Fiberglass Reinforced Plastic | Pressure |  | 2000-09-28 |  | 2000-09-28
9031240 | 2 | 2000-09-25 | Currently In Use | Gas | 10000 | Unknown | Fiberglass Reinforced Plastic | Pressure |  | 2000-09-28 |  | 2000-09-28
9031241 | 1 | 2001-04-11 | Currently In Use | Gas | 12000 | Epoxy | Fiberglass Reinforced Plastic | Pressure |  | 2001-04-16 |  | 2001-04-18
9031241 | 2 | 2001-04-11 | Currently In Use | Gas | 10000 | Epoxy | Fiberglass Reinforced Plastic | Pressure |  | 2001-04-16 |  | 2001-04-18
9031241 | 3 | 2001-04-11 | Currently In Use | Diesel | 8000 | Epoxy | Fiberglass Reinforced Plastic | Pressure |  | 2001-04-16 |  | 2001-04-18
9031242 | 1 | 2000-12-15 | Currently In Use | Gas | 12000 | Unknown | Fiberglass Reinforced Plastic | Pressure |  | 2000-12-27 |  | 2000-12-27
9031242 | 2 | 2000-12-15 | Currently In Use | Gas | 10000 | Unknown | Fiberglass Reinforced Plastic | Pressure |  | 2000-12-27 |  | 2000-12-27
9031242 | 3 | 2000-12-15 | Currently In Use | Diesel | 8000 | Unknown | Fiberglass Reinforced Plastic | Pressure |  | 2000-12-27 |  | 2000-12-27
9031243 | 1 | 2001-06-20 | Removed From Ground | Used Oil | 250 | Bare Steel | Not Marked | Not Marked
9031244 | 1 | 2001-04-01 | Currently In Use | Gas | 12000 | Composite | Fiberglass Reinforced Plastic | Pressure |  | 2001-04-01 |  | 2001-04-01
9031244 | 2 | 2001-04-01 | Currently In Use | Gas | 8000 | Composite | Fiberglass Reinforced Plastic | Pressure |  | 2001-04-01 |  | 2001-04-01
9031245 | 1 | 2001-10-15 | Currently In Use | Gas | 20000 | Composite Double Walled | Fiberglass/Double Walled | Pressure |  | 2001-10-01 |  | 2001-10-01
9031245 | 2 | 2001-10-15 | Currently In Use | Diesel | 12000 | Composite Double Walled | Fiberglass/Double Walled | Pressure |  | 2001-10-01 |  | 2001-10-01
9031245 | 3 | 2001-10-15 | Currently In Use | Gas | 12000 | Composite Double Walled | Fiberglass/Double Walled | Pressure |  | 2001-10-01 |  | 2001-10-01
9031246 | 1 | 2001-06-17 | Currently In Use | Gas | 12000 | Fiberglass | Fiberglass Reinforced Plastic | Pressure |  | 2001-07-20 |  | 2001-07-20
9031246 | 2 | 2001-06-17 | Currently In Use | Gas | 10000 | Fiberglass | Fiberglass Reinforced Plastic | Pressure |  | 2001-07-20 |  | 2001-07-20
9031246 | 3 | 2001-06-17 | Currently In Use | Diesel | 8000 | Fiberglass | Fiberglass Reinforced Plastic | Pressure |  | 2001-07-20 |  | 2001-07-20
9031247 | 1 | 2001-07-12 | Currently In Use | Gas | 12000 | Fiberglass | Fiberglass Reinforced Plastic | Pressure |  | 2001-07-18 |  | 2001-07-18
9031247 | 2 | 2001-07-12 | Currently In Use | Gas | 10000 | Fiberglass | Fiberglass Reinforced Plastic | Pressure |  | 2001-07-18 |  | 2001-07-18
9031247 | 3 | 2001-07-12 | Currently In Use | Diesel | 8000 | Fiberglass | Fiberglass Reinforced Plastic | Pressure |  | 2001-07-18 |  | 2001-07-18
9031248 | 1 | 2001-06-25 | Currently In Use | Gas | 12000 | EPOXY/DOUBLE WALLED | Fiberglass Reinforced Plastic | Pressure |  | 2001-06-28 |  | 2001-06-28
9031248 | 2 | 2001-06-25 | Currently In Use | Gas | 10000 | EPOXY/DOUBLE WALLED | Fiberglass Reinforced Plastic | Pressure |  | 2001-06-28 |  | 2001-06-28
9031248 | 3 | 2001-06-25 | Currently In Use | Diesel | 8000 | EPOXY/DOUBLE WALLED | Fiberglass Reinforced Plastic | Pressure |  | 2001-06-28 |  | 2001-06-28
9031249 | 1 | 2001-05-01 | Currently In Use | Gas | 15000 | EPOXY/DOUBLE WALLED | Fiberglass Reinforced Plastic | Pressure |  | 2001-05-03 |  | 2001-05-03
9031249 | 2 | 2001-05-01 | Currently In Use | Gas | 12000 | EPOXY/DOUBLE WALLED | Fiberglass Reinforced Plastic | Pressure |  | 2001-05-03 |  | 2001-05-03
9031249 | 3 | 2001-05-01 | Currently In Use | Diesel | 10000 | EPOXY/DOUBLE WALLED | Fiberglass Reinforced Plastic | Pressure |  | 2001-05-03 |  | 2001-05-03
9031250 | 1 | 2002-01-03 | Currently In Use | Gas | 12000 | Composite | Fiberglass/Double Walled | Pressure |  | 2002-01-04 |  | 2002-01-04
9031250 | 2 | 2002-01-03 | Currently In Use | Gas | 10000 | Composite | Fiberglass/Double Walled | Pressure |  | 2002-01-04 |  | 2002-01-04
9031250 | 3 | 2002-01-03 | Currently In Use | Diesel | 8000 | Composite | Fiberglass/Double Walled | Pressure |  | 2002-01-04 |  | 2002-01-04
9031251 | 1 | 2002-02-12 | Currently In Use | Diesel | 15000 | Composite | Fiberglass/Double Walled | Pressure |  | 2002-02-14 |  | 2002-02-14
9031251 | 2 | 2002-02-12 | Currently In Use | Gas | 12000 | Composite | Fiberglass/Double Walled | Pressure |  | 2002-02-14 |  | 2002-02-14
9031251 | 3 | 2002-02-12 | Currently In Use | Gas | 10000 | Composite | Fiberglass/Double Walled | Pressure |  | 2002-02-14 |  | 2002-02-14
9032002 | 1 | 1996-02-23 | Removed From Ground | Empty | 3000 | Marked Unknown | Unknown | Not Marked
9032002 | 2 | 1996-02-23 | Removed From Ground | Empty | 4000 | Marked Unknown | Unknown | Not Marked
9032002 | 3 | 1996-02-23 | Removed From Ground | Empty | 3000 | Marked Unknown | Unknown | Not Marked
9032003 | 1 | 2002-08-21 | Currently In Use | Gas | 8000 | STIP-3 | Fiberglass Reinforced Plastic | Pressure |  | 1998-11-09 |  | 1988-04-21
9032003 | 2 | 2002-08-21 | Currently In Use | Gas | 8000 | STIP-3 | Fiberglass Reinforced Plastic | Pressure |  | 1998-11-09 |  | 1988-04-21
9032003 | 3 | 2002-08-21 | Currently In Use | Diesel | 8000 | STIP-3 | Fiberglass Reinforced Plastic | Pressure |  | 1998-11-09 |  | 1988-04-21
9032004 | 1 | 1989-07-26 | Removed From Ground | Gas | 4000 | Bare Steel | Unknown | Not Marked | N |  | N
9032004 | 2 | 1989-07-26 | Removed From Ground | Gas | 3000 | Bare Steel | Unknown | Not Marked | N |  | N
9032004 | 3 | 1989-07-26 | Removed From Ground | Gas | 3000 | Bare Steel | Unknown | Not Marked | N |  | N
9032004 | 4 | 1989-07-26 | Removed From Ground | Diesel | 3000 | Bare Steel | Unknown | Not Marked | N |  | N
9032004 | 5 | 2003-12-08 | Removed From Ground | Gas | 8200 | Composite | Fiberglass Reinforced Plastic | Pressure |  | 1989-01-01 |  | 1989-01-01
9032004 | 6 | 2003-12-09 | Removed From Ground | Gas | 8200 | Composite | Fiberglass Reinforced Plastic | Pressure |  | 1989-01-01 |  | 1989-01-01
9032004 | 7 | 2003-12-09 | Removed From Ground | Gas | 8200 | Composite | Fiberglass Reinforced Plastic | Pressure |  | 1989-01-01 |  | 1989-01-01
9032005 | 1 |  | Removed From Ground Date Unknown | Diesel |  | Not Marked/Unknown | Not Marked | Not Marked
9032006 | 1 | 2003-07-22 | Removed From Ground | Gas | 8000 | Steel-Impressed Current | Cathodically Protected | Pressure |  | 1996-06-17 |  | 1996-06-17
9032006 | 2 | 2003-07-22 | Removed From Ground | Gas | 8000 | Steel-Impressed Current | Cathodically Protected | Pressure |  | 1996-06-17 |  | 1996-06-17
9032006 | 3 | 2003-07-22 | Removed From Ground | Gas | 8000 | Steel-Impressed Current | Cathodically Protected | Pressure |  | 1996-06-17 |  | 1996-06-17
9032006 | 4 | 2003-07-22 | Removed From Ground | Gas | 1000 | Unknown | Unknown |  | N |  | N
9032008 | 1 | 1994-04-25 | Removed From Ground | Other | 6000 | Bare Steel | Galvanized Steel | Suction: No Valve At The Tank
9032008 | 2 | 1994-04-25 | Removed From Ground | Other | 6000 | Bare Steel | Galvanized Steel | Suction: No Valve At The Tank
9032010 | 1 | 1995-04-01 | Removed From Ground | Gas | 4000 | Bare Steel | Galvanized Steel | Suction: No Valve At The Tank
9032010 | 2 | 1995-04-01 | Removed From Ground | Gas | 2000 | Bare Steel | Galvanized Steel | Suction: No Valve At The Tank
9032011 | 1 | 1995-08-24 | Removed From Ground | Used Oil | 1000 | Not Marked/Unknown | Not Marked | Not Marked | Y |  | Y
9032012 | 1 | 1997-07-15 | Removed From Ground | Gas | 4000 | Bare Steel | Galvanized Steel | Suction: Valve At The Tank
9032012 | 2 | 1997-07-15 | Removed From Ground | Diesel | 4000 | Bare Steel | Galvanized Steel | Suction: Valve At The Tank
9032013 | 145003 | 1997-01-01 | Currently In Use | Gas | 10000 | Composite | Double Walled Flex | Pressure |  | 1997-02-20 |  | 1997-02-20
9032013 | 145025 | 1997-01-01 | Currently In Use | Gas | 10000 | Composite | Double Walled Flex | Pressure |  | 1997-02-20 |  | 1997-02-20
9032013 | 145034 | 1997-01-01 | Currently In Use | Diesel | 15000 | Composite | Double Walled Flex | Pressure |  | 1997-02-20 |  | 1997-02-20
9032014 | 1 | 1997-07-01 | Removed From Ground | Diesel | 8000 | Not Marked/Unknown | Not Marked | Not Marked
9032015 | 1A | 1999-07-01 | Removed From Ground | Empty | 550 | Marked Unknown | Not Marked | Suction: Valve At The Tank
9032015 | 1B | 1999-07-01 | Removed From Ground | Empty | 550 | Marked Unknown | Not Marked | Suction: Valve At The Tank
9032016 | 1 | 1999-08-17 | Removed From Ground | Diesel | 250 | Not Marked/Unknown | Not Marked | Not Marked
9032017 | 1 | 1999-11-01 | Removed From Ground | Gas | 1000 | Bare Steel | Bare Steel | Suction: Valve At The Tank
9032017 | 2 | 1999-11-01 | Removed From Ground | Gas | 1000 | Bare Steel | Bare Steel | Suction: Valve At The Tank
9032017 | 3 | 1999-11-01 | Removed From Ground | Gas | 1000 | Bare Steel | Bare Steel | Suction: Valve At The Tank
9032018 | 1A | 2000-09-01 | Currently In Use | Gas | 8000 | Composite | Fiberglass Reinforced Plastic | Pressure |  | 2000-09-01 |  | 2000-09-01
9032018 | 1B | 2000-09-01 | Currently In Use | Gas | 4000 | Composite | Fiberglass Reinforced Plastic | Pressure |  | 2000-09-01 |  | 2000-09-01
9032018 | 2A | 2000-09-01 | Currently In Use | Diesel | 7000 | Composite | Fiberglass Reinforced Plastic | Pressure |  | 2000-09-01 |  | 2000-09-01
9032018 | 2B | 2000-09-01 | Currently In Use | Diesel | 3000 | Composite | Fiberglass Reinforced Plastic | Pressure |  | 2000-09-01 |  | 2000-09-01
9033001 | 1 |  | Permanently Out Of Use | Kerosene | 3000 | Not Marked/Unknown | Not Marked | Not Marked
9033002 | 1 | 2014-11-12 | Removed From Ground | Gas | 12000 | STIP-3 | Fiberglass Reinforced Plastic | Pressure |  | 1991-08-01 |  | 1991-08-01
9033002 | 2 | 2014-11-11 | Removed From Ground | Gas | 12000 | STIP-3 | Fiberglass Reinforced Plastic | Pressure |  | 1991-08-01 |  | 1991-08-01
9033002 | 3 | 2014-11-10 | Removed From Ground | Gas | 12000 | STIP-3 | Fiberglass Reinforced Plastic | Pressure |  | 1991-08-01 |  | 1991-08-01
9033002 | 4 | 2014-11-07 | Removed From Ground | Gas | 12000 | STIP-3 | Fiberglass Reinforced Plastic | Pressure |  | 1991-08-01 |  | 1991-08-01
9033002 | 5 | 2014-11-05 | Removed From Ground | Gas | 12000 | STIP-3 | Fiberglass Reinforced Plastic | Pressure |  | 1991-08-01 |  | 1991-08-01
9033002 | 6 | 2014-11-05 | Removed From Ground | Gas | 12000 | STIP-3 | Fiberglass Reinforced Plastic | Pressure |  | 1991-08-01 |  | 1991-08-01
9033002 | 7 | 2014-11-04 | Removed From Ground | Diesel | 12000 | Steel-Galvanic | Fiberglass Reinforced Plastic | Pressure |  | 1991-08-01 |  | 1991-08-01
9033003 | 1 | 1990-12-11 | Removed From Ground | Gas | 4000 | Bare Steel | Bare Steel | Not Marked
9033003 | 2 | 1990-07-01 | Currently In Use | Gas | 10000 | Fiberglass Double Walled | Double Walled Flex | Suction: No Valve At The Tank |  | 1998-07-25 |  | 1998-07-25
9033004 | 092-A | 1953-01-01 | Permanently Out Of Use | Other | 35000 | Bare Steel | Bare Steel | Pressure
9033004 | 096 | 2003-11-10 | Removed From Ground | Other | 50000 | Bare Steel | Bare Steel | Pressure
9033004 | 90 | 2003-12-19 | Removed From Ground | Aviation Gas/AV Gas | 30000 | Bare Steel | Fiberglass Reinforced Plastic | Pressure | N |  | N
9033004 | 91 | 1969-01-01 | Removed From Ground | Aviation Gas/AV Gas | 30000 | Bare Steel | Fiberglass Reinforced Plastic | Pressure | N |  | N
9033005 | 1 | 1990-09-15 | Removed From Ground | Gas | 5000 | Bare Steel | Galvanized Steel | Not Marked
9033006 | 0 | 1989-08-28 | Removed From Ground | Gas | 4000 | Bare Steel | Unknown | Not Marked
9033006 | 11 | 1990-02-20 | Currently In Use | Gas | 2000 | STIP-3 | Fiberglass/Double Walled | Pressure |  | 1990-02-20 |  | 1990-02-20
9033007 | 12 | 1991-01-10 | Removed From Ground | Gas | 6000 | Bare Steel | Galvanized Steel | Not Marked
9033007 | 13 | 1991-01-10 | Removed From Ground | Gas | 3000 | Bare Steel | Galvanized Steel | Not Marked
9033008 | 0 | 1991-05-09 | Removed From Ground | Used Oil | 300 | Not Marked/Unknown | Not Marked | Not Marked | Y |  | Y
9033009 | 1 | 1990-04-01 | Removed From Ground | Diesel | 1200 | Bare Steel | Galvanized Steel | Not Marked
9033010 | DOB-89 |  | Currently In Use | Other | 550 | Bare Steel | Bare Steel | Gravity Fed
9033011 | 1 | 1991-03-18 | Removed From Ground | Not Marked/Tank Removed |  | Unknown | Not Marked | Not Marked | N |  | N
9033013 | 1 | 1988-08-21 | Removed From Ground | Diesel |  | Not Marked/Unknown | Not Marked | Not Marked
9033015 | 1 | 1991-04-17 | Removed From Ground | Gas | 10000 | Bare Steel | Bare Steel | Not Marked
9033015 | 2 | 1998-08-01 | Currently In Use | Diesel | 10000 | Fiberglass | Fiberglass Reinforced Plastic | Suction: No Valve At The Tank |  | 1998-08-01 |  | 1998-08-01
9033015 | 3 | 1998-08-01 | Currently In Use | Diesel | 10000 | Fiberglass | Fiberglass Reinforced Plastic | Suction: No Valve At The Tank |  | 1998-08-01 |  | 1998-08-01
9033015 | 4 | 2000-10-01 | Currently In Use | Diesel | 10000 | Fiberglass | Fiberglass Reinforced Plastic | Suction: No Valve At The Tank |  | 2000-10-01 |  | 2000-10-01
9033015 | 5 | 2000-10-01 | Currently In Use | Diesel | 10000 | Fiberglass | Fiberglass Reinforced Plastic | Suction: No Valve At The Tank |  | 2000-10-01 |  | 2000-10-01
9033016 | 1 | 1991-06-28 | Removed From Ground | Diesel | 2000 | Bare Steel | Galvanized Steel | Not Marked
9033017 | 1 | 1991-07-01 | Removed From Ground | Used Oil | 500 | Concrete | Not Marked | Not Marked | Y |  | Y
9033018 | DOB-19 | 1991-08-09 | Removed From Ground | Other | 25000 | Bare Steel | Bare Steel | Pressure
9033018 | DOB-20 | 1991-08-09 | Removed From Ground | Other | 25000 | Bare Steel | Bare Steel | Pressure
9033018 | DOB-21 | 1991-08-10 | Removed From Ground | Other | 25000 | Bare Steel | Bare Steel | Pressure
9033018 | DOB-22 | 1991-08-10 | Removed From Ground | Other | 25000 | Bare Steel | Bare Steel | Pressure
9033018 | DOB-23 | 1991-08-09 | Removed From Ground | Other | 25000 | Bare Steel | Bare Steel | Pressure
9033018 | DOB-24 | 1991-08-09 | Removed From Ground | Other | 25000 | Bare Steel | Bare Steel | Pressure
9033019 | 1 | 1991-10-01 | Removed From Ground | Diesel | 1000 | Bare Steel | Galvanized Steel | Not Marked
9033019 | 2 | 1991-10-01 | Removed From Ground | Gas | 1000 | Bare Steel | Galvanized Steel | Not Marked
9033021 | 1 | 1988-11-01 | Closed In Ground | Gas | 6000 | Marked Unknown | Galvanized Steel | Not Marked
9033021 | 2 | 1988-11-01 | Closed In Ground | Gas | 6000 | Marked Unknown | Galvanized Steel | Not Marked
9033022 | DOB-90 |  | Currently In Use | Used Oil | 150 | Bare Steel | Bare Steel | Gravity Fed | Y |  | Y
9033023 | 1 | 1992-02-25 | Removed From Ground | Other | 5000 | Marked Unknown | Unknown | Not Marked
9033023 | 2 | 1992-02-25 | Removed From Ground | Other | 5000 | Marked Unknown | Unknown | Not Marked
9033024 | 1 | 2002-12-11 | Removed From Ground | Gas | 12000 | Fiberglass | Fiberglass Reinforced Plastic | Pressure |  | 1993-07-26 |  | 1993-07-26
9033024 | 2 | 2002-12-11 | Removed From Ground | Gas | 12000 | Fiberglass | Fiberglass Reinforced Plastic | Pressure |  | 1993-07-26 |  | 1993-07-26
9033024 | 3 | 2002-12-11 | Removed From Ground | Gas | 12000 | Fiberglass | Fiberglass Reinforced Plastic | Pressure |  | 1993-07-26 |  | 1993-07-26
9033025 | 1 | 1991-11-27 | Removed From Ground | Other | 275 | Bare Steel | Not Marked | Not Marked | Y |  | Y
9033025 | 2 | 1997-09-10 | Removed From Ground | Diesel | 6000 | Bare Steel | Galvanized Steel | Suction: Valve At The Tank
9033025 | 3 | 1997-09-10 | Removed From Ground | Diesel | 5000 | Bare Steel | Galvanized Steel | Suction: Valve At The Tank
9033025 | 4 | 1997-08-01 | Currently In Use | Diesel | 12000 | Fiberglass | Fiberglass Reinforced Plastic | Pressure | N | 1997-08-01 | N | 1997-08-01
9033027 | 1 | 1997-06-17 | Removed From Ground | Used Oil | 600 | Composite | Fiberglass Reinforced Plastic | Gravity Fed | Y |  | Y
9033028 | 1 | 1992-05-29 | Removed From Ground | Gas | 6000 | Bare Steel | Galvanized Steel | Suction: No Valve At The Tank
9033028 | 2 | 1992-05-29 | Removed From Ground | Gas | 4000 | Bare Steel | Galvanized Steel | Suction: No Valve At The Tank
9033028 | 3 | 1992-05-29 | Removed From Ground | Gas | 4000 | Bare Steel | Galvanized Steel | Suction: No Valve At The Tank
9033028 | 4 | 1992-05-29 | Removed From Ground | Gas | 4000 | Bare Steel | Galvanized Steel | Suction: No Valve At The Tank
9033029 | 1 | 2011-10-18 | Removed From Ground | Gas | 12000 | Fiberglass | Fiberglass/Double Walled | Pressure |  | 1993-08-01 |  | 1993-08-01
9033029 | 2 | 2011-10-18 | Removed From Ground | Gas | 12000 | Fiberglass | Fiberglass/Double Walled | Pressure |  | 1993-08-01 |  | 1993-08-01
9033029 | 3 | 2011-10-18 | Removed From Ground | Gas | 12000 | Fiberglass | Fiberglass/Double Walled | Pressure |  | 1993-08-01 |  | 1993-08-01
9033029 | 4 | 2011-10-18 | Removed From Ground | Gas | 12000 | Fiberglass | Fiberglass/Double Walled | Pressure |  | 1993-08-01 |  | 1993-08-01
9033030 | 1 | 1988-03-29 | Currently In Use | Gas | 10000 | Fiberglass | Fiberglass Reinforced Plastic | Pressure |  | 1994-05-31 |  | 1994-05-31
9033030 | 2 | 1988-03-29 | Currently In Use | Gas | 10000 | Fiberglass | Fiberglass Reinforced Plastic | Pressure |  | 1994-05-31 |  | 1994-05-31
9033030 | 3 | 1988-03-29 | Currently In Use | Gas | 10000 | Fiberglass | Fiberglass Reinforced Plastic | Pressure |  | 1994-05-31 |  | 1994-05-31
9033030 | 4 | 1988-03-29 | Currently In Use | Diesel | 4000 | Fiberglass | Fiberglass Reinforced Plastic | Pressure |  | 1994-05-31 |  | 1994-05-31
9033030 | 5 | 1988-03-29 | Currently In Use | Diesel | 2000 | Fiberglass | Fiberglass Reinforced Plastic | Pressure |  | 1994-05-31 |  | 1994-05-31
9033031 | 1 | 2008-09-24 | Removed From Ground | Gas | 10000 | Unknown | Fiberglass Reinforced Plastic | Pressure |  | 1990-02-01 |  | 1990-02-01
9033031 | 2 | 2008-09-24 | Removed From Ground | Gas | 12000 | Unknown | Fiberglass Reinforced Plastic | Pressure |  | 1990-02-01 |  | 1990-02-01
9033031 | 3 | 2008-09-24 | Removed From Ground | Gas | 12000 | Unknown | Fiberglass Reinforced Plastic | Pressure |  | 1990-02-01 |  | 1990-02-01
9033032 | 1 | 2005-06-28 | Removed From Ground | Gas | 12000 | Unknown | Fiberglass Reinforced Plastic | Pressure |  | 1990-05-01 |  | 1990-05-01
9033032 | 1 |  | Currently In Use | Gas | 12000 | Unknown | Fiberglass Reinforced Plastic | Pressure |  | 1990-05-01 |  | 1990-05-01
9033032 | 2 | 2005-06-28 | Removed From Ground | Gas | 12000 | Unknown | Fiberglass Reinforced Plastic | Pressure |  | 1990-05-01 |  | 1990-05-01
9033032 | 2 |  | Currently In Use | Gas | 12000 | Unknown | Fiberglass Reinforced Plastic | Pressure |  | 1990-05-01 |  | 1990-05-01
9033032 | 3 | 2005-06-28 | Removed From Ground | Gas | 12000 | Unknown | Fiberglass Reinforced Plastic | Pressure |  | 1990-05-01 |  | 1990-05-01
9033032 | 3 |  | Currently In Use | Gas | 12000 | Unknown | Fiberglass Reinforced Plastic | Pressure |  | 1990-05-01 |  | 1990-05-01
9033033 | 1 | 1990-11-28 | Currently In Use | Gas | 12000 | Unknown | Double Walled | Pressure |  | 1990-12-01 |  | 1990-12-01
9033033 | 2 | 1990-11-28 | Currently In Use | Gas | 12000 | Unknown | Double Walled | Pressure |  | 1990-12-01 |  | 1990-12-01
9033033 | 3 | 1990-11-28 | Currently In Use | Gas | 12000 | Unknown | Double Walled | Pressure |  | 1990-12-01 |  | 1990-12-01
9033034 | 1 | 2003-04-15 | Closed In Ground | Empty | 12000 | Fiberglass | Fiberglass Reinforced Plastic | Pressure |  | 1988-06-01 |  | 1988-06-01
9033034 | 2 | 2003-04-15 | Closed In Ground | Empty | 10000 | Fiberglass | Fiberglass Reinforced Plastic | Pressure |  | 1988-06-01 |  | 1988-06-01
9033034 | 3 | 2003-04-15 | Closed In Ground | Empty | 10000 | Fiberglass | Fiberglass Reinforced Plastic | Pressure |  | 1988-06-01 |  | 1988-06-01
9033035 | 1 | 1990-09-28 | Currently In Use | Gas | 12000 | Fiberglass Double Walled | Fiberglass/Double Walled | Pressure |  | 1990-09-01 |  | 1990-09-01
9033035 | 2 | 1990-09-28 | Currently In Use | Gas | 12000 | Fiberglass Double Walled | Fiberglass/Double Walled | Pressure |  | 1990-09-01 |  | 1990-09-01
9033035 | 3 | 1990-09-28 | Currently In Use | Gas | 12000 | Fiberglass Double Walled | Fiberglass/Double Walled | Pressure |  | 1990-09-01 |  | 1990-09-01
9033036 | 1 | 1988-12-27 | Currently In Use | Gas | 10000 | Fiberglass | Fiberglass/Double Walled | Pressure |  | 1993-12-16 |  | 1993-12-16
9033036 | 2 | 1988-12-27 | Currently In Use | Gas | 10000 | Fiberglass | Fiberglass/Double Walled | Pressure |  | 1993-12-16 |  | 1993-12-16
9033036 | 3 | 1988-12-27 | Currently In Use | Gas | 10000 | Fiberglass | Fiberglass/Double Walled | Pressure |  | 1993-12-16 |  | 1993-12-16
9033036 | 4 | 1988-12-27 | Currently In Use | Gas | 10000 | Fiberglass | Fiberglass/Double Walled | Pressure |  | 1993-12-16 |  | 1993-12-16
9033037 | 1 | 1981-01-01 | Currently In Use | Gas | 8000 | Steel-Impressed Current | Fiberglass/Double Walled | Pressure |  | 1998-09-01 |  | 1998-09-01
9033037 | 2 | 1981-01-01 | Currently In Use | Gas | 8000 | Steel-Impressed Current | Fiberglass/Double Walled | Pressure |  | 1998-09-01 |  | 1998-09-01
9033037 | 3 | 1981-01-01 | Currently In Use | Gas | 8000 | Steel-Impressed Current | Fiberglass/Double Walled | Pressure |  | 1998-09-01 |  | 1998-09-01
9033038 | 1 | 1991-05-24 | Removed From Ground | Kerosene | 550 | Bare Steel | Galvanized Steel | Not Marked
9033038 | 2 | 1991-05-24 | Removed From Ground | Gas | 550 | Bare Steel | Galvanized Steel | Not Marked
9033038 | 3 | 1991-05-24 | Removed From Ground | Gas | 2000 | Bare Steel | Galvanized Steel | Not Marked
9033039 | 1 | 2011-08-01 | Removed From Ground | Gas | 10000 | Fiberglass | Fiberglass/Double Walled | Pressure |  | 1989-10-05 |  | 1989-10-05
9033039 | 2 | 2011-08-01 | Removed From Ground | Gas | 10000 | Fiberglass | Fiberglass/Double Walled | Pressure |  | 1989-10-05 |  | 1989-10-05
9033039 | 3 | 2011-08-11 | Removed From Ground | Gas | 10000 | Fiberglass | Fiberglass/Double Walled | Pressure |  | 1989-10-05 |  | 1989-10-05
9033039 | A | 1989-04-06 | Removed From Ground | Gas | 10000 | Bare Steel | Galvanized Steel |  | N |  | N
9033039 | B | 1989-04-06 | Removed From Ground | Gas | 10000 | Bare Steel | Galvanized Steel |  | N |  | N
9033039 | C | 1989-04-06 | Removed From Ground | Gas | 10000 | Bare Steel | Galvanized Steel |  | N |  | N
9033039 | D | 1989-04-06 | Removed From Ground | Used Oil | 550 | Bare Steel | Unknown | Not Marked | N |  | N
9033040 | 1 | 1995-01-01 | Removed From Ground | Diesel | 200 | Bare Steel | Galvanized Steel | Not Marked
9033040 | 2 | 1995-01-01 | Removed From Ground | Diesel | 500 | Bare Steel | Galvanized Steel | Not Marked
9033041 | 1 | 1989-11-27 | Closed In Ground | Diesel | 550 | Bare Steel | Bare Steel | Not Marked
9033041 | 2 | 1989-11-20 | Removed From Ground | Diesel | 550 | Bare Steel | Bare Steel | Not Marked
9033042 | 1 | 1995-03-17 | Removed From Ground | Gas | 3000 | Bare Steel | Galvanized Steel | Pressure
9033042 | 2 | 1995-03-17 | Removed From Ground | Gas | 4000 | Bare Steel | Galvanized Steel | Not Marked
9033042 | 3 | 1995-03-17 | Removed From Ground | Gas | 4000 | Bare Steel | Galvanized Steel | Pressure
9033043 | 1 | 1991-12-01 | Removed From Ground | Diesel | 4000 | Marked Unknown | Galvanized Steel | Gravity Fed
9033043 | 2 | 1991-12-01 | Removed From Ground | Gas | 1000 | Marked Unknown | Galvanized Steel | Gravity Fed
9033043 | 3 | 1991-12-01 | Removed From Ground | Gas | 2000 | Marked Unknown | Galvanized Steel | Gravity Fed
9033043 | 4 | 1991-12-01 | Removed From Ground | Gas | 3000 | Marked Unknown | Galvanized Steel | Gravity Fed
9033044 | 1 | 1989-11-01 | Currently In Use | Gas | 10000 | Fiberglass | Fiberglass/Double Walled | Pressure |  | 1989-11-01 |  | 1989-11-01
9033044 | 2 | 1989-11-01 | Currently In Use | Gas | 10000 | Fiberglass | Fiberglass/Double Walled | Pressure |  | 1989-11-01 |  | 1989-01-11
9033044 | 3 | 1989-11-01 | Currently In Use | Gas | 10000 | Fiberglass | Fiberglass/Double Walled | Pressure |  | 1989-11-01 |  | 1989-11-01
9033044 | 4 | 1989-11-01 | Currently In Use | Gas | 10000 | Fiberglass | Fiberglass/Double Walled | Pressure |  | 1989-11-01 |  | 1989-11-01
9033045 | 1 | 2016-04-26 | Temporarily Out Of Use | Gas | 10000 | Epoxy | Fiberglass Reinforced Plastic | Pressure |  | 1990-05-01 |  | 1990-05-01
9033045 | 2 | 1990-05-24 | Currently In Use | Gas | 10000 | Epoxy | Fiberglass Reinforced Plastic | Pressure |  | 1990-05-01 |  | 1990-05-01
9033045 | 3 | 1990-05-24 | Currently In Use | Gas | 10000 | Epoxy | Fiberglass Reinforced Plastic | Pressure |  | 1990-05-01 |  | 1990-05-01
9033046 | 1 | 2016-03-17 | Removed From Ground | Gas | 12000 | Fiberglass | Copper | Pressure |  | 1989-01-01 |  | 1989-01-01
9033046 | 2 | 2016-03-17 | Removed From Ground | Gas | 12000 | Fiberglass | Copper | Pressure |  | 1989-01-01 |  | 1989-01-01
9033046 | 3 | 2016-03-17 | Removed From Ground | Gas | 12000 | Fiberglass | Copper | Pressure |  | 1989-01-01 |  | 1989-01-01
9033047 | 1 | 2015-05-07 | Removed From Ground | Gas | 12000 | Fiberglass Double Walled | Double Walled Flex | Pressure |  | 1990-11-01 |  | 1990-11-01
9033047 | 2 | 2015-05-07 | Removed From Ground | Gas | 12000 | Fiberglass Double Walled | Double Walled Flex | Pressure |  | 1990-11-01 |  | 1990-11-01
9033047 | 3 | 2015-05-07 | Removed From Ground | Gas | 12000 | Fiberglass Double Walled | Double Walled Flex | Pressure |  | 1990-11-01 |  | 1990-11-01
9033047 | 4 | 2015-07-01 | Currently In Use | Gas | 20000 | Fiberglass Double Walled | Fiberglass/Double Walled | Pressure | N | 2015-09-20 12:00 | N | 2015-10-28 12:00
9033047 | 5 | 2015-09-20 | Currently In Use | Gas | 20000 | Fiberglass Double Walled | Fiberglass/Double Walled | Pressure | N | 2015-09-20 12:00 | N | 2015-10-28 12:00
9033047 | 6A | 2015-07-01 | Currently In Use | Gas | 9500 | Fiberglass Double Walled | Fiberglass/Double Walled | Pressure | N | 2015-09-20 12:00 | N | 2015-10-28 12:00
9033047 | 6B | 2015-07-01 | Temporarily Out Of Use | Other | 10000 | Fiberglass Double Walled | Fiberglass/Double Walled | Pressure | N | 2015-09-20 12:00 | N | 2015-10-28 12:00
9033047 | 7 | 2015-09-20 | Currently In Use | Diesel | 12000 | Fiberglass Double Walled | Fiberglass/Double Walled | Pressure | N | 2015-09-20 12:00 | N | 2015-10-28 12:00
9033049 | 1 | 1989-10-01 | Removed From Ground | Gas | 3000 | Bare Steel | Bare Steel | Not Marked
9033049 | 2 | 1989-10-01 | Removed From Ground | Diesel | 560 | Bare Steel | Bare Steel | Not Marked
9033049 | 3 | 1987-11-01 | Closed In Ground | Used Oil | 560 | Bare Steel | Galvanized Steel | Not Marked | Y |  | Y
9033049 | 4 | 1987-11-01 | Closed In Ground | Used Oil | 560 | Bare Steel | Galvanized Steel | Not Marked | Y |  | Y
9033050 | 1 | 1990-05-31 | Removed From Ground | Diesel | 8000 | Bare Steel | Galvanized Steel | Not Marked
9033050 | 2 | 1990-05-31 | Removed From Ground | Gas | 1000 | Bare Steel | Galvanized Steel | Not Marked
9033051 | 1 | 1988-12-01 | Currently In Use | Gas | 9816 | Fiberglass | Fiberglass/Double Walled | Pressure |  | 1994-06-29 |  | 1994-06-29
9033051 | 2 | 1988-09-01 | Currently In Use | Gas | 9816 | Fiberglass | Fiberglass/Double Walled | Pressure |  | 1994-06-29 |  | 1994-06-29
9033051 | 3 | 1988-09-01 | Currently In Use | Gas | 9816 | Fiberglass | Fiberglass/Double Walled | Pressure |  | 1994-06-29 |  | 1994-06-29
9033052 | 1 | 1989-12-04 | Removed From Ground | Gas | 10000 | Fiberglass | Fiberglass Reinforced Plastic | Not Marked
9033052 | 2 | 1989-12-04 | Removed From Ground | Gas | 10000 | Fiberglass | Fiberglass Reinforced Plastic | Not Marked
9033052 | 3 | 1989-12-04 | Removed From Ground | Gas | 10000 | Fiberglass | Fiberglass Reinforced Plastic | Not Marked
9033054 | 1 | 1994-10-19 | Removed From Ground | Used Oil | 320 | Bare Steel | Bare Steel | Gravity Fed | Y |  | Y
9033055 | 1 | 1998-07-21 | Removed From Ground | Empty | 10000 | Fiberglass | Fiberglass Reinforced Plastic | Not Marked
9033055 | 2 | 1998-07-21 | Removed From Ground | Empty | 10000 | Fiberglass | Fiberglass Reinforced Plastic | Not Marked
9033056 | 1 | 1991-12-01 | Removed From Ground | Other |  | Marked Unknown | Unknown | Not Marked
9033057 | 1 | 1999-01-28 | Removed From Ground | Diesel | 3000 | Cathodically Protected Steel | Fiberglass Reinforced Plastic | Suction: Valve At The Tank
9033057 | 2 | 1999-01-28 | Removed From Ground | Diesel | 3000 | Cathodically Protected Steel | Fiberglass Reinforced Plastic | Suction: Valve At The Tank
9033058 | 1 |  | Removed From Ground Date Unknown | Used Oil | 500 | Bare Steel | Galvanized Steel | Not Marked | Y |  | Y
9033058 | 2 |  | Removed From Ground Date Unknown | Used Oil | 600 | Bare Steel | Galvanized Steel | Not Marked | Y |  | Y
9033059 | 1 | 1988-10-01 | Currently In Use | Gas | 8000 | Steel-Galvanic | Fiberglass Reinforced Plastic | Pressure |  | 1988-10-01 |  | 1988-10-01
9033059 | 2 | 1988-10-01 | Currently In Use | Gas | 8000 | Steel-Galvanic | Fiberglass Reinforced Plastic | Pressure |  | 1988-10-01 |  | 1988-10-01
9033059 | 3 | 1988-10-01 | Currently In Use | Diesel | 8000 | Steel-Galvanic | Fiberglass Reinforced Plastic | Pressure |  | 1988-10-01 |  | 1988-10-01
9033060 | 1 | 1999-06-08 | Removed From Ground | Used Oil | 550 | Double Walled | Bare Steel | Not Marked | Y |  | Y
9033060 | 2 | 1999-06-08 | Removed From Ground | Used Oil | 550 | Double Walled | Bare Steel | Not Marked | Y |  | Y
9033061 | 1 | 1990-08-07 | Removed From Ground | Gas | 1000 | Bare Steel | Galvanized Steel | Not Marked
9033062 | 1 | 1993-05-11 | Removed From Ground | Diesel | 8000 | Bare Steel | Bare Steel | Suction: No Valve At The Tank
9033062 | 2 | 1993-05-11 | Removed From Ground | Gas | 2000 | Bare Steel | Bare Steel | Suction: No Valve At The Tank
9033063 | 1 | 1988-07-01 | Currently In Use | Gas | 10000 | Steel-Galvanic | Fiberglass Reinforced Plastic | Pressure |  | 1988-07-01 |  | 1988-07-01
9033063 | 2 | 1988-07-01 | Currently In Use | Gas | 8000 | Steel-Galvanic | Fiberglass Reinforced Plastic | Pressure |  | 1988-07-01 |  | 1988-07-01
9033063 | 3 | 1988-07-01 | Currently In Use | Gas | 8000 | Steel-Galvanic | Fiberglass Reinforced Plastic | Pressure |  | 1988-07-01 |  | 1988-07-01
9033063 | 4 | 2012-02-09 | Temporarily Out Of Use | Kerosene | 2000 | Steel-Galvanic | Fiberglass Reinforced Plastic | Suction: Valve At The Tank |  | 1988-07-01 |  | 1988-07-01
9033064 | 1 | 1984-01-01 | Closed In Ground | Gas | 1000 | Bare Steel | Unknown | Not Marked
9033065 | 1 | 2000-12-06 | Removed From Ground | Gas | 10000 | Steel-Galvanic | Galvanized Steel | Pressure |  | 1989-01-24 |  | 1989-01-24
9033065 | 2 | 2000-12-06 | Removed From Ground | Gas | 10000 | Steel-Galvanic | Galvanized Steel | Pressure |  | 1989-01-24 |  | 1989-01-24
9033065 | 3 | 2000-12-06 | Removed From Ground | Gas | 10000 | Steel-Galvanic | Galvanized Steel | Pressure |  | 1989-01-24 |  | 1989-01-24
9033065 | 4 | 2000-12-06 | Removed From Ground | Gas | 10000 | Steel-Galvanic | Galvanized Steel | Pressure |  | 1989-01-24 |  | 1989-01-24
9033066 | 1 | 2002-09-18 | Removed From Ground | Gas | 10000 | Fiberglass | Fiberglass Reinforced Plastic | Pressure |  | 1990-01-01 |  | 1990-01-01
9033066 | 2 | 2002-09-18 | Removed From Ground | Gas | 10000 | Fiberglass | Fiberglass Reinforced Plastic | Pressure |  | 1990-01-01 |  | 1990-01-01
9033066 | 3 | 2002-09-18 | Removed From Ground | Gas | 10000 | Fiberglass | Fiberglass Reinforced Plastic | Pressure |  | 1990-01-01 |  | 1990-01-01
9033067 | 1 | 1990-06-14 | Currently In Use | Gas | 10000 | Composite | Fiberglass Reinforced Plastic | Pressure |  | 1990-06-01 |  | 1990-06-01
9033067 | 2 | 1990-06-14 | Currently In Use | Gas | 10000 | Composite | Fiberglass Reinforced Plastic | Pressure |  | 1990-06-01 |  | 1990-06-01
9033067 | 3 | 1990-06-14 | Currently In Use | Gas | 10000 | Composite | Fiberglass Reinforced Plastic | Pressure |  | 1990-06-01 |  | 1990-06-01
9033070 | 1 | 2013-05-27 | Removed From Ground | Diesel | 10000 | Cathodically Protected Steel | Galvanized Steel | Pressure
9033071 | 1 | 1993-10-15 | Removed From Ground | Diesel | 1000 | Bare Steel | Unknown | Not Marked
9033071 | 2 | 2006-07-11 | Removed From Ground | Diesel | 1000 | Concrete | Secondary Containment | Suction: Valve At The Tank |  | 1994-02-21 |  | 1994-02-22
9033073 | 1 | 1989-11-28 | Currently In Use | Diesel | 12000 | Composite Double Walled | Fiberglass Reinforced Plastic | Gravity Fed |  | 1989-11-28 |  | 1989-11-28
9033074 | 1 | 1988-10-01 | Currently In Use | Gas | 8775 | Double Walled | Fiberglass Reinforced Plastic | Not Marked |  | 1994-09-12 |  | 1994-09-12
9033074 | 2 | 1988-10-01 | Currently In Use | Gas | 8775 | Double Walled | Fiberglass Reinforced Plastic | Not Marked |  | 1994-09-12 |  | 1994-09-12
9033074 | 3 | 1988-10-01 | Currently In Use | Gas | 8775 | Double Walled | Fiberglass Reinforced Plastic | Not Marked |  | 1994-09-12 |  | 1994-09-12
9033074 | 4 | 2007-02-28 | Currently In Use | Diesel | 5000 | Composite | Fiberglass Reinforced Plastic | Pressure | N | 2007-02-28 | N | 2007-02-28
9033075 | 1 | 1994-02-24 | Removed From Ground | Diesel | 500 | Fiberglass | Not Marked | Not Marked
9033075 | 2 | 1995-03-21 | Removed From Ground | Diesel | 600 | Excavation Liner | Secondary Containment | Suction: Valve At The Tank
9033076 | 1 | 1992-12-10 | Removed From Ground | Gas | 4000 | Bare Steel | Galvanized Steel | Pressure
9033076 | 2 | 1992-12-10 | Removed From Ground | Gas | 4000 | Bare Steel | Galvanized Steel | Pressure
9033076 | 3 | 1992-12-10 | Removed From Ground | Gas | 4000 | Bare Steel | Galvanized Steel | Pressure
9033076 | 4 | 1992-12-10 | Removed From Ground | Diesel | 4000 | Bare Steel | Galvanized Steel | Pressure
9033076 | 5 | 1992-12-10 | Removed From Ground | Used Oil | 550 | Bare Steel | Galvanized Steel | Pressure | Y |  | Y
9033076 | 6 | 1992-12-10 | Removed From Ground | Other | 550 | Not Marked/Unknown | Not Marked | Not Marked
9033077 | 1 | 1997-03-15 | Removed From Ground | Diesel | 500 | Fiberglass | Bare Steel | Not Marked
9033078 | 1 | 2002-01-31 | Removed From Ground | Diesel | 1000 | Steel-Galvanic | Cathodically Protected | Suction: Valve At The Tank |  | 1997-12-01 |  | 1997-12-01
9033079 | 1 | 1983-12-01 | Currently In Use | Diesel | 1000 | Fiberglass | Impressed Current | Suction: No Valve At The Tank |  | 1998-03-04 |  | 1998-03-04
9033080 | 1 | 2014-02-20 | Closed In Ground | Diesel | 1000 | Steel-Galvanic | Cathodically Protected | Suction: Valve At The Tank |  | 1998-10-12 |  | 1998-10-12
9033081 | 1 | 1988-12-01 | Removed From Ground | Used Oil | 500 | Bare Steel | Galvanized Steel | Not Marked | Y |  | Y
9033082 | 1 | 1990-09-01 | Removed From Ground | Gas | 8000 | Cathodically Protected Steel | Galvanized Steel | Pressure |  | 1995-09-01 |  | 1990-01-01
9033082 | 10 |  | Removed From Ground Date Unknown | Gas | 10000 | Fiberglass | Fiberglass Reinforced Plastic | Not Marked
9033082 | 11 | 2000-09-01 | Removed From Ground | Diesel | 8000 | Fiberglass | Fiberglass Reinforced Plastic | Not Marked
9033082 | 2 | 1988-09-01 | Removed From Ground | Gas | 8000 | Cathodically Protected Steel | Galvanized Steel | Pressure |  | 1995-09-01 |  | 1990-01-01
9033082 | 3 | 1988-09-01 | Removed From Ground | Gas | 8000 | Cathodically Protected Steel | Galvanized Steel | Pressure |  | 1995-09-01 |  | 1990-01-01
9033082 | 4 | 1988-09-01 | Removed From Ground | Diesel | 10000 | Fiberglass | Fiberglass Reinforced Plastic | Pressure |  | 1995-09-01 |  | 1990-01-01
9033082 | 5 | 1990-09-01 | Removed From Ground | Kerosene | 1000 | Bare Steel | Galvanized Steel | Not Marked
9033082 | 6 | 1990-09-01 | Removed From Ground | Used Oil | 550 | Bare Steel | Galvanized Steel | Not Marked | Y |  | Y
9033082 | 7 | 2000-09-01 | Removed From Ground | Gas | 12000 | Fiberglass | Fiberglass Reinforced Plastic | Not Marked
9033082 | 8 | 2000-09-01 | Removed From Ground | Gas | 10000 | Fiberglass | Fiberglass Reinforced Plastic | Not Marked
9033082 | 9 | 2000-09-01 | Removed From Ground | Gas | 10000 | Fiberglass | Fiberglass Reinforced Plastic | Not Marked
9033083 | 1 | 1989-07-19 | Removed From Ground | Gas | 500 | Marked Unknown | Unknown | Not Marked
9033084 | 1 | 2007-10-05 | Removed From Ground | Gas | 8775 | Fiberglass | Fiberglass Reinforced Plastic | Pressure |  | 1995-09-30 |  | 1995-09-30
9033084 | 2 | 2007-10-05 | Removed From Ground | Gas | 8775 | Fiberglass | Fiberglass Reinforced Plastic | Pressure |  | 1995-09-30 |  | 1995-09-30
9033084 | 3 | 2007-10-05 | Removed From Ground | Gas | 8775 | Fiberglass | Fiberglass Reinforced Plastic | Pressure |  | 1995-09-30 |  | 1995-09-30
9033085 | 1 | 1998-07-01 | Closed In Ground | Diesel | 2005 | Bare Steel | Bare Steel | Suction: Valve At The Tank
9033086 | 1 | 1998-05-01 | Removed From Ground | Diesel | 12000 | Bare Steel | Fiberglass Reinforced Plastic | Pressure |  | 1988-01-01 |  | 1988-01-01
9033086 | 2 | 1998-05-01 | Removed From Ground | Diesel | 12000 | Bare Steel | Fiberglass Reinforced Plastic | Pressure |  | 1988-01-01 |  | 1988-01-01
9033086 | 3 | 1998-05-01 | Removed From Ground | Gas | 10000 | Bare Steel | Fiberglass Reinforced Plastic | Pressure |  | 1988-01-01 |  | 1988-01-01
9033087 | 10708-1 | 1993-03-30 | Removed From Ground | Diesel | 1000 | Bare Steel | Bare Steel | Not Marked
9033087 | 708D1 | 2003-12-09 | Removed From Ground | Diesel | 2000 | Cathodically Protected Steel | Galvanized Steel | Not Marked
9033087 | 708G1 | 2003-12-09 | Removed From Ground | Gas | 1000 | Cathodically Protected Steel | Bare Steel | Not Marked
9033088 | 10717-1 | 1988-06-01 | Removed From Ground | Gas | 4000 | Bare Steel | Galvanized Steel | Not Marked
9033088 | 10717-2 | 1988-06-01 | Removed From Ground | Gas | 4000 | Bare Steel | Galvanized Steel | Not Marked
9033088 | 10717-3 | 1988-06-01 | Removed From Ground | Diesel | 1000 | Bare Steel | Galvanized Steel | Not Marked
9033088 | 717D1 | 2003-11-05 | Removed From Ground | Diesel | 1000 | Cathodically Protected Steel | Galvanized Steel | Suction: No Valve At The Tank
9033088 | 717G1 | 2003-11-05 | Removed From Ground | Gas | 2000 | Cathodically Protected Steel | Galvanized Steel | Suction: No Valve At The Tank
9033089 | 1 | 2004-01-14 | Removed From Ground | Gas | 8000 | Steel-Impressed Current | Cathodically Protected | Suction: No Valve At The Tank
9033089 | 2 | 2004-01-14 | Removed From Ground | Diesel | 8000 | Steel-Impressed Current | Cathodically Protected | Suction: No Valve At The Tank
9033089 | 3 | 2004-01-14 | Removed From Ground | Used Oil | 500 | Unknown | Unknown | Not Marked | N |  | N
9033090 | 1 | 1997-12-01 | Removed From Ground | Diesel | 8000 | Cathodically Protected Steel | Fiberglass Reinforced Plastic | Not Marked
9033091 | 1 | 1988-08-01 | Currently In Use | Gas | 10000 | STIP-3 | Fiberglass Reinforced Plastic | Pressure |  | 1996-12-01 |  | 1996-12-01
9033091 | 2 | 1988-08-01 | Currently In Use | Gas | 8000 | STIP-3 | Fiberglass Reinforced Plastic | Pressure |  | 1996-12-01 |  | 1996-12-01
9033091 | 3 | 1988-08-01 | Currently In Use | Gas | 8000 | STIP-3 | Fiberglass Reinforced Plastic | Pressure |  | 1996-12-01 |  | 1996-12-01
9033092 | 1 | 2000-11-29 | Removed From Ground | Gas | 12000 | Steel-Galvanic | Fiberglass Reinforced Plastic | Pressure |  | 1991-10-08 |  | 1991-10-08
9033092 | 2 | 2000-11-29 | Removed From Ground | Gas | 12000 | Steel-Galvanic | Fiberglass Reinforced Plastic | Pressure |  | 1991-10-08 |  | 1991-10-08
9033092 | 3 | 2000-11-29 | Removed From Ground | Gas | 12000 | Steel-Galvanic | Fiberglass Reinforced Plastic | Pressure |  | 1991-10-08 |  | 1991-10-08
9033092 | 4 | 2000-12-21 | Currently In Use | Gas | 10000 | Fiberglass Double Walled | Double Walled Flex | Pressure |  | 2001-01-05 |  | 2001-01-05
9033092 | 5 | 2000-12-21 | Currently In Use | Gas | 10000 | Fiberglass Double Walled | Double Walled Flex | Pressure |  | 2001-01-05 |  | 2001-01-05
9033092 | 6 | 2000-12-21 | Currently In Use | Gas | 10000 | Fiberglass Double Walled | Double Walled Flex | Pressure |  | 2001-01-05 |  | 2001-01-05
9033092 | 7 | 2000-12-21 | Currently In Use | Gas | 10000 | Fiberglass Double Walled | Double Walled Flex | Pressure |  | 2001-01-05 |  | 2001-01-05
9033093 | 1 | 1991-09-20 | Removed From Ground | Kerosene | 1000 | Bare Steel | Copper | Not Marked
9033094 | 1 | 1991-10-24 | Currently In Use | Gas | 12000 | Fiberglass | Double Walled | Pressure |  | 1991-12-01 |  | 1991-12-01
9033094 | 2 | 1991-10-24 | Currently In Use | Gas | 12000 | Fiberglass | Double Walled | Pressure |  | 1991-12-01 |  | 1991-12-01
9033094 | 3 | 1991-10-24 | Currently In Use | Gas | 12000 | Fiberglass | Double Walled | Pressure |  | 1991-12-01 |  | 1991-12-01
9033095 | 1 | 1988-12-01 | Currently In Use | Gas | 12000 | Fiberglass | Fiberglass/Double Walled | Pressure |  | 1995-11-01 |  | 1988-01-01
9033095 | 2 | 1988-12-01 | Currently In Use | Gas | 10000 | Fiberglass | Fiberglass/Double Walled | Pressure |  | 1995-01-01 |  | 1988-01-01
9033095 | 3 | 1988-12-01 | Currently In Use | Gas | 10000 | Fiberglass | Fiberglass/Double Walled | Pressure |  | 1995-01-01 |  | 1988-01-01
9033095 | 4 | 1988-12-01 | Currently In Use | Gas | 10000 | Fiberglass | Fiberglass/Double Walled | Pressure |  | 1995-01-01 |  | 1988-01-01
9033096 | 1 | 2011-09-13 | Removed From Ground | Diesel | 5000 | Steel-Galvanic | Fiberglass/Double Walled | Pressure |  | 1998-02-04 |  | 1998-02-04
9033096 | 2 | 2011-09-13 | Removed From Ground | Diesel | 5000 | Steel-Galvanic | Fiberglass/Double Walled | Pressure |  | 1998-02-04 |  | 1998-02-04
9033097 | 1 | 2002-08-16 | Removed From Ground | Diesel | 275 | STIP-3 | Double Walled | Not Marked |  | 1997-12-30 |  | 1997-12-30
9033098 | 1 | 1999-08-27 | Removed From Ground | Gas | 8000 | Cathodically Protected Steel | Galvanized Steel | Not Marked
9033098 | 2 | 1999-08-27 | Removed From Ground | Gas | 8000 | Cathodically Protected Steel | Galvanized Steel | Not Marked
9033098 | 3 | 1999-08-27 | Removed From Ground | Gas | 8000 | Cathodically Protected Steel | Galvanized Steel | Not Marked
9033099 | 1 | 1989-05-26 | Currently In Use | Gas | 12000 | Fiberglass | Copper | Pressure |  | 1994-03-01 |  | 1994-03-01
9033099 | 2 | 1989-05-26 | Currently In Use | Gas | 12000 | Fiberglass | Copper | Pressure |  | 1994-03-01 |  | 1994-03-01
9033099 | 3 | 1989-05-26 | Currently In Use | Gas | 12000 | Fiberglass | Copper | Pressure |  | 1994-03-01 |  | 1994-03-01
9033099 | 4 | 1989-05-26 | Currently In Use | Gas | 12000 | Fiberglass | Copper | Pressure |  | 1994-03-01 |  | 1994-03-01
9033100 | 1 | 1990-06-01 | Removed From Ground | Diesel | 550 | Bare Steel | Bare Steel | Not Marked
9033101 | 1 | 2014-06-05 | Removed From Ground | Diesel | 4000 | Steel-Galvanic | Fiberglass Reinforced Plastic | Pressure |  | 1989-05-01 |  | 1992-01-01
9033101 | 2 | 2014-06-05 | Removed From Ground | Gas | 10000 | Steel-Galvanic | Fiberglass Reinforced Plastic | Pressure |  | 1989-05-01 |  | 1992-01-01
9033101 | 3 | 2014-06-05 | Removed From Ground | Gas | 10000 | Steel-Galvanic | Fiberglass Reinforced Plastic | Pressure |  | 1989-05-01 |  | 1992-01-01
9033101 | 4 | 2014-06-05 | Removed From Ground | Gas | 10000 | Steel-Galvanic | Fiberglass Reinforced Plastic | Pressure |  | 1989-05-01 |  | 1992-01-01
9033101 | 5 | 2014-06-05 | Removed From Ground | Gas | 10000 | Steel-Galvanic | Fiberglass Reinforced Plastic | Pressure |  | 1989-05-01 |  | 1992-01-01
9033103 | 3 | 2003-11-05 | Removed From Ground | Used Oil | 500 | Unknown | Unknown | Not Marked | N |  | N
9033103 | 723G1 | 1993-03-10 | Removed From Ground | Gas | 4000 | Bare Steel | Unknown | Pressure
9033103 | 723G2 | 2003-11-05 | Removed From Ground | Gas | 3000 | Bare Steel | Fiberglass Reinforced Plastic | Pressure
9033104 | 1 | 2001-10-19 | Removed From Ground | Diesel | 275 | Cathodically Protected Steel | Double Walled | Not Marked |  | 1997-12-30 |  | 1997-12-30
9033105 | 1 | 2001-10-19 | Removed From Ground | Diesel | 275 | Cathodically Protected Steel | Double Walled | Not Marked |  | 1997-12-30 |  | 1997-12-30
9033106 | 1 | 2012-02-01 | Removed From Ground | Gas | 10000 | Fiberglass | Fiberglass/Double Walled | Pressure |  | 1988-01-01 |  | 1988-01-01
9033106 | 2 | 2012-02-01 | Removed From Ground | Gas | 10000 | Fiberglass | Fiberglass/Double Walled | Pressure |  | 1988-01-01 |  | 1988-01-01
9033106 | 3 | 2012-02-01 | Removed From Ground | Gas | 10000 | Fiberglass | Fiberglass/Double Walled | Pressure |  | 1988-01-01 |  | 1988-01-01
9033107 | 1 | 1993-09-27 | Removed From Ground | Diesel | 100 | Bare Steel | Galvanized Steel | Not Marked
9033108 | 1 | 2002-02-20 | Removed From Ground | Gas | 10000 | Fiberglass | Fiberglass Reinforced Plastic | Pressure |  | 1988-01-01 |  | 1988-01-01
9033108 | 2 | 2002-02-20 | Removed From Ground | Gas | 10000 | Fiberglass | Fiberglass Reinforced Plastic | Pressure |  | 1988-01-01 |  | 1988-01-01
9033108 | 3 | 2002-02-20 | Removed From Ground | Gas | 10000 | Fiberglass | Fiberglass Reinforced Plastic | Pressure |  | 1988-01-01 |  | 1988-01-01
9033108 | 4 | 2002-02-20 | Removed From Ground | Diesel | 10000 | Fiberglass | Fiberglass Reinforced Plastic | Pressure |  | 1998-01-01 |  | 1998-01-01
9033108 | 5 | 2002-02-02 | Currently In Use | Gas | 10000 | Fiberglass Double Walled | Double Walled Flex | Pressure | N | 2002-02-02 | N | 2002-02-02
9033108 | 6 | 2002-02-02 | Currently In Use | Gas | 10000 | Fiberglass Double Walled | Double Walled Flex | Pressure | N | 2002-02-02 | N | 2002-02-02
9033108 | 7 | 2002-02-02 | Currently In Use | Gas | 10000 | Fiberglass Double Walled | Double Walled Flex | Pressure | N | 2002-02-02 | N | 2002-02-02
9033108 | 8 | 2002-02-02 | Currently In Use | Gas | 10000 | Fiberglass Double Walled | Double Walled Flex | Pressure | N | 2002-02-02 | N | 2002-02-02
9033108 | 9 | 2003-12-22 | Currently In Use | Diesel | 8000 | Fiberglass Double Walled | Double Walled Flex | Pressure | N | 2003-12-29 | N | 2003-12-29
9033109 | 1 | 2015-04-02 | Removed From Ground | Gas | 10000 | Fiberglass Double Walled | Fiberglass/Double Walled | Pressure |  | 1991-01-01 |  | 1991-01-01
9033109 | 2 | 2015-04-02 | Removed From Ground | Gas | 10000 | Fiberglass Double Walled | Fiberglass/Double Walled | Pressure |  | 1991-01-01 |  | 1991-01-01
9033109 | 3 | 2015-04-02 | Removed From Ground | Gas | 10000 | Fiberglass Double Walled | Fiberglass/Double Walled | Pressure |  | 1991-01-01 |  | 1991-01-01
9033109 | 4 | 2015-04-02 | Removed From Ground | Diesel | 10000 | Fiberglass Double Walled | Fiberglass/Double Walled | Pressure |  | 1991-01-01 |  | 1991-01-01
9033109 | 5 | 2015-08-01 | Currently In Use | Gas | 20000 | Fiberglass Double Walled | Fiberglass/Double Walled | Pressure | N |  | N
9033109 | 6 | 2015-08-01 | Currently In Use | Gas | 20000 | Fiberglass Double Walled | Fiberglass/Double Walled | Pressure | N |  | N
9033109 | 7A | 2015-08-01 | Currently In Use | Gas | 10000 | Fiberglass Double Walled | Fiberglass/Double Walled | Pressure | N |  | N
9033109 | 7B | 2015-08-01 | Currently In Use | Gas | 9500 | Fiberglass Double Walled | Fiberglass/Double Walled | Pressure | N |  | N
9033109 | 8 | 2015-08-01 | Currently In Use | Diesel | 12000 | Fiberglass Double Walled | Fiberglass/Double Walled | Pressure | N |  | N
9033110 | 1 | 2006-01-05 | Removed From Ground | Gas | 10000 | Fiberglass | Fiberglass Reinforced Plastic | Pressure |  | 1987-01-01 |  | 1987-01-01
9033110 | 1 |  | Currently In Use | Gas | 10000 | Fiberglass | Fiberglass Reinforced Plastic | Pressure |  | 1987-01-01 |  | 1987-01-01
9033110 | 2 | 2006-01-05 | Removed From Ground | Gas | 10000 | Fiberglass | Fiberglass Reinforced Plastic | Pressure |  | 1987-01-01 |  | 1987-01-01
9033110 | 2 |  | Currently In Use | Gas | 10000 | Fiberglass | Fiberglass Reinforced Plastic | Pressure |  | 1987-01-01 |  | 1987-01-01
9033110 | 3 | 2006-01-05 | Removed From Ground | Gas | 10000 | Fiberglass | Fiberglass Reinforced Plastic | Pressure |  | 1987-01-01 |  | 1987-01-01
9033110 | 3 |  | Currently In Use | Gas | 10000 | Fiberglass | Fiberglass Reinforced Plastic | Pressure |  | 1987-01-01 |  | 1987-01-01
9033112 | 1 | 1999-04-22 | Removed From Ground | Gas | 10374 | Double Walled | Fiberglass Reinforced Plastic | Pressure |  | 1993-12-01 |  | 1993-12-01
9033112 | 2 | 1999-04-22 | Removed From Ground | Gas | 10374 | Double Walled | Fiberglass Reinforced Plastic | Pressure |  | 1993-12-01 |  | 1993-12-01
9033112 | 3 | 1999-04-22 | Removed From Ground | Gas | 10374 | Double Walled | Fiberglass Reinforced Plastic | Pressure |  | 1993-12-01 |  | 1993-12-01
9033113 | 1 | 2001-11-13 | Removed From Ground | Diesel | 275 | Cathodically Protected Steel | Double Walled | Not Marked |  | 1997-12-30 |  | 1997-12-30
9033114 | 1 | 2009-01-01 | Temporarily Out Of Use | Diesel | 10000 | Steel-Impressed Current | Impressed Current | Not Marked |  | 2012-08-31 12:00 |  | 1984-01-01 12:00
9033115 | 1 | 1990-01-01 | Currently In Use | Gas | 10000 | Epoxy | Fiberglass Reinforced Plastic | Pressure |  | 1990-01-01 |  | 1990-01-01
9033115 | 2 | 1990-01-01 | Currently In Use | Gas | 10000 | Epoxy | Fiberglass Reinforced Plastic | Pressure |  | 1990-01-01 |  | 1990-01-01
9033115 | 3 | 1990-01-01 | Currently In Use | Gas | 10000 | Epoxy | Fiberglass Reinforced Plastic | Pressure |  | 1990-01-01 |  | 1990-01-01
9033116 | 168436 | 2006-08-23 | Temporarily Out Of Use | Diesel | 10000 | STIP-3 | Galvanic | Suction: No Valve At The Tank |  | 1998-10-01 |  | 1990-04-01
9033116 | 168436 |  | Currently In Use | Diesel | 10000 | STIP-3 | Galvanic | Suction: No Valve At The Tank |  | 1998-10-01 |  | 1990-04-01
9033117 | 1 | 1995-03-03 | Removed From Ground | Gas | 1990 | Bare Steel | Bare Steel | Not Marked
9033117 | 2 | 2017-04-10 | Temporarily Out Of Use | Diesel | 9100 | Steel-Impressed Current | Impressed Current | Suction: No Valve At The Tank |  | 1998-02-13 |  | 1998-02-13
9033118 | 1AST |  | Currently In Use | Diesel | 550 | Bare Steel | Galvanized Steel | Not Marked
9033119 | 1 | 1989-01-01 | Currently In Use | Gas | 10000 | Steel-Galvanic | Fiberglass Reinforced Plastic | Pressure |  | 1998-12-12 |  | 1998-12-12
9033119 | 2 | 1989-01-01 | Currently In Use | Gas | 10000 | Steel-Galvanic | Fiberglass Reinforced Plastic | Pressure |  | 1998-12-12 |  | 1998-12-12
9033119 | 3 | 1989-01-01 | Currently In Use | Gas | 8200 | Steel-Galvanic | Fiberglass Reinforced Plastic | Pressure |  | 1998-12-12 |  | 1998-12-12
9033119 | 4 | 1989-01-01 | Currently In Use | Diesel | 6000 | Steel-Galvanic | Fiberglass Reinforced Plastic | Pressure |  | 1998-12-12 |  | 1998-12-12
9033121 | 1 | 1998-05-01 | Removed From Ground | Gas | 12000 | Bare Steel | Galvanized Steel | Pressure
9033121 | 2 | 1998-05-01 | Removed From Ground | Gas | 12000 | Bare Steel | Galvanized Steel | Pressure
9033121 | 3 | 1998-05-01 | Removed From Ground | Gas | 12000 | Bare Steel | Galvanized Steel | Pressure
9033121 | 4 | 1998-05-01 | Removed From Ground | Gas | 12000 | Bare Steel | Galvanized Steel | Pressure
9033122 | 1 | 1990-01-01 | Currently In Use | Gas | 3000 | Composite | Fiberglass/Double Walled | Suction: Valve At The Tank |  | 1999-01-16 12:00 | Y | 1990-01-17 12:00
9033123 | 1 | 1989-07-01 | Currently In Use | Gas | 12000 | Fiberglass | Fiberglass/Sec Containment | Pressure |  | 1998-02-01 |  | 1998-02-01
9033123 | 2 | 1989-07-01 | Currently In Use | Gas | 10000 | Fiberglass | Fiberglass/Sec Containment | Pressure |  | 1998-02-01 |  | 1998-02-01
9033123 | 3 | 1989-07-01 | Currently In Use | Gas | 10000 | Fiberglass | Fiberglass/Sec Containment | Pressure |  | 1998-02-01 |  | 1998-02-01
9033124 | 1 | 2010-07-23 | Removed From Ground | Gas | 10000 | Steel-Impressed Current | Impressed Current | Pressure |  | 1998-04-01 |  | 1998-04-01
9033124 | 2 | 2010-07-23 | Removed From Ground | Gas | 8000 | Steel-Impressed Current | Impressed Current | Suction: No Valve At The Tank |  | 1998-04-01 |  | 1998-04-01
9033124 | 3 | 2010-07-23 | Removed From Ground | Gas | 8000 | Steel-Impressed Current | Impressed Current | Suction: No Valve At The Tank |  | 1998-04-01 |  | 1998-04-01
9033124 | 4 | 2010-07-01 | Currently In Use | Gas | 20000 | EPOXY/DOUBLE WALLED | Fiberglass/Double Walled | Pressure | N | 2010-07-01 | N | 2010-07-01
9033124 | 5 | 2010-07-01 | Currently In Use | Diesel | 6000 | EPOXY/DOUBLE WALLED | Fiberglass/Double Walled | Pressure | N | 2010-07-01 | N | 2010-07-01
9033126 | 1 | 1992-02-28 | Removed From Ground | Used Oil | 550 | Bare Steel | Bare Steel | Not Marked | Y |  | Y
9033126 | 2 | 1991-05-01 | Removed From Ground | Gas | 3000 | Bare Steel | Unknown | Pressure
9033127 | 1 | 1997-10-24 | Removed From Ground | Diesel | 10000 | Bare Steel | Bare Steel | Suction: Valve At The Tank
9033127 | 2 | 1992-09-30 | Removed From Ground | Diesel | 10000 | Bare Steel | Bare Steel | Suction: Valve At The Tank
9033127 | 3 | 2012-08-03 | Temporarily Out Of Use | Diesel | 12000 | Fiberglass | Double Walled | Suction: No Valve At The Tank |  | 1997-11-20 |  | 1997-11-20
9033128 | 1 | 1992-01-10 | Removed From Ground | Diesel | 6000 | Bare Steel | Copper | Suction: Valve At The Tank
9033128 | 2 | 1992-01-20 | Currently In Use | Diesel | 7500 | Fiberglass Double Walled | Fiberglass/Double Walled | Suction: Valve At The Tank |  | 1998-02-05 |  | 1998-02-05
9033128 | 3 | 1992-01-20 | Currently In Use | Diesel | 10000 | Fiberglass Double Walled | Fiberglass/Double Walled | Suction: Valve At The Tank |  | 1992-01-01 |  | 1992-01-01
9033128 | 4 |  | Closed In Ground Date Unknown | Gas | 1000 | Bare Steel | Bare Steel | Not Marked
9033129 | 1 | 1990-07-01 | Removed From Ground | Gas |  | Marked Unknown | Unknown | Not Marked
9033129 | 2 | 1990-07-01 | Removed From Ground | Gas |  | Marked Unknown | Unknown | Not Marked
9033129 | 3 | 1990-07-01 | Removed From Ground | Gas |  | Marked Unknown | Unknown | Not Marked
9033129 | 4 | 1990-07-01 | Removed From Ground | Diesel |  | Marked Unknown | Unknown | Not Marked
9033129 | 5 | 1990-07-01 | Removed From Ground | Used Oil |  | Marked Unknown | Unknown | Not Marked | Y |  | Y
9033131 | 1 | 1989-01-01 | Currently In Use | Gas | 10000 | STIP-3 | Fiberglass Reinforced Plastic | Pressure |  | 1989-07-14 |  | 1989-07-14
9033131 | 2 | 1989-01-01 | Currently In Use | Gas | 10000 | STIP-3 | Fiberglass Reinforced Plastic | Pressure |  | 1989-07-14 |  | 1989-07-14
9033131 | 3 | 1989-01-01 | Currently In Use | Gas | 10000 | STIP-3 | Fiberglass Reinforced Plastic | Pressure |  | 1989-07-14 |  | 1989-07-14
9033132 | DOB-92 | 1993-02-04 | Removed From Ground | Diesel | 250 | Bare Steel | Bare Steel | Pressure
9033134 | 1 | 2016-12-07 | Closed In Ground | Diesel | 15000 | STIP-3 | Fiberglass Reinforced Plastic | Pressure |  | 1998-08-30 |  | 1990-08-01
9033135 | 1 | 1995-05-25 | Removed From Ground | Diesel | 2500 | Double Walled | Copper | Suction: No Valve At The Tank
9033137 | 1 | 1988-07-01 | Removed From Ground | Other | 3000 | Marked Unknown | Unknown | Not Marked
9033137 | 2 | 1988-07-01 | Removed From Ground | Other | 3000 | Marked Unknown | Unknown | Not Marked
9033138 | 1 | 1997-08-14 | Removed From Ground | Diesel | 6000 | Bare Steel | Bare Steel | Suction: Valve At The Tank
9033138 | 2 | 1997-08-14 | Removed From Ground | Diesel | 6000 | Bare Steel | Bare Steel | Suction: Valve At The Tank
9033138 | 3 | 1993-04-06 | Removed From Ground | Diesel | 6000 | Bare Steel | Bare Steel | Suction: Valve At The Tank
9033138 | 4 | 1993-01-29 | Removed From Ground | Diesel | 10000 | Bare Steel | Bare Steel | Suction: Valve At The Tank
9033138 | 5 | 1993-01-29 | Removed From Ground | Diesel | 10000 | Bare Steel | Bare Steel | Suction: Valve At The Tank
9033138 | 6 | 2016-06-08 | Removed From Ground | Diesel | 12000 | Composite | Fiberglass Reinforced Plastic | Pressure |  | 1997-08-14 |  | 1997-08-14
9033139 | 1 | 1990-10-01 | Removed From Ground | Diesel | 10000 | Bare Steel | Bare Steel | Not Marked
9033140 | 1 | 1990-07-17 | Currently In Use | Gas | 10000 | Fiberglass | Fiberglass/Double Walled | Pressure |  | 1990-01-01 |  | 1990-01-01
9033140 | 2 | 1990-07-17 | Currently In Use | Gas | 10000 | Fiberglass | Fiberglass/Double Walled | Pressure |  | 1990-01-01 |  | 1990-01-01
9033140 | 3 | 1990-07-17 | Currently In Use | Diesel | 10000 | Fiberglass | Fiberglass/Double Walled | Pressure |  | 1990-01-01 |  | 1990-01-01
9033141 | 0 | 1990-02-28 | Removed From Ground | Other |  | Marked Unknown | Unknown | Not Marked
9033142 | 1 | 1990-07-01 | Currently In Use | Gas | 10000 | Fiberglass | Fiberglass Reinforced Plastic | Pressure |  | 1990-07-19 |  | 1990-07-19
9033142 | 2 | 1990-07-01 | Currently In Use | Gas | 10000 | Fiberglass | Fiberglass Reinforced Plastic | Pressure |  | 1990-07-19 |  | 1990-07-19
9033142 | 3 | 1990-07-01 | Currently In Use | Gas | 10000 | Fiberglass | Fiberglass Reinforced Plastic | Pressure |  | 1990-07-19 |  | 1990-07-19
9033142 | 4 | 1990-07-01 | Currently In Use | Diesel | 10000 | Fiberglass | Fiberglass Reinforced Plastic | Pressure |  | 1990-07-19 |  | 1990-07-19
9033143 | 1 |  | Removed From Ground Date Unknown | Gas | 6000 | Bare Steel | Unknown | Pressure
9033143 | 2 |  | Removed From Ground Date Unknown | Gas | 6000 | Bare Steel | Unknown | Pressure
9033143 | 3 |  | Removed From Ground Date Unknown | Gas | 6000 | Bare Steel | Unknown | Pressure
9033143 | 4 |  | Removed From Ground Date Unknown | Diesel | 3000 | Bare Steel | Unknown | Pressure
9033144 | 1 | 1990-03-15 | Currently In Use | Gas | 12000 | Tank Jacket | Double Walled | Pressure |  | 1990-04-01 |  | 1990-04-01
9033144 | 2 | 1990-03-15 | Currently In Use | Gas | 12000 | Tank Jacket | Double Walled | Pressure |  | 1990-04-01 |  | 1990-04-01
9033144 | 3 | 1990-03-15 | Currently In Use | Gas | 12000 | Tank Jacket | Double Walled | Pressure |  | 1990-04-01 |  | 1990-04-01
9033144 | 4 | 1996-01-23 | Currently In Use | Diesel | 8000 | Tank Jacket | Cathodically Protected | Pressure |  | 1996-04-01 |  | 1996-04-01
9033145 | DOB-93 |  | Currently In Use | Other | 5000 | Bare Steel | Bare Steel | Gravity Fed
9033146 | 1 | 1992-02-21 | Removed From Ground | Gas | 500 | Bare Steel | Cathodically Protected | Not Marked
9033146 | 2 | 1992-02-21 | Removed From Ground | Gas | 500 | Bare Steel | Cathodically Protected | Not Marked
9033147 | 1108A | 2008-10-07 | Removed From Ground | Used Oil | 550 | Double Walled | Double Walled | Gravity Fed | Y | 1992-01-17 | Y | 1992-01-17
9033147 | 1108B | 2008-10-07 | Removed From Ground | Used Oil | 550 | Double Walled | Double Walled | Not Marked | Y | 1992-01-17 | Y | 1992-01-17
9033148 | 155 | 1993-01-01 | Removed From Ground | Used Oil | 1000 | Bare Steel | Bare Steel | Not Marked | Y |  | Y
9033148 | 156 |  | Permanently Out Of Use | Used Oil | 110 | Bare Steel | Galvanized Steel | Not Marked | Y |  | Y
9033149 | 017 |  | Removed From Ground Date Unknown | Diesel | 6000 | Bare Steel | Bare Steel | Not Marked
9033149 | 28-1 |  | Removed From Ground Date Unknown | Diesel | 6000 | Bare Steel | Bare Steel | Not Marked
9033150 | 035 |  | Permanently Out Of Use | Diesel | 3000 | Bare Steel | Bare Steel | Not Marked
9033151 | 040 | 1996-03-12 | Removed From Ground | Heating Oil | 2000 | Bare Steel | Bare Steel | Suction: No Valve At The Tank
9033152 | 123 | 1993-06-01 | Removed From Ground | Other | 22000 | Bare Steel | Bare Steel | Not Marked
9033152 | 124 | 1993-06-01 | Removed From Ground | Other | 15000 | Bare Steel | Bare Steel | Not Marked
9033153 | 122 | 1993-06-01 | Removed From Ground | Other | 11500 | Bare Steel | Bare Steel | Not Marked
9033153 | 128 | 1993-06-01 | Removed From Ground | Other | 12500 | Bare Steel | Bare Steel | Not Marked
9033154 | 093 | 1996-01-22 | Removed From Ground | Diesel | 12000 | Bare Steel | Bare Steel | Pressure |  | 1993-01-01
9033154 | 094 |  | Removed From Ground Date Unknown | Gas | 12000 | Bare Steel | Bare Steel | Pressure |  | 1993-01-01
9033154 | 93-A | 1996-03-22 | Currently In Use | Diesel | 12000 | Fiberglass Double Walled | Fiberglass/Double Walled | Pressure |  | 1996-03-22 |  | 1996-03-22
9033154 | 94-A | 1996-03-22 | Currently In Use | Gas | 12000 | Fiberglass Double Walled | Fiberglass/Double Walled | Pressure |  | 1996-03-22 |  | 1996-03-22
9033154 | 99-3 |  | Removed From Ground Date Unknown | Gas | 12000 | Bare Steel | Bare Steel | Not Marked
9033154 | 99-4 |  | Removed From Ground Date Unknown | Gas | 12000 | Bare Steel | Bare Steel | Not Marked
9033155 | 104-1 | 1995-11-09 | Removed From Ground | Gas | 8000 | Bare Steel | Bare Steel | Suction: No Valve At The Tank |  |  |  | 1993-01-01
9033155 | 104-2 | 1966-01-01 | Currently In Use | Gas | 12000 | Fiberglass Double Walled | Fiberglass/Double Walled | Pressure |  | 1995-12-01 |  | 1995-12-01
9033156 | 153-1 |  | Removed From Ground Date Unknown | Diesel | 2000 | Bare Steel | Bare Steel | Suction: No Valve At The Tank
9033157 | 1 |  | Removed From Ground Date Unknown | Other | 2000 | Bare Steel | Bare Steel | Gravity Fed | Y |  | Y
9033158 | 121 | 1993-06-01 | Removed From Ground | Other | 5000 | Bare Steel | Bare Steel | Not Marked
9033158 | 126 | 1993-06-01 | Removed From Ground | Other | 5000 | Bare Steel | Bare Steel | Not Marked
9033158 | 1-3 | 1993-06-01 | Removed From Ground | Other | 10000 | Bare Steel | Bare Steel | Not Marked
9033159 | 036 | 1993-11-01 | Removed From Ground | Other | 1000 | Unknown | Bare Steel | Gravity Fed
9033160 | DOB-1 |  | Currently In Use | Heating Oil | 3000 | Bare Steel | Bare Steel | Not Marked
9033161 | DOB-2 |  | Currently In Use | Heating Oil | 289 | Bare Steel | Bare Steel | Not Marked
9033162 | DOB-3 |  | Currently In Use | Heating Oil | 289 | Bare Steel | Bare Steel | Not Marked
9033163 | DOB-4 |  | Currently In Use | Heating Oil | 289 | Bare Steel | Bare Steel | Not Marked
9033164 | DOB-5 |  | Currently In Use | Heating Oil | 289 | Bare Steel | Bare Steel | Not Marked
9033165 | DOB-6 |  | Currently In Use | Heating Oil | 289 | Bare Steel | Bare Steel | Not Marked
9033166 | DOB-7 | 1993-12-06 | Removed From Ground | Heating Oil | 5000 | Bare Steel | Bare Steel | Not Marked
9033167 | DOB-8 | 1992-12-01 | Removed From Ground | Heating Oil | 6016 | Bare Steel | Bare Steel | Not Marked
9033168 | DOB-9 | 1992-08-01 | Removed From Ground | Used Oil | 500 | Bare Steel | Bare Steel | Not Marked | Y |  | Y
9033169 | DOB-10 |  | Currently In Use | Heating Oil | 560 | Bare Steel | Bare Steel | Not Marked
9033170 | DOB-12 | 1996-05-01 | Removed From Ground | Diesel | 10000 | Bare Steel | Bare Steel | Pressure
9033170 | DOB-13 | 1996-05-01 | Removed From Ground | Gas | 12000 | Bare Steel | Bare Steel | Pressure
9033170 | DOB-14 | 1996-05-01 | Removed From Ground | Gas | 3000 | Bare Steel | Bare Steel | Pressure
9033170 | DOB97 | 1996-07-19 | Currently In Use | Gas | 10000 | Composite Double Walled | Fiberglass Reinforced Plastic | Pressure |  | 1996-07-19 |  | 1996-07-19
9033170 | DOB98 | 1996-07-19 | Currently In Use | Diesel | 10000 | Composite Double Walled | Fiberglass Reinforced Plastic | Pressure |  | 1996-07-19 |  | 1996-07-19
9033171 | DOB-94 |  | Currently In Use | Used Oil | 250 | Bare Steel | Bare Steel | Gravity Fed | Y |  | Y
9033172 | DOB-11 |  | Currently In Use | Heating Oil | 6016 | Bare Steel | Bare Steel | Not Marked
9033173 | DOB-16 |  | Currently In Use | Heating Oil | 550 | Bare Steel | Bare Steel | Not Marked
9033174 | DOB-17 |  | Currently In Use | Used Oil | 300 | Bare Steel | Bare Steel | Not Marked | Y |  | Y
9033175 | DOB-87 |  | Permanently Out Of Use | Other | 550 | Fiberglass | Bare Steel | Not Marked
9033176 | DOB-91 | 1993-12-15 | Removed From Ground | Diesel | 1000 | Bare Steel | Bare Steel | Suction: No Valve At The Tank
9033177 | DOB-27 | 1994-09-01 | Removed From Ground | Gas | 5000 | Bare Steel | Bare Steel | Pressure
9033177 | DOB-28 | 1994-09-01 | Removed From Ground | Gas | 5000 | Bare Steel | Bare Steel | Pressure
9033178 | DOB-26 |  | Currently In Use | Heating Oil | 7500 | Bare Steel | Bare Steel | Not Marked
9033179 | DOB-29 |  | Currently In Use | Heating Oil | 7500 | Bare Steel | Bare Steel | Not Marked
9033180 | DOB-37 |  | Currently In Use | Heating Oil | 560 | Bare Steel | Bare Steel | Not Marked
9033181 | DOB-38 | 1989-12-16 | Removed From Ground | Diesel | 1000 | Bare Steel | Bare Steel | Suction: No Valve At The Tank
9033182 | DOB-34 |  | Currently In Use | Heating Oil | 1600 | Bare Steel | Bare Steel | Not Marked
9033183 | DOB-85 |  | Currently In Use | Heating Oil | 1500 | Bare Steel | Bare Steel | Not Marked
9033184 | DOB-45 |  | Removed From Ground Date Unknown | Diesel | 5000 | Bare Steel | Bare Steel | Suction: Valve At The Tank
9033185 | DOB-41 | 1995-04-07 | Removed From Ground | Heating Oil | 30000 | Bare Steel | Bare Steel | Not Marked
9033185 | DOB-42 | 1995-04-07 | Removed From Ground | Heating Oil | 30000 | Bare Steel | Bare Steel | Not Marked
9033185 | DOB-43 | 1995-04-07 | Removed From Ground | Heating Oil | 50000 | Bare Steel | Bare Steel | Not Marked
9033185 | DOB-44 | 1995-04-07 | Removed From Ground | Heating Oil | 50000 | Bare Steel | Bare Steel | Not Marked
9033186 | 1 | 1992-12-09 | Currently In Use | Diesel | 2500 | Fiberglass Double Walled | Double Walled | Suction: Valve At The Tank |  | 1992-12-09 |  | 1992-12-09
9033187 | DOB-46 |  | Currently In Use | Other | 560 | Bare Steel | Bare Steel | Not Marked
9033188 | DOB-47 |  | Currently In Use | Other | 5000 | Bare Steel | Bare Steel | Not Marked
9033188 | DOB-48 |  | Currently In Use | Other | 5000 | Bare Steel | Bare Steel | Not Marked
9033189 | DOB-40 | 1993-12-16 | Removed From Ground | Diesel | 500 | Bare Steel | Bare Steel | Suction: No Valve At The Tank
9033190 | DOB-49 | 1993-12-20 | Removed From Ground | Diesel | 750 | Bare Steel | Bare Steel | Pressure
9033191 | DOB-35 | 1993-12-15 | Removed From Ground | Diesel | 300 | Bare Steel | Bare Steel | Suction: No Valve At The Tank
9033192 | DOB-36 |  | Currently In Use | Heating Oil | 7500 | Bare Steel | Bare Steel | Not Marked
9033193 | DOB-50 | 1990-09-15 | Removed From Ground | Hazardous Substance | 1000 | Bare Steel | Bare Steel | Not Marked
9033194 | DOB-51 |  | Currently In Use | Heating Oil | 1000 | Bare Steel | Bare Steel | Not Marked
9033195 | DOB-52 |  | Currently In Use | Heating Oil | 1000 | Bare Steel | Bare Steel | Not Marked
9033196 | DOB-53 | 1992-01-09 | Removed From Ground | Gas | 3000 | Bare Steel | Bare Steel | Not Marked
9033197 | DOB-54 | 1990-10-09 | Removed From Ground | Heating Oil | 1000 | Bare Steel | Bare Steel | Not Marked
9033199 | DOB-58 | 1990-02-02 | Removed From Ground | Heating Oil | 2500 | Bare Steel | Bare Steel | Not Marked
9033201 | DOB-59 |  | Permanently Out Of Use | Heating Oil | 3509 | Bare Steel | Bare Steel | Not Marked
9033202 | DOB-64 |  | Currently In Use | Heating Oil | 2000 | Bare Steel | Bare Steel | Not Marked
9033203 | DOB-68 | 1997-12-05 | Removed From Ground | Other | 500 | Bare Steel | Bare Steel | Not Marked
9033203 | DOB-96 | 1997-12-05 | Removed From Ground | Used Oil | 500 | Bare Steel | Bare Steel | Not Marked | Y |  | Y
9033204 | DOB-67 | 1997-12-01 | Removed From Ground | Other | 500 | Bare Steel | Bare Steel | Not Marked
9033205 | DOB-65 | 1997-12-03 | Removed From Ground | Gas | 2000 | Bare Steel | Bare Steel | Pressure
9033205 | DOB-66 | 1997-12-05 | Removed From Ground | Diesel | 5000 | Bare Steel | Bare Steel | Pressure
9033207 | DOB-62 | 1997-12-02 | Removed From Ground | Other | 3000 | Bare Steel | Bare Steel | Suction: Valve At The Tank
9033207 | DOB-95 |  | Permanently Out Of Use | Other | 2000 | Bare Steel | Bare Steel | Not Marked
9033208 | DOB-63 |  | Currently In Use | Used Oil | 1000 | Bare Steel | Bare Steel | Not Marked | Y |  | Y
9033209 | DOB-73 |  | Currently In Use | Heating Oil | 560 | Bare Steel | Bare Steel | Not Marked
9033210 | DOB-78 | 1990-10-05 | Removed From Ground | Heating Oil | 550 | Bare Steel | Bare Steel | Not Marked
9033214 | DOB-77 |  | Currently In Use | Heating Oil | 1000 | Bare Steel | Bare Steel | Not Marked
9033215 | DOB-39 | 1993-12-15 | Removed From Ground | Diesel | 500 | Bare Steel | Bare Steel | Suction: No Valve At The Tank
9033217 | DOB-86 | 1993-12-15 | Removed From Ground | Diesel | 2000 | Bare Steel | Bare Steel | Suction: No Valve At The Tank
9033218 | DOB-30 | 1993-12-17 | Removed From Ground | Diesel | 500 | Bare Steel | Bare Steel | Suction: No Valve At The Tank
9033219 | DOB-88 | 1993-12-15 | Removed From Ground | Diesel | 2000 | Bare Steel | Bare Steel | Suction: No Valve At The Tank
9033220 | 1 | 1995-09-05 | Removed From Ground | Other | 10000 | Bare Steel | Copper | Suction: Valve At The Tank
9033220 | 2 | 1995-09-14 | Currently In Use | Diesel | 6000 | Fiberglass Double Walled | Fiberglass/Double Walled | Suction: Valve At The Tank | N | 1995-09-14 | N | 1995-09-14
9033221 | DOB-69 | 1990-10-19 | Removed From Ground | Heating Oil | 2500 | Bare Steel | Bare Steel | Not Marked
9033221 | DOB-70 | 1990-10-19 | Removed From Ground | Heating Oil | 2500 | Bare Steel | Bare Steel | Not Marked
9033221 | DOB-71 | 1990-10-19 | Removed From Ground | Heating Oil | 2500 | Bare Steel | Bare Steel | Not Marked
9033221 | DOB-72 | 1990-10-19 | Removed From Ground | Heating Oil | 2500 | Bare Steel | Bare Steel | Not Marked
9033222 | 1 | 1995-04-18 | Permanently Out Of Use | Other | 3000 | Bare Steel | Copper | Suction: Valve At The Tank
9033222 | 2 | 2003-04-16 | Removed From Ground | Diesel | 2500 | Double Walled | Copper | Suction: Valve At The Tank |  | 1996-02-22 |  | 1996-02-22
9033222 | 3 | 2003-02-12 | Currently In Use | Diesel | 10000 | Fiberglass Double Walled | Secondary Containment | Suction: Valve At The Tank | N | 2003-02-12 | N | 2003-02-12
9033223 | DOB-25 | 1995-11-01 | Removed From Ground | Used Oil | 3000 | Bare Steel | Bare Steel | Not Marked | Y |  | Y
9033224 | DOB-18 | 1993-12-14 | Removed From Ground | Diesel | 500 | Bare Steel | Bare Steel | Suction: No Valve At The Tank
9033231 | 1 | 2017-03-01 | Removed From Ground | Gas | 12000 | Composite Double Walled | Fiberglass/Double Walled | Pressure |  | 1993-01-01 |  | 1993-01-01
9033231 | 2 | 2017-03-01 | Removed From Ground | Diesel | 12000 | Composite Double Walled | Fiberglass/Double Walled | Pressure |  | 1993-01-01 |  | 1993-01-01
9033231 | 3 | 2017-03-01 | Removed From Ground | Gas | 12000 | Composite Double Walled | Fiberglass/Double Walled | Pressure |  | 1993-01-01 |  | 1993-01-01
9033232 | 1 | 1992-12-01 | Removed From Ground | Gas |  | Marked Unknown | Unknown | Not Marked
9033232 | 1 |  | Currently In Use | Gas |  | Marked Unknown | Unknown | Not Marked
9033232 | 2 | 1992-12-01 | Removed From Ground | Gas |  | Marked Unknown | Unknown | Not Marked
9033232 | 2 |  | Currently In Use | Gas |  | Marked Unknown | Unknown | Not Marked
9033232 | 3 | 1992-12-01 | Removed From Ground | Gas |  | Marked Unknown | Unknown | Not Marked
9033232 | 3 |  | Currently In Use | Gas |  | Marked Unknown | Unknown | Not Marked
9033233 | 1 | 2011-02-24 | Temporarily Out Of Use | Diesel | 20000 | Fiberglass Double Walled | Fiberglass/Double Walled | Suction: Valve At The Tank |  | 1992-04-15 |  | 1992-04-15
9033233 | 2 | 2011-02-24 | Temporarily Out Of Use | Gas | 2500 | Fiberglass Double Walled | Fiberglass/Double Walled | Suction: Valve At The Tank |  | 1992-04-15 |  | 1992-04-15
9033235 | 1 | 1992-06-10 | Removed From Ground | Gas | 500 | Not Marked/Unknown | Not Marked | Not Marked
9033236 | 1 | 2003-12-19 | Currently In Use | Gas | 10000 | Steel-Impressed Current | Fiberglass Reinforced Plastic | Pressure |  | 1991-01-01 12:00 |  | 2012-11-04 12:00
9033236 | 2 | 2003-12-19 | Currently In Use | Gas | 10000 | Steel-Impressed Current | Fiberglass Reinforced Plastic | Pressure |  | 1991-01-01 12:00 |  | 2012-11-04 12:00
9033236 | 3 | 2003-12-19 | Currently In Use | Gas | 10000 | Steel-Impressed Current | Fiberglass Reinforced Plastic | Pressure |  | 1991-01-01 12:00 |  | 2012-11-04 12:00
9033238 | 1 | 1992-07-30 | Removed From Ground | Gas | 1000 | Bare Steel | Galvanized Steel | Not Marked
9033239 | 338035 | 1997-11-25 | Removed From Ground | Gas | 2000 | Composite | Fiberglass Reinforced Plastic | Suction: No Valve At The Tank
9033240 | 1 | 1992-08-10 | Removed From Ground | Used Oil | 550 | Marked Unknown | Unknown | Not Marked | Y |  | Y
9033241 | 1 |  | Currently In Use | Gas | 10000 | Marked Unknown | Unknown | Not Marked
9033241 | 2 |  | Currently In Use | Gas | 10000 | Marked Unknown | Unknown | Not Marked
9033241 | 3 |  | Currently In Use | Gas | 10000 | Marked Unknown | Unknown | Not Marked
9033241 | 4 |  | Currently In Use | Diesel | 8000 | Marked Unknown | Unknown | Not Marked
9033242 | 1 | 1989-03-23 | Currently In Use | Gas | 10000 | Fiberglass | Fiberglass/Double Walled | Pressure |  | 1989-03-01 |  | 1989-03-01
9033242 | 2 | 1989-03-23 | Currently In Use | Gas | 10000 | Fiberglass | Fiberglass/Double Walled | Pressure |  | 1989-03-01 |  | 1989-03-01
9033242 | 3 | 1989-03-23 | Currently In Use | Gas | 10000 | Fiberglass | Fiberglass/Double Walled | Pressure |  | 1989-03-01 |  | 1989-03-01
9033243 | 1 | 1983-05-03 | Currently In Use | Gas | 8000 | Steel-Impressed Current | Fiberglass Reinforced Plastic | Pressure |  | 1995-12-30 |  | 1995-12-30
9033243 | 2 | 1983-05-03 | Currently In Use | Diesel | 8000 | Steel-Impressed Current | Impressed Current | Pressure |  | 1995-12-30 |  | 1995-12-30
9033243 | 3 | 1983-05-03 | Currently In Use | Gas | 8000 | Steel-Impressed Current | Fiberglass Reinforced Plastic | Pressure |  | 1995-12-30 |  | 1995-12-30
9033243 | 4 | 2010-09-07 | Closed In Ground Date Unknown | Diesel | 1000 | Steel-Impressed Current | Fiberglass Reinforced Plastic | Suction: Valve At The Tank |  | 1997-11-15 |  | 1997-11-15
9033243 | 5 | 1995-12-30 | Currently In Use | Gas | 8000 | Fiberglass | Fiberglass/Double Walled | Pressure |  | 1997-12-30 |  | 1997-12-30
9033244 | 1 |  | Permanently Out Of Use | Gas | 1000 | Marked Unknown | Unknown | Not Marked
9033244 | 2 |  | Permanently Out Of Use | Gas | 1000 | Marked Unknown | Unknown | Not Marked
9033245 | 1 | 1993-02-23 | Removed From Ground | Gas | 5000 | Marked Unknown | Unknown | Not Marked
9033245 | 2 | 1993-02-23 | Removed From Ground | Gas | 5000 | Marked Unknown | Unknown | Not Marked
9033245 | 3 | 1993-02-23 | Removed From Ground | Diesel | 5000 | Marked Unknown | Unknown | Not Marked
9033245 | 4 | 1993-02-23 | Removed From Ground | Diesel | 500 | Marked Unknown | Unknown | Not Marked
9033246 | 37 |  | Removed From Ground Date Unknown | Used Oil | 12000 | Bare Steel | Bare Steel | Suction: No Valve At The Tank | Y |  | Y
9033246 | 41 | 1996-02-06 | Removed From Ground | Heating Oil | 2000 | Bare Steel | Bare Steel | Suction: No Valve At The Tank
9033247 | 1 | 1996-08-13 | Removed From Ground | Used Oil | 1000 | Bare Steel | Bare Steel | Gravity Fed | Y |  | Y
9033248 | 1 | 1993-07-17 | Removed From Ground | Gas | 4000 | Bare Steel | Bare Steel | Not Marked
9033248 | 2 | 1993-07-17 | Removed From Ground | Gas | 4000 | Bare Steel | Bare Steel | Not Marked
9033248 | 3 | 1993-07-17 | Removed From Ground | Gas | 4000 | Bare Steel | Bare Steel | Not Marked
9033249 | 1 |  | Permanently Out Of Use | Used Oil |  | Marked Unknown | Not Marked | Not Marked
9033249 | 2 |  | Permanently Out Of Use | Heating Oil |  | Unknown | Not Marked | Not Marked
9033250 | 1 | 1989-03-08 | Removed From Ground | Gas | 10000 | Unknown |  |  | N |  | N
9033250 | 3 | 1993-01-14 | Removed From Ground | Used Oil | 500 | Marked Unknown | Unknown | Not Marked | Y |  | Y
9033252 | 1 | 1993-02-16 | Removed From Ground | Gas | 2000 | Not Marked/Unknown | Not Marked | Not Marked
9033253 | 1 | 1993-02-18 | Removed From Ground | Gas | 5000 | Bare Steel | Bare Steel | Suction: No Valve At The Tank
9033253 | 2 | 1993-02-18 | Removed From Ground | Other | 550 | Bare Steel | Bare Steel | Gravity Fed
9033253 | 3 | 1993-02-18 | Removed From Ground | Used Oil | 550 | Bare Steel | Bare Steel | Gravity Fed | Y |  | Y
9033253 | 4 | 1993-02-18 | Removed From Ground | Other | 550 | Bare Steel | Bare Steel | Gravity Fed
9033254 | 1 |  | Currently In Use | Gas | 4000 | Not Marked/Unknown | Not Marked | Not Marked
9033254 | 2 |  | Currently In Use | Gas | 4000 | Not Marked/Unknown | Not Marked | Not Marked
9033254 | 3 |  | Currently In Use | Gas | 4000 | Not Marked/Unknown | Not Marked | Not Marked
9033254 | 4 |  | Currently In Use | Used Oil | 4000 | Not Marked/Unknown | Not Marked | Not Marked | Y |  | Y
9033255 | 1 | 1993-04-02 | Removed From Ground | Used Oil | 550 | Not Marked/Unknown | Not Marked | Not Marked | Y |  | Y
9033256 | 1 | 1993-01-06 | Removed From Ground | Other | 550 | Marked Unknown | Unknown | Not Marked
9033256 | 2 | 1993-01-06 | Removed From Ground | Other | 550 | Marked Unknown | Unknown | Not Marked
9033258 | 1 | 1987-09-15 | Currently In Use | Gas | 8000 | Fiberglass | Fiberglass Reinforced Plastic | Pressure |  | 1987-09-01 |  | 1987-09-01
9033258 | 2 | 1987-09-15 | Currently In Use | Gas | 8000 | Fiberglass | Fiberglass Reinforced Plastic | Pressure |  | 1987-09-01 |  | 1987-09-01
9033258 | 3 | 1987-09-15 | Currently In Use | Gas | 8000 | Fiberglass | Fiberglass Reinforced Plastic | Pressure |  | 1987-09-01 |  | 1987-09-01
9033259 | UL321034 | 1992-07-24 | Currently In Use | Diesel | 20000 | Composite | Fiberglass Reinforced Plastic | Pressure |  | 1992-07-24 |  | 1992-07-24
9033260 | 1 | 1992-07-23 | Currently In Use | Diesel | 10000 | Cathodically Protected Steel | Fiberglass/Double Walled | Pressure |  | 1992-07-23 |  | 1992-07-23
9033261 | 1 | 2015-10-22 | Removed From Ground | Gas | 8775 | Fiberglass | Fiberglass Reinforced Plastic | Pressure |  | 1993-06-11 |  | 1993-06-11
9033261 | 2 | 2015-10-22 | Removed From Ground | Gas | 8775 | Fiberglass | Fiberglass Reinforced Plastic | Pressure |  | 1993-06-11 |  | 1993-06-11
9033261 | 3 | 2015-10-22 | Removed From Ground | Gas | 8775 | Fiberglass | Fiberglass Reinforced Plastic | Pressure |  | 1993-06-11 |  | 1993-06-11
9033262 | 1 | 1993-06-15 | Removed From Ground | Diesel | 1000 | Bare Steel | Not Marked | Not Marked
9033262 | 2 | 1993-06-15 | Removed From Ground | Diesel | 1000 | Bare Steel | Not Marked | Not Marked
9033263 | 1 | 1993-06-23 | Removed From Ground | Gas | 2000 | Cathodically Protected Steel | Galvanized Steel | Suction: Valve At The Tank
9033265 | 1 | 2014-07-31 | Removed From Ground | Diesel | 10000 | Fiberglass | Fiberglass/Double Walled | Gravity Fed |  | 1992-09-23 |  | 1992-09-23
9033265 | 2 | 2016-01-07 | Currently In Use | Diesel | 15000 | Fiberglass | Fiberglass/Double Walled | Gravity Fed |  | 1991-03-11 |  | 1991-03-11
9033265 | 3 | 1994-01-01 | Removed From Ground | Heating Oil | 5000 | Not Marked/Unknown | Not Marked | Not Marked
9033265 | 4 | 1991-03-27 | Removed From Ground | Diesel | 15000 | Fiberglass | Not Marked | Not Marked
9033265 | 5 | 2011-01-17 | Currently In Use | Diesel | 40000 | Fiberglass | Fiberglass/Double Walled | Pressure | N | 2011-01-17 | N | 2011-01-17
9033270 | 1 |  | Currently In Use | Other | 1000 | Not Marked/Unknown | Not Marked | Not Marked
9033270 | 2 |  | Currently In Use | Other | 1000 | Not Marked/Unknown | Not Marked | Not Marked
9033271 | 1 | 1993-10-25 | Removed From Ground | Other | 560 | Not Marked/Unknown | Not Marked | Not Marked
9033271 | 2 | 1993-10-25 | Removed From Ground | Other | 560 | Not Marked/Unknown | Not Marked | Not Marked
9033272 | 1 | 1993-07-12 | Removed From Ground | Used Oil | 500 | Bare Steel | Fiberglass Reinforced Plastic | Gravity Fed | Y |  | Y
9033272 | 2 | 1993-07-12 | Removed From Ground | Used Oil | 500 | Bare Steel | Fiberglass Reinforced Plastic | Gravity Fed | Y |  | Y
9033273 | 1 | 1993-08-03 | Removed From Ground | Gas | 5000 | Bare Steel | Bare Steel | Suction: Valve At The Tank
9033273 | 2 | 1993-08-03 | Removed From Ground | Gas | 5000 | Bare Steel | Bare Steel | Suction: Valve At The Tank
9033274 | 1 | 1989-02-01 | Currently In Use | Gas | 10000 | Steel-Galvanic | Fiberglass Reinforced Plastic | Pressure |  | 1989-02-01 |  | 1989-02-01
9033274 | 2 | 1989-02-01 | Currently In Use | Gas | 8000 | Steel-Galvanic | Fiberglass Reinforced Plastic | Pressure |  | 1989-02-01 |  | 1989-02-01
9033274 | 3 | 1989-02-01 | Currently In Use | Gas | 8000 | Steel-Galvanic | Fiberglass Reinforced Plastic | Pressure |  | 1989-02-01 |  | 1989-02-01
9033275 | 1 | 1993-07-28 | Closed In Ground | Gas | 10000 | Bare Steel | Galvanized Steel | Pressure
9033275 | 2 | 1993-07-28 | Closed In Ground | Gas | 10000 | Bare Steel | Galvanized Steel | Pressure
9033276 | 1 | 1994-04-05 | Removed From Ground | Gas | 5000 | Bare Steel | Galvanized Steel | Not Marked
9033276 | 2 | 1994-04-05 | Removed From Ground | Gas | 5000 | Bare Steel | Galvanized Steel | Not Marked
9033276 | 3 | 1994-04-05 | Removed From Ground | Gas | 500 | Bare Steel | Galvanized Steel | Not Marked
9033276 | 4 | 1994-04-05 | Removed From Ground | Used Oil | 500 | Bare Steel | Galvanized Steel | Not Marked | Y |  | Y
9033278 | 1 | 1993-11-03 | Removed From Ground | Other | 250 | Not Marked/Unknown | Unknown | Not Marked
9033278 | 2 | 1993-11-03 | Removed From Ground | Other | 250 | Not Marked/Unknown | Unknown | Not Marked
9033279 | 1 | 1993-11-01 | Removed From Ground | Other | 1000 | Not Marked/Unknown | Not Marked | Not Marked
9033279 | 2 | 1993-11-01 | Removed From Ground | Other | 1000 | Not Marked/Unknown | Not Marked | Not Marked
9033279 | 3 | 1993-11-01 | Removed From Ground | Other | 1000 | Not Marked/Unknown | Not Marked | Not Marked
9033280 | 1 | 1994-02-18 | Removed From Ground | Other | 1 | Not Marked/Unknown | Not Marked | Not Marked
9033281 | 1 | 1994-02-18 | Removed From Ground | Gas |  | Not Marked/Unknown | Not Marked | Not Marked
9033281 | 2 | 1994-02-18 | Removed From Ground | Gas |  | Not Marked/Unknown | Not Marked | Not Marked
9033281 | 3 | 1994-02-18 | Removed From Ground | Gas |  | Not Marked/Unknown | Not Marked | Not Marked
9033282 | 1 | 1996-04-17 | Removed From Ground Date Unknown | Gas | 280 | Marked Unknown | Unknown | Not Marked
9033283 | 1 | 1993-12-06 | Removed From Ground | Used Oil | 500 | Not Marked/Unknown | Not Marked | Not Marked | Y |  | Y
9033284 | 1 | 1993-12-11 | Removed From Ground | Used Oil | 550 | Not Marked/Unknown | Not Marked | Not Marked | Y |  | Y
9033285 | 1 | 1993-12-02 | Removed From Ground | Gas | 1000 | Bare Steel | Galvanized Steel | Not Marked
9033287 | 1 | 1992-10-14 | Removed From Ground | Gas | 2000 | Not Marked/Unknown | Not Marked | Not Marked
9033287 | 2 | 1992-10-14 | Removed From Ground | Gas | 2000 | Not Marked/Unknown | Not Marked | Not Marked
9033287 | 3 | 1992-10-14 | Removed From Ground | Gas | 1000 | Not Marked/Unknown | Not Marked | Not Marked
9033287 | 4 | 1992-10-14 | Removed From Ground | Used Oil | 250 | Not Marked/Unknown | Not Marked | Not Marked | Y |  | Y
9033288 | L338100 | 1993-04-16 | Currently In Use | Diesel | 10000 | Composite | Fiberglass Reinforced Plastic | Suction: No Valve At The Tank |  | 1993-05-01 |  | 1993-05-01
9033289 | 1 | 1992-12-06 | Removed From Ground | Gas | 3000 | Not Marked/Unknown | Not Marked | Not Marked
9033289 | 2 | 1992-12-06 | Removed From Ground | Other | 1000 | Not Marked/Unknown | Not Marked | Not Marked
9033289 | 3 | 1992-12-06 | Removed From Ground | Used Oil | 550 | Not Marked/Unknown | Not Marked | Not Marked | Y |  | Y
9033290 | 1 | 1994-02-25 | Removed From Ground | Heating Oil | 560 | Bare Steel | Bare Steel | Not Marked
9033291 | 137773 | 1989-09-20 | Currently In Use | Gas | 10000 | STIP-3 | Fiberglass Reinforced Plastic | Pressure |  | 1989-09-20 |  | 1989-09-20
9033291 | 137791 | 1989-09-20 | Currently In Use | Diesel | 8000 | STIP-3 | Fiberglass Reinforced Plastic | Pressure |  | 1989-09-20 |  | 1989-09-20
9033291 | 137811 | 1989-09-20 | Currently In Use | Gas | 8000 | STIP-3 | Fiberglass Reinforced Plastic | Pressure |  | 1989-09-20 |  | 1989-09-20
9033292 | 1 | 1994-01-05 | Removed From Ground | Gas | 6000 | Not Marked/Unknown | Not Marked | Not Marked
9033292 | 2 | 1994-01-05 | Removed From Ground | Gas | 4000 | Not Marked/Unknown | Not Marked | Not Marked
9033293 | 1 | 1992-08-06 | Removed From Ground | Used Oil | 550 | Bare Steel | Bare Steel | Gravity Fed | Y |  | Y
9033295 | 1 | 1994-05-06 | Removed From Ground | Diesel | 500 | Bare Steel | Copper | Suction: Valve At The Tank
9033296 | 1 | 1994-05-06 | Removed From Ground | Diesel | 225 | Not Marked/Unknown | Not Marked | Not Marked
9033297 | 1 | 1994-05-23 | Removed From Ground | Gas | 1000 | Bare Steel | Galvanized Steel | Suction: No Valve At The Tank
9033298 | 1 | 1994-05-16 | Removed From Ground | Gas | 500 | Bare Steel | Galvanized Steel | Not Marked
9033299 | 1 | 1995-08-26 | Removed From Ground | Diesel | 4000 | Bare Steel | Bare Steel | Suction: Valve At The Tank
9033299 | 2 | 1995-08-26 | Removed From Ground | Diesel | 4000 | Bare Steel | Bare Steel | Suction: Valve At The Tank
9033299 | 3 | 2015-09-18 | Removed From Ground | Diesel | 10000 | Fiberglass | Fiberglass Reinforced Plastic | Pressure |  | 1995-09-15 |  | 1995-09-15
9033299 | 3 |  | Currently In Use | Diesel | 10000 | Fiberglass | Fiberglass Reinforced Plastic | Pressure |  | 1995-09-15 |  | 1995-09-15
9033300 | 1 | 1995-12-01 | Removed From Ground | Gas | 1000 | Bare Steel | Galvanized Steel | Suction: Valve At The Tank
9033302 | 1 | 2010-06-23 | Closed In Ground | Gas | 10000 | Steel-Impressed Current | Fiberglass Reinforced Plastic | Suction: Valve At The Tank |  | 1996-06-01 |  | 1996-06-01
9033303 | 1 | 2000-02-23 | Removed From Ground | Used Oil | 1000 | Cathodically Protected Steel | Galvanized Steel | Gravity Fed | Y |  | Y
9033303 | 2 | 1986-01-01 | Currently In Use | Gas | 10000 | STIP-3 | Fiberglass Reinforced Plastic | Suction: No Valve At The Tank |  | 2009-08-03 12:00 |  | 2009-08-03 12:00
9033305 | 1 | 1991-07-31 | Removed From Ground | Other | 550 | Not Marked/Unknown | Not Marked | Not Marked
9033307 | 1 | 1991-06-13 | Removed From Ground | Gas | 10000 | Not Marked/Unknown | Not Marked | Not Marked
9033308 | 1 | 1991-12-18 | Removed From Ground | Gas | 12000 | Bare Steel | Galvanized Steel | Not Marked
9033308 | 2 | 1991-12-18 | Removed From Ground | Gas | 12000 | Bare Steel | Galvanized Steel | Not Marked
9033308 | 3 | 2007-04-19 | Removed From Ground | Diesel | 1900 | Bare Steel |  |  | N |  | N
9033309 | 1 | 1992-03-16 | Removed From Ground | Gas | 6000 | Not Marked/Unknown | Not Marked | Not Marked
9033309 | 2 | 1992-03-16 | Removed From Ground | Gas | 6000 | Not Marked/Unknown | Not Marked | Not Marked
9033313 | 14 | 1996-11-01 | Removed From Ground | Other | 2000 | STIP-3 | Fiberglass Reinforced Plastic | Suction: Valve At The Tank |  | 1991-05-01 |  | 1991-05-01
9033313 | 15 | 2005-02-04 | Removed From Ground | Other | 2000 | STIP-3 | Fiberglass Reinforced Plastic | Suction: Valve At The Tank |  | 1991-05-01 |  | 1991-05-01
9033314 | D | 1960-01-01 | Closed In Ground | Diesel | 2000 | Not Marked/Unknown | Not Marked | Not Marked
9033314 | E | 1960-01-01 | Closed In Ground | Diesel | 2000 | Not Marked/Unknown | Not Marked | Not Marked
9033314 | F | 1960-01-01 | Closed In Ground | Diesel | 3000 | Not Marked/Unknown | Not Marked | Not Marked
9033314 | I | 1960-01-01 | Closed In Ground | Used Oil | 0 | Not Marked/Unknown | Not Marked | Not Marked
9033314 | K | 1960-01-01 | Closed In Ground | Diesel | 3000 | Not Marked/Unknown | Not Marked | Not Marked
9033314 | SJ | 1994-07-11 | Closed In Ground | Gas | 2000 | Bare Steel | Galvanized Steel | Not Marked
9033314 | UNK1 | 2010-02-08 | Removed From Ground | Gas | 1000 | Unknown | Unknown |  | N |  | N
9033318 | 1 |  | Removed From Ground Date Unknown | Gas | 1000 | Bare Steel | Galvanized Steel | Suction: No Valve At The Tank
9033318 | 2 |  | Removed From Ground Date Unknown | Gas | 2000 | Bare Steel | Galvanized Steel | Suction: No Valve At The Tank
9033318 | 3 |  | Removed From Ground Date Unknown | Gas | 4000 | Bare Steel | Galvanized Steel | Suction: No Valve At The Tank
9033318 | 4 | 1995-02-01 | Currently In Use | Gas | 10000 | Composite | Double Walled | Pressure |  | 1995-02-01 |  | 1995-02-01
9033318 | 5 | 1995-02-01 | Currently In Use | Gas | 10000 | Composite | Double Walled | Pressure |  | 1995-02-01 |  | 1995-02-01
9033319 | 1 | 2003-08-28 | Removed From Ground | Diesel | 10000 | Composite | Secondary Containment | Suction: No Valve At The Tank |  | 1994-06-03 |  | 1994-06-03
9033321 | 1 | 1989-01-01 | Currently In Use | Gas | 10000 | Steel-Galvanic | Fiberglass Reinforced Plastic | Pressure |  | 1989-01-01 |  | 1989-01-01
9033321 | 2 | 1989-01-01 | Currently In Use | Gas | 10000 | Steel-Galvanic | Fiberglass Reinforced Plastic | Pressure |  | 1989-01-01 |  | 1989-01-01
9033321 | 3 | 1989-01-01 | Currently In Use | Gas | 10000 | Steel-Galvanic | Fiberglass Reinforced Plastic | Pressure |  | 1989-01-01 |  | 1989-01-01
9033322 | 1 | 1994-09-20 | Removed From Ground | Gas | 560 | Bare Steel | Galvanized Steel | Suction: Valve At The Tank
9033322 | 2 | 1994-09-20 | Removed From Ground | Gas | 560 | Bare Steel | Galvanized Steel | Suction: Valve At The Tank
9033322 | 3 | 1994-09-20 | Removed From Ground | Gas | 560 | Bare Steel | Galvanized Steel | Suction: Valve At The Tank
9033324 | 1 |  | Removed From Ground Date Unknown | Gas | 4000 | Not Marked/Unknown | Not Marked | Not Marked
9033324 | 2 |  | Removed From Ground Date Unknown | Gas | 4000 | Unknown | Unknown | Not Marked | N |  | N
9033324 | 3 |  | Removed From Ground Date Unknown | Gas | 4000 | Unknown | Unknown | Not Marked | N |  | N
9033326 | 1 | 1990-01-01 | Currently In Use | Gas | 8000 | Composite | Fiberglass/Double Walled | Pressure |  | 1993-07-01 |  | 1993-07-01
9033326 | 2 | 1990-01-01 | Currently In Use | Gas | 6000 | Composite | Fiberglass/Double Walled | Pressure |  | 1993-07-01 |  | 1993-07-01
9033326 | 3 | 1990-01-01 | Currently In Use | Gas | 6000 | Composite | Fiberglass/Double Walled | Pressure |  | 1993-07-01 |  | 1993-07-01
9033326 | 4 | 1990-01-01 | Currently In Use | Diesel | 4000 | Composite | Fiberglass/Double Walled | Pressure |  | 1993-07-01 |  | 1993-07-01
9033327 | 1 | 2010-07-15 | Removed From Ground | Diesel | 20000 | Fiberglass Double Walled | Fiberglass Reinforced Plastic | Pressure |  | 1994-05-26 |  | 1994-05-26
9033327 | 2 | 2010-07-15 | Removed From Ground | Gas | 8000 | Fiberglass Double Walled | Fiberglass Reinforced Plastic | Pressure |  | 1994-05-26 |  | 1994-05-26
9033327 | 3 | 2010-07-15 | Removed From Ground | Other | 2000 | Fiberglass Double Walled | Fiberglass Reinforced Plastic | Gravity Fed
9033329 | 1 |  | Removed From Ground Date Unknown | Gas | 8000 | Marked Unknown | Bare Steel | Not Marked
9033329 | 2 |  | Removed From Ground Date Unknown | Gas | 8000 | Marked Unknown | Bare Steel | Not Marked
9033329 | 3 |  | Removed From Ground Date Unknown | Gas | 8000 | Marked Unknown | Bare Steel | Not Marked
9033332 | 3/DOB76 |  | Currently In Use | Heating Oil | 3000 | Bare Steel | Bare Steel | Suction: No Valve At The Tank
9033333 | 1 | 1994-09-10 | Removed From Ground | Gas | 1000 | Bare Steel | Not Marked | Not Marked
9033334 | 1 | 1995-01-01 | Removed From Ground | Gas | 10000 | Not Marked/Unknown | Not Marked | Not Marked
9033334 | 2 | 1995-01-01 | Removed From Ground | Gas | 10000 | Not Marked/Unknown | Not Marked | Not Marked
9033334 | 3 | 1995-01-01 | Removed From Ground | Gas | 5000 | Not Marked/Unknown | Not Marked | Not Marked
9033334 | 4 | 1995-03-10 | Removed From Ground | Gas | 6000 | Bare Steel | Bare Steel | Not Marked
9033334 | 5 | 1995-03-10 | Removed From Ground | Gas | 6000 | Bare Steel | Bare Steel | Not Marked
9033334 | 6 | 1995-03-10 | Removed From Ground | Gas | 2000 | Bare Steel | Bare Steel | Not Marked
9033334 | 7 | 1995-03-10 | Removed From Ground | Diesel | 6000 | Bare Steel | Bare Steel | Not Marked
9033335 | 1 | 1966-08-01 | Currently In Use | Gas | 10000 | Fiberglass | Fiberglass/Double Walled | Pressure |  | 1995-03-13 |  | 1995-03-13
9033335 | 2 | 1966-08-01 | Currently In Use | Gas | 10000 | Fiberglass | Fiberglass/Double Walled | Pressure |  | 1995-03-13 |  | 1995-03-13
9033335 | 3 | 1966-08-01 | Currently In Use | Diesel | 10000 | Fiberglass | Fiberglass/Double Walled | Pressure |  | 1995-03-13 |  | 1995-03-13
9033335 | 4 | 2001-09-17 | Removed From Ground | Used Oil | 500 | Fiberglass | Double Walled | Gravity Fed | Y |  | Y
9033336 | 619223 | 2009-11-03 | Temporarily Out Of Use | Gas | 1000 | Fiberglass Double Walled | Fiberglass Reinforced Plastic | Suction: No Valve At The Tank | Y | 1991-08-01 12:00 |  | 1991-08-01 12:00
9033336 | 619238 | 1992-11-20 | Currently In Use | Diesel | 1000 | Fiberglass Double Walled | Fiberglass Reinforced Plastic | Suction: No Valve At The Tank | Y | 1991-08-01 12:00 |  | 1991-08-01 12:00
9033337 | 1 | 1992-11-13 | Temporarily Out Of Use | Gas | 1000 | Fiberglass Double Walled | Fiberglass Reinforced Plastic | Suction: No Valve At The Tank |  | 1991-08-01 12:00 |  | 1991-08-01 12:00
9033337 | 2 | 1992-11-13 | Currently In Use | Diesel | 1000 | Fiberglass Double Walled | Fiberglass Reinforced Plastic | Suction: No Valve At The Tank |  | 1991-08-01 12:00 |  | 1991-08-01 12:00
9033338 | 1 | 2004-05-26 | Removed From Ground | Gas | 3000 | Bare Steel | Bare Steel | Suction: No Valve At The Tank
9033338 | 3 | 2004-05-26 | Removed From Ground | Gas | 3000 | Bare Steel | Bare Steel | Suction: No Valve At The Tank
9033339 | 1 | 1994-01-20 | Removed From Ground | Gas | 250 | Bare Steel | Galvanized Steel | Suction: No Valve At The Tank
9033339 | 2 | 1995-01-20 | Removed From Ground | Other | 250 | Not Marked/Unknown | Not Marked | Not Marked
9033340 | 1 | 1995-01-18 | Removed From Ground | Gas | 1000 | Marked Unknown | Unknown | Not Marked
9033340 | 2 | 1995-01-31 | Removed From Ground | Gas | 1000 | Marked Unknown | Unknown | Not Marked
9033341 | 1 | 1989-03-01 | Currently In Use | Gas | 15000 | Fiberglass Double Walled | Fiberglass Reinforced Plastic | Suction: Valve At The Tank |  | 1989-02-01 |  | 1989-02-01
9033341 | 2 | 1989-03-01 | Currently In Use | Diesel | 6000 | Fiberglass Double Walled | Fiberglass Reinforced Plastic | Suction: Valve At The Tank |  | 1989-02-01 |  | 1989-02-01
9033342 | 1 | 1989-03-01 | Currently In Use | Gas | 15000 | Double Walled | Fiberglass Reinforced Plastic | Pressure |  | 1989-03-01 |  | 1989-03-01
9033342 | 2 | 1989-03-01 | Currently In Use | Diesel | 6000 | Double Walled | Fiberglass Reinforced Plastic | Pressure |  | 1989-03-01 |  | 1989-03-01
9033343 | 1 | 1995-02-14 | Removed From Ground | Gas | 500 | Unknown | Unknown | Not Marked
9033343 | 2 | 1995-02-14 | Removed From Ground | Gas | 500 | Unknown | Unknown | Not Marked
9033343 | 3 | 1995-02-14 | Removed From Ground | Gas | 500 | Unknown | Unknown | Not Marked
9033345 | 1 | 2016-09-21 | Removed From Ground | Gas | 12000 | Fiberglass | Fiberglass Reinforced Plastic | Pressure |  | 1994-08-15 |  | 1994-08-15
9033345 | 2 | 2016-09-21 | Removed From Ground | Gas | 12000 | Fiberglass | Fiberglass Reinforced Plastic | Pressure |  | 1994-08-15 |  | 1994-08-15
9033345 | 3 | 2016-09-21 | Removed From Ground | Gas | 12000 | Fiberglass | Fiberglass Reinforced Plastic | Pressure |  | 1994-08-15 |  | 1994-08-15
9033345 | 4 | 2016-06-02 | Currently In Use | Gas | 20000 | Fiberglass Double Walled | Fiberglass/Double Walled | Pressure | N | 2016-11-01 | N | 2016-10-01
9033345 | 5 | 2016-06-01 | Currently In Use | Gas | 20000 | Fiberglass Double Walled | Fiberglass/Double Walled | Pressure | N | 2016-11-01 | N | 2016-10-01
9033345 | 6A | 2016-06-01 | Currently In Use | Gas | 10000 | Fiberglass Double Walled | Fiberglass/Double Walled | Pressure | N | 2016-11-01 | N | 2016-10-01
9033345 | 6B | 2016-06-01 | Currently In Use | Gas | 9500 | Fiberglass Double Walled | Fiberglass/Double Walled | Pressure | N | 2016-11-01 | N | 2016-10-01
9033345 | 7 | 2016-06-01 | Currently In Use | Diesel | 12000 | Fiberglass Double Walled | Fiberglass/Double Walled | Pressure | N | 2016-11-01 | N | 2016-10-01
9033347 | 1 |  | Permanently Out Of Use | Other | 1 | Not Marked/Unknown | Unknown | Not Marked
9033347 | 2 |  | Permanently Out Of Use | Other | 1 | Not Marked/Unknown | Unknown | Not Marked
9033347 | 3 |  | Permanently Out Of Use | Other | 1 | Not Marked/Unknown | Unknown | Not Marked
9033347 | 4 |  | Permanently Out Of Use | Other | 1 | Not Marked/Unknown | Unknown | Not Marked
9033347 | 5 |  | Permanently Out Of Use | Other | 1 | Not Marked/Unknown | Unknown | Not Marked
9033349 | 1 |  | Removed From Ground Date Unknown | Gas | 500 | Not Marked/Unknown | Not Marked | Not Marked
9033350 | 1 |  | Currently In Use | Heating Oil |  | Marked Unknown | Unknown | Not Marked
9033351 | 1 | 2014-12-02 | Removed From Ground | Gas | 10000 | Steel-Galvanic | Impressed Current | Suction: Valve At The Tank |  | 1996-04-22 |  | 1996-04-22
9033351 | 2 | 2014-12-22 | Removed From Ground | Diesel | 1000 | Steel-Galvanic | Impressed Current | Suction: Valve At The Tank |  | 1996-04-22 |  | 1996-04-22
9033352 | 1 | 1987-03-01 | Currently In Use | Gas | 8000 | Steel-Impressed Current | Impressed Current | Pressure |  | 1996-08-26 |  | 1996-08-26
9033352 | 2 | 1987-03-01 | Currently In Use | Gas | 8000 | Steel-Impressed Current | Impressed Current | Pressure |  | 1996-08-26 |  | 1996-08-26
9033352 | 3 | 1987-03-01 | Currently In Use | Gas | 8000 | Steel-Impressed Current | Impressed Current | Pressure |  | 1996-08-26 |  | 1996-08-26
9033353 | 1 | 1995-04-04 | Removed From Ground | Other | 550 | Not Marked/Unknown | Unknown | Not Marked
9033353 | 2 | 1995-04-04 | Removed From Ground | Other | 550 | Not Marked/Unknown | Unknown | Not Marked
9033355 | 1 | 2001-06-14 | Removed From Ground | Gas | 10000 | Cathodically Protected Steel | Galvanized Steel | Pressure |  | 1995-03-06 |  | 1995-03-06
9033355 | 2 | 2001-06-14 | Removed From Ground | Diesel | 10000 | Cathodically Protected Steel | Galvanized Steel | Pressure |  | 1995-03-06 |  | 1995-03-06
9033355 | 3 | 2001-06-14 | Removed From Ground | Diesel | 10000 | Cathodically Protected Steel | Galvanized Steel | Pressure |  | 1995-03-06 |  | 1995-03-06
9033356 | 1 | 1990-09-19 | Currently In Use | Gas | 10000 | Steel-Galvanic | Fiberglass Reinforced Plastic | Pressure |  | 1990-09-19 |  | 1990-09-19
9033356 | 2 | 1990-09-19 | Currently In Use | Gas | 10000 | Steel-Galvanic | Fiberglass Reinforced Plastic | Pressure |  | 1990-09-19 |  | 1990-09-19
9033356 | 3 | 1990-09-19 | Currently In Use | Gas | 10000 | Steel-Galvanic | Fiberglass Reinforced Plastic | Pressure |  | 1990-09-19 |  | 1990-09-19
9033357 | 1 |  | Permanently Out Of Use | Gas | 500 | Not Marked/Unknown | Unknown | Not Marked
9033359 | 1 | 1995-04-20 | Removed From Ground | Gas | 1000 | Bare Steel | Galvanized Steel | Not Marked
9033359 | 2 | 1995-04-20 | Removed From Ground | Diesel | 1000 | Bare Steel | Galvanized Steel | Not Marked
9033360 | 1 | 1998-06-01 | Currently In Use | Diesel | 10000 | Steel-Impressed Current | Cathodically Protected | Suction: No Valve At The Tank |  | 1998-06-01 |  | 1998-06-01
9033361 | 1 |  | Closed In Ground Date Unknown | Diesel | 8000 | Not Marked/Unknown | Unknown | Not Marked
9033361 | 2 |  | Closed In Ground Date Unknown | Gas |  | Not Marked/Unknown | Unknown | Not Marked
9033362 | 1 | 1998-10-28 | Removed From Ground | Diesel | 1000 | Bare Steel | Bare Steel | Suction: Valve At The Tank
9033363 | 1 | 1992-01-01 | Temporarily Out Of Use | Gas | 1000 | Fiberglass | Fiberglass Reinforced Plastic | Suction: No Valve At The Tank |  | 2008-10-01 12:00 |  | 1993-10-01 12:00
9033363 | 2 | 1992-01-01 | Currently In Use | Diesel | 1000 | Fiberglass | Fiberglass Reinforced Plastic | Suction: No Valve At The Tank |  | 2008-10-01 12:00 |  | 1993-10-01 12:00
9033364 | 1 | 1998-12-15 | Removed From Ground | Diesel | 1000 | Marked Unknown | Unknown | Suction: No Valve At The Tank
9033365 | 1 | 2000-08-01 | Removed From Ground | Gas | 3000 | Bare Steel | Bare Steel | Pressure
9033365 | 2 | 2000-08-01 | Removed From Ground | Gas | 3000 | Bare Steel | Bare Steel | Pressure
9033365 | 3 | 2000-08-01 | Removed From Ground | Gas | 3000 | Bare Steel | Bare Steel | Gravity Fed
9033365 | 4 | 2000-08-01 | Removed From Ground | Used Oil | 550 | Bare Steel | Bare Steel | Gravity Fed
9033366 | 161 | 1995-05-26 | Removed From Ground | Other | 2000 | Not Marked/Unknown | Unknown | Not Marked
9033367 | 1 | 1975-01-01 | Removed From Ground | Empty | 1000 | Not Marked/Unknown | Unknown | Not Marked
9033370 | 1 | 1995-01-30 | Removed From Ground | Gas | 4000 | Bare Steel | Unknown | Not Marked
9033370 | 2 | 1995-01-30 | Removed From Ground | Gas | 4000 | Bare Steel | Unknown | Not Marked | N |  | N
9033370 | 3 | 1995-01-30 | Removed From Ground | Gas | 4000 | Bare Steel | Unknown | Not Marked | N |  | N
9033371 | CO81-1 | 1981-01-01 | Currently In Use | Diesel | 1000 | Steel-Impressed Current | Cathodically Protected | Suction: Valve At The Tank |  | 1998-10-08 |  | 1998-10-08
9033373 | 1 | 1998-10-29 | Removed From Ground | Diesel | 1000 | Marked Unknown | Unknown | Suction: No Valve At The Tank
9033374 | 1 | 1998-10-29 | Removed From Ground | Gas | 1000 | Marked Unknown | Unknown | Suction: No Valve At The Tank
9033374 | 2 | 1998-10-29 | Removed From Ground | Diesel | 1000 | Marked Unknown | Unknown | Suction: No Valve At The Tank
9033375 | 1 | 1999-01-20 | Removed From Ground | Gas | 1000 | Marked Unknown | Unknown | Suction: No Valve At The Tank
9033375 | 2 | 1999-01-20 | Removed From Ground | Diesel | 1000 | Marked Unknown | Unknown | Suction: No Valve At The Tank
9033376 | 1 | 1995-04-07 | Temporarily Out Of Use | Gas | 1000 | Fiberglass | Fiberglass Reinforced Plastic | Suction: No Valve At The Tank |  | 1991-08-01 12:00 |  | 1991-08-01 12:00
9033376 | 2 | 1995-04-07 | Currently In Use | Diesel | 1000 | Fiberglass | Fiberglass Reinforced Plastic | Suction: No Valve At The Tank |  | 1991-08-01 12:00 |  | 1991-08-01 12:00
9033377 | 1 | 1992-01-01 | Temporarily Out Of Use | Gas | 1000 | Fiberglass Double Walled | Fiberglass Reinforced Plastic | Suction: No Valve At The Tank |  | 1991-08-01 12:00 |  | 1991-08-01 12:00
9033377 | 2 | 1992-01-01 | Currently In Use | Diesel | 1000 | Fiberglass Double Walled | Fiberglass Reinforced Plastic | Suction: No Valve At The Tank |  | 1991-08-01 12:00 |  | 1991-08-01 12:00
9033378 | 1 | 1998-10-26 | Removed From Ground | Diesel | 1000 | Bare Steel | Bare Steel | Suction: No Valve At The Tank
9033380 | 1 | 1998-08-27 | Removed From Ground | Gas | 1000 | Bare Steel | Bare Steel | Suction: Valve At The Tank
9033380 | 2 | 1998-08-29 | Removed From Ground | Diesel | 1000 | Bare Steel | Bare Steel | Suction: Valve At The Tank
9033381 | 1 | 1998-06-30 | Removed From Ground | Diesel | 1000 | Marked Unknown | Unknown | Suction: No Valve At The Tank
9033382 | 1 | 1998-08-27 | Removed From Ground | Diesel | 1000 | Marked Unknown | Unknown | Suction: No Valve At The Tank
9033383 | 1 | 1998-10-29 | Removed From Ground | Diesel | 1000 | Bare Steel | Bare Steel | Suction: Valve At The Tank
9033384 | 1 | 1998-06-30 | Removed From Ground | Gas | 1000 | Marked Unknown | Bare Steel | Suction: Valve At The Tank
9033384 | 2 | 1998-06-30 | Removed From Ground | Diesel | 1000 | Bare Steel | Bare Steel | Suction: No Valve At The Tank
9033384 | 3 | 1998-08-15 | Currently In Use | Diesel | 1000 | Fiberglass Double Walled | Fiberglass/Double Walled | Suction: Valve At The Tank | N | 1998-08-15 | N | 1998-08-15
9033385 | 1 | 1998-08-26 | Removed From Ground | Gas | 1000 | Bare Steel | Bare Steel | Suction: Valve At The Tank
9033385 | 2 | 1998-08-26 | Removed From Ground | Diesel | 1000 | Bare Steel | Bare Steel | Suction: No Valve At The Tank
9033386 | 1 | 1992-01-01 | Temporarily Out Of Use | Gas | 1000 | Fiberglass | Fiberglass Reinforced Plastic | Suction: No Valve At The Tank | N | 1992-01-01 12:00 | Y | 1992-01-01 12:00
9033386 | 2 | 1992-01-01 | Currently In Use | Diesel | 1000 | Fiberglass | Fiberglass Reinforced Plastic | Suction: No Valve At The Tank | N | 1992-01-01 12:00 | Y | 1992-01-01 12:00
9033387 | 1 |  | Permanently Out Of Use | Gas | 1000 | Unknown | Unknown | Suction: No Valve At The Tank | N |  | N
9033387 | 2 |  | Permanently Out Of Use | Diesel | 1000 | Unknown | Unknown | Suction: No Valve At The Tank | N |  | N
9033388 | 1 | 1998-10-26 | Removed From Ground | Diesel | 1000 | Bare Steel | Bare Steel | Suction: Valve At The Tank
9033389 | 1 | 1998-11-11 | Removed From Ground | Gas | 1000 | Marked Unknown | Unknown | Suction: No Valve At The Tank
9033389 | 2 | 1998-11-11 | Removed From Ground | Diesel | 1000 | Marked Unknown | Unknown | Suction: No Valve At The Tank
9033390 | 1 | 1998-10-06 | Removed From Ground | Diesel | 1000 | Marked Unknown | Unknown | Suction: No Valve At The Tank
9033391 | 1 | 1995-08-14 | Removed From Ground | Used Oil | 550 | Marked Unknown | Unknown | Gravity Fed | Y |  | Y
9033392 | 1 | 1992-01-01 | Currently In Use | Gas | 3000 | STIP-3 | Fiberglass Reinforced Plastic | Pressure |  | 1992-01-01 |  | 1992-01-01
9033392 | 2 | 1992-01-01 | Currently In Use | Diesel | 3000 | STIP-3 | Fiberglass Reinforced Plastic | Pressure |  | 1992-01-01 |  | 1992-01-01
9033393 | 1 | 2016-05-17 | Removed From Ground | Gas | 4010 | Steel-Impressed Current | Impressed Current | Suction: No Valve At The Tank |  | 1998-11-01 |  | 1998-11-01
9033394 | 1 | 2006-11-14 | Removed From Ground | Gas | 5000 | Steel-Galvanic | Cathodically Protected | Suction: No Valve At The Tank |  | 1998-10-01 |  | 1998-10-01
9033394 | 2 | 2006-11-14 | Removed From Ground | Diesel | 2500 | Steel-Galvanic | Cathodically Protected | Suction: No Valve At The Tank |  | 1998-10-01 |  | 1998-10-01
9033395 | 5A | 1991-05-13 | Removed From Ground | Diesel | 1000 | Bare Steel | Bare Steel | Suction: Valve At The Tank
9033395 | 5A-1 | 1999-10-27 | Removed From Ground | Used Oil | 550 | Double Walled | Double Walled | Gravity Fed | Y |  | Y | 1991-06-03
9033395 | 5B | 1991-05-13 | Removed From Ground | Used Oil | 250 | Bare Steel | Galvanized Steel | Suction: Valve At The Tank | Y |  | Y
9033395 | 5B-2 | 1999-10-26 | Removed From Ground | Diesel | 1000 | Double Walled | Double Walled | Suction: Valve At The Tank |  | 1991-06-03 |  | 1991-06-03
9033396 | 70A |  | Permanently Out Of Use | Gas | 10000 | Bare Steel | Bare Steel | Suction: Valve At The Tank
9033397 | 85A | 1991-07-18 | Removed From Ground | Gas | 6000 | Bare Steel | Bare Steel | Suction: Valve At The Tank
9033397 | 85B | 1991-07-18 | Removed From Ground | Gas | 6000 | Bare Steel | Bare Steel | Suction: Valve At The Tank
9033397 | 85C | 1991-07-18 | Removed From Ground | Gas | 10000 | Bare Steel | Bare Steel | Suction: Valve At The Tank
9033397 | 85D | 1991-07-18 | Removed From Ground | Used Oil | 275 | Bare Steel | Not Marked | Not Marked | Y |  | Y
9033397 | 85E | 2006-09-23 | Removed From Ground | Gas | 10000 | Double Walled | Double Walled | Pressure |  | 1991-09-24 |  | 1991-09-24
9033397 | 85F | 2006-09-22 | Removed From Ground | Gas | 6000 | Double Walled | Double Walled | Pressure |  | 1991-09-24 |  | 1991-09-24
9033397 | 85G | 2006-09-22 | Removed From Ground | Gas | 6000 | Double Walled | Double Walled | Pressure |  | 1991-09-24 |  | 1991-09-24
9033398 | 74-A | 1991-05-01 | Removed From Ground | Diesel | 2000 | Bare Steel | Bare Steel | Suction: Valve At The Tank
9033398 | 74B | 1999-12-03 | Removed From Ground | Diesel | 2500 | Double Walled | Double Walled | Suction: Valve At The Tank |  | 1991-06-13 |  | 1991-06-13
9033400 | 1 | 1990-01-01 | Currently In Use | Gas | 10000 | STIP-3 | Fiberglass Reinforced Plastic | Pressure |  | 1990-01-01 |  | 1990-01-01
9033400 | 2 | 1990-01-01 | Currently In Use | Gas | 10000 | STIP-3 | Fiberglass Reinforced Plastic | Pressure |  | 1990-01-01 |  | 1990-01-01
9033400 | 3 | 1990-01-01 | Currently In Use | Diesel | 10000 | STIP-3 | Fiberglass Reinforced Plastic | Pressure |  | 1990-01-01 |  | 1990-01-01
9033401 | 1 | 1990-04-01 | Currently In Use | Gas | 8000 | Fiberglass Double Walled | Fiberglass/Double Walled | Not Marked |  | 1990-04-01 |  | 1990-04-01
9033401 | 2 | 1990-04-01 | Currently In Use | Diesel | 3000 | Fiberglass Double Walled | Fiberglass/Double Walled | Not Marked |  | 1990-04-01 |  | 1990-04-01
9033404 | D1 | 1986-02-01 | Currently In Use | Diesel | 8000 | STIP-3 | Fiberglass/Double Walled | Pressure |  | 1997-10-01 |  | 1997-10-01
9033404 | D2 | 2014-04-01 | Temporarily Out Of Use | Diesel | 8000 | STIP-3 | Fiberglass/Double Walled | Pressure |  | 1997-10-01 |  | 1997-10-01
9033404 | G3 | 1986-02-01 | Currently In Use | Gas | 8000 | STIP-3 | Fiberglass/Double Walled | Pressure |  | 1997-10-01 |  | 1997-10-01
9033404 | G4 | 1986-02-01 | Currently In Use | Gas | 8000 | STIP-3 | Fiberglass/Double Walled | Pressure |  | 1997-10-01 |  | 1997-10-01
9033405 | 1 | 2005-05-31 | Removed From Ground | Gas | 2000 | Double Walled | Fiberglass Reinforced Plastic | Suction: No Valve At The Tank |  | 1990-10-18 |  | 1990-10-18
9033405 | 2 | 2005-05-31 | Removed From Ground | Diesel | 1000 | Double Walled | Fiberglass Reinforced Plastic | Suction: No Valve At The Tank |  | 1990-10-18 |  | 1990-10-18
9033405 | 3 | 2005-05-20 | Currently In Use | Gas | 2500 | Fiberglass Double Walled | Double Walled Flex | Suction: No Valve At The Tank | N | 2005-05-20 | N | 2005-05-20
9033405 | 4 | 2005-05-20 | Currently In Use | Diesel | 1000 | Fiberglass Double Walled | Double Walled Flex | Suction: No Valve At The Tank | N | 2005-05-20 | N | 2005-05-20
9033406 | 1 | 1987-04-01 | Currently In Use | Gas | 10000 | STIP-3 | Fiberglass/Double Walled | Pressure |  | 1994-03-01 |  | 1994-03-01
9033406 | 2 | 1987-04-01 | Currently In Use | Gas | 10000 | STIP-3 | Fiberglass/Double Walled | Pressure |  | 1994-03-01 |  | 1994-03-01
9033406 | 3 | 1987-04-01 | Currently In Use | Gas | 10000 | STIP-3 | Fiberglass/Double Walled | Pressure |  | 1994-03-01 |  | 1994-03-01
9033407 | RU | 2008-07-15 | Temporarily Out Of Use | Gas | 6000 | Steel-Impressed Current | Impressed Current | Suction: Valve At The Tank |  | 1998-12-09 |  | 1998-12-09
9033407 | SU | 2008-07-15 | Temporarily Out Of Use | Gas | 5000 | Steel-Impressed Current | Impressed Current | Suction: Valve At The Tank |  | 1998-12-09 |  | 1998-12-09
9033409 | 1 | 1998-08-06 | Currently In Use | Gas | 8000 | STIP-3 | Fiberglass Reinforced Plastic | Pressure |  | 1997-11-21 |  | 1997-11-21
9033409 | 2 | 1998-08-06 | Currently In Use | Gas | 8000 | STIP-3 | Fiberglass Reinforced Plastic | Pressure |  | 1997-11-21 |  | 1997-11-21
9033409 | 3 | 1998-08-06 | Currently In Use | Diesel | 8000 | STIP-3 | Fiberglass Reinforced Plastic | Pressure |  | 1997-11-21 |  | 1997-11-21
9033409 | 4 | 1998-08-06 | Currently In Use | Diesel | 8000 | STIP-3 | Fiberglass Reinforced Plastic | Pressure |  | 1997-11-21 |  | 1997-11-21
9033409 | 5 | 1998-08-06 | Currently In Use | Gas | 2000 | STIP-3 | Fiberglass Reinforced Plastic | Pressure |  | 1997-11-21 |  | 1997-11-21
9033410 | 1UL | 2004-06-17 | Currently In Use | Gas | 8000 | STIP-3 | Fiberglass/Double Walled | Pressure |  | 1990-05-01 |  | 1990-05-01
9033410 | 2P | 2004-06-17 | Currently In Use | Gas | 8000 | STIP-3 | Fiberglass/Double Walled | Pressure |  | 1990-05-01 |  | 1990-05-01
9033410 | 3DIESEL | 2004-06-17 | Currently In Use | Diesel | 8000 | STIP-3 | Fiberglass/Double Walled | Pressure |  | 1990-05-01 |  | 1990-05-01
9033413 | 1 | 1994-09-16 | Currently In Use | Gas | 12000 | Fiberglass | Fiberglass/Double Walled | Pressure |  | 1994-09-16 |  | 1994-09-16
9033413 | 2 | 1994-09-16 | Currently In Use | Gas | 12000 | Fiberglass | Fiberglass/Double Walled | Pressure |  | 1998-09-16 |  | 1994-09-16
9033413 | 3 | 1994-09-16 | Currently In Use | Gas | 12000 | Fiberglass | Fiberglass/Double Walled | Pressure |  | 1994-09-16 |  | 1994-09-16
9033415 | 1 | 2016-10-05 | Removed From Ground | Gas | 12000 | Fiberglass | Double Walled | Pressure |  | 1994-09-16 |  | 1994-09-16
9033415 | 2 | 2016-10-05 | Removed From Ground | Gas | 12000 | Fiberglass | Double Walled | Pressure |  | 1994-09-16 |  | 1994-09-16
9033415 | 3 | 2016-10-05 | Removed From Ground | Gas | 12000 | Composite | Double Walled | Pressure |  | 1994-09-16 |  | 1994-09-16
9033417 | 044 | 1991-06-01 | Removed From Ground | Heating Oil | 10000 | Not Marked/Unknown | Not Marked | Not Marked
9033417 | 045 | 1991-06-01 | Removed From Ground | Heating Oil | 10000 | Not Marked/Unknown | Not Marked | Not Marked
9033417 | 162 | 1992-08-01 | Removed From Ground | Other | 1000 | Not Marked/Unknown | Not Marked | Not Marked
9033417 | 163 | 1992-08-01 | Removed From Ground | Other | 1000 | Not Marked/Unknown | Not Marked | Not Marked
9033417 | 164 | 1992-08-01 | Removed From Ground | Other | 1000 | Not Marked/Unknown | Not Marked | Not Marked
9033418 | 008 | 1995-12-15 | Removed From Ground | Heating Oil | 3000 | Bare Steel | Bare Steel | Suction: No Valve At The Tank
9033418 | 009 | 1996-01-11 | Removed From Ground | Heating Oil | 8000 | Bare Steel | Bare Steel | Suction: No Valve At The Tank
9033420 | 42 | 1997-12-16 | Removed From Ground | Heating Oil | 30000 | Not Marked/Unknown | Not Marked | Not Marked
9033420 | 43 | 1996-05-17 | Removed From Ground | Heating Oil | 30000 | Not Marked/Unknown | Not Marked | Not Marked
9033422 | 030 | 1976-05-09 | Currently In Use | Diesel | 9500 | Fiberglass | Fiberglass Reinforced Plastic | Suction: No Valve At The Tank |  | 1996-03-01 |  | 1996-03-01
9033422 | 031 | 1976-05-09 | Currently In Use | Diesel | 9500 | Fiberglass | Fiberglass Reinforced Plastic | Suction: No Valve At The Tank |  | 1996-03-01 12:00 |  | 1996-03-01 12:00
9033422 | 032 | 1976-05-09 | Currently In Use | Diesel | 9500 | Fiberglass | Fiberglass Reinforced Plastic | Suction: No Valve At The Tank |  | 1996-03-01 12:00 |  | 1996-03-01 12:00
9033422 | 033 | 1976-05-09 | Currently In Use | Diesel | 9500 | Fiberglass | Fiberglass Reinforced Plastic | Suction: No Valve At The Tank |  | 1996-03-01 12:00 |  | 1996-03-01 12:00
9033423 | 1 |  | Currently In Use | Diesel | 3000 | Bare Steel | Galvanized Steel | Suction: Valve At The Tank
9033423 | 2 |  | Currently In Use | Diesel | 5000 | Bare Steel | Galvanized Steel | Suction: Valve At The Tank
9033424 | 1 | 1997-04-01 | Removed From Ground | Gas | 1000 | Cathodically Protected Steel | Bare Steel | Suction: Valve At The Tank
9033424 | 2 | 1997-04-01 | Removed From Ground | Gas | 1000 | Cathodically Protected Steel | Bare Steel | Suction: Valve At The Tank
9033425 | 1 | 1995-03-01 | Removed From Ground | Gas | 6000 | Not Marked/Unknown | Not Marked | Not Marked
9033426 | 2 |  | Removed From Ground Date Unknown | Kerosene | 560 | Not Marked/Unknown | Not Marked | Not Marked
9033426 | 3 |  | Removed From Ground Date Unknown | Diesel | 1060 | Not Marked/Unknown | Not Marked | Not Marked
9033427 | 1 | 1989-01-01 | Currently In Use | Gas | 2000 | Steel-Galvanic | Fiberglass/Double Walled | Pressure |  | 2008-01-01 |  | 2008-01-01
9033427 | 2 | 1989-01-01 | Currently In Use | Diesel | 10000 | Fiberglass | Fiberglass/Double Walled | Pressure |  | 2008-01-01 |  | 2008-01-01
9033427 | 3 | 2007-12-01 | Currently In Use | Diesel | 30000 | Tank Jacket | Fiberglass/Double Walled | Pressure | N | 2008-01-01 | N | 2008-01-01
9033428 | 1 | 2007-04-25 | Removed From Ground | Gas | 8000 | Fiberglass | Fiberglass Reinforced Plastic | Pressure |  | 1990-01-01 |  | 1990-01-01
9033428 | 2 | 2007-04-25 | Removed From Ground | Gas | 8000 | Fiberglass | Fiberglass Reinforced Plastic | Pressure |  | 1990-01-01 |  | 1990-01-01
9033428 | 3 | 2007-04-25 | Removed From Ground | Gas | 8000 | Fiberglass | Fiberglass Reinforced Plastic | Pressure |  | 1990-01-01 |  | 1990-01-01
9033429 | 1 | 2000-01-28 | Removed From Ground | Diesel | 10000 | Fiberglass | Unknown | Suction: Valve At The Tank
9033430 | 1 | 1991-12-03 | Currently In Use | Gas | 12000 | Fiberglass Double Walled | Fiberglass/Double Walled | Pressure |  | 1991-12-03 |  | 1991-12-03
9033430 | 2 | 1991-12-03 | Currently In Use | Diesel | 12000 | Fiberglass Double Walled | Fiberglass/Double Walled | Pressure |  | 1991-12-03 |  | 1991-12-03
9033430 | 3 | 1991-12-03 | Currently In Use | Used Oil | 1000 | Fiberglass Double Walled | Fiberglass/Double Walled | Gravity Fed | Y | 1991-12-03 | Y | 1991-12-03
9033430 | 4 | 1991-12-03 | Currently In Use | New Oil | 1000 | Fiberglass Double Walled | Fiberglass/Double Walled | Suction: Valve At The Tank |  | 1991-12-03 |  | 1991-12-03
9033430 | 5 | 1991-12-03 | Currently In Use | Other | 1000 | Fiberglass Double Walled | Fiberglass/Double Walled | Suction: Valve At The Tank |  | 1991-12-03 |  | 1991-12-03
9033430 | 6 | 1991-12-03 | Currently In Use | Other | 1000 | Fiberglass Double Walled | Fiberglass/Double Walled | Suction: Valve At The Tank |  | 1999-12-03 |  | 1999-12-03
9033431 | 1 | 1998-10-26 | Removed From Ground | Gas | 1000 | Bare Steel | Bare Steel | Suction: Valve At The Tank
9033431 | 2 | 1998-10-26 | Removed From Ground | Diesel | 1000 | Bare Steel | Bare Steel | Suction: No Valve At The Tank
9033433 | 1 | 1998-11-11 | Removed From Ground | Gas | 1000 | Marked Unknown | Unknown | Suction: No Valve At The Tank
9033433 | 2 | 1998-11-11 | Removed From Ground | Diesel | 1000 | Marked Unknown | Unknown | Suction: No Valve At The Tank
9033434 | 1 | 1995-08-02 | Currently In Use | Gas | 12000 | Composite | Double Walled | Pressure |  | 1995-08-02 |  | 1995-08-02
9033434 | 2 | 1994-11-27 | Currently In Use | Gas | 8000 | Composite | Double Walled | Pressure |  | 1995-08-02 |  | 1995-08-02
9033435 | 1 | 1996-05-01 | Removed From Ground | Gas | 10000 | Bare Steel | Unknown | Suction: Valve At The Tank |  | 1990-12-01 |  | 1990-12-01
9033435 | 2 | 1996-05-01 | Removed From Ground | Gas | 8086 | Bare Steel | Unknown | Suction: Valve At The Tank |  | 1990-12-01 |  | 1990-12-01
9033435 | 3 | 1996-05-01 | Removed From Ground | Gas | 6110 | Bare Steel | Unknown | Suction: Valve At The Tank |  | 1990-12-01 |  | 1990-12-01
9033435 | 4 | 1996-05-01 | Removed From Ground | Diesel | 6110 | Bare Steel | Unknown | Suction: Valve At The Tank |  | 1990-12-01 |  | 1990-12-01
9033435 | 5 | 1996-05-01 | Removed From Ground | Other | 550 | Not Marked/Unknown | Not Marked | Not Marked
9033438 | 1 | 1990-09-01 | Currently In Use | Gas | 10000 | Fiberglass | Fiberglass Reinforced Plastic | Pressure |  | 1990-09-01 |  | 1990-09-01
9033438 | 2 | 1990-09-01 | Currently In Use | Gas | 10000 | Fiberglass | Fiberglass Reinforced Plastic | Pressure |  | 1990-09-01 |  | 1990-09-01
9033438 | 3 | 1990-09-01 | Currently In Use | Gas | 10000 | Fiberglass | Fiberglass Reinforced Plastic | Pressure |  | 1990-09-01 |  | 1990-09-01
9033440 | 1 | 2012-04-16 | Temporarily Out Of Use | Gas | 10000 | Fiberglass | Fiberglass/Double Walled | Pressure |  | 1989-01-01 |  | 1989-01-01
9033440 | 2 | 2012-04-16 | Temporarily Out Of Use | Gas | 10000 | Fiberglass | Fiberglass/Double Walled | Pressure |  | 1989-01-01 |  | 1989-01-01
9033440 | 3 | 2012-04-16 | Temporarily Out Of Use | Gas | 10000 | Fiberglass | Fiberglass/Double Walled | Pressure |  | 1989-01-01 |  | 1989-01-01
9033441 | 1 | 2016-05-04 | Currently In Use | Gas | 10000 | STIP-3 | Fiberglass/Double Walled | Pressure |  | 1998-12-01 |  | 1998-12-01
9033441 | 2 | 2016-05-04 | Currently In Use | Gas | 10000 | STIP-3 | Fiberglass/Double Walled | Pressure |  | 1998-12-01 |  | 1998-12-01
9033441 | 3 | 1998-12-01 | Currently In Use | Gas | 10000 | STIP-3 | Fiberglass Reinforced Plastic | Pressure |  | 1998-12-01 |  | 1998-12-01
9033442 | 1 |  | Currently In Use | Gas | 10000 | Cathodically Protected Steel | Galvanized Steel | Pressure |  | 1998-04-02 |  | 1998-04-02
9033443 | 1 | 2005-08-03 | Removed From Ground | Gas | 6000 | Cathodically Protected Steel | Fiberglass Reinforced Plastic | Pressure |  | 1999-08-01 |  | 1999-08-01
9033443 | 1 |  | Currently In Use | Gas | 6000 | Cathodically Protected Steel | Fiberglass Reinforced Plastic | Pressure |  | 1999-08-01 |  | 1999-08-01
9033443 | 2 | 2005-08-03 | Removed From Ground | Gas | 6000 | Cathodically Protected Steel | Fiberglass Reinforced Plastic | Pressure |  | 1999-08-01 |  | 1999-08-01
9033443 | 2 |  | Currently In Use | Gas | 6000 | Cathodically Protected Steel | Fiberglass Reinforced Plastic | Pressure |  | 1999-08-01 |  | 1999-08-01
9033443 | 3 | 2005-08-03 | Removed From Ground | Diesel | 2000 | Cathodically Protected Steel | Fiberglass Reinforced Plastic | Pressure |  | 1999-08-01 |  | 1999-08-01
9033443 | 3 |  | Currently In Use | Diesel | 2000 | Cathodically Protected Steel | Fiberglass Reinforced Plastic | Pressure |  | 1999-08-01 |  | 1999-08-01
9033444 | 1 | 1988-08-24 | Currently In Use | Gas | 10000 | Steel-Impressed Current | Fiberglass Reinforced Plastic | Pressure |  | 1988-01-01 |  | 1988-01-01
9033444 | 2 | 1998-08-24 | Currently In Use | Gas | 8000 | Steel-Impressed Current | Fiberglass Reinforced Plastic | Pressure |  | 1988-01-01 |  | 1988-01-01
9033444 | 3 | 1988-08-24 | Currently In Use | Diesel | 8000 | Steel-Impressed Current | Fiberglass Reinforced Plastic | Pressure |  | 1988-01-01 |  | 1988-01-01
9033444 | 4 | 2003-06-20 | Temporarily Out Of Use | Diesel | 1000 | Steel-Impressed Current | Fiberglass Reinforced Plastic | Suction: Valve At The Tank |  | 1988-01-01 |  | 1988-01-01
9033445 | 210598 | 1995-12-21 | Removed From Ground | Gas | 5000 | Cathodically Protected Steel | Fiberglass Reinforced Plastic | Suction: Valve At The Tank
9033446 | DT-1 | 1999-01-20 | Removed From Ground | Diesel | 10000 | Steel-Impressed Current | Cathodically Protected | Suction: No Valve At The Tank |  | 1998-08-28 |  | 1998-08-28
9033447 | 1 | 1996-05-21 | Removed From Ground | Diesel | 6000 | Bare Steel | Unknown | Suction: No Valve At The Tank
9033447 | 2 | 1996-05-30 | Currently In Use | Diesel | 10000 | Fiberglass Double Walled | Double Walled Flex | Pressure |  | 1996-06-01 |  | 1996-06-01
9033448 | 1 |  | Currently In Use | Gas | 6000 | Bare Steel | Galvanized Steel | Pressure
9033448 | 2 |  | Currently In Use | Gas | 8000 | Bare Steel | Galvanized Steel | Pressure
9033448 | 3 |  | Currently In Use | Gas | 6000 | Bare Steel | Galvanized Steel | Pressure
9033449 | 1 | 1995-07-17 | Currently In Use | Diesel | 20000 | STIP-3 | Fiberglass Reinforced Plastic | Pressure |  | 1995-07-17 |  | 1995-07-17
9033449 | 2 | 1995-07-17 | Currently In Use | Diesel | 20000 | STIP-3 | Fiberglass Reinforced Plastic | Pressure |  | 1995-07-17 |  | 1995-07-17
9033449 | 3 | 1996-07-17 | Currently In Use | Used Oil | 2000 | STIP-3 | Fiberglass Reinforced Plastic | Gravity Fed | Y | 2003-08-18 12:00 | Y | 2003-08-18 12:00
9033449 | 4 | 1996-07-17 | Currently In Use | Used Oil | 560 | STIP-3 | Fiberglass Reinforced Plastic | Gravity Fed | Y | 2003-08-18 12:00 | Y | 2003-08-18 12:00
9033450 | 1 | 2001-03-15 | Removed From Ground | Diesel | 10000 | Double Walled | Fiberglass Reinforced Plastic | Pressure |  | 1989-01-01 |  | 1989-01-01
9033451 | 1 | 1997-01-13 | Removed From Ground | Gas | 1000 | Not Marked/Unknown | Not Marked | Not Marked
9033452 | 1 | 1994-11-27 | Currently In Use | Gas | 10000 | Fiberglass | Fiberglass Reinforced Plastic | Pressure |  | 1994-11-27 |  | 1994-11-27
9033460 | 1 | 1998-09-02 | Removed From Ground | Gas | 8000 | Bare Steel | Galvanized Steel | Not Marked
9033460 | 1EAST | 1998-12-01 | Removed From Ground | Diesel | 3000 | Bare Steel | Galvanized Steel | Suction: Valve At The Tank
9033460 | 1SOUTH | 1998-12-01 | Removed From Ground | Diesel | 8000 | Bare Steel | Not Marked | Suction: Valve At The Tank
9033460 | 1WEST | 1998-12-01 | Removed From Ground | Gas | 8000 | Bare Steel | Galvanized Steel | Suction: Valve At The Tank
9033460 | 2 | 1998-09-02 | Removed From Ground | Diesel | 8000 | Bare Steel | Galvanized Steel | Not Marked
9033460 | 3 | 1999-03-01 | Currently In Use | Diesel | 12000 | EPOXY/DOUBLE WALLED | Double Walled Flex | Pressure |  | 1999-03-01 |  | 1999-03-01
9033461 | 1 | 1995-10-05 | Removed From Ground | Used Oil | 550 | Marked Unknown | Unknown | Not Marked | Y |  | Y
9033462 | 1 |  | Removed From Ground Date Unknown | Gas | 10000 | Cathodically Protected Steel | Fiberglass Reinforced Plastic | Suction: Valve At The Tank |  | 1997-08-01 |  | 1997-08-01
9033462 | 2 |  | Removed From Ground Date Unknown | Diesel | 10000 | Cathodically Protected Steel | Not Marked | Suction: Valve At The Tank |  | 1997-08-01 |  | 1997-08-01
9033463 | 1 | 1988-06-01 | Currently In Use | Gas | 15000 | Fiberglass | Fiberglass/Double Walled | Pressure |  | 1988-09-15 12:00 |  | 1988-09-15 12:00
9033463 | 2 | 1988-06-01 | Currently In Use | Diesel | 15000 | Fiberglass | Fiberglass/Double Walled | Pressure |  | 1988-09-15 12:00 |  | 1988-09-15 12:00
9033466 | 1 | 1995-10-02 | Removed From Ground | Gas | 550 | Not Marked/Unknown | Not Marked | Not Marked
9033466 | 2 | 1995-10-02 | Removed From Ground | Gas | 550 | Not Marked/Unknown | Not Marked | Not Marked
9033467 | 1 | 1995-10-30 | Removed From Ground | Diesel | 500 | Marked Unknown | Unknown | Not Marked
9033469 | 1 | 2014-12-18 | Removed From Ground | Diesel | 20000 | Fiberglass | Fiberglass/Double Walled | Pressure |  | 1995-08-01 |  | 1995-08-01
9033469 | 2 | 2014-12-18 | Removed From Ground | Diesel | 20000 | Fiberglass | Fiberglass/Double Walled | Pressure |  | 1995-08-01 |  | 1995-08-01
9033469 | 3 | 2014-12-18 | Removed From Ground | Diesel | 20000 | Fiberglass | Fiberglass/Double Walled | Pressure |  | 1995-08-01 |  | 1995-08-01
9033469 | 4 | 2014-12-18 | Removed From Ground | Gas | 10000 | Fiberglass | Fiberglass/Double Walled | Pressure |  | 1995-08-01 |  | 1995-08-01
9033469 | 5 | 2014-12-18 | Removed From Ground | Gas | 10000 | Fiberglass | Fiberglass/Double Walled | Pressure |  | 1995-08-01 |  | 1995-08-01
9033469 | 6 | 2014-12-18 | Removed From Ground | Gas | 10000 | Fiberglass | Fiberglass/Double Walled | Pressure |  | 1995-08-01 |  | 1995-08-01
9033470 | 1 | 1995-11-01 | Currently In Use | Gas | 12000 | Fiberglass | Double Walled Flex | Pressure |  | 1995-11-01 |  | 1995-11-01
9033470 | 2 | 1995-11-01 | Currently In Use | Gas | 12000 | Fiberglass | Double Walled Flex | Pressure |  | 1995-11-01 |  | 1995-11-01
9033470 | 3 | 1995-11-01 | Currently In Use | Diesel | 8000 | Fiberglass | Double Walled Flex | Pressure |  | 1995-11-01 |  | 1995-11-01
9033471 | 1 | 2009-12-21 | Removed From Ground | Gas | 3000 | STIP-3 | Galvanic | Suction: Valve At The Tank |  | 1998-02-02 12:00
9033473 | 1 | 1995-12-08 | Currently In Use | Gas | 12000 | Epoxy | Fiberglass/Double Walled | Pressure |  | 1996-01-01 12:00 |  | 1996-01-01 12:00
9033473 | 2 | 1995-12-08 | Currently In Use | Gas | 12000 | Epoxy | Fiberglass/Double Walled | Pressure |  | 1996-01-01 12:00 |  | 1996-01-01 12:00
9033473 | 3 | 2003-11-01 | Currently In Use | Diesel | 8000 | Epoxy | Fiberglass/Double Walled | Pressure | N | 1996-01-01 12:00 | N | 1996-01-01 12:00
9033474 | 759191 | 1999-08-25 | Currently In Use | Diesel | 15000 | Fiberglass Double Walled | Fiberglass/Double Walled | Pressure |  | 1999-08-25 |  | 1999-08-25
9033474 | 759272 | 1999-08-25 | Currently In Use | Diesel | 15000 | Fiberglass Double Walled | Fiberglass/Double Walled | Pressure |  | 1999-08-25 |  | 1999-08-25
9033475 | 1 | 1995-05-01 | Currently In Use | Gas | 15000 | Fiberglass | Fiberglass Reinforced Plastic | Pressure |  | 1995-01-01 |  | 1995-01-01
9033475 | 2 | 1995-05-01 | Currently In Use | Gas | 8000 | Fiberglass | Fiberglass Reinforced Plastic | Pressure |  | 1995-01-01 |  | 1995-01-01
9033478 | 1 | 1995-12-01 | Currently In Use | Gas | 10000 | Fiberglass | Copper | Pressure |  | 1995-12-20 |  | 1995-12-20
9033478 | 2 | 1995-12-01 | Currently In Use | Gas | 10000 | Fiberglass | Fiberglass Reinforced Plastic | Pressure |  | 1995-12-20 |  | 1995-12-20
9033478 | 3 | 1995-12-01 | Currently In Use | Gas | 10000 | Fiberglass | Fiberglass Reinforced Plastic | Pressure |  | 1995-12-20 |  | 1995-12-20
9033480 | 1 | 1996-07-15 | Removed From Ground | Kerosene | 1000 | Not Marked/Unknown | Not Marked | Not Marked
9033485 | 1 | 1999-01-01 | Currently In Use | Gas | 6000 | Steel-Impressed Current | Fiberglass Reinforced Plastic | Pressure | Y | 1999-01-01 12:00 | Y | 1999-01-01 12:00
9033485 | 2 | 1999-01-01 | Currently In Use | Gas | 6000 | Steel-Impressed Current | Fiberglass Reinforced Plastic | Pressure | Y | 1999-01-01 12:00 | Y | 1999-01-01 12:00
9033485 | 3 | 1999-01-01 | Currently In Use | Gas | 3000 | Steel-Impressed Current | Fiberglass Reinforced Plastic | Pressure | Y | 1999-01-01 12:00 | Y | 1999-01-01 12:00
9033486 | 1 | 1996-04-09 | Currently In Use | Gas | 12000 | Fiberglass | Fiberglass/Double Walled | Pressure |  | 1996-04-09 |  | 1996-04-09
9033486 | 2 | 1996-04-09 | Currently In Use | Gas | 10000 | Fiberglass | Fiberglass/Double Walled | Pressure |  | 1996-04-09 |  | 1996-04-09
9033486 | 3 | 1996-04-09 | Currently In Use | Diesel | 6000 | Fiberglass | Fiberglass/Double Walled | Pressure |  | 1996-04-09 |  | 1996-04-09
9033487 | 1 | 1996-06-27 | Removed From Ground | Diesel | 12000 | Not Marked/Unknown | Not Marked | Not Marked
9033487 | 2 | 1996-06-27 | Removed From Ground | Gas | 12000 | Not Marked/Unknown | Not Marked | Not Marked
9033488 | 1 | 1996-06-01 | Removed From Ground | Empty | 10000 | Not Marked/Unknown | Not Marked | Not Marked
9033488 | 2 | 1996-06-01 | Removed From Ground | Empty | 3000 | Not Marked/Unknown | Not Marked | Not Marked
9033489 | 1 | 2008-07-01 | Removed From Ground | Diesel | 12000 | Composite | Fiberglass Reinforced Plastic | Pressure |  | 1996-05-01 |  | 1996-05-01
9033490 | 1-UNL | 1995-08-01 | Currently In Use | Gas | 12000 | Composite | Fiberglass/Double Walled | Pressure |  | 1995-08-01 |  | 1995-08-01
9033490 | 2-SUP | 1995-08-01 | Currently In Use | Gas | 8000 | Composite | Fiberglass/Double Walled | Pressure |  | 1995-08-01 |  | 1995-08-01
9033490 | 3-DSL | 1995-08-01 | Currently In Use | Gas | 6000 | Composite | Fiberglass/Double Walled | Pressure |  | 1995-08-01 |  | 1995-08-01
9033491 | 1 | 1996-03-11 | Removed From Ground | Gas | 550 | Not Marked/Unknown | Not Marked | Not Marked
9033491 | 2 | 1996-03-11 | Removed From Ground | Gas | 550 | Not Marked/Unknown | Not Marked | Not Marked
9033491 | 3 | 1996-05-11 | Removed From Ground | Diesel | 550 | Not Marked/Unknown | Not Marked | Not Marked
9033492 | 1 | 1995-12-01 | Currently In Use | Gas | 15000 | Double Walled | Fiberglass Reinforced Plastic | Pressure |  | 1995-12-01 |  | 1995-12-01
9033492 | 2 | 1995-12-01 | Currently In Use | Diesel | 15000 | Double Walled | Fiberglass Reinforced Plastic | Pressure |  | 1995-12-01 |  | 1995-12-01
9033493 | 1 | 2016-06-02 | Removed From Ground | Gas | 12000 | Fiberglass | Single Wall Flex | Pressure |  | 1995-11-17 |  | 1995-11-17
9033493 | 1 |  | Temporarily Out Of Use | Gas | 12000 | Fiberglass | Single Wall Flex | Pressure |  | 1995-11-17 |  | 1995-11-17
9033493 | 2 | 2016-06-02 | Removed From Ground | Gas | 12000 | Fiberglass | Single Wall Flex | Pressure |  | 1995-11-17 |  | 1995-11-17
9033493 | 2 |  | Temporarily Out Of Use | Gas | 12000 | Fiberglass | Single Wall Flex | Pressure |  | 1995-11-17 |  | 1995-11-17
9033493 | 3 | 2016-06-02 | Removed From Ground | Gas | 12000 | Fiberglass | Single Wall Flex | Pressure |  | 1995-11-17 |  | 1995-11-17
9033495 | 1 | 1998-07-01 | Removed From Ground | Diesel | 10000 | Bare Steel | Galvanized Steel | Suction: Valve At The Tank
9033496 | 1 | 1996-09-03 | Removed From Ground | Gas | 2000 | Not Marked/Unknown | Not Marked | Not Marked
9033496 | 2 | 1996-09-03 | Removed From Ground | Gas | 2000 | Not Marked/Unknown | Not Marked | Not Marked
9033497 | 1 | 1996-08-27 | Removed From Ground | Gas | 4000 | Not Marked/Unknown | Not Marked | Not Marked
9033497 | 2 | 1996-08-27 | Removed From Ground | Gas | 4000 | Not Marked/Unknown | Not Marked | Not Marked
9033497 | 3 | 1996-08-27 | Removed From Ground | Gas | 3000 | Not Marked/Unknown | Not Marked | Not Marked
9033497 | 4 | 1996-08-27 | Removed From Ground | Gas | 2000 | Not Marked/Unknown | Not Marked | Not Marked
9033497 | 5 | 1996-08-27 | Removed From Ground | Gas | 2000 | Not Marked/Unknown | Not Marked | Not Marked
9033497 | 6 | 1996-08-27 | Removed From Ground | Other | 1000 | Not Marked/Unknown | Not Marked | Not Marked
9033497 | 7 | 1996-08-27 | Removed From Ground | Other | 1000 | Not Marked/Unknown | Not Marked | Not Marked
9033497 | 8 | 1996-08-27 | Removed From Ground | Other | 560 | Not Marked/Unknown | Not Marked | Not Marked
9033498 | 1 | 1996-10-01 | Removed From Ground | Gas | 1000 | Not Marked/Unknown | Not Marked | Not Marked
9033498 | 2 | 1996-10-01 | Removed From Ground | Diesel | 1000 | Not Marked/Unknown | Not Marked | Not Marked
9033499 | 1 | 1996-10-10 | Removed From Ground | Gas | 1000 | Not Marked/Unknown | Not Marked | Not Marked
9033502 | 1 | 1989-12-01 | Removed From Ground | Gas | 8000 | Bare Steel | Not Marked | Not Marked
9033502 | 2 | 2006-10-11 | Removed From Ground | Gas | 8000 | Double Walled | Galvanized Steel | Suction: No Valve At The Tank |  | 1989-12-01 |  | 1989-12-01
9033506 | 1 | 1989-01-01 | Currently In Use | Diesel | 550 | Steel-Impressed Current | Steel/Secondary Containment | Suction: No Valve At The Tank |  | 1998-07-01 |  | 1998-07-01
9033506 | 2 | 1989-01-01 | Currently In Use | Diesel | 550 | Fiberglass | Steel/Secondary Containment | Suction: No Valve At The Tank |  | 1998-07-01 |  | 1998-07-01
9033507 | 1 | 1996-06-20 | Currently In Use | Gas | 12000 | Composite | Fiberglass/Double Walled | Pressure |  | 1996-06-20 |  | 1996-06-20
9033507 | 2A | 1996-06-20 | Currently In Use | Gas | 6000 | Composite | Fiberglass/Double Walled | Pressure |  | 1996-06-20 |  | 1996-06-20
9033507 | 2B | 1996-06-20 | Currently In Use | Gas | 6000 | Composite | Fiberglass/Double Walled | Pressure |  | 1996-06-20 |  | 1996-06-20
9033507 | 3 | 1996-06-20 | Currently In Use | Diesel | 2000 | Composite | Fiberglass/Double Walled | Suction: No Valve At The Tank |  | 1996-06-20 |  | 1996-06-20
9033508 | 1 | 1996-10-29 | Currently In Use | Gas | 10000 | Fiberglass Double Walled | Double Walled Flex | Pressure |  | 1996-10-30 |  | 1996-10-30
9033508 | 2 | 1996-10-29 | Currently In Use | Gas | 10000 | Fiberglass Double Walled | Double Walled Flex | Pressure |  | 1996-10-30 |  | 1996-10-30
9033508 | 3 | 1996-10-29 | Currently In Use | Gas | 10000 | Fiberglass Double Walled | Double Walled Flex | Pressure |  | 1996-10-30 |  | 1996-10-30
9033509 | 1 | 1996-10-01 | Currently In Use | Gas | 12000 | Fiberglass Double Walled | Fiberglass/Double Walled | Pressure |  | 1996-10-01 |  | 1996-10-01
9033509 | 2 | 1996-10-01 | Currently In Use | Gas | 12000 | Fiberglass Double Walled | Fiberglass/Double Walled | Pressure |  | 1996-10-01 |  | 1996-10-01
9033509 | 3 | 1996-10-01 | Currently In Use | Diesel | 12000 | Fiberglass Double Walled | Fiberglass/Double Walled | Pressure |  | 1996-10-01 |  | 1996-10-01
9033510 | 06001 | 2003-05-19 | Currently In Use | Gas | 15000 | Composite | Double Walled Flex | Pressure |  | 1996-10-01 |  | 1996-10-01
9033510 | 06003 | 2003-05-19 | Currently In Use | Gas | 12000 | Composite | Double Walled Flex | Pressure |  | 1996-10-01 |  | 1996-10-01
9033510 | N900924 | 2004-07-01 | Currently In Use | Diesel | 4000 | Composite | Double Walled Flex | Pressure | N | 2004-07-01 | N | 2004-07-01
9033511 | 1 | 1988-03-21 | Currently In Use | Diesel | 5000 | Steel-Impressed Current | Impressed Current | Suction: Valve At The Tank |  | 1998-06-04 |  | 1998-06-04
9033512 | 1 | 1997-04-04 | Removed From Ground | Used Oil | 1000 | Not Marked/Unknown | Not Marked | Not Marked | Y |  | Y
9033513 | 1 | 2005-08-13 | Removed From Ground | Gas | 12000 | Fiberglass | Fiberglass Reinforced Plastic | Pressure |  | 1997-04-01 |  | 1997-04-01
9033513 | 2 | 2005-08-13 | Removed From Ground | Gas | 10000 | Fiberglass | Fiberglass Reinforced Plastic | Pressure |  | 1997-04-01 |  | 1997-04-01
9033514 | 1 | 1997-03-01 | Currently In Use | Gas | 15000 | Fiberglass | Fiberglass/Double Walled | Pressure |  | 1997-03-01 |  | 1997-03-01
9033514 | 2 | 1997-03-01 | Currently In Use | Gas | 15000 | Fiberglass | Fiberglass/Double Walled | Pressure |  | 1997-03-01 |  | 1997-03-01
9033514 | 3 | 1997-03-01 | Currently In Use | Diesel | 10000 | Fiberglass | Fiberglass/Double Walled | Pressure |  | 1997-03-01 |  | 1997-03-01
9033515 | 1 | 1997-05-15 | Removed From Ground | Diesel | 5000 | Bare Steel | Bare Steel | Suction: No Valve At The Tank
9033517 | 1 | 1997-06-27 | Removed From Ground | Gas | 560 | Bare Steel | Galvanized Steel | Suction: No Valve At The Tank
9033518 | 1 | 1996-11-13 | Currently In Use | Gas | 12000 | Fiberglass | Fiberglass/Double Walled | Pressure |  | 1996-11-15 |  | 1996-11-15
9033518 | 2 | 1996-11-13 | Currently In Use | Gas | 12000 | Fiberglass | Fiberglass/Double Walled | Pressure |  | 1996-11-15 |  | 1996-11-15
9033518 | 3 | 1996-11-13 | Currently In Use | Gas | 12000 | Fiberglass | Fiberglass/Double Walled | Pressure |  | 1996-11-15 |  | 1996-11-15
9033519 | 718226 | 2012-07-17 | Removed From Ground | Gas | 10000 | Double Walled | Double Walled | Pressure |  | 1997-05-23 |  | 1997-05-23
9033519 | 718234 | 2012-07-17 | Removed From Ground | Gas | 10000 | Double Walled | Double Walled | Pressure |  | 1997-05-23 |  | 1997-05-23
9033519 | 718240 | 2012-07-18 | Removed From Ground | Gas | 10000 | Double Walled | Double Walled | Pressure |  | 1997-05-23 |  | 1997-05-23
9033520 | 1 | 1997-08-01 | Removed From Ground | Other | 3000 | Not Marked/Unknown | Not Marked | Not Marked
9033520 | 2 | 1997-08-01 | Removed From Ground | Other | 3000 | Not Marked/Unknown | Not Marked | Not Marked
9033520 | 3 | 1997-08-01 | Removed From Ground | Other | 3000 | Not Marked/Unknown | Not Marked | Not Marked
9033520 | 4 | 1997-08-01 | Removed From Ground | Other | 3000 | Not Marked/Unknown | Not Marked | Not Marked
9033520 | 5 | 1997-08-01 | Removed From Ground | Used Oil | 3000 | Not Marked/Unknown | Not Marked | Not Marked | Y |  | Y
9033521 | 1111 | 1997-06-02 | Currently In Use | Gas | 15000 | Composite Double Walled | Fiberglass/Double Walled | Pressure |  | 1997-06-02 |  | 1997-06-02
9033521 | 1143 | 1997-06-02 | Currently In Use | Gas | 12000 | Composite Double Walled | Fiberglass/Double Walled | Pressure |  | 1997-06-02 |  | 1997-06-02
9033521 | 1144 | 1997-06-02 | Currently In Use | Gas | 12000 | Composite Double Walled | Fiberglass/Double Walled | Pressure |  | 1997-06-02 |  | 1997-06-02
9033522 | 1 | 1997-08-01 | Removed From Ground | Gas | 1000 | Not Marked/Unknown | Not Marked | Not Marked
9033522 | 2 | 1997-08-01 | Removed From Ground | Gas | 4000 | Not Marked/Unknown | Not Marked | Not Marked
9033522 | 3 | 1997-08-01 | Removed From Ground | Gas | 4000 | Not Marked/Unknown | Not Marked | Not Marked
9033522 | 4 | 1997-08-01 | Removed From Ground | Diesel | 4000 | Not Marked/Unknown | Not Marked | Not Marked
9033522 | 5 | 1997-08-01 | Removed From Ground | Used Oil | 4000 | Not Marked/Unknown | Not Marked | Not Marked | Y |  | Y
9033523 | 1 | 1997-12-08 | Removed From Ground | Diesel | 550 | Bare Steel | Bare Steel | Not Marked
9033523 | 2 | 1997-12-08 | Removed From Ground | Gas | 8000 | Bare Steel | Bare Steel | Not Marked
9033523 | 3 | 1997-12-08 | Removed From Ground | Gas | 8000 | Bare Steel | Bare Steel | Not Marked
9033523 | 4 | 1997-12-08 | Removed From Ground | Used Oil | 550 | Bare Steel | Bare Steel | Not Marked | Y |  | Y
9033524 | 1 | 2014-04-30 | Temporarily Out Of Use | Gas | 12000 | Fiberglass | Fiberglass/Double Walled | Pressure |  | 1996-05-30 |  | 1996-05-30
9033524 | 2 | 2014-04-30 | Temporarily Out Of Use | Gas | 8000 | Fiberglass | Fiberglass/Double Walled | Pressure |  | 1996-05-30 |  | 1996-05-30
9033524 | 3 | 2014-04-30 | Temporarily Out Of Use | Used Oil | 500 | Fiberglass | Not Marked | Not Marked | Y | 2007-01-01 12:00 | Y | 1996-01-01 12:00
9033524 | 3 |  | Temporarily Out Of Use | Used Oil | 500 | Fiberglass | Not Marked | Not Marked | Y | 2007-01-01 12:00 | Y | 1996-01-01 12:00
9033525 | 1 | 2013-06-20 | Removed From Ground | Used Oil | 500 | Double Walled | Double Walled | Gravity Fed | Y |  | Y
9033526 | 1 |  | Removed From Ground Date Unknown | Gas |  | Not Marked/Unknown | Not Marked | Not Marked
9033526 | 2 | 1998-02-01 | Currently In Use | Gas | 10000 | Fiberglass | Fiberglass/Double Walled | Pressure |  | 1998-02-01 |  | 1998-02-01
9033526 | 3 | 1998-02-01 | Currently In Use | Gas | 12000 | Fiberglass | Fiberglass/Double Walled | Pressure |  | 1998-02-01 |  | 1998-02-01
9033526 | 4 | 1998-02-01 | Currently In Use | Diesel | 6000 | Fiberglass | Fiberglass/Double Walled | Pressure |  | 1998-02-01 |  | 1998-02-01
9033527 | 1 | 1997-01-01 | Currently In Use | Diesel | 20000 | Fiberglass Double Walled | Fiberglass Reinforced Plastic | Pressure |  | 1997-01-01 |  | 1997-01-01
9033528 | 1 | 2000-08-01 | Removed From Ground | Gas | 15000 | Fiberglass | Double Walled | Pressure |  | 1998-01-07 |  | 1998-01-07
9033528 | 2 | 2000-08-01 | Removed From Ground | Gas | 10000 | Fiberglass | Double Walled | Pressure |  | 1998-01-07 |  | 1998-01-07
9033529 | 1 | 2004-05-25 | Removed From Ground | Gas | 8000 | Cathodically Protected Steel | Fiberglass Reinforced Plastic | Pressure |  | 1988-03-28 |  | 1988-03-28
9033529 | 2 | 2004-05-25 | Removed From Ground | Gas | 8000 | Cathodically Protected Steel | Fiberglass Reinforced Plastic | Pressure |  | 1988-03-28 |  | 1999-03-28
9033530 | 1 | 1998-02-01 | Removed From Ground | Gas | 3000 | Not Marked/Unknown | Not Marked | Not Marked
9033530 | 2 | 1998-02-01 | Removed From Ground | Gas | 3000 | Not Marked/Unknown | Not Marked | Not Marked
9033530 | 3 | 1998-02-01 | Removed From Ground | Diesel | 3000 | Not Marked/Unknown | Not Marked | Not Marked
9033530 | 4 | 1998-02-01 | Removed From Ground | Kerosene | 3000 | Not Marked/Unknown | Not Marked | Not Marked
9033531 | 1 | 1997-07-01 | Currently In Use | Gas | 12000 | Fiberglass | Fiberglass/Double Walled | Pressure |  | 1997-08-19 |  | 1997-08-19
9033531 | 2 | 1997-07-01 | Currently In Use | Gas | 10000 | Fiberglass | Fiberglass/Double Walled | Pressure |  | 1997-08-19 |  | 1997-08-19
9033532 | 1 | 1991-05-06 | Currently In Use | Diesel | 15000 | Composite | Fiberglass/Double Walled | Pressure |  | 1991-05-01 |  | 1991-05-01
9033533 | 1 | 1998-04-15 | Removed From Ground | Used Oil | 1000 | Bare Steel | Bare Steel | Not Marked | Y |  | Y
9033533 | 2 | 1998-04-15 | Removed From Ground | Used Oil | 500 | Bare Steel | Bare Steel | Not Marked | Y |  | Y
9033534 | 1 | 1998-03-06 | Removed From Ground | Diesel | 1000 | Bare Steel | Bare Steel | Not Marked
9033536 | 1 | 2012-01-11 | Currently In Use | Gas | 10000 | Fiberglass | Double Walled Flex | Pressure |  | 1995-11-01 |  | 1995-11-01
9033536 | 2 | 2012-01-11 | Currently In Use | Gas | 10000 | Fiberglass | Double Walled Flex | Pressure |  | 1995-11-01 |  | 1995-11-01
9033536 | 3 | 2012-01-11 | Currently In Use | Diesel | 10000 | Fiberglass | Double Walled Flex | Pressure |  | 1995-11-01 |  | 1995-11-01
9033537 | 1 | 1997-11-06 | Removed From Ground | Gas | 5000 | Marked Unknown | Unknown | Not Marked
9033537 | 2 | 1994-01-01 | Removed From Ground | Gas | 4000 | Marked Unknown | Unknown | Not Marked
9033538 | 1 | 1998-05-06 | Removed From Ground | Gas | 550 | Not Marked/Unknown | Not Marked | Not Marked
9033539 | 1 | 2007-02-28 | Removed From Ground | Gas | 15000 | Composite | Fiberglass Reinforced Plastic | Pressure |  | 1998-01-01 |  | 1998-01-01
9033539 | 2 | 2007-02-28 | Removed From Ground | Gas | 12000 | Composite | Fiberglass Reinforced Plastic | Pressure |  | 1998-01-01 |  | 1998-01-01
9033539 | 3 | 2007-02-28 | Removed From Ground | Diesel | 8000 | Composite | Fiberglass Reinforced Plastic | Pressure |  | 1998-01-01 |  | 1998-01-01
9033540 | 1 | 1998-04-27 | Removed From Ground | Used Oil | 1000 | Bare Steel | Bare Steel | Not Marked | Y |  | Y
9033541 | 1 | 1998-05-01 | Currently In Use | Gas | 15000 | Epoxy | Double Walled Flex | Pressure |  | 1998-05-01 |  | 1998-05-01
9033541 | 2 | 1998-05-01 | Currently In Use | Gas | 12000 | Epoxy | Double Walled Flex | Pressure |  | 1998-05-01 |  | 1998-05-01
9033542 | 1 | 1998-07-07 | Removed From Ground | Diesel | 2000 | Not Marked/Unknown | Not Marked | Not Marked
9033543 | 1 | 1998-07-06 | Removed From Ground | Gas | 10000 | Not Marked/Unknown | Not Marked | Not Marked
9033543 | 2 | 1998-07-06 | Removed From Ground | Gas | 10000 | Not Marked/Unknown | Not Marked | Not Marked
9033543 | 3 | 1998-07-06 | Removed From Ground | Gas | 5000 | Not Marked/Unknown | Not Marked | Not Marked
9033543 | 4 | 1998-07-06 | Removed From Ground | Other | 500 | Not Marked/Unknown | Not Marked | Not Marked
9033544 | 1 | 1998-09-22 | Removed From Ground | Gas | 10000 | Not Marked/Unknown | Not Marked | Not Marked
9033544 | 2 | 1998-09-22 | Removed From Ground | Gas | 10000 | Not Marked/Unknown | Not Marked | Not Marked
9033546 | 1 | 1998-06-09 | Removed From Ground | Kerosene | 500 | Not Marked/Unknown | Not Marked | Not Marked
9033546 | 2 | 1998-06-09 | Removed From Ground | Kerosene | 500 | Not Marked/Unknown | Not Marked | Not Marked
9033549 | 1 | 2012-03-15 | Currently In Use | Gas | 10000 | Fiberglass Double Walled | Double Walled Flex | Pressure |  | 1998-04-20 |  | 1998-04-20
9033549 | 2 | 2012-03-15 | Currently In Use | Gas | 10000 | Fiberglass Double Walled | Double Walled Flex | Pressure |  | 1998-04-20 |  | 1998-04-20
9033549 | 3 | 2012-03-15 | Currently In Use | Gas | 10000 | Fiberglass Double Walled | Double Walled Flex | Pressure |  | 1998-04-20 |  | 1998-04-20
9033550 | 1 | 1998-07-01 | Currently In Use | Diesel | 4000 | Steel-Galvanic | Fiberglass/Double Walled | Suction: Valve At The Tank | N | 1998-07-01 | N | 1998-07-01
9033551 | 1 | 1988-01-01 | Currently In Use | Gas | 5000 | STIP-3 | Fiberglass Reinforced Plastic | Pressure |  | 1998-03-11 |  | 1998-03-11
9033551 | 2 | 1988-01-01 | Currently In Use | Gas | 5000 | STIP-3 | Fiberglass Reinforced Plastic | Pressure |  | 1998-03-11 |  | 1998-03-11
9033551 | 3 | 1988-01-01 | Currently In Use | Gas | 5000 | STIP-3 | Fiberglass Reinforced Plastic | Pressure |  | 1998-03-11 |  | 1998-03-11
9033552 | 1 | 1997-09-12 | Currently In Use | Diesel | 2000 | Fiberglass | Fiberglass/Double Walled | Suction: Valve At The Tank |  | 1998-07-01 |  | 1998-07-01
9033553 | 1 | 1997-09-12 | Currently In Use | Gas | 12000 | Tank Jacket | Double Walled | Pressure |  | 1997-09-12 |  | 1998-09-12
9033553 | 2 | 1997-09-12 | Currently In Use | Diesel | 12000 | Tank Jacket | Double Walled | Pressure |  | 1997-09-12 |  | 1998-09-12
9033553 | 3 | 1997-09-12 | Currently In Use | Used Oil | 1000 | Tank Jacket | Fiberglass Reinforced Plastic | Suction: Valve At The Tank | Y | 2004-06-23 12:00 | Y | 1998-09-10 12:00
9033553 | 4 | 1997-09-10 | Currently In Use | Other | 1000 | Tank Jacket | Double Walled | Suction: Valve At The Tank |  | 1997-09-10 |  | 1998-09-10
9033553 | 5 | 1997-09-10 | Currently In Use | Other | 1000 | Tank Jacket | Double Walled | Suction: Valve At The Tank |  | 1997-09-10 |  | 1998-09-10
9033553 | 6 | 1997-09-10 | Currently In Use | Other | 1000 | Tank Jacket | Double Walled | Suction: Valve At The Tank |  | 1997-09-10 |  | 1998-09-10
9033554 | 1 | 1998-10-01 | Removed From Ground | Gas | 500 | Not Marked/Unknown | Not Marked | Not Marked
9033554 | 2 | 1998-10-01 | Removed From Ground | Gas | 500 | Not Marked/Unknown | Not Marked | Not Marked
9033554 | 3 | 1998-10-01 | Removed From Ground | Gas | 2000 | Not Marked/Unknown | Not Marked | Not Marked
9033554 | 4 | 1998-10-01 | Removed From Ground | Gas | 250 | Not Marked/Unknown | Not Marked | Not Marked
9033555 | 1 | 1998-04-10 | Currently In Use | Diesel | 20000 | Fiberglass Double Walled | Fiberglass/Double Walled | Pressure |  | 1998-04-10 |  | 1998-04-10
9033555 | 2 | 1998-04-10 | Currently In Use | Diesel | 20000 | Fiberglass Double Walled | Fiberglass/Double Walled | Pressure |  | 1998-04-10 |  | 1998-04-10
9033556 | 1 | 1998-03-24 | Currently In Use | Gas | 15000 | Fiberglass Double Walled | Fiberglass Reinforced Plastic | Pressure |  | 1998-03-24 12:00 | Y | 1998-03-24 12:00
9033556 | 2 | 1998-03-24 | Currently In Use | Gas | 15000 | Fiberglass Double Walled | Fiberglass Reinforced Plastic | Pressure |  | 1998-03-24 12:00 | Y | 1998-03-24 12:00
9033557 | 1 | 1998-05-27 | Removed From Ground | Diesel | 550 | Bare Steel | Bare Steel | Not Marked
9033557 | 2 | 1998-06-30 | Currently In Use | Diesel | 1000 | Fiberglass Double Walled | Copper | Suction: No Valve At The Tank |  | 1998-06-17 |  | 1998-06-17
9033558 | 1 | 1998-05-20 | Currently In Use | Diesel | 1000 | Fiberglass Double Walled | Copper | Suction: No Valve At The Tank |  | 1998-05-20 |  | 1998-05-20
9033559 | 1 | 1998-06-01 | Currently In Use | Gas | 10000 | Fiberglass Double Walled | Double Walled Flex | Pressure |  | 1998-06-01 |  | 1998-06-01
9033559 | 2 | 1998-06-01 | Currently In Use | Gas | 10000 | Fiberglass Double Walled | Double Walled Flex | Pressure |  | 1998-06-01 |  | 1998-06-01
9033559 | 3 | 1998-06-01 | Currently In Use | Gas | 10000 | Fiberglass Double Walled | Double Walled Flex | Pressure |  | 1998-06-01 |  | 1998-06-01
9033560 | 1 | 1998-06-01 | Currently In Use | Gas | 10000 | Epoxy | Fiberglass Reinforced Plastic | Pressure |  | 2010-09-06 12:00 |  | 2010-09-06 12:00
9033560 | 2 | 1998-06-01 | Currently In Use | Gas | 12000 | Epoxy | Fiberglass Reinforced Plastic | Pressure |  | 2010-09-06 12:00 |  | 2010-09-06 12:00
9033560 | 3 | 2006-01-25 | Currently In Use | Diesel | 5000 | Epoxy | Fiberglass Reinforced Plastic | Pressure | N | 2005-12-01 | N | 2005-12-01
9033561 | 1 | 1998-06-01 | Currently In Use | Gas | 10000 | Composite | Fiberglass Reinforced Plastic | Pressure |  | 1998-06-01 |  | 1998-06-01
9033561 | 2 | 1998-06-01 | Currently In Use | Gas | 12000 | Composite | Fiberglass Reinforced Plastic | Pressure |  | 1998-06-01 |  | 1998-06-01
9033561 | 3 | 2003-05-05 | Currently In Use | Diesel | 6000 | Fiberglass | Fiberglass Reinforced Plastic | Pressure | N | 2003-05-05 | N | 2003-05-05
9033562 | 1 | 1999-03-16 | Removed From Ground | Gas |  | Marked Unknown | Not Marked | Not Marked
9033562 | 2 | 1999-03-16 | Removed From Ground | Gas |  | Marked Unknown | Not Marked | Not Marked
9033562 | 3 | 1999-03-16 | Removed From Ground | Gas |  | Marked Unknown | Not Marked | Not Marked
9033562 | 4 | 1999-03-16 | Removed From Ground | Used Oil |  | Marked Unknown | Not Marked | Not Marked | Y |  | Y
9033562 | 5 | 1999-03-16 | Removed From Ground | Used Oil |  | Marked Unknown | Not Marked | Not Marked | Y |  | Y
9033564 | 1 | 1998-10-01 | Removed From Ground | Diesel | 550 | Bare Steel | Copper | Suction: No Valve At The Tank
9033564 | 2 | 2015-09-28 | Removed From Ground | Diesel | 275 | Fiberglass | Secondary Containment | Suction: Valve At The Tank |  | 1998-10-19 |  | 1998-10-19
9033565 | 1 | 1996-01-23 | Currently In Use | Gas | 10000 | Composite | Fiberglass Reinforced Plastic | Pressure |  | 1996-01-26 |  | 1996-01-26
9033565 | 2 | 1996-01-23 | Currently In Use | Gas | 10000 | Composite | Fiberglass Reinforced Plastic | Pressure |  | 1996-01-26 |  | 1996-01-26
9033565 | 3 | 1996-01-23 | Currently In Use | Gas | 10000 | Composite | Fiberglass Reinforced Plastic | Pressure |  | 1996-01-26 |  | 1996-01-26
9033566 | 1 | 1999-06-17 | Removed From Ground | Used Oil | 550 | Fiberglass | Galvanized Steel | Gravity Fed | Y |  | Y
9033567 | 1 | 1980-01-01 | Closed In Ground | Gas | 500 | Marked Unknown | Galvanized Steel | Suction: No Valve At The Tank
9033567 | 2 | 1980-01-01 | Closed In Ground | Gas | 500 | Marked Unknown | Galvanized Steel | Suction: No Valve At The Tank
9033568 | 1 | 2008-05-08 | Temporarily Out Of Use | Gas | 10000 | Composite | Fiberglass Reinforced Plastic | Pressure |  | 1997-02-07 |  | 1999-02-07
9033568 | 2 | 2008-05-08 | Temporarily Out Of Use | Gas | 10000 | Composite | Fiberglass Reinforced Plastic | Pressure |  | 1997-02-07 |  | 1999-02-07
9033568 | 3 | 2008-05-08 | Temporarily Out Of Use | Gas | 10000 | Composite | Fiberglass Reinforced Plastic | Pressure |  | 1997-02-07 |  | 1999-02-07
9033569 | 1 | 1999-03-12 | Removed From Ground | Other | 300 | Bare Steel | Galvanized Steel | Suction: No Valve At The Tank
9033569 | 2 | 1999-03-12 | Removed From Ground | Other | 300 | Bare Steel | Galvanized Steel | Suction: No Valve At The Tank
9033569 | 3 | 1999-03-12 | Removed From Ground | Other | 300 | Bare Steel | Galvanized Steel | Suction: No Valve At The Tank
9033569 | 4 | 1999-03-12 | Removed From Ground | Other | 300 | Bare Steel | Galvanized Steel | Suction: No Valve At The Tank
9033570 | 1 | 1998-10-29 | Currently In Use | Gas | 12000 | Fiberglass | Fiberglass/Double Walled | Pressure |  | 1998-12-21 |  | 1998-12-21
9033570 | 2 | 1998-10-29 | Currently In Use | Gas | 12000 | Fiberglass | Fiberglass/Double Walled | Pressure |  | 1998-12-21 |  | 1998-12-21
9033570 | 3 | 1998-10-29 | Currently In Use | Gas | 12000 | Fiberglass | Fiberglass/Double Walled | Pressure |  | 1998-12-21 |  | 1998-12-21
9033572 | 547061 | 1998-10-01 | Currently In Use | Gas | 12000 | Epoxy | Fiberglass Reinforced Plastic | Pressure |  | 1998-10-01 |  | 1998-10-01
9033572 | 547069A | 1998-10-01 | Currently In Use | Gas | 6000 | Epoxy | Fiberglass Reinforced Plastic | Pressure |  | 1998-10-01 |  | 1998-10-01
9033572 | 547069B | 1998-10-01 | Currently In Use | Diesel | 6000 | Epoxy | Fiberglass Reinforced Plastic | Pressure |  | 1998-10-01 |  | 1998-10-01
9033573 | 1 | 1999-04-01 | Removed From Ground | Gas | 1000 | Bare Steel | Bare Steel | Not Marked
9033573 | 2 | 1999-04-01 | Removed From Ground | Gas | 1000 | Bare Steel | Bare Steel | Not Marked
9033573 | 3 | 1999-04-01 | Removed From Ground | Diesel | 6000 | Bare Steel | Bare Steel | Not Marked
9033574 | 1 | 1998-10-30 | Removed From Ground | Diesel | 159 | Not Marked/Unknown | Not Marked | Not Marked
9033575 | 1 | 1998-10-29 | Removed From Ground | Diesel | 159 | Not Marked/Unknown | Not Marked | Not Marked
9033576 | 1 | 1986-10-09 | Currently In Use | Gas | 4000 | Fiberglass | Cathodically Protected | Suction: No Valve At The Tank |  | 1999-07-21 |  | 1999-07-21
9033577 | 1 | 2014-05-21 | Removed From Ground | Diesel | 20000 | Fiberglass Double Walled | Fiberglass/Double Walled | Pressure |  | 1999-05-27 |  | 1999-05-27
9033578 | 1 | 1999-04-01 | Currently In Use | Diesel | 1000 | Fiberglass Double Walled | Fiberglass/Double Walled | Pressure |  | 1999-04-01 |  | 1999-04-01
9033579 | 1 | 1988-01-01 | Removed From Ground | Gas | 4000 | Not Marked/Unknown | Not Marked | Not Marked
9033579 | 2 | 1988-01-01 | Removed From Ground | Gas | 4000 | Not Marked/Unknown | Not Marked | Not Marked
9033579 | 3 | 1988-01-01 | Removed From Ground | Used Oil | 550 | Not Marked/Unknown | Not Marked | Not Marked | Y |  | Y
9033579 | 5 | 1999-11-29 | Currently In Use | Gas | 10000 | Fiberglass | Fiberglass/Double Walled | Pressure |  | 1999-12-15 |  | 1999-12-15
9033579 | 6 | 1999-11-29 | Currently In Use | Gas | 10000 | Fiberglass | Fiberglass/Double Walled | Pressure |  | 1999-12-15 |  | 1999-12-15
9033579 | 7 | 1999-11-29 | Currently In Use | Gas | 10000 | Fiberglass | Fiberglass/Double Walled | Pressure |  | 1999-12-15 |  | 1999-12-15
9033580 | 1 | 1999-07-13 | Removed From Ground | Gas | 1000 | Bare Steel | Bare Steel | Not Marked
9033580 | 2 | 1999-07-13 | Removed From Ground | Gas | 1000 | Bare Steel | Bare Steel | Not Marked
9033580 | 3 | 1999-07-13 | Removed From Ground | Gas | 1000 | Bare Steel | Bare Steel | Not Marked
9033581 | 1 | 1999-09-02 | Currently In Use | Gas | 12000 | Tank Jacket | Fiberglass Reinforced Plastic | Pressure |  | 1999-09-02 |  | 1999-09-02
9033581 | 2 | 1999-09-02 | Currently In Use | Gas | 10000 | Tank Jacket | Fiberglass Reinforced Plastic | Pressure |  | 1999-09-02 |  | 1999-09-02
9033581 | 3 | 1999-09-02 | Currently In Use | Gas | 8000 | Tank Jacket | Fiberglass Reinforced Plastic | Pressure |  | 1999-09-02 |  | 1999-09-02
9033581 | 4 | 1999-09-02 | Currently In Use | Diesel | 4000 | Tank Jacket | Fiberglass Reinforced Plastic | Pressure |  | 1999-09-02 |  | 1999-09-02
9033582 | 1 | 1971-12-01 | Currently In Use | Gas | 5000 | Cathodically Protected Steel | Cathodically Protected | Pressure |  | 1998-07-23 12:00 |  | 1998-07-23 12:00
9033582 | 2 | 2015-02-11 | Temporarily Out Of Use | Gas | 10000 | Cathodically Protected Steel | Not Marked | Not Marked | N |  | N
9033582 | 2 |  | Currently In Use | Gas | 10000 | Cathodically Protected Steel | Not Marked | Not Marked | N |  | N
9033582 | 3 | 2015-02-11 | Temporarily Out Of Use | Gas | 10000 | Cathodically Protected Steel | Not Marked | Not Marked | N |  | N
9033582 | 3 |  | Currently In Use | Gas | 10000 | Cathodically Protected Steel | Not Marked | Not Marked | N |  | N
9033583 | 1 |  | Closed In Ground Date Unknown | Gas | 2500 | Bare Steel | Unknown | Not Marked
9033583 | 2 |  | Closed In Ground Date Unknown | Gas | 2500 | Bare Steel | Unknown | Not Marked
9033583 | 3 |  | Closed In Ground Date Unknown | Gas | 2500 | Bare Steel | Unknown | Not Marked
9033583 | 4 |  | Closed In Ground Date Unknown | Gas | 2500 | Bare Steel | Unknown | Not Marked
9033583 | 5 | 1999-10-26 | Removed From Ground | Gas | 2500 | Bare Steel | Unknown | Not Marked
9033583 | 6 | 1999-10-26 | Removed From Ground | Used Oil | 500 | Bare Steel | Galvanized Steel | Not Marked | Y |  | Y
9033583 | 7 | 1999-10-26 | Removed From Ground | Used Oil | 500 | Bare Steel | Galvanized Steel | Not Marked | Y |  | Y
9033584 | 1A | 1999-12-03 | Currently In Use | Gas | 10000 | Composite | Single Wall Flex | Suction: No Valve At The Tank |  | 1999-12-03 |  | 1999-12-03
9033584 | 1B | 1999-12-03 | Currently In Use | Gas | 2000 | Composite | Single Wall Flex | Suction: No Valve At The Tank |  | 1999-12-03 |  | 1999-12-03
9033585 | 1 | 2015-05-22 | Currently In Use | Diesel | 10000 | Fiberglass Double Walled | Fiberglass/Double Walled | Pressure |  | 1998-12-01 |  | 1998-12-01
9033587 | 1 | 1999-10-29 | Currently In Use | Gas | 12000 | Fiberglass Double Walled | Double Walled Flex | Pressure |  | 1999-10-29 |  | 1999-10-29
9033587 | 2 | 1999-10-29 | Currently In Use | Diesel | 12000 | Fiberglass Double Walled | Double Walled Flex | Pressure |  | 1999-10-29 |  | 1999-10-29
9033588 | 1 | 2000-02-01 | Removed From Ground | Gas | 6000 | Bare Steel | Galvanized Steel | Suction: Valve At The Tank
9033588 | 2 | 2000-02-01 | Removed From Ground | Gas | 6000 | Bare Steel | Galvanized Steel | Suction: Valve At The Tank
9033588 | 3 | 2000-02-01 | Removed From Ground | Gas | 6000 | Bare Steel | Galvanized Steel | Suction: Valve At The Tank
9033589 | 1 | 1988-01-01 | Currently In Use | Gas | 6000 | Steel-Impressed Current | Impressed Current | Suction: Valve At The Tank |  | 1988-01-01 |  | 1988-01-01
9033589 | 2 | 1968-01-01 | Currently In Use | Diesel | 4000 | STIP-3 | Galvanic | Suction: Valve At The Tank |  | 2000-02-11 |  | 2000-02-11
9033590 | 1 | 2000-02-22 | Currently In Use | Gas | 20000 | Excavation Liner | Double Walled Flex | Pressure |  | 2000-02-01 |  | 2000-02-01
9033590 | 2A | 2000-02-22 | Currently In Use | Gas | 12000 | Excavation Liner | Double Walled Flex | Pressure |  | 2000-02-01 |  | 2000-02-01
9033590 | 2B | 2000-02-22 | Currently In Use | Gas | 8000 | Excavation Liner | Double Walled Flex | Pressure |  | 2000-02-01 |  | 2000-02-01
9033591 | 1 | 2000-03-31 | Currently In Use | Gas | 15000 | Epoxy | Double Walled Flex | Pressure |  | 2000-03-31 |  | 2000-03-31
9033591 | 2 | 2000-03-31 | Currently In Use | Gas | 12000 | Epoxy | Double Walled Flex | Pressure |  | 2000-03-31 |  | 2000-03-31
9033591 | 3 | 2013-09-01 | Currently In Use | Diesel | 4000 | Tank Jacket | Fiberglass/Double Walled | Pressure | N | 2013-09-01 | N | 2013-09-01
9033592 | 1 | 2000-02-01 | Currently In Use | Gas | 10000 | Fiberglass | Fiberglass Reinforced Plastic | Pressure |  | 2000-02-01 |  | 2000-02-01
9033592 | 2 | 2000-02-01 | Currently In Use | Gas | 10000 | Fiberglass | Fiberglass Reinforced Plastic | Pressure |  | 2000-02-01 |  | 2000-02-01
9033592 | 3 | 2000-02-01 | Currently In Use | Gasohol | 10000 | Fiberglass | Fiberglass Reinforced Plastic | Pressure |  | 2000-02-01 |  | 2000-02-01
9033593 | 1 | 2000-04-01 | Currently In Use | Gas | 20000 | Double Walled | Fiberglass Reinforced Plastic | Pressure |  | 2000-05-01 |  | 2000-05-01
9033593 | 2 | 2000-04-01 | Currently In Use | Gas | 20000 | Double Walled | Fiberglass Reinforced Plastic | Pressure |  | 2000-05-01 |  | 2000-05-01
9033593 | 3 | 2000-04-01 | Currently In Use | Gas | 20000 | Double Walled | Fiberglass Reinforced Plastic | Pressure |  | 2000-05-01 |  | 2000-05-01
9033593 | 4 | 2011-11-18 | Currently In Use | Ultrazol (Fuel Additive) | 1500 | Fiberglass Double Walled | Fiberglass/Double Walled | Pressure | N | 2011-11-18 | N | 2011-11-18
9033593 | 5 | 2015-03-01 | Currently In Use | Diesel | 20000 | Fiberglass Double Walled | Double Walled Flex | Pressure | N | 2015-04-01 | N | 2015-04-01
9033593 | 6 | 2015-03-01 | Currently In Use | OTR 8332G (DIESEL ADDITIVE) | 1500 | Fiberglass Double Walled | Double Walled Flex | Pressure | N | 2015-04-01 | N | 2015-04-01
9033594 | 1 | 2000-02-24 | Currently In Use | Gas | 15000 | Composite Double Walled | Fiberglass/Double Walled | Pressure |  | 2000-03-01 |  | 2000-03-01
9033594 | 2 | 2000-02-24 | Currently In Use | Diesel | 12000 | Composite Double Walled | Fiberglass/Double Walled | Pressure |  | 2000-03-01 |  | 2000-03-01
9033594 | 3 | 2000-02-24 | Currently In Use | Gas | 12000 | Composite Double Walled | Fiberglass/Double Walled | Pressure |  | 2000-03-01 |  | 2000-03-01
9033595 | 1 | 2000-06-07 | Removed From Ground | Other | 550 | Bare Steel | Galvanized Steel | Suction: Valve At The Tank
9033595 | 2 | 2000-06-07 | Removed From Ground | Other | 550 | Bare Steel | Galvanized Steel | Suction: Valve At The Tank
9033595 | 3 | 2000-06-07 | Removed From Ground | Other | 550 | Bare Steel | Galvanized Steel | Suction: Valve At The Tank
9033595 | 4 | 2000-06-07 | Removed From Ground | Used Oil | 550 | Bare Steel | Galvanized Steel | Suction: Valve At The Tank | Y |  | Y
9033595 | 5 | 2000-06-07 | Removed From Ground | Gas | 2000 | Bare Steel | Galvanized Steel | Suction: Valve At The Tank
9033596 | 1 | 2000-05-12 | Removed From Ground | Diesel | 300 | Bare Steel | Not Marked | Not Marked
9033597 | 1 | 2000-09-09 | Removed From Ground | Gas | 1000 | Bare Steel | Bare Steel | Suction: No Valve At The Tank
9033598 | 1 | 2005-05-24 | Removed From Ground | Gas | 10000 | Fiberglass | Cathodically Protected | Suction: Valve At The Tank |  | 1999-01-01 |  | 1999-01-01
9033598 | 1 |  | Currently In Use | Gas | 10000 | Fiberglass | Cathodically Protected | Suction: Valve At The Tank |  | 1999-01-01 |  | 1999-01-01
9033598 | 2 | 2005-05-24 | Removed From Ground | Gas | 10000 | Fiberglass | Cathodically Protected | Suction: Valve At The Tank |  | 1999-01-01 |  | 1999-01-01
9033598 | 2 |  | Currently In Use | Gas | 10000 | Fiberglass | Cathodically Protected | Suction: Valve At The Tank |  | 1999-01-01 |  | 1999-01-01
9033598 | 3 | 2005-05-24 | Removed From Ground | Diesel | 10000 | Fiberglass | Cathodically Protected | Suction: Valve At The Tank |  | 1999-01-01 |  | 1999-01-01
9033598 | 3 |  | Currently In Use | Diesel | 10000 | Fiberglass | Cathodically Protected | Suction: Valve At The Tank |  | 1999-01-01 |  | 1999-01-01
9033598 | 4 | 2005-05-24 | Removed From Ground | Gas | 10000 | Fiberglass | Cathodically Protected | Suction: Valve At The Tank |  | 1999-01-01 |  | 1999-01-01
9033598 | 4 |  | Temporarily Out Of Use | Gas | 10000 | Fiberglass | Cathodically Protected | Suction: Valve At The Tank |  | 1999-01-01 |  | 1999-01-01
9033598 | 5 | 2005-05-24 | Removed From Ground | Diesel | 10000 | Cathodically Protected Steel | Cathodically Protected | Suction: Valve At The Tank |  | 1999-01-01 |  | 1999-01-01
9033598 | 5 |  | Currently In Use | Diesel | 10000 | Cathodically Protected Steel | Cathodically Protected | Suction: Valve At The Tank |  | 1999-01-01 |  | 1999-01-01
9033598 | 6 | 2001-08-14 | Closed In Ground | Kerosene | 8000 | Cathodically Protected Steel | Cathodically Protected | Suction: Valve At The Tank |  | 1999-01-01 |  | 1999-01-01
9033599 | 5 | 1998-05-02 | Currently In Use | Diesel | 25000 | EPOXY/DOUBLE WALLED | Steel/Secondary Containment | Pressure |  | 1998-07-10 |  | 1998-07-10
9033599 | 6 | 1998-05-02 | Currently In Use | Diesel | 25000 | EPOXY/DOUBLE WALLED | Steel/Secondary Containment | Pressure |  | 1998-07-10 |  | 1998-07-10
9033600 | 1 | 2000-04-21 | Currently In Use | Gas | 15000 | Fiberglass Double Walled | Fiberglass Reinforced Plastic | Pressure |  | 1999-06-18 |  | 1999-06-18
9033600 | 2 | 2000-04-21 | Currently In Use | Diesel | 15000 | Fiberglass Double Walled | Fiberglass Reinforced Plastic | Pressure |  | 1999-06-18 |  | 1999-06-18
9033601 | 1 | 1985-01-01 | Removed From Ground | Gas |  | Marked Unknown | Unknown | Suction: No Valve At The Tank
9033601 | 2 | 1985-01-01 | Removed From Ground | Gas |  | Marked Unknown | Unknown | Suction: No Valve At The Tank
9033602 | 1 | 2000-09-18 | Removed From Ground | Gas | 500 | Bare Steel | Bare Steel | Not Marked
9033602 | 2 | 2000-09-18 | Removed From Ground | Gas | 1000 | Bare Steel | Bare Steel | Not Marked
9033602 | 3 | 2000-09-18 | Removed From Ground | Gas | 500 | Bare Steel | Bare Steel | Not Marked
9033603 | 1 | 2017-01-06 | Currently In Use | Gas | 20000 | Fiberglass | Fiberglass/Double Walled | Pressure |  | 2000-06-21 |  | 2000-06-21
9033603 | 2 | 2017-01-06 | Currently In Use | Diesel | 12000 | Fiberglass | Fiberglass/Double Walled | Pressure |  | 2000-06-21 |  | 2000-06-21
9033603 | 3 | 2017-01-06 | Currently In Use | Gas | 12000 | Fiberglass | Fiberglass/Double Walled | Pressure |  | 2000-06-21 |  | 2000-06-21
9033604 | 1 | 2000-12-20 | Currently In Use | Gas | 15000 | Composite | Double Walled Flex | Pressure |  | 2000-12-20 |  | 2000-01-22
9033604 | 2 | 2000-12-20 | Currently In Use | Gas | 10000 | Composite | Double Walled Flex | Pressure |  | 2000-12-20 |  | 2000-01-22
9033604 | 3 | 2000-12-20 | Currently In Use | Diesel | 10000 | Composite | Double Walled Flex | Pressure |  | 2000-12-20 |  | 2000-01-22
9033605 | 1 | 2016-10-06 | Temporarily Out Of Use | Gas | 20000 | Composite Double Walled | Fiberglass/Double Walled | Pressure |  | 2000-07-01 |  | 2000-07-01
9033605 | 2 | 2016-10-06 | Temporarily Out Of Use | Diesel | 12000 | Composite Double Walled | Fiberglass/Double Walled | Pressure |  | 2000-07-01 |  | 2000-07-01
9033605 | 3 | 2016-10-06 | Temporarily Out Of Use | Gas | 12000 | Composite Double Walled | Fiberglass/Double Walled | Pressure |  | 2000-07-01 |  | 2000-07-01
9033606 | 1 | 2000-08-23 | Removed From Ground | Diesel | 500 | Bare Steel | Bare Steel | Not Marked
9033606 | 2 | 2000-08-23 | Removed From Ground | Diesel | 500 | Bare Steel | Bare Steel | Not Marked
9033607 | 1 | 2011-08-15 | Closed In Ground | Gas | 4000 | Cathodically Protected Steel | Fiberglass Reinforced Plastic | Suction: No Valve At The Tank |  | 2001-07-19 12:00 |  | 2001-07-19 12:00
9033608 | 1 | 2001-03-01 | Currently In Use | Diesel | 15000 | Double Walled | Double Walled | Pressure |  | 2001-03-01 |  | 2001-03-01
9033608 | 2 | 2001-03-01 | Currently In Use | Other | 1000 | Double Walled | Galvanized Steel | Pressure |  | 2001-03-01 |  | 2001-03-01
9033608 | 3 | 2001-03-01 | Currently In Use | Other | 700 | Double Walled | Galvanized Steel | Pressure |  | 2001-03-01 |  | 2001-03-01
9033609 | 1 | 2008-06-04 | Removed From Ground | Gas | 12000 | Epoxy | Fiberglass Reinforced Plastic | Pressure |  | 1995-07-01 |  | 1995-07-01
9033609 | 2 | 2008-06-04 | Removed From Ground | Gas | 10000 | Epoxy | Fiberglass Reinforced Plastic | Pressure |  | 1995-07-01 |  | 1995-07-01
9033610 | 1 | 2000-11-01 | Currently In Use | Gas | 20000 | Composite Double Walled | Fiberglass/Double Walled | Pressure |  | 2000-11-01 |  | 2000-11-01
9033610 | 2 | 2000-11-01 | Currently In Use | Gas | 12000 | Composite Double Walled | Fiberglass/Double Walled | Pressure |  | 2000-11-01 |  | 2000-11-01
9033610 | 3 | 2000-11-01 | Currently In Use | Diesel | 12000 | Composite Double Walled | Fiberglass/Double Walled | Pressure |  | 2000-11-01 |  | 2000-11-01
9033611 | 1 | 2000-09-28 | Currently In Use | Gas | 12000 | Epoxy | Fiberglass/Double Walled | Pressure |  | 2000-10-02 |  | 2000-11-17
9033611 | 2 | 2000-09-28 | Currently In Use | Gas | 10000 | Epoxy | Fiberglass/Double Walled | Pressure |  | 2000-10-02 |  | 2000-11-17
9033611 | 3 | 2000-09-28 | Currently In Use | Diesel | 8000 | Epoxy | Fiberglass/Double Walled | Pressure |  | 2000-10-02 |  | 2000-11-17
9033612 | 1 | 2000-01-27 | Currently In Use | Diesel | 20000 | Double Walled | Fiberglass Reinforced Plastic | Pressure |  | 2000-01-27 |  | 2000-01-27
9033613 | 1 |  | Removed From Ground Date Unknown | Gas | 5000 | Cathodically Protected Steel | Cathodically Protected | Pressure
9033613 | 2 |  | Removed From Ground Date Unknown | Diesel | 5000 | Cathodically Protected Steel | Cathodically Protected | Pressure
9033614 | 1 | 2000-10-02 | Currently In Use | Gas | 12000 | Epoxy | Double Walled Flex | Pressure |  | 2000-10-05 |  | 2000-10-18
9033614 | 2 | 2000-10-02 | Currently In Use | Gas | 10000 | Epoxy | Double Walled Flex | Pressure |  | 2000-10-05 |  | 2000-10-18
9033614 | 3 | 2000-10-02 | Currently In Use | Diesel | 8000 | Epoxy | Double Walled Flex | Pressure |  | 2000-10-05 |  | 2000-10-18
9033615 | 1 | 2001-06-20 | Removed From Ground | Used Oil | 1000 | Bare Steel | Not Marked | Not Marked
9033615 | 2 | 2001-06-20 | Removed From Ground | Used Oil | 1000 | Bare Steel | Not Marked | Not Marked
9033615 | 3 | 2001-06-20 | Removed From Ground | Kerosene | 500 | Bare Steel | Not Marked | Not Marked
9033616 | 1 | 2001-06-02 | Currently In Use | Gas | 20000 | Double Walled | Double Walled | Pressure |  | 2001-08-01 |  | 2001-08-01
9033616 | 2 | 2001-06-02 | Currently In Use | Gas | 20000 | Double Walled | Double Walled | Pressure |  | 2001-08-01 |  | 2001-08-01
9033616 | 3 | 2001-06-02 | Currently In Use | Gas | 12000 | Double Walled | Double Walled | Pressure |  | 2001-08-01 |  | 2001-08-01
9033616 | 4A | 2016-11-06 | Currently In Use | Gas | 12000 | Fiberglass Double Walled | Fiberglass/Double Walled | Pressure | N | 2016-12-01 | N | 2016-12-01
9033616 | 4B | 2016-11-10 | Currently In Use | Diesel | 10000 | Fiberglass Double Walled | Fiberglass/Double Walled | Pressure | N | 2016-12-01 | N | 2016-12-01
9033617 | 1 |  | Permanently Out Of Use | Empty |  | Not Marked/Unknown | Not Marked | Not Marked
9033618 | 1 | 2001-01-01 | Removed From Ground | Gas | 1000 | Bare Steel | Bare Steel | Gravity Fed
9033618 | 2 | 2001-01-01 | Removed From Ground | Gas | 1000 | Bare Steel | Bare Steel | Gravity Fed
9033619 | 1 | 2016-02-11 | Removed From Ground | Diesel | 20000 | Composite Double Walled | Fiberglass/Double Walled | Pressure |  | 2001-09-26 |  | 2001-09-26
9033619 | 2 | 2016-02-11 | Removed From Ground | Gas | 12000 | Composite Double Walled | Fiberglass/Double Walled | Pressure |  | 2001-09-26 |  | 2001-09-26
9033619 | 3 | 2016-02-11 | Removed From Ground | Gas | 12000 | Composite Double Walled | Fiberglass/Double Walled | Pressure |  | 2001-09-26 |  | 2001-09-26
9033619 | 4 | 2016-02-19 | Currently In Use | Gas | 20000 | Fiberglass Double Walled | Fiberglass/Double Walled | Pressure | N | 2016-02-19 | N | 2016-02-19
9033619 | 5A | 2016-02-19 | Currently In Use | Gas | 10000 | Fiberglass Double Walled | Fiberglass/Double Walled | Pressure | N | 2016-02-19 | N | 2016-02-19
9033619 | 5B | 2016-02-19 | Currently In Use | Gas | 10000 | Fiberglass Double Walled | Fiberglass/Double Walled | Pressure | N | 2016-02-19 | N | 2016-02-19
9033619 | 6A | 2016-02-19 | Currently In Use | E85 | 10000 | Fiberglass Double Walled | Fiberglass Reinforced Plastic | Pressure | N | 2016-02-19 | N | 2016-02-19
9033619 | 6B | 2016-02-19 | Currently In Use | Diesel | 10000 | Fiberglass Double Walled | Fiberglass/Double Walled | Pressure | N | 2016-02-19 | N | 2016-02-19
9033620 | 1A | 2001-10-24 | Currently In Use | Gas | 14000 | Fiberglass Double Walled | Fiberglass Reinforced Plastic | Pressure |  | 2001-10-30 |  | 2001-10-30
9033620 | 1B | 2001-10-24 | Currently In Use | Gas | 7000 | Fiberglass Double Walled | Fiberglass Reinforced Plastic | Pressure |  | 2001-10-30 |  | 2001-10-30
9033620 | 2A | 2001-10-24 | Currently In Use | Gas | 14000 | Fiberglass Double Walled | Fiberglass Reinforced Plastic | Pressure |  | 2001-10-30 |  | 2001-10-30
9033620 | 2B | 2001-10-24 | Currently In Use | Diesel | 7000 | Fiberglass Double Walled | Fiberglass Reinforced Plastic | Pressure |  | 2001-10-30 |  | 2001-10-30
9033621 | 1 | 2001-06-01 | Currently In Use | Gas | 12000 | Double Walled | Double Walled | Pressure |  | 2001-08-01 |  | 2001-08-01
9033621 | 2 | 2001-06-01 | Currently In Use | Gas | 12000 | Double Walled | Double Walled | Pressure |  | 2001-08-01 |  | 2001-08-01
9033621 | 3 | 2001-06-01 | Currently In Use | Gas | 12000 | Double Walled | Double Walled | Pressure |  | 2001-08-01 |  | 2001-08-01
9033622 | 1 | 2001-09-11 | Currently In Use | Gas | 20000 | Composite Double Walled | Fiberglass/Double Walled | Pressure | Y | 2001-09-01 12:00 |  | 2001-09-01 12:00
9033622 | 2 | 2001-09-11 | Currently In Use | Diesel | 12000 | Composite Double Walled | Fiberglass/Double Walled | Pressure | Y | 2001-09-01 12:00 |  | 2001-09-01 12:00
9033622 | 3 | 2001-09-11 | Currently In Use | Gas | 12000 | Composite Double Walled | Fiberglass/Double Walled | Pressure | Y | 2001-09-01 12:00 |  | 2001-09-01 12:00
9033623 | 1 | 2016-04-12 | Removed From Ground | Gas | 10000 | Fiberglass | Fiberglass Reinforced Plastic | Pressure |  | 1998-06-01 |  | 1998-06-01
9033623 | 2 | 2016-04-11 | Removed From Ground | Gas | 8000 | Fiberglass | Fiberglass Reinforced Plastic | Pressure |  | 1998-06-01 |  | 1998-06-01
9033624 | 1 | 2002-01-01 | Currently In Use | Gas | 10000 | Epoxy | Double Walled | Pressure |  | 2002-01-01 |  | 2002-01-01
9033624 | 2 | 2002-01-01 | Currently In Use | Gas | 10000 | Epoxy | Double Walled | Pressure |  | 2002-01-01 |  | 2002-01-01
9033625 | 1 | 2000-11-16 | Currently In Use | Gas | 12000 | Fiberglass | Fiberglass Reinforced Plastic | Pressure |  | 2000-11-20 |  | 2000-11-20
9033625 | 2 | 2000-11-16 | Currently In Use | Gas | 10000 | Fiberglass | Fiberglass Reinforced Plastic | Pressure |  | 2000-11-20 |  | 2000-11-20
9033625 | 3 | 2000-11-16 | Currently In Use | Diesel | 8000 | Fiberglass | Fiberglass Reinforced Plastic | Pressure |  | 2000-11-20 |  | 2000-11-20
9033626 | 1 | 2002-01-30 | Removed From Ground | Other | 500 | Marked Unknown | Unknown | Not Marked
9034001 | 19201 | 1991-02-01 | Removed From Ground | Diesel | 10000 | Bare Steel | Unknown | Not Marked
9034001 | 19202 |  | Permanently Out Of Use | Gas | 1000 | Bare Steel | Unknown | Not Marked
9034001 | 19203 |  | Permanently Out Of Use | Diesel | 3000 | Bare Steel | Unknown | Not Marked
9034002 | 1 | 1993-07-07 | Currently In Use | Gas | 10000 | Composite | Fiberglass Reinforced Plastic | Pressure |  | 1993-07-01 |  | 1993-07-01
9034002 | 2 | 1993-07-07 | Currently In Use | Gas | 10000 | Composite | Fiberglass Reinforced Plastic | Pressure |  | 1993-07-01 |  | 1993-07-01
9034002 | 3 | 1993-07-07 | Currently In Use | Gas | 10000 | Composite | Fiberglass Reinforced Plastic | Pressure |  | 1993-07-01 |  | 1993-07-01
9034002 | 4 | 1993-07-07 | Currently In Use | Diesel | 10000 | Composite | Fiberglass Reinforced Plastic | Pressure |  | 1993-07-01 |  | 1993-07-01
9034003 | 1 | 1986-01-01 | Removed From Ground | Gas |  | Not Marked/Unknown | Not Marked | Not Marked
9034003 | 2 | 1986-01-01 | Removed From Ground | Gas |  | Not Marked/Unknown | Not Marked | Not Marked
9034004 | 1 | 1998-03-01 | Removed From Ground | Heating Oil | 1000 | Marked Unknown | Unknown | Not Marked
9034004 | 2 | 1998-03-01 | Removed From Ground | Heating Oil | 500 | Marked Unknown | Unknown | Not Marked
9034004 | 3 | 1998-03-01 | Removed From Ground | Heating Oil | 10000 | Marked Unknown | Unknown | Not Marked
9034005 | 1 | 1958-01-01 | Currently In Use | Other | 500 | Bare Steel | Galvanized Steel | Not Marked
9034006 | 1 | 2014-07-15 | Removed From Ground | Gas | 10000 | Composite | Fiberglass Reinforced Plastic | Pressure |  | 1989-01-01 |  | 1989-01-01
9034006 | 2 | 2014-07-15 | Removed From Ground | Gas | 8000 | Composite | Fiberglass Reinforced Plastic | Pressure |  | 1989-01-01 |  | 1989-01-01
9034006 | 3 | 2014-07-15 | Removed From Ground | Gas | 8000 | Composite | Fiberglass Reinforced Plastic | Pressure |  | 1989-01-01 |  | 1989-01-01
9034006 | 4A | 2014-07-18 | Currently In Use | Gas | 5000 | Composite Double Walled | Fiberglass/Double Walled | Pressure | N | 2014-07-18 | N | 2014-07-18
9034006 | 4B | 2014-07-18 | Currently In Use | Gas | 3000 | Composite Double Walled | Fiberglass/Double Walled | Pressure | N | 2014-07-18 | N | 2014-07-18
9034007 | 1 | 1980-01-01 | Currently In Use | Gas | 4000 | Steel-Impressed Current | Impressed Current | Suction: No Valve At The Tank |  | 1998-12-01 |  | 1998-12-01
9034007 | 2 | 1980-01-01 | Currently In Use | Gas | 4000 | Steel-Impressed Current | Impressed Current | Suction: No Valve At The Tank |  | 1998-12-01 |  | 1998-12-01
9034007 | 3 | 1980-01-01 | Currently In Use | Diesel | 4000 | Steel-Impressed Current | Impressed Current | Suction: No Valve At The Tank |  | 1998-12-01 |  | 1998-12-01
9034008 | 1 | 1991-09-01 | Removed From Ground | Gas | 500 | Bare Steel | Bare Steel | Not Marked
9034009 | 1 |  | Permanently Out Of Use | Other | 1000 | Marked Unknown | Unknown | Not Marked
9034009 | 2 |  | Permanently Out Of Use | Other | 1000 | Marked Unknown | Unknown | Not Marked
9034009 | 3 |  | Permanently Out Of Use | Other | 1000 | Marked Unknown | Unknown | Not Marked
9034010 | 1 | 2016-03-09 | Removed From Ground | Gas | 4000 | Steel-Impressed Current | Impressed Current | Pressure |  | 1998-10-29 |  | 1997-07-31
9034010 | 2 | 2016-03-09 | Removed From Ground | Diesel | 10000 | Steel-Impressed Current | Impressed Current | Pressure |  | 1998-10-26 |  | 1997-07-31
9034010 | 3 | 2016-03-09 | Removed From Ground | Diesel | 10000 | Steel-Impressed Current | Impressed Current | Pressure |  | 1998-10-26 |  | 1997-07-31
9034011 | 1 | 1991-12-01 | Removed From Ground | Gas | 6000 | Bare Steel | Bare Steel | Not Marked
9034012 | 1 | 1992-01-09 | Currently In Use | Gas | 10000 | Steel-Impressed Current | Fiberglass Reinforced Plastic | Pressure |  | 1998-11-14 |  | 1998-11-14
9034012 | 2 | 1996-08-21 | Currently In Use | Gas | 4000 | Steel-Impressed Current | Fiberglass Reinforced Plastic | Pressure |  | 1998-11-14 |  | 1998-11-14
9034012 | 3 | 2014-05-28 | Closed In Ground | Gas | 4000 | Steel-Impressed Current | Fiberglass Reinforced Plastic | Pressure |  | 1998-11-14 |  | 1998-11-14
9034012 | 4 | 1996-08-21 | Currently In Use | Diesel | 2000 | Steel-Impressed Current | Fiberglass Reinforced Plastic | Pressure |  | 1998-11-14 |  | 1998-11-14
9034014 | 1 | 1992-05-14 | Removed From Ground | Diesel | 1000 | Bare Steel | Bare Steel | Pressure
9034014 | 2 | 1992-05-14 | Removed From Ground | Gas | 1000 | Bare Steel | Bare Steel | Pressure
9034015 | DUMMY |  | Permanently Out Of Use | Other |  | Marked Unknown | Unknown | Not Marked
9034016 | DUMMY |  | Currently In Use | Other |  | Marked Unknown | Unknown | Not Marked
9034018 | 1 | 1995-09-24 | Removed From Ground | Gas | 560 | Bare Steel | Galvanized Steel | Not Marked
9034020 | 1 | 1993-04-12 | Removed From Ground | Gas | 500 | Bare Steel | Bare Steel | Suction: No Valve At The Tank
9034020 | 2 | 1993-04-12 | Removed From Ground | Gas | 500 | Bare Steel | Bare Steel | Suction: No Valve At The Tank
9034020 | 3 | 1993-04-12 | Removed From Ground | Gas | 500 | Bare Steel | Bare Steel | Suction: No Valve At The Tank
9034020 | 4 | 1993-04-12 | Removed From Ground | Gas | 500 | Bare Steel | Bare Steel | Suction: No Valve At The Tank
9034021 | 1 |  | Permanently Out Of Use | Diesel | 10000 | Bare Steel | Galvanized Steel | Not Marked
9034021 | 2 |  | Permanently Out Of Use | Gas | 4000 | Bare Steel | Galvanized Steel | Not Marked
9034021 | 3 |  | Permanently Out Of Use | Gas | 4000 | Bare Steel | Galvanized Steel | Not Marked
9034021 | 4 |  | Permanently Out Of Use | Gas | 4000 | Bare Steel | Galvanized Steel | Not Marked
9034021 | 5 |  | Permanently Out Of Use | Gas | 4000 | Bare Steel | Galvanized Steel | Not Marked
9034021 | 6 |  | Permanently Out Of Use | Used Oil | 500 | Bare Steel | Galvanized Steel | Not Marked | Y |  | Y
9034021 | 7 |  | Permanently Out Of Use | Kerosene | 500 | Bare Steel | Galvanized Steel | Not Marked
9034022 | 1 | 1993-05-20 | Removed From Ground | Gas | 1000 | Bare Steel | Galvanized Steel | Suction: Valve At The Tank
9034022 | 2 | 1974-01-01 | Currently In Use | Diesel | 500 | Bare Steel | Galvanized Steel | Suction: No Valve At The Tank
9034023 | 1 | 1993-12-01 | Removed From Ground | Gas | 1000 | Bare Steel | Galvanized Steel | Suction: Valve At The Tank
9034023 | 2 | 1993-12-01 | Removed From Ground | Gas | 1000 | Bare Steel | Galvanized Steel | Suction: Valve At The Tank
9034024 | 1 | 1993-12-01 | Removed From Ground | Diesel | 8000 | Composite | Fiberglass Reinforced Plastic | Suction: Valve At The Tank
9034025 | 1 |  | Permanently Out Of Use | Diesel |  | Not Marked/Unknown | Not Marked | Not Marked
9034025 | 2 |  | Permanently Out Of Use | Used Oil |  | Not Marked/Unknown | Not Marked | Not Marked
9034026 | 1 | 1979-01-01 | Currently In Use | Gas | 6000 | Steel-Impressed Current | Impressed Current | Pressure |  | 1996-05-09 |  | 1996-05-09
9034026 | 2 | 1979-01-01 | Currently In Use | Gas | 4000 | Steel-Impressed Current | Impressed Current | Pressure |  | 1996-05-09 |  | 1996-05-09
9034026 | 3 | 1979-01-01 | Currently In Use | Gas | 4000 | Steel-Impressed Current | Impressed Current | Pressure |  | 1996-05-09 |  | 1996-05-09
9034030 | 1 | 1992-12-01 | Removed From Ground | Diesel | 4000 | Composite | Unknown | Not Marked
9034030 | 2 | 1992-12-01 | Removed From Ground | Diesel | 2000 | Composite | Unknown | Not Marked
9034030 | 3 | 1992-12-01 | Removed From Ground | Diesel | 1000 | Composite | Unknown | Not Marked
9034031 | 1 | 1987-03-01 | Currently In Use | Gas | 6000 | STIP-3 | Fiberglass Reinforced Plastic | Pressure |  | 1994-08-01 |  | 1994-08-01
9034031 | 2 | 1987-03-01 | Currently In Use | Gas | 6000 | STIP-3 | Fiberglass Reinforced Plastic | Pressure |  | 1994-08-01 |  | 1994-08-01
9034031 | 3 | 1987-03-01 | Currently In Use | Gas | 6000 | STIP-3 | Fiberglass Reinforced Plastic | Pressure |  | 1994-08-01 |  | 1994-08-01
9034031 | 4 | 1987-03-01 | Currently In Use | Diesel | 8000 | STIP-3 | Fiberglass Reinforced Plastic | Pressure |  | 1994-08-01 |  | 1994-08-01
9034031 | 5 | 1994-08-01 | Currently In Use | Diesel | 20000 | STIP-3 | Fiberglass Reinforced Plastic | Pressure |  | 1994-08-01 |  | 1994-08-01
9034032 | 1 | 1994-11-02 | Removed From Ground | Gas | 3000 | Bare Steel | Galvanized Steel | Suction: No Valve At The Tank
9034032 | 2 | 1994-11-02 | Removed From Ground | Gas | 500 | Bare Steel | Galvanized Steel | Suction: No Valve At The Tank
9034032 | 3 | 1994-11-02 | Removed From Ground | Gas | 500 | Bare Steel | Galvanized Steel | Suction: No Valve At The Tank
9034032 | 4 | 1994-11-02 | Removed From Ground | Gas | 500 | Bare Steel | Galvanized Steel | Suction: No Valve At The Tank
9034033 | 1 | 1994-10-01 | Removed From Ground | Gas | 4000 | Bare Steel | Galvanized Steel | Not Marked
9034033 | 2 | 1994-10-01 | Removed From Ground | Gas | 4000 | Bare Steel | Galvanized Steel | Not Marked
9034033 | 3 | 1994-10-01 | Removed From Ground | Gas | 4000 | Bare Steel | Galvanized Steel | Not Marked
9034033 | 4A | 1994-10-25 | Currently In Use | Gas | 7520 | Cathodically Protected Steel | Fiberglass Reinforced Plastic | Pressure |  | 1994-11-07 |  | 1994-11-07
9034033 | 4B | 1994-10-25 | Currently In Use | Gas | 4512 | Cathodically Protected Steel | Fiberglass Reinforced Plastic | Pressure | N | 1994-11-07 | N | 1994-11-07
9034034 | 1 | 1995-05-08 | Removed From Ground | Gas | 3000 | Bare Steel | Not Marked | Suction: Valve At The Tank
9034035 | PREM | 2012-02-28 | Removed From Ground Date Unknown | Gas | 3000 | Steel-Impressed Current | Cathodically Protected | Suction: Valve At The Tank | N | 1998-11-01 | N | 1997-03-01
9034035 | UNL | 2012-02-28 | Removed From Ground Date Unknown | Gas | 3000 | Steel-Impressed Current | Cathodically Protected | Suction: Valve At The Tank |  | 1998-11-01 |  | 1997-03-01
9034036 | 1 | 2011-08-22 | Removed From Ground | Gas | 8000 | Steel-Impressed Current | Cathodically Protected | Suction: No Valve At The Tank |  | 1998-10-01 |  | 1998-10-01
9034036 | 2 | 2011-08-22 | Removed From Ground | Gas | 8000 | Steel-Impressed Current | Cathodically Protected | Suction: No Valve At The Tank |  | 1998-10-01 |  | 1998-10-01
9034037 | 1 | 2003-01-30 | Removed From Ground | Gas | 3000 | Steel-Impressed Current | Cathodically Protected | Suction: No Valve At The Tank |  | 1998-11-01 |  | 1998-11-01
9034037 | 2 | 2008-01-30 | Removed From Ground | Diesel | 3000 | Steel-Impressed Current | Cathodically Protected | Suction: No Valve At The Tank |  | 1998-11-01 |  | 1998-11-01
9034037 | 3 | 2003-01-30 | Removed From Ground | Gas | 4000 | Steel-Impressed Current | Cathodically Protected | Suction: No Valve At The Tank |  | 1998-11-01 |  | 1998-11-01
9034037 | 4 | 2008-01-30 | Removed From Ground | Gas | 4000 | Steel-Impressed Current | Cathodically Protected | Suction: No Valve At The Tank |  | 1998-11-01 |  | 1998-11-01
9034037 | 5A | 2002-11-11 | Currently In Use | Gas | 10000 | Composite | Fiberglass Reinforced Plastic | Pressure | N | 2002-11-11 | N | 2002-11-11
9034037 | 5B | 2002-11-11 | Currently In Use | Gas | 5000 | Composite | Fiberglass Reinforced Plastic | Pressure | N | 2002-11-11 | N | 2002-11-11
9034037 | 6A | 2002-11-11 | Currently In Use | Diesel | 8000 | Composite | Fiberglass Reinforced Plastic | Pressure | N | 2002-11-11 | N | 2002-11-11
9034037 | 6B | 2002-11-11 | Currently In Use | Diesel | 4000 | Composite | Fiberglass Reinforced Plastic | Pressure | N | 2002-11-11 | N | 2002-11-11
9034038 | 1 | 1997-07-01 | Removed From Ground | Gas | 4000 | Bare Steel | Galvanized Steel | Suction: No Valve At The Tank |  |  |  | 1987-09-01
9034038 | 2 | 1997-07-01 | Removed From Ground | Gas | 4000 | Bare Steel | Galvanized Steel | Suction: No Valve At The Tank |  |  |  | 1987-09-01
9034038 | 3 | 1997-07-01 | Removed From Ground | Gas | 4000 | Bare Steel | Galvanized Steel | Suction: No Valve At The Tank |  |  |  | 1987-09-01
9034038 | 4 | 1997-07-01 | Removed From Ground | Gas | 4000 | Bare Steel | Galvanized Steel | Suction: No Valve At The Tank |  |  |  | 1987-09-01
9034038 | 5 | 1997-07-01 | Currently In Use | Gas | 10000 | Fiberglass | Fiberglass Reinforced Plastic | Pressure |  | 1997-07-01 |  | 1997-07-01
9034038 | 6 | 1997-07-01 | Currently In Use | Gas | 6000 | Fiberglass | Fiberglass Reinforced Plastic | Pressure |  | 1997-07-01 |  | 1997-07-01
9034039 | 1 | 2013-02-22 | Removed From Ground | Gas | 10000 | Fiberglass | Cathodically Protected | Pressure |  | 1991-03-21 |  | 1998-08-01
9034039 | 2 | 2013-03-20 | Removed From Ground | Gas | 10000 | Fiberglass | Cathodically Protected | Pressure |  | 1991-03-21 |  | 1998-08-01
9034039 | 3 | 2013-03-20 | Removed From Ground | Gas | 10000 | Fiberglass | Cathodically Protected | Pressure |  | 1991-03-21 |  | 1998-08-01
9034039 | 4 | 2013-03-20 | Removed From Ground | Diesel | 10000 | Fiberglass | Cathodically Protected | Pressure |  | 1991-03-21 |  | 1998-08-01
9034039 | 5 | 2013-04-01 | Currently In Use | Gas | 20000 | Composite Double Walled | Fiberglass/Double Walled | Pressure | N | 2013-04-01 | N | 2013-04-01
9034039 | 6A | 2013-04-01 | Currently In Use | Gas | 4000 | Composite Double Walled | Fiberglass/Double Walled | Pressure | N | 2013-04-01 | N | 2013-04-01
9034039 | 6B | 2013-04-01 | Currently In Use | Gas | 4000 | Composite Double Walled | Fiberglass/Double Walled | Pressure | N | 2013-04-01 | N | 2013-04-01
9034039 | 6C | 2013-04-01 | Currently In Use | Diesel | 4000 | Composite Double Walled | Fiberglass/Double Walled | Pressure | N | 2013-04-01 | N | 2013-04-01
9034040 | 1A | 1994-03-18 | Currently In Use | Gas | 4000 | Composite | Fiberglass Reinforced Plastic | Pressure |  | 1994-03-18 |  | 1994-03-18
9034040 | 1B | 1994-03-18 | Currently In Use | Gas | 2500 | Composite | Fiberglass Reinforced Plastic | Pressure |  | 1994-03-18 |  | 1994-03-18
9034040 | 1C | 1994-03-18 | Currently In Use | Gas | 1500 | Composite | Fiberglass Reinforced Plastic | Pressure |  | 1994-06-18 |  | 1994-06-18
9034041 | 1 | 2010-08-10 | Currently In Use | Gas | 4000 | Steel-Impressed Current | Impressed Current | Suction: No Valve At The Tank |  | 1998-10-01 |  | 1998-10-01
9034041 | 2 | 2010-08-10 | Currently In Use | Gas | 4000 | Steel-Impressed Current | Impressed Current | Suction: No Valve At The Tank |  | 1998-10-01 |  | 1998-10-01
9034042 | 1 | 1988-01-01 | Currently In Use | Gas | 3000 | Composite | Fiberglass Reinforced Plastic | Pressure |  | 1999-01-26 |  | 1995-09-01
9034042 | 2 | 1988-01-01 | Currently In Use | Diesel | 3000 | Composite | Fiberglass Reinforced Plastic | Pressure |  | 1999-01-26 |  | 1995-09-01
9034042 | 3 | 2006-02-15 | Currently In Use | Gas | 8000 | Composite | Fiberglass Reinforced Plastic | Pressure | N | 2006-02-15 | N | 2006-02-15
9034042 | 4 | 2006-02-15 | Currently In Use | Diesel | 3000 | Composite | Fiberglass Reinforced Plastic | Pressure | N | 2006-02-15 | N | 2006-02-15
9034043 | 1 | 1998-06-01 | Currently In Use | Gas | 8000 | Composite | Double Walled | Pressure |  | 1998-06-01 |  | 1998-06-01
9034043 | 2 | 1998-06-01 | Currently In Use | Gas | 10000 | Composite | Double Walled | Pressure |  | 1998-06-01 |  | 1998-06-01
9034043 | PLUS | 1998-03-01 | Removed From Ground | Gas | 3000 | Bare Steel | Galvanized Steel | Suction: Valve At The Tank
9034043 | PREM | 1998-03-01 | Removed From Ground | Gas | 1000 | Bare Steel | Galvanized Steel | Suction: Valve At The Tank
9034043 | UNL | 1998-03-01 | Removed From Ground | Gas | 5000 | Bare Steel | Galvanized Steel | Suction: Valve At The Tank
9034044 | 1 | 2008-11-24 | Removed From Ground | Gas | 3000 | Steel-Impressed Current | Impressed Current | Suction: No Valve At The Tank |  | 1995-06-30 |  | 1995-06-30
9034044 | 2 | 2008-11-24 | Removed From Ground | Gas | 4000 | Steel-Impressed Current | Impressed Current | Suction: No Valve At The Tank |  | 1995-06-30 |  | 1995-06-30
9034045 | 1 | 2003-08-28 | Removed From Ground | Gas | 8000 | STIP-3 | Cathodically Protected | Suction: Valve At The Tank |  | 1989-01-01 |  | 1989-01-01
9034045 | 2 | 2003-08-28 | Removed From Ground | Gas | 8000 | STIP-3 | Cathodically Protected | Suction: Valve At The Tank |  | 1989-01-01 |  | 1989-01-01
9034045 | 3 | 2003-08-28 | Removed From Ground | Gas | 8000 | STIP-3 | Cathodically Protected | Suction: Valve At The Tank |  | 1989-01-01 |  | 1989-01-01
9034046 | 1 | 2007-04-18 | Removed From Ground | Gas | 6000 | Cathodically Protected Steel | Cathodically Protected | Pressure |  | 1997-06-10 |  | 1997-06-10
9034046 | 2 | 2007-04-18 | Removed From Ground | Gas | 6000 | Cathodically Protected Steel | Cathodically Protected | Pressure |  | 1997-06-10 |  | 1997-06-10
9034046 | 3 | 2007-04-18 | Removed From Ground | Gas | 6000 | Cathodically Protected Steel | Cathodically Protected | Pressure |  | 1997-06-10 |  | 1997-06-10
9034046 | 4 | 2007-04-18 | Removed From Ground | Diesel | 10000 | Cathodically Protected Steel | Cathodically Protected | Pressure |  | 1997-06-10 |  | 1997-06-10
9034047 | 1 | 1998-12-21 | Removed From Ground | Gas | 1000 | Bare Steel | Bare Steel | Pressure
9034047 | 2 | 1998-12-21 | Removed From Ground | Gas | 1000 | Bare Steel | Bare Steel | Pressure
9034049 | 1A | 1996-02-19 | Currently In Use | Gas | 8000 | Composite | Fiberglass Reinforced Plastic | Pressure |  | 1996-02-21 |  | 1996-02-21
9034049 | 1B | 1996-02-19 | Currently In Use | Gas | 4000 | Composite | Fiberglass Reinforced Plastic | Pressure |  | 1996-02-21 |  | 1996-02-21
9034050 | 1 | 1996-04-23 | Removed From Ground | Gas | 1000 | Not Marked/Unknown | Not Marked | Not Marked
9034050 | 2 | 1996-04-23 | Removed From Ground | Gas | 1000 | Not Marked/Unknown | Not Marked | Not Marked
9034050 | 3 | 1996-04-23 | Removed From Ground | Gas | 1000 | Not Marked/Unknown | Not Marked | Not Marked
9034050 | 4 | 1996-04-23 | Removed From Ground | Gas | 1000 | Not Marked/Unknown | Not Marked | Not Marked
9034050 | 5 | 1996-04-23 | Removed From Ground | Gas | 1000 | Not Marked/Unknown | Not Marked | Not Marked
9034050 | 6 | 1996-04-23 | Removed From Ground | Diesel | 1000 | Not Marked/Unknown | Not Marked | Not Marked
9034050 | 7 | 1996-04-23 | Removed From Ground | Kerosene | 1000 | Not Marked/Unknown | Not Marked | Not Marked
9034050 | 8 | 1996-04-23 | Removed From Ground | Gas | 550 | Not Marked/Unknown | Not Marked | Not Marked
9034051 | 1 |  | Currently In Use | Gas | 1000 | Not Marked/Unknown | Not Marked | Not Marked
9034052 | 1 | 1998-03-02 | Removed From Ground | Diesel | 8200 | Cathodically Protected Steel | Fiberglass Reinforced Plastic | Pressure |  | 1995-09-01 |  | 1995-09-01
9034052 | 2 | 1998-03-02 | Removed From Ground | Gas | 4000 | Cathodically Protected Steel | Fiberglass Reinforced Plastic | Pressure |  | 1995-09-01 |  | 1995-09-01
9034052 | 3 | 1998-09-04 | Currently In Use | Gas | 5000 | Composite | Double Walled Flex | Pressure |  | 1998-09-08 |  | 1998-09-08
9034052 | 4 | 1998-09-04 | Currently In Use | Diesel | 10000 | Composite | Double Walled Flex | Pressure |  | 1998-09-08 |  | 1998-09-08
9034053 | 1 | 1996-07-01 | Removed From Ground | Gas | 560 | Not Marked/Unknown | Not Marked | Not Marked
9034054 | 1 | 1995-05-25 | Currently In Use | Gas | 10000 | STIP-3 | Fiberglass Reinforced Plastic | Pressure |  | 1996-05-30 |  | 1996-06-03
9034054 | 2 | 1995-05-25 | Currently In Use | Gas | 10000 | STIP-3 | Fiberglass Reinforced Plastic | Pressure |  | 1996-05-30 |  | 1996-06-03
9034054 | 3 | 1995-05-25 | Currently In Use | Diesel | 15000 | STIP-3 | Fiberglass Reinforced Plastic | Pressure |  | 1996-05-30 |  | 1996-06-03
9034054 | 4 | 2014-07-15 | Currently In Use | Diesel | 8000 | EPOXY/DOUBLE WALLED | Fiberglass Reinforced Plastic | Pressure | N | 2014-07-15 | N | 2014-07-15
9034055 | 1 | 1997-01-06 | Currently In Use | Gas | 8000 | Composite | Fiberglass Reinforced Plastic | Pressure |  | 1997-01-10 |  | 1997-01-10
9034055 | 2 | 1997-01-06 | Currently In Use | Diesel | 2000 | Composite | Fiberglass Reinforced Plastic | Pressure |  | 1997-01-10 |  | 1997-01-10
9034055 | 3 | 2007-01-06 | Currently In Use | Gas | 6000 | Composite | Fiberglass Reinforced Plastic | Pressure |  | 1997-01-10 |  | 1997-01-10
9034056 | 1 | 1997-06-23 | Removed From Ground | Gas | 1000 | Not Marked/Unknown | Not Marked | Not Marked
9034056 | 2 | 1997-06-23 | Removed From Ground | Gas | 5000 | Not Marked/Unknown | Not Marked | Not Marked
9034056 | 3 | 1997-06-23 | Removed From Ground | Gas | 5000 | Not Marked/Unknown | Not Marked | Not Marked
9034057 | 1 | 1999-06-22 | Removed From Ground | Gas | 8000 | Not Marked/Unknown | Not Marked | Not Marked
9034058 | 1 | 1998-12-01 | Removed From Ground | Other | 2000 | Not Marked/Unknown | Not Marked | Not Marked
9034058 | 2 | 1998-12-01 | Removed From Ground | Other | 2000 | Not Marked/Unknown | Not Marked | Not Marked
9034059 | 1 | 1998-10-01 | Currently In Use | Diesel | 10000 | Composite | Double Walled | Pressure |  | 1998-10-09 |  | 1998-10-09
9034059 | 2 | 1998-10-01 | Currently In Use | Gas | 8000 | Composite | Double Walled | Pressure |  | 1998-10-09 |  | 1998-10-09
9034059 | 3A | 1998-10-01 | Currently In Use | Gas | 4000 | Composite | Double Walled | Pressure |  | 1998-10-09 |  | 1998-10-09
9034059 | 3B | 1998-10-01 | Currently In Use | Gas | 4000 | Composite | Double Walled | Pressure | N | 1998-10-09 | N | 1998-10-09
9034060 | 1A | 2008-08-06 | Temporarily Out Of Use | Gas | 8000 | Epoxy | Fiberglass Reinforced Plastic | Pressure |  | 1998-08-10 |  | 1998-08-10
9034060 | 1B | 2008-08-06 | Temporarily Out Of Use | Gas | 4000 | Epoxy | Fiberglass Reinforced Plastic | Pressure | N | 1998-08-10 | N | 1998-08-10
9034060 | 2 | 2008-08-06 | Temporarily Out Of Use | Diesel | 4000 | Epoxy | Fiberglass Reinforced Plastic | Pressure |  | 1998-08-10 |  | 1998-08-10
9034061 | 1 | 1998-06-01 | Currently In Use | Diesel | 20000 | Composite | Fiberglass Reinforced Plastic | Pressure |  | 1998-06-01 |  | 1998-06-01
9034061 | 2 | 1998-06-01 | Currently In Use | Diesel | 10000 | Composite | Fiberglass Reinforced Plastic | Pressure |  | 1998-06-01 |  | 1998-06-01
9034061 | 3 | 1998-06-01 | Currently In Use | Gas | 8000 | Composite | Fiberglass Reinforced Plastic | Pressure |  | 1998-06-01 |  | 1998-06-01
9034061 | 4 | 1998-06-01 | Currently In Use | Gas | 6000 | Composite | Fiberglass Reinforced Plastic | Pressure |  | 1998-06-01 |  | 1998-06-01
9034062 | 1A | 2000-02-01 | Currently In Use | Gas | 4000 | Composite | Fiberglass Reinforced Plastic | Suction: No Valve At The Tank |  | 2000-02-07 |  | 2000-02-07
9034062 | 1B | 2000-02-01 | Currently In Use | Gas | 2000 | Composite | Fiberglass Reinforced Plastic | Suction: No Valve At The Tank |  | 2000-02-07 |  | 2000-02-07
9034063 | 1A | 2000-12-05 | Currently In Use | Gas | 8000 | Composite | Fiberglass Reinforced Plastic | Pressure |  | 2000-12-07 |  | 2000-12-07
9034063 | 1B | 2000-12-05 | Currently In Use | Gas | 4000 | Composite | Fiberglass Reinforced Plastic | Pressure |  | 2000-12-07 |  | 2000-12-07
9034064 | 1 | 1977-01-01 | Removed From Ground | Gas | 1000 | Bare Steel | Bare Steel | Suction: No Valve At The Tank
9034064 | 2 | 1977-01-01 | Removed From Ground | Gas | 1000 | Bare Steel | Bare Steel | Suction: No Valve At The Tank
9034065 | 1 | 1999-09-01 | Currently In Use | Gas | 12158 | Composite | Fiberglass Reinforced Plastic | Pressure |  | 1999-09-01 |  | 1999-09-01
9034065 | 2 | 1999-09-01 | Currently In Use | Gas | 8178 | Composite | Fiberglass Reinforced Plastic | Pressure |  | 1999-09-01 |  | 1999-09-01
9035001 | 1 | 2015-03-17 | Currently In Use | Gas | 8000 | STIP-3 | Double Walled Flex | Pressure |  | 1992-01-15 |  | 1992-01-15
9035001 | 2 | 2015-03-17 | Currently In Use | Gas | 8000 | STIP-3 | Double Walled Flex | Pressure |  | 1992-01-15 |  | 1992-10-15
9035001 | 3 | 2015-03-17 | Currently In Use | Gas | 6000 | STIP-3 | Double Walled Flex | Pressure |  | 1992-01-15 |  | 1992-01-15
9035001 | 4 | 2015-03-17 | Currently In Use | Diesel | 6000 | STIP-3 | Double Walled Flex | Pressure |  | 1992-01-15 |  | 1992-01-15
9035002 | 1 | 1990-01-01 | Currently In Use | Gas | 6000 | STIP-3 | Fiberglass Reinforced Plastic | Pressure |  | 1990-03-12 |  | 1990-03-12
9035002 | 2 | 1990-01-01 | Currently In Use | Gas | 6000 | STIP-3 | Fiberglass Reinforced Plastic | Pressure |  | 1990-03-12 |  | 1990-03-12
9035002 | 3 | 1990-01-01 | Currently In Use | Gas | 6000 | STIP-3 | Fiberglass Reinforced Plastic | Pressure |  | 1990-03-12 |  | 1990-03-12
9035003 | 1 | 2007-10-01 | Temporarily Out Of Use | Gas | 4000 | Steel-Impressed Current | Fiberglass Reinforced Plastic | Pressure |  | 1997-12-01 |  | 1997-12-01
9035003 | 2 | 2007-10-01 | Temporarily Out Of Use | Gas | 6000 | Steel-Impressed Current | Fiberglass Reinforced Plastic | Pressure |  | 1997-12-01 |  | 1997-12-01
9035003 | 3 | 2007-10-01 | Temporarily Out Of Use | Diesel | 4000 | Steel-Impressed Current | Fiberglass Reinforced Plastic | Pressure |  | 1997-12-01 |  | 1997-12-01
9035005 | 1A | 1992-02-28 | Currently In Use | Gas | 8000 | STIP-3 | Fiberglass Reinforced Plastic | Pressure |  | 1992-02-28 |  | 1992-02-28
9035005 | 1B | 2016-02-10 | Temporarily Out Of Use | Gas | 4000 | STIP-3 | Fiberglass Reinforced Plastic | Pressure | N | 1992-02-28 | N | 1992-02-28
9035006 | 1 | 2007-01-24 | Removed From Ground | Gas | 4000 | Steel-Impressed Current | Cathodically Protected | Suction: Valve At The Tank |  | 1999-01-13 |  | 1999-01-13
9035006 | 2 | 2007-01-24 | Removed From Ground | Gas | 4000 | Steel-Impressed Current | Cathodically Protected | Suction: Valve At The Tank |  | 1999-01-13 |  | 1999-01-13
9035006 | 3 | 2007-01-24 | Removed From Ground | Gas | 2000 | Cathodically Protected Steel | Cathodically Protected | Suction: Valve At The Tank |  | 1999-01-13 |  | 1999-01-13
9035006 | 4 | 2007-01-24 | Removed From Ground | Diesel | 2000 | Cathodically Protected Steel | Cathodically Protected | Suction: No Valve At The Tank |  | 1999-01-13 |  | 1999-01-13
9035006 | 5 | 1996-04-01 | Removed From Ground | Empty |  | Bare Steel | Not Marked | Not Marked
9035007 | 1 | 1994-10-04 | Removed From Ground | Diesel | 5000 | Double Walled | Fiberglass Reinforced Plastic | Not Marked
9035008 | 1 | 2012-03-29 | Temporarily Out Of Use | Gas | 3000 | Cathodically Protected Steel | Fiberglass Reinforced Plastic | Suction: No Valve At The Tank |  | 1992-02-29 |  | 1992-02-29
9035008 | 2 | 2012-03-29 | Temporarily Out Of Use | Diesel | 3000 | Cathodically Protected Steel | Fiberglass Reinforced Plastic | Suction: No Valve At The Tank |  | 1992-02-29 |  | 1992-02-29
9035009 | 1 | 2007-12-12 | Removed From Ground | Gas | 5000 | Bare Steel | Fiberglass Reinforced Plastic | Not Marked
9035010 | 1 | 1992-12-01 | Removed From Ground | Diesel | 2000 | Bare Steel | Galvanized Steel | Suction: No Valve At The Tank
9035010 | 2 | 1992-12-01 | Removed From Ground | Diesel | 2000 | Bare Steel | Galvanized Steel | Suction: No Valve At The Tank
9035010 | 3 | 1992-12-01 | Removed From Ground | Gas | 6000 | Bare Steel | Galvanized Steel | Suction: No Valve At The Tank
9035010 | 4 | 1992-12-01 | Removed From Ground | Gas | 4000 | Bare Steel | Galvanized Steel | Suction: No Valve At The Tank
9035010 | 5 | 1992-12-01 | Removed From Ground | Gas | 8300 | Bare Steel | Galvanized Steel | Pressure
9035010 | 6 |  | Removed From Ground Date Unknown | Gas | 6000 | Bare Steel | Galvanized Steel | Pressure
9035010 | 7 |  | Removed From Ground Date Unknown | Gas | 6000 | Bare Steel | Galvanized Steel | Gravity Fed
9035010 | WEST1 | 2010-03-09 | Currently In Use | Diesel | 10000 | STIP-3 | Fiberglass/Double Walled | Pressure |  | 1992-11-02 |  | 1992-11-02
9035010 | WEST2 | 2010-03-09 | Currently In Use | Gas | 10000 | STIP-3 | Fiberglass/Double Walled | Pressure |  | 1992-11-02 |  | 1992-11-02
9035010 | WEST3A | 2010-03-09 | Currently In Use | Gas | 6000 | STIP-3 | Fiberglass/Double Walled | Pressure |  | 1992-11-02 |  | 1992-11-02
9035010 | WEST 3B | 2010-03-09 | Currently In Use | Diesel | 4000 | STIP-3 | Fiberglass/Double Walled | Pressure | N | 1992-11-02 | N | 1992-11-02
9035011 | 1 | 1992-07-31 | Removed From Ground | Gas | 3000 | Marked Unknown | Unknown | Not Marked
9035011 | 2 | 1992-07-31 | Removed From Ground | Gas | 3000 | Marked Unknown | Unknown | Not Marked
9035011 | 3 | 1992-07-31 | Removed From Ground | Gas | 3000 | Marked Unknown | Unknown | Not Marked
9035012 | 1 |  | Removed From Ground Date Unknown | Other | 65 | Marked Unknown | Unknown | Not Marked
9035012 | 2 |  | Removed From Ground Date Unknown | Other | 65 | Marked Unknown | Unknown | Not Marked
9035012 | 3 |  | Removed From Ground Date Unknown | Other | 65 | Marked Unknown | Unknown | Not Marked
9035012 | 4 |  | Removed From Ground Date Unknown | Other | 65 | Marked Unknown | Unknown | Not Marked
9035012 | 5 |  | Removed From Ground Date Unknown | Other | 275 | Marked Unknown | Unknown | Not Marked
9035012 | 6 |  | Removed From Ground Date Unknown | Other | 1000 | Marked Unknown | Unknown | Not Marked
9035012 | 7 |  | Removed From Ground Date Unknown | Other | 1000 | Marked Unknown | Unknown | Not Marked
9035012 | 8 |  | Removed From Ground Date Unknown | Other | 560 | Marked Unknown | Unknown | Not Marked
9035013 | 10475-1 | 1993-04-07 | Removed From Ground | Gas | 1000 | Bare Steel | Galvanized Steel | Not Marked
9035013 | 10475-2 | 1993-04-07 | Removed From Ground | Gas | 1000 | Bare Steel | Galvanized Steel | Not Marked
9035013 | 10475-3 | 1993-04-07 | Removed From Ground | Diesel | 500 | Bare Steel | Galvanized Steel | Not Marked
9035014 | 1 | 1981-01-01 | Currently In Use | Gas | 6000 | Steel-Impressed Current | Cathodically Protected | Suction: Valve At The Tank |  | 1996-07-17 |  | 1996-07-17
9035014 | 2 | 1981-01-01 | Currently In Use | Gas | 4000 | Steel-Impressed Current | Cathodically Protected | Suction: Valve At The Tank |  | 1996-07-17 |  | 1996-07-17
9035014 | 3 | 1981-01-01 | Currently In Use | Gas | 4000 | Steel-Impressed Current | Cathodically Protected | Suction: Valve At The Tank |  | 1996-07-17 |  | 1996-07-17
9035015 | 1 | 1993-06-01 | Removed From Ground | Gas |  | Not Marked/Unknown | Not Marked | Not Marked
9035015 | 2 | 1993-06-01 | Removed From Ground | Gas |  | Not Marked/Unknown | Not Marked | Not Marked
9035015 | 3 | 1993-06-01 | Removed From Ground | Gas |  | Not Marked/Unknown | Not Marked | Not Marked
9035016 | 1 | 1993-07-05 | Removed From Ground | Gas | 10000 | Bare Steel | Bare Steel | Not Marked
9035016 | 2 | 1993-07-05 | Removed From Ground | Gas | 10000 | Bare Steel | Bare Steel | Not Marked
9035017 | 1 | 1986-12-15 | Removed From Ground | Diesel | 10000 | Bare Steel | Bare Steel | Not Marked
9035018 | 3 | 1986-12-15 | Removed From Ground | Diesel | 1000 | Bare Steel | Bare Steel | Not Marked
9035019 | 1 | 1992-08-01 | Removed From Ground | Diesel | 560 | Not Marked/Unknown | Not Marked | Not Marked
9035021 | 1A | 2003-08-23 | Currently In Use | Gas | 12000 | Epoxy | Fiberglass Reinforced Plastic | Pressure | N | 2003-08-25 | N | 2003-08-25
9035021 | 1B | 2003-08-23 | Currently In Use | Gas | 8000 | Epoxy | Fiberglass Reinforced Plastic | Pressure | N | 2003-08-23 | N | 2003-08-23
9035021 | 2 | 2003-08-23 | Currently In Use | Diesel | 6000 | Epoxy | Fiberglass Reinforced Plastic | Pressure | N | 2003-08-25 | N | 2003-08-25
9035021 | D | 1999-03-10 | Removed From Ground | Diesel | 3000 | Bare Steel | Galvanized Steel | Suction: Valve At The Tank
9035021 | PU | 1999-03-10 | Removed From Ground | Gas | 4000 | Bare Steel | Galvanized Steel | Suction: Valve At The Tank
9035021 | RU | 1999-03-10 | Removed From Ground | Gas | 6000 | Bare Steel | Galvanized Steel | Suction: Valve At The Tank
9035021 | UT | 1999-03-10 | Removed From Ground | Gas | 4000 | Bare Steel | Galvanized Steel | Suction: Valve At The Tank
9035022 | 1 | 1987-04-30 | Removed From Ground | Gas | 10000 | Bare Steel | Galvanized Steel | Not Marked
9035022 | 2 | 1987-04-30 | Removed From Ground | Gas | 4000 | Bare Steel | Galvanized Steel | Not Marked
9035022 | 3 | 1987-04-30 | Removed From Ground | Gas | 3000 | Bare Steel | Galvanized Steel | Not Marked
9035022 | DL1 | 1987-05-15 | Currently In Use | Diesel | 2000 | Steel-Galvanic | Cathodically Protected | Pressure |  | 1998-05-26 |  | 1987-05-15
9035022 | PU1 | 1987-05-15 | Currently In Use | Gas | 4000 | Steel-Galvanic | Cathodically Protected | Pressure |  | 1998-05-26 |  | 1987-05-15
9035022 | RU1 | 1987-05-15 | Currently In Use | Gas | 4000 | Steel-Galvanic | Cathodically Protected | Pressure |  | 1998-05-26 |  | 1987-05-15
9035022 | UP1 | 1987-05-15 | Currently In Use | Gas | 4000 | Steel-Galvanic | Cathodically Protected | Pressure |  | 1998-05-26 |  | 1987-05-15
9035023 | 1 | 1986-03-01 | Currently In Use | Gas | 8000 | Steel-Impressed Current | Cathodically Protected | Pressure |  | 1999-01-04 |  | 1999-01-04
9035023 | 2 | 1986-03-01 | Currently In Use | Gas | 8000 | Steel-Impressed Current | Cathodically Protected | Pressure |  | 1999-01-04 |  | 1999-01-04
9035023 | 3 | 1986-03-01 | Currently In Use | Gas | 6000 | Steel-Impressed Current | Cathodically Protected | Pressure |  | 1999-01-04 |  | 1999-01-04
9035024 | 1 | 2006-04-17 | Removed From Ground | Diesel | 10000 | Steel-Impressed Current | Cathodically Protected | Pressure |  | 1998-09-01 |  | 1998-09-01
9035024 | 2 | 2006-04-17 | Removed From Ground | Gas | 10000 | Steel-Impressed Current | Cathodically Protected | Pressure |  | 1998-09-01 |  | 1998-09-01
9035024 | 3 | 2006-04-17 | Removed From Ground | Gas | 10000 | Steel-Impressed Current | Cathodically Protected | Pressure |  | 1998-09-01 |  | 1998-09-01
9035024 | 4 | 2006-04-17 | Removed From Ground | Diesel | 10000 | Steel-Impressed Current | Cathodically Protected | Pressure |  | 1998-09-01 |  | 1998-09-01
9035026 | RU | 1998-10-29 | Removed From Ground | Gas | 6000 | Not Marked/Unknown | Not Marked | Not Marked
9035026 | SUPER | 1998-10-29 | Removed From Ground | Gas | 2000 | Not Marked/Unknown | Not Marked | Not Marked
9035026 | UPLUS | 1998-10-29 | Removed From Ground | Gas | 4000 | Not Marked/Unknown | Not Marked | Not Marked
9035027 | 1 | 1965-01-01 | Currently In Use | Gas | 3000 | Bare Steel | Galvanized Steel | Suction: Valve At The Tank
9035027 | 1 |  | Removed From Ground Date Unknown | Gas | 3000 | Bare Steel | Galvanized Steel | Suction: Valve At The Tank
9035027 | 2 | 1965-01-01 | Currently In Use | Gas | 2000 | Bare Steel | Galvanized Steel | Suction: Valve At The Tank
9035027 | 2 |  | Removed From Ground Date Unknown | Gas | 2000 | Bare Steel | Galvanized Steel | Suction: Valve At The Tank
9035028 | 1 | 1999-02-17 | Permanently Out Of Use | Gas | 6000 | Bare Steel | Galvanized Steel | Suction: Valve At The Tank
9035028 | 2 | 1999-02-17 | Permanently Out Of Use | Gas | 3000 | Bare Steel | Bare Steel | Suction: Valve At The Tank
9035028 | 3 | 1999-02-17 | Permanently Out Of Use | Gas | 3000 | Bare Steel | Bare Steel | Suction: Valve At The Tank
9035028 | 4 | 1999-02-17 | Permanently Out Of Use | Diesel | 4000 | Bare Steel | Bare Steel | Suction: Valve At The Tank
9035029 | 1 | 1998-12-10 | Removed From Ground | Diesel | 10152 | Not Marked/Unknown | Not Marked | Not Marked
9035030 | 1 | 1997-05-28 | Removed From Ground | Gas | 560 | Cathodically Protected Steel | Galvanized Steel | Suction: Valve At The Tank
9035030 | 2 | 1997-05-28 | Removed From Ground | Gas | 1064 | Cathodically Protected Steel | Galvanized Steel | Suction: Valve At The Tank
9035034 | 1 | 1996-03-01 | Removed From Ground | Diesel |  | Not Marked/Unknown | Not Marked | Not Marked
9035036 | 1 | 1995-07-15 | Currently In Use | Diesel | 6000 | STIP-3 | Double Walled Flex | Pressure |  | 1995-07-15 |  | 1995-07-15
9035036 | 2 | 1995-07-15 | Currently In Use | Gas | 6000 | STIP-3 | Double Walled Flex | Pressure |  | 1995-07-15 |  | 1995-07-15
9035036 | 3 | 1995-07-15 | Currently In Use | Gas | 10000 | STIP-3 | Double Walled Flex | Pressure |  | 1995-07-15 |  | 1995-07-15
9035036 | L-89835 | 1995-07-15 | Currently In Use | Gas | 6000 | STIP-3 | Double Walled Flex | Pressure |  | 1995-07-15 |  | 1995-07-15
9035037 | 1 | 1995-09-27 | Currently In Use | Gas | 8000 | Epoxy | Double Walled Flex | Pressure |  | 1995-10-06 |  | 1995-10-06
9035037 | 2 | 1995-09-27 | Currently In Use | Gas | 12000 | Epoxy | Double Walled Flex | Pressure |  | 1995-10-06 |  | 1995-10-06
9035038 | 1 | 1996-08-01 | Removed From Ground | Gas | 2000 | Not Marked/Unknown | Not Marked | Not Marked
9035038 | 2 | 1996-08-01 | Removed From Ground | Gas | 2000 | Not Marked/Unknown | Not Marked | Not Marked
9035038 | 3 | 2004-03-25 | Currently In Use | Kerosene | 2000 | EPOXY/DOUBLE WALLED | Fiberglass Reinforced Plastic | Suction: No Valve At The Tank |  | 1996-08-08 |  | 1996-08-08
9035038 | 4 | 1996-08-01 | Currently In Use | Gas | 10000 | EPOXY/DOUBLE WALLED | Double Walled Flex | Pressure |  | 1996-08-08 |  | 1996-08-08
9035038 | 5 | 1996-08-01 | Currently In Use | Gas | 10000 | EPOXY/DOUBLE WALLED | Double Walled Flex | Pressure |  | 1996-08-08 |  | 1996-08-08
9035039 | 1 | 1996-08-01 | Removed From Ground | Gas | 4000 | Not Marked/Unknown | Not Marked | Not Marked
9035039 | 2 | 1996-08-01 | Removed From Ground | Gas | 4000 | Not Marked/Unknown | Not Marked | Not Marked
9035039 | 3 | 1996-08-01 | Removed From Ground | Gas | 6000 | Not Marked/Unknown | Not Marked | Not Marked
9035040 | 1 | 1997-06-28 | Removed From Ground | Gas | 1000 | Not Marked/Unknown | Not Marked | Not Marked
9035040 | 2 | 1997-06-28 | Removed From Ground | Gas | 1000 | Not Marked/Unknown | Not Marked | Not Marked
9035041 | 1 | 1997-07-07 | Removed From Ground | Gas | 2000 | Not Marked/Unknown | Not Marked | Not Marked
9035041 | 2 | 1997-07-07 | Removed From Ground | Gas | 2000 | Not Marked/Unknown | Not Marked | Not Marked
9035041 | 3 | 1997-07-08 | Removed From Ground | Gas | 2000 | Not Marked/Unknown | Not Marked | Not Marked
9035041 | 4 | 1997-07-08 | Removed From Ground | Diesel | 2000 | Not Marked/Unknown | Not Marked | Not Marked
9035042 | 1 | 1996-06-01 | Currently In Use | Gas | 10000 | Composite | Double Walled | Pressure |  | 1996-06-01 |  | 1996-06-01
9035042 | 2 | 1996-06-01 | Currently In Use | Gas | 10000 | Composite | Double Walled | Pressure |  | 1996-06-01 |  | 1996-06-01
9035042 | 3 | 1996-06-01 | Currently In Use | Gas | 10000 | Composite | Double Walled | Pressure |  | 1996-06-01 |  | 1996-06-01
9035042 | 4 | 1996-06-01 | Currently In Use | Diesel | 10000 | Composite | Double Walled | Pressure |  | 1996-06-01 |  | 1996-06-01
9035043 | 1 |  | Removed From Ground Date Unknown | Diesel |  | Bare Steel | Bare Steel | Not Marked
9035043 | 2 |  | Closed In Ground Date Unknown | Diesel | 1500 | Not Marked/Unknown | Not Marked | Not Marked
9035044 | 1 | 1998-03-23 | Removed From Ground | Gas | 1000 | Not Marked/Unknown | Not Marked | Not Marked
9035044 | 2 | 1998-03-23 | Removed From Ground | Diesel | 2000 | Not Marked/Unknown | Not Marked | Not Marked
9035044 | 3 | 1998-03-23 | Removed From Ground | Diesel | 5000 | Not Marked/Unknown | Not Marked | Not Marked
9035045 | 1 | 1998-12-05 | Removed From Ground | Gas | 750 | Marked Unknown | Galvanized Steel | Suction: No Valve At The Tank
9035045 | 2 | 1998-12-05 | Removed From Ground | Gas | 750 | Marked Unknown | Galvanized Steel | Suction: No Valve At The Tank
9035045 | 3 | 1998-12-05 | Removed From Ground | Gas | 500 | Marked Unknown | Galvanized Steel | Suction: No Valve At The Tank
9035046 | 1 | 1997-09-10 | Currently In Use | Gas | 12000 | Composite | Double Walled Flex | Pressure |  | 1997-09-10 |  | 1997-09-10
9035046 | 2 | 1997-09-10 | Currently In Use | Gas | 10000 | Composite | Double Walled Flex | Pressure |  | 1997-09-10 |  | 1997-09-10
9035046 | 3 | 1997-09-10 | Currently In Use | Diesel | 10000 | Composite | Double Walled Flex | Pressure |  | 1997-09-10 |  | 1997-09-10
9035047 | 1 | 1999-03-16 | Removed From Ground | Gas | 2000 | Bare Steel | Bare Steel | Suction: No Valve At The Tank
9035047 | 2 | 1999-03-16 | Removed From Ground | Other | 8000 | Bare Steel | Bare Steel | Suction: No Valve At The Tank
9035047 | 3 | 2010-06-14 | Temporarily Out Of Use | Jet Fuel | 8000 | Composite | Fiberglass Reinforced Plastic | Suction: No Valve At The Tank |  | 1999-03-22 |  | 1999-03-22
9035048 | 1 | 1997-10-06 | Removed From Ground | Gas | 881 | Bare Steel | Bare Steel | Not Marked
9035048 | 2 | 1997-10-06 | Removed From Ground | Gas | 881 | Bare Steel | Bare Steel | Not Marked
9035048 | 3 | 1997-10-06 | Removed From Ground | Gas | 881 | Bare Steel | Bare Steel | Not Marked
9035049 | 1 |  | Removed From Ground Date Unknown | Gas | 6000 | Bare Steel | Bare Steel | Not Marked
9035049 | 2 |  | Removed From Ground Date Unknown | Gas | 6000 | Bare Steel | Bare Steel | Not Marked
9035050 | 1 | 2000-09-26 | Currently In Use | Gas | 10000 | Composite | Double Walled Flex | Pressure |  | 2000-10-02 |  | 2000-10-02
9035050 | 2 | 2000-09-26 | Currently In Use | Gas | 10000 | Composite | Double Walled Flex | Pressure |  | 2000-10-02 |  | 2000-10-02
9035050 | 3 | 2000-09-26 | Currently In Use | Gas | 10000 | Composite | Double Walled Flex | Pressure |  | 2000-10-02 |  | 2000-10-02
9035051 | 1 | 1998-08-24 | Removed From Ground | Diesel | 8 | Bare Steel | Galvanized Steel | Suction: Valve At The Tank
9035052 | 1 |  | Removed From Ground Date Unknown | Used Oil |  | Not Marked/Unknown | Not Marked | Not Marked
9035052 | 2 |  | Removed From Ground Date Unknown | Diesel |  | Not Marked/Unknown | Not Marked | Not Marked
9035052 | 3 |  | Removed From Ground Date Unknown | Gas |  | Not Marked/Unknown | Not Marked | Not Marked
9035052 | 4 |  | Removed From Ground Date Unknown | Diesel |  | Not Marked/Unknown | Not Marked | Not Marked
9035052 | 5 |  | Removed From Ground Date Unknown | Gas |  | Not Marked/Unknown | Not Marked | Not Marked
9035053 | 1 |  | Removed From Ground Date Unknown | Other | 5000 | Marked Unknown | Unknown | Not Marked
9035054 | 1 | 1970-01-01 | Closed In Ground | Gas |  | Not Marked/Unknown | Not Marked | Not Marked
9035054 | 2 | 1970-01-01 | Closed In Ground | Diesel |  | Not Marked/Unknown | Not Marked | Not Marked
9036001 | 1 | 1992-01-22 | Removed From Ground | Gas | 10000 | Fiberglass | Fiberglass Reinforced Plastic | Pressure |  | 1989-01-01 |  | 1989-01-01
9036001 | 2 | 1992-01-22 | Removed From Ground | Gas | 10000 | Fiberglass | Fiberglass Reinforced Plastic | Pressure |  | 1989-01-01 |  | 1989-01-01
9036001 | 3 | 1992-01-22 | Removed From Ground | Gas | 10000 | Fiberglass | Fiberglass Reinforced Plastic | Pressure |  | 1989-01-01 |  | 1989-01-01
9036002 | 1 |  | Removed From Ground Date Unknown | Gas | 10000 | Cathodically Protected Steel | Fiberglass Reinforced Plastic | Not Marked
9036002 | 2 |  | Removed From Ground Date Unknown | Gas | 10000 | Cathodically Protected Steel | Fiberglass Reinforced Plastic | Not Marked
9036002 | 3 |  | Removed From Ground Date Unknown | Gas | 10000 | Cathodically Protected Steel | Fiberglass Reinforced Plastic | Not Marked
9036002 | 4 |  | Removed From Ground Date Unknown | Diesel | 10000 | Cathodically Protected Steel | Fiberglass Reinforced Plastic | Not Marked
9036002 | 5 | 1991-09-15 | Currently In Use | Gas | 12000 | Cathodically Protected Steel | Fiberglass Reinforced Plastic | Pressure |  | 1991-09-15 |  | 1991-09-15
9036002 | 6 | 1991-09-15 | Currently In Use | Gas | 6000 | Cathodically Protected Steel | Fiberglass Reinforced Plastic | Pressure |  | 1991-09-15 |  | 1991-09-15
9036002 | 7 | 1991-09-15 | Currently In Use | Gas | 6000 | Cathodically Protected Steel | Fiberglass Reinforced Plastic | Pressure |  | 1991-09-15 |  | 1991-09-15
9036002 | 8 | 1992-01-01 | Closed In Ground | Kerosene | 500 | Unknown | Unknown |  | N |  | N
9036003 | 1 | 1987-08-01 | Removed From Ground | Gas | 6000 | Bare Steel | Galvanized Steel | Not Marked
9036003 | 2 | 1987-08-01 | Removed From Ground | Gas | 6000 | Bare Steel | Galvanized Steel | Not Marked
9036003 | 3 | 1987-08-01 | Removed From Ground | Gas | 4000 | Bare Steel | Galvanized Steel | Not Marked
9036003 | 4 | 1992-11-10 | Removed From Ground | Empty | 560 | Bare Steel | Galvanized Steel | Not Marked
9036003 | 5 | 2008-10-30 | Removed From Ground | Gas | 10000 | Fiberglass | Fiberglass Reinforced Plastic | Pressure |  | 1987-08-01 |  | 1987-08-01
9036003 | 6 | 2008-10-30 | Removed From Ground | Gas | 10000 | Fiberglass | Fiberglass Reinforced Plastic | Pressure |  | 1987-08-01 |  | 1987-08-01
9036003 | 7 | 2008-10-30 | Removed From Ground | Gas | 10000 | Fiberglass | Fiberglass Reinforced Plastic | Pressure |  | 1987-08-01 |  | 1987-08-01
9036003 | 8 | 1992-11-10 | Removed From Ground | Used Oil | 1000 | Marked Unknown | Unknown | Not Marked | Y |  | Y
9036005 | 1 | 1994-06-23 | Removed From Ground | Diesel | 8000 | Bare Steel | Bare Steel | Suction: No Valve At The Tank
9036005 | 2 | 1993-03-16 | Removed From Ground | Diesel | 8000 | Bare Steel | Bare Steel | Suction: No Valve At The Tank
9036006 | 1 | 2008-09-16 | Removed From Ground | Gas | 12189 | Epoxy | Fiberglass Reinforced Plastic | Pressure |  | 1992-01-01 |  | 1992-01-01
9036006 | 2 | 2008-09-16 | Removed From Ground | Gas | 12000 | Epoxy | Fiberglass Reinforced Plastic | Pressure |  | 1992-01-01 |  | 1992-01-01
9036006 | 3 | 2008-09-16 | Removed From Ground | Gas | 12000 | Epoxy | Fiberglass Reinforced Plastic | Pressure |  | 1992-01-01 |  | 1992-01-01
9036006 | 4 | 2008-09-16 | Removed From Ground | Other | 12189 | Epoxy | Fiberglass Reinforced Plastic | Pressure |  | 1992-01-01 |  | 1992-01-01
9036007 | 1 | 2009-06-02 | Removed From Ground | Gas | 10000 | STIP-3 | Fiberglass Reinforced Plastic | Pressure |  | 1988-11-01 |  | 1988-11-01
9036007 | 2 | 2009-06-02 | Removed From Ground | Gas | 10000 | STIP-3 | Fiberglass Reinforced Plastic | Pressure |  | 1988-11-01 |  | 1988-11-01
9036007 | 3 | 2009-06-02 | Removed From Ground | Gas | 10000 | STIP-3 | Fiberglass Reinforced Plastic | Pressure |  | 1988-11-01 |  | 1988-11-01
9036007 | 4 | 2009-06-02 | Removed From Ground | Diesel | 10000 | STIP-3 | Fiberglass Reinforced Plastic | Pressure |  | 1988-11-01 |  | 1988-11-01
9036008 | 1 | 1992-02-01 | Removed From Ground | Diesel | 10000 | Cathodically Protected Steel | Galvanized Steel | Not Marked
9036009 | 1 | 1986-01-01 | Removed From Ground | Other | 500 | Bare Steel | Unknown | Not Marked
9036009 | 2 | 1986-01-01 | Removed From Ground | Other | 500 | Bare Steel | Unknown | Not Marked
9036010 | BLUE | 1989-10-01 | Currently In Use | Gas | 10000 | Cathodically Protected Steel | Fiberglass Reinforced Plastic | Pressure |  | 1989-10-01 |  | 1989-10-01
9036010 | DIESEL | 1989-10-01 | Currently In Use | Diesel | 4000 | Cathodically Protected Steel | Fiberglass Reinforced Plastic | Pressure |  | 1989-10-01 |  | 1989-10-01
9036010 | SILVER | 1989-10-01 | Currently In Use | Gas | 10000 | Cathodically Protected Steel | Fiberglass Reinforced Plastic | Pressure |  | 1989-10-01 |  | 1989-10-01
9036010 | ULTIMATE | 1989-10-01 | Currently In Use | Gas | 10000 | Cathodically Protected Steel | Fiberglass Reinforced Plastic | Pressure |  | 1989-10-01 |  | 1989-10-01
9036012 | 1 | 1991-01-04 | Removed From Ground | Empty | 1000 | Bare Steel | Not Marked | Not Marked
9036012 | 2 | 1991-01-04 | Removed From Ground | Empty | 1000 | Bare Steel | Not Marked | Not Marked
9036012 | 3 | 1991-01-04 | Removed From Ground | Empty | 500 | Bare Steel | Not Marked | Not Marked
9036013 | 1 | 2002-08-14 | Removed From Ground | Diesel | 10000 | Double Walled | Fiberglass Reinforced Plastic | Pressure |  | 1989-05-30 |  | 1989-05-30
9036013 | 2 | 2004-09-03 | Currently In Use | Diesel | 10000 | Fiberglass Double Walled | Fiberglass Reinforced Plastic | Pressure |  | 1989-05-30 |  | 1989-05-30
9036014 | 1 | 1992-01-28 | Removed From Ground | Gas | 10000 | Bare Steel | Galvanized Steel | Not Marked
9036014 | 2 | 1992-01-28 | Removed From Ground | Gas | 10000 | Bare Steel | Galvanized Steel | Not Marked
9036015 | 1 | 1993-02-01 | Removed From Ground | Gas | 3000 | Not Marked/Unknown | Not Marked | Not Marked
9036015 | 2 | 1993-02-01 | Removed From Ground | Gas | 3000 | Not Marked/Unknown | Not Marked | Not Marked
9036015 | 3 | 1993-02-01 | Removed From Ground | Gas | 3000 | Not Marked/Unknown | Not Marked | Not Marked
9036015 | 4 | 1993-02-01 | Removed From Ground | Gas | 3000 | Not Marked/Unknown | Not Marked | Not Marked
9036017 | 1 | 1993-10-13 | Removed From Ground | Gas | 6000 | Bare Steel | Galvanized Steel | Pressure
9036017 | 2 | 1993-10-13 | Removed From Ground | Gas | 6000 | Bare Steel | Galvanized Steel | Pressure
9036017 | 3 | 1993-10-13 | Removed From Ground | Gas | 10000 | Bare Steel | Galvanized Steel | Pressure
9036018 | 1 | 1993-11-01 | Removed From Ground | Gas | 10000 | Not Marked/Unknown | Not Marked | Not Marked
9036018 | 10 | 1993-06-25 | Currently In Use | Kerosene | 1000 | Composite | Fiberglass Reinforced Plastic | Suction: No Valve At The Tank |  | 1993-06-25 |  | 1993-06-25
9036018 | 11 | 1994-01-14 | Currently In Use | Diesel | 10000 | Composite | Fiberglass Reinforced Plastic | Suction: No Valve At The Tank |  | 1993-06-25 |  | 1993-06-25
9036018 | 2 | 1993-11-01 | Removed From Ground | Gas | 10000 | Not Marked/Unknown | Not Marked | Not Marked
9036018 | 3 | 1993-11-01 | Removed From Ground | Gas | 3000 | Not Marked/Unknown | Not Marked | Not Marked
9036018 | 4 | 1993-11-01 | Removed From Ground | Gas | 3000 | Not Marked/Unknown | Not Marked | Not Marked
9036018 | 5 | 1993-11-01 | Removed From Ground | Diesel | 6000 | Not Marked/Unknown | Not Marked | Not Marked
9036018 | 6 | 1993-11-01 | Removed From Ground | Kerosene | 1000 | Not Marked/Unknown | Not Marked | Not Marked
9036018 | 7 | 1993-06-25 | Currently In Use | Gas | 8000 | Composite | Fiberglass Reinforced Plastic | Pressure |  | 1993-06-25 |  | 1993-06-25
9036018 | 8 | 1993-06-25 | Currently In Use | Gas | 8000 | Composite | Fiberglass Reinforced Plastic | Pressure |  | 1993-06-25 |  | 1993-06-25
9036018 | 9 | 1993-06-25 | Currently In Use | Gas | 8000 | Composite | Fiberglass Reinforced Plastic | Pressure |  | 1993-06-25 |  | 1993-06-25
9036019 | 1 | 1993-08-01 | Removed From Ground | Gas | 6000 | Bare Steel | Galvanized Steel | Not Marked
9036019 | 1D | 1993-07-01 | Currently In Use | Diesel | 10000 | STIP-3 | Single Wall Flex | Pressure |  | 1993-07-01 |  | 1993-07-01
9036019 | 2 | 1993-08-01 | Removed From Ground | Gas | 6000 | Bare Steel | Galvanized Steel | Not Marked
9036019 | 2G | 1993-07-01 | Currently In Use | Gas | 10000 | STIP-3 | Single Wall Flex | Pressure |  | 1993-07-01 |  | 1993-07-01
9036019 | 3 | 1993-08-01 | Removed From Ground | Kerosene | 250 | Bare Steel | Galvanized Steel | Not Marked
9036019 | 3G | 1993-07-10 | Currently In Use | Gas | 6000 | STIP-3 | Single Wall Flex | Pressure |  | 1993-07-10 |  | 1993-07-10
9036019 | 4K | 1993-07-10 | Currently In Use | Kerosene | 1000 | STIP-3 | Single Wall Flex | Pressure |  | 1993-07-10 |  | 1993-07-10
9036022 | 1 | 2002-08-13 | Removed From Ground | Gas | 10000 | Composite | Fiberglass Reinforced Plastic | Pressure |  | 1991-08-01 |  | 1991-08-01
9036022 | 2 | 2002-08-13 | Removed From Ground | Gas | 10000 | Composite | Fiberglass Reinforced Plastic | Pressure |  | 1991-08-01 |  | 1991-08-01
9036022 | 3 | 2002-08-13 | Removed From Ground | Gas | 20000 | Composite | Fiberglass Reinforced Plastic | Pressure |  | 1991-08-01 |  | 1991-08-01
9036022 | 4 | 2002-08-13 | Removed From Ground | Diesel | 10000 | Composite | Fiberglass Reinforced Plastic | Pressure |  | 1991-08-01 |  | 1991-08-01
9036023 | 1 | 1993-07-31 | Currently In Use | Gas | 15000 | Composite | Fiberglass Reinforced Plastic | Pressure |  | 1993-07-31 |  | 1993-07-31
9036023 | 2 | 1993-07-31 | Currently In Use | Gas | 10000 | Composite | Fiberglass Reinforced Plastic | Pressure |  | 1993-07-31 |  | 1993-07-31
9036023 | 3 | 1993-07-31 | Currently In Use | Diesel | 10000 | Composite | Fiberglass Reinforced Plastic | Pressure |  | 1993-07-31 |  | 1993-07-31
9036024 | 1 | 2002-09-29 | Removed From Ground Date Unknown | Gas | 3000 | Not Marked/Unknown | Not Marked | Not Marked
9036024 | 1 |  | Currently In Use | Gas | 3000 | Not Marked/Unknown | Not Marked | Not Marked
9036025 | 1 | 1993-08-11 | Currently In Use | Gas | 12158 | Steel-Galvanic | Fiberglass Reinforced Plastic | Pressure |  | 1993-08-11 |  | 1993-08-11
9036025 | 2 | 1993-08-11 | Currently In Use | Gas | 12158 | Steel-Galvanic | Fiberglass Reinforced Plastic | Pressure |  | 1993-08-11 |  | 1993-08-11
9036025 | 3 | 1993-08-11 | Currently In Use | Gas | 12158 | Steel-Galvanic | Fiberglass Reinforced Plastic | Pressure |  | 1993-08-11 |  | 1993-08-11
9036025 | 4 | 1993-08-11 | Currently In Use | Diesel | 10152 | Cathodically Protected Steel | Fiberglass Reinforced Plastic | Pressure |  | 1993-08-11 |  | 1993-08-11
9036025 | 5 | 1993-08-11 | Currently In Use | Other | 10152 | Steel-Galvanic | Fiberglass Reinforced Plastic | Pressure |  | 1993-08-11 |  | 1993-08-11
9036026 | 1 | 2015-11-12 | Removed From Ground | Gas | 12000 | Double Walled | Fiberglass Reinforced Plastic | Pressure |  | 1994-12-27 |  | 1994-12-27
9036026 | 2 | 2015-11-12 | Removed From Ground | Gas | 12000 | Double Walled | Fiberglass Reinforced Plastic | Pressure |  | 1994-12-27 |  | 1994-12-27
9036026 | 3 | 2015-11-12 | Removed From Ground | Gas | 12000 | Double Walled | Fiberglass Reinforced Plastic | Pressure |  | 1994-12-27 |  | 1994-12-27
9036026 | 4 | 2015-11-12 | Removed From Ground | Diesel | 10000 | Double Walled | Fiberglass Reinforced Plastic | Pressure |  | 1994-12-27 |  | 1994-12-27
9036026 | 5 | 2015-11-12 | Removed From Ground | Other | 10000 | Double Walled | Fiberglass Reinforced Plastic | Pressure |  | 1994-12-27 |  | 1994-12-27
9036026 | 6 | 2016-01-05 | Currently In Use | Gas | 20000 | Composite Double Walled | Fiberglass/Double Walled | Pressure | N | 2016-01-05 | N | 2016-01-02
9036026 | 7A | 2016-01-05 | Currently In Use | Gas | 7000 | Composite Double Walled | Fiberglass/Double Walled | Pressure | N | 2016-01-05 | N | 2016-01-05
9036026 | 7B | 2016-01-05 | Currently In Use | Diesel | 8000 | Composite Double Walled | Fiberglass/Double Walled | Pressure | N | 2016-01-05 | N | 2016-01-05
9036028 | 1 | 1992-01-01 | Removed From Ground | Heating Oil | 1000 | Not Marked/Unknown | Not Marked | Not Marked
9036029 | 1 | 1988-01-01 | Currently In Use | Gas | 10000 | STIP-3 | Fiberglass Reinforced Plastic | Pressure |  | 1988-01-01 |  | 1988-01-01
9036029 | 2 | 1988-01-01 | Currently In Use | Gas | 10000 | STIP-3 | Fiberglass Reinforced Plastic | Pressure |  | 1988-01-01 |  | 1988-01-01
9036029 | 3 | 1988-01-01 | Currently In Use | Gas | 10000 | STIP-3 | Fiberglass Reinforced Plastic | Pressure |  | 1988-01-01 |  | 1988-01-01
9036029 | 4 | 1988-01-01 | Currently In Use | Diesel | 2000 | STIP-3 | Fiberglass Reinforced Plastic | Pressure |  | 1988-01-01 |  | 1988-01-01
9036030 | 1 | 2016-03-04 | Removed From Ground | Gas | 20000 | Composite | Fiberglass/Double Walled | Pressure |  | 1994-06-01 |  | 1994-06-01
9036030 | 2 | 2016-02-24 | Removed From Ground | Gas | 10000 | Composite | Fiberglass Reinforced Plastic | Pressure |  | 1994-06-01 |  | 1994-06-01
9036031 | 1 |  | Removed From Ground Date Unknown | Gas | 3000 | Bare Steel | Galvanized Steel | Suction: No Valve At The Tank
9036031 | 2 |  | Removed From Ground Date Unknown | Diesel | 3000 | Bare Steel | Galvanized Steel | Suction: No Valve At The Tank
9036033 | 1 | 1995-10-31 | Removed From Ground | Other |  | Not Marked/Unknown | Unknown | Not Marked
9036034 | 1 | 1995-05-12 | Removed From Ground | Other | 500 | Not Marked/Unknown | Unknown | Not Marked
9036034 | 2 | 1995-05-12 | Removed From Ground | Other | 500 | Not Marked/Unknown | Unknown | Not Marked
9036034 | 3 | 1995-05-12 | Removed From Ground | Other | 1000 | Not Marked/Unknown | Unknown | Not Marked
9036035 | 1 | 2016-02-09 | Temporarily Out Of Use | Gas | 10000 | Steel-Galvanic | Fiberglass/Double Walled | Pressure |  | 1994-09-07 |  | 1994-09-07
9036035 | 2 | 2016-02-09 | Temporarily Out Of Use | Gas | 10000 | Steel-Galvanic | Fiberglass/Double Walled | Pressure |  | 1994-09-07 |  | 1994-09-07
9036035 | 3 | 2016-02-09 | Temporarily Out Of Use | Gas | 10000 | Steel-Galvanic | Fiberglass/Double Walled | Pressure |  | 1994-09-07 |  | 1994-09-07
9036035 | 4 | 2016-02-09 | Temporarily Out Of Use | Diesel | 6000 | Steel-Galvanic | Fiberglass/Double Walled | Pressure |  | 1994-09-07 |  | 1994-09-07
9036036 | 1 | 1995-12-07 | Removed From Ground | Gas | 1000 | Marked Unknown | Unknown | Not Marked
9036036 | 2 | 1995-12-07 | Removed From Ground | Gas | 1000 | Marked Unknown | Unknown | Not Marked
9036037 | 1 | 1995-12-12 | Removed From Ground | Gas | 6000 | Marked Unknown | Unknown | Not Marked
9036037 | 2 | 1995-12-12 | Removed From Ground | Gas | 6000 | Marked Unknown | Unknown | Not Marked
9036037 | 3 | 1995-12-12 | Removed From Ground | Gas | 6000 | Marked Unknown | Unknown | Not Marked
9036038 | 1 | 1991-09-26 | Currently In Use | Gas | 12000 | STIP-3 | Fiberglass Reinforced Plastic | Pressure |  | 1991-09-26 |  | 1991-09-26
9036038 | 2 | 1991-09-26 | Currently In Use | Gas | 8000 | STIP-3 | Fiberglass Reinforced Plastic | Pressure |  | 1991-09-26 |  | 1991-06-26
9036038 | 3 | 1991-09-26 | Currently In Use | Gas | 8000 | STIP-3 | Fiberglass Reinforced Plastic | Pressure |  | 1991-09-26 |  | 1991-09-26
9036038 | 4 | 1991-09-26 | Currently In Use | Diesel | 12000 | STIP-3 | Fiberglass Reinforced Plastic | Pressure |  | 1991-09-16 |  | 1991-09-26
9036039 | 4D | 1987-07-12 | Currently In Use | Diesel | 10000 | STIP-3 | Fiberglass Reinforced Plastic | Suction: No Valve At The Tank |  | 1993-07-30 |  | 1993-07-30
9036040 | 3D | 1987-08-15 | Currently In Use | Diesel | 10000 | STIP-3 | Fiberglass Reinforced Plastic | Suction: No Valve At The Tank |  | 1993-07-30 |  | 1993-07-30
9036041 | 1 | 1997-08-14 | Removed From Ground | Gas | 10000 | Bare Steel | Galvanized Steel | Suction: Valve At The Tank
9036041 | 2 | 1997-08-14 | Removed From Ground | Gas | 10000 | Bare Steel | Galvanized Steel | Suction: Valve At The Tank
9036041 | 3 | 1998-01-15 | Currently In Use | Gas | 8000 | Composite | Double Walled | Pressure |  | 1998-01-15 |  | 1998-01-15
9036041 | 4 | 1998-01-15 | Currently In Use | Gas | 7000 | Composite | Double Walled | Pressure |  | 1998-01-15 |  | 1998-01-15
9036042 | PLUS | 1996-12-27 | Removed From Ground | Gas | 1000 | Bare Steel | Galvanized Steel | Suction: Valve At The Tank
9036042 | SUP | 1996-12-27 | Removed From Ground | Gas | 1000 | Bare Steel | Galvanized Steel | Suction: Valve At The Tank
9036043 | 1 | 2010-09-15 | Removed From Ground | Diesel | 10000 | Steel-Galvanic | Fiberglass Reinforced Plastic | Pressure |  | 1993-08-23 |  | 1993-08-23
9036044 | 1 | 1995-03-09 | Currently In Use | Gas | 12000 | Double Walled | Fiberglass Reinforced Plastic | Pressure |  | 1995-03-15 |  | 1995-03-15
9036044 | 2 | 1995-03-09 | Currently In Use | Gas | 12000 | Double Walled | Secondary Containment | Pressure |  | 1995-03-15 |  | 1995-03-15
9036044 | 3 | 1995-03-09 | Currently In Use | Gas | 12000 | Double Walled | Fiberglass Reinforced Plastic | Pressure |  | 1995-03-15 |  | 1995-03-15
9036044 | 4 | 1995-03-09 | Currently In Use | Diesel | 12000 | Double Walled | Fiberglass Reinforced Plastic | Pressure |  | 1995-03-15 |  | 1995-03-15
9036045 | 1 | 1996-05-10 | Removed From Ground | Gas | 6000 | Bare Steel | Bare Steel | Suction: No Valve At The Tank
9036045 | 2 | 1996-05-10 | Removed From Ground | Gas | 6000 | Bare Steel | Bare Steel | Suction: No Valve At The Tank
9036046 | 1 | 1996-04-24 | Removed From Ground | Gas | 10000 | Bare Steel | Fiberglass Reinforced Plastic | Pressure |  | 1987-01-01 |  | 1987-01-01
9036047 | 1 |  | Removed From Ground Date Unknown | Gas | 2000 | Not Marked/Unknown | Not Marked | Not Marked
9036047 | 2 |  | Removed From Ground Date Unknown | Used Oil | 550 | Not Marked/Unknown | Not Marked | Not Marked | Y |  | Y
9036048 | 1 | 1998-05-07 | Removed From Ground | Gas | 10000 | Composite | Fiberglass Reinforced Plastic | Pressure |  | 1992-07-01
9036048 | 2 | 1998-05-07 | Removed From Ground | Diesel | 3000 | Composite | Fiberglass Reinforced Plastic | Pressure |  | 1992-07-01
9036049 | 1 | 1998-12-16 | Removed From Ground | Gas | 2000 | Bare Steel | Bare Steel | Suction: Valve At The Tank
9036049 | 2 | 1998-12-16 | Removed From Ground | Gas | 4000 | Bare Steel | Bare Steel | Suction: Valve At The Tank
9036049 | 3 | 1998-12-16 | Removed From Ground | Gas | 1000 | Bare Steel | Bare Steel | Suction: Valve At The Tank
9036049 | 4A | 2012-03-19 | Temporarily Out Of Use | Gas | 8000 | Composite | Fiberglass Reinforced Plastic | Pressure |  | 2000-05-10 |  | 2000-05-10
9036049 | 4B | 2012-03-19 | Temporarily Out Of Use | Gas | 4000 | Composite | Fiberglass Reinforced Plastic | Pressure |  | 2000-05-10 |  | 2000-05-10
9036050 | 1 | 1995-11-16 | Currently In Use | Diesel | 10000 | Composite | Fiberglass Reinforced Plastic | Suction: No Valve At The Tank |  | 1995-11-16 |  | 1995-11-16
9036050 | 2 | 1995-11-16 | Currently In Use | Diesel | 4000 | Composite | Fiberglass Reinforced Plastic | Suction: No Valve At The Tank |  | 2016-03-01 |  | 2016-03-01
9036050 | 3 | 2016-03-08 | Removed From Ground | Diesel | 4000 | Composite | Fiberglass Reinforced Plastic | Suction: No Valve At The Tank |  | 1997-12-15 |  | 1997-12-15
9036054 | 1 | 1996-02-22 | Currently In Use | Gas | 15000 | Composite | Single Wall Flex | Pressure |  | 1996-02-22 |  | 1996-02-22
9036054 | 2 | 1996-02-22 | Currently In Use | Gas | 10000 | Composite | Single Wall Flex | Pressure |  | 1996-02-22 |  | 1996-02-22
9036054 | 3 | 1996-02-22 | Currently In Use | Diesel | 6000 | Composite | Single Wall Flex | Pressure |  | 1996-02-22 |  | 1996-02-22
9036055 | 1 | 1997-01-01 | Removed From Ground | Gas | 1000 | Not Marked/Unknown | Not Marked | Not Marked
9036055 | 1 |  | Currently In Use | Gas | 1000 | Not Marked/Unknown | Not Marked | Not Marked
9036055 | 2 | 1997-01-01 | Removed From Ground | Diesel | 500 | Not Marked/Unknown | Not Marked | Not Marked
9036055 | 2 |  | Currently In Use | Diesel | 500 | Not Marked/Unknown | Not Marked | Not Marked
9036056 | 1 | 1996-08-20 | Currently In Use | Gas | 12000 | Double Walled | Fiberglass Reinforced Plastic | Pressure |  | 1996-09-20 |  | 1996-09-20
9036056 | 2 | 1996-09-20 | Currently In Use | Gas | 12000 | Double Walled | Fiberglass Reinforced Plastic | Pressure |  | 1996-09-20 |  | 1996-09-20
9036056 | 3 | 1996-09-20 | Currently In Use | Gas | 12000 | Double Walled | Fiberglass Reinforced Plastic | Pressure |  | 1996-09-20 |  | 1996-09-20
9036056 | 4 | 1996-09-20 | Currently In Use | Diesel | 12000 | Double Walled | Fiberglass Reinforced Plastic | Pressure |  | 1996-09-20 |  | 1996-09-20
9036056 | 5 | 1996-09-20 | Temporarily Out Of Use | Diesel | 8000 | Double Walled | Fiberglass Reinforced Plastic | Pressure |  | 1996-09-20 |  | 1996-09-20
9036057 | 1 | 1996-10-14 | Currently In Use | Gas | 12000 | Composite | Double Walled Flex | Pressure |  | 1996-10-14 |  | 1996-10-14
9036057 | 2 | 1996-10-14 | Currently In Use | Gas | 12000 | Composite | Double Walled Flex | Pressure |  | 1996-10-14 |  | 1996-10-14
9036058 | 1 | 1997-04-04 | Closed In Ground | Empty | 500 | Not Marked/Unknown | Not Marked | Not Marked
9036058 | 1 |  | Currently In Use | Empty | 500 | Not Marked/Unknown | Not Marked | Not Marked
9036059 | 1 | 1985-01-01 | Removed From Ground | Gas |  | Marked Unknown | Unknown | Not Marked
9036060 | 1 | 1997-12-01 | Currently In Use | Gas | 12000 | Composite | Fiberglass Reinforced Plastic | Pressure |  | 1998-04-01 |  | 1998-04-01
9036060 | 2 | 1997-12-01 | Currently In Use | Gas | 10000 | Composite | Fiberglass Reinforced Plastic | Pressure |  | 1998-04-01 |  | 1998-04-01
9036061 | 1 |  | Removed From Ground Date Unknown | Diesel | 2000 | Not Marked/Unknown | Not Marked | Not Marked
9036062 | 1 | 1999-10-01 | Currently In Use | Gas | 20000 | Composite | Fiberglass Reinforced Plastic | Pressure |  | 1999-12-01 |  | 1999-12-01
9036062 | 2A | 1999-10-01 | Currently In Use | Gas | 14000 | Composite | Fiberglass Reinforced Plastic | Pressure |  | 1999-12-01 |  | 1999-12-01
9036062 | 2B | 1999-10-01 | Currently In Use | Diesel | 6000 | Composite | Fiberglass Reinforced Plastic | Pressure |  | 1999-12-01 |  | 1999-12-01
9036063 | 1 | 2000-03-09 | Currently In Use | Gas | 10000 | Composite | Fiberglass Reinforced Plastic | Pressure |  | 2000-05-03 |  | 2000-05-03
9036063 | 2 | 2000-03-09 | Currently In Use | Gas | 15000 | Composite | Fiberglass Reinforced Plastic | Pressure |  | 2000-05-03 |  | 2000-05-03
9036064 | 1 | 2016-03-31 | Removed From Ground | Diesel | 12000 | Composite | Fiberglass Reinforced Plastic | Pressure |  | 2000-05-12 |  | 2000-05-12
9036065 | 1 |  | Removed From Ground Date Unknown | Gas |  | Not Marked/Unknown | Not Marked | Not Marked
9036065 | 2 |  | Removed From Ground Date Unknown | Gas |  | Not Marked/Unknown | Not Marked | Not Marked
9036066 | 1 | 2001-04-15 | Currently In Use | Gas | 20000 | Composite | Copper | Pressure |  | 2001-05-15 |  | 2001-05-15
9036066 | 2A | 2001-04-15 | Currently In Use | Gas | 12000 | Composite | Copper | Pressure |  | 2001-05-15 |  | 2001-05-15
9036066 | 2B | 2001-04-15 | Currently In Use | Diesel | 8000 | Composite | Copper | Pressure |  | 2001-05-15 |  | 2001-05-15
9036067 | 1A | 2001-12-20 | Currently In Use | Gas | 14000 | Fiberglass Double Walled | Double Walled Flex | Pressure |  | 2002-01-07 |  | 2002-01-07
9036067 | 1B | 2001-12-20 | Currently In Use | Gas | 7000 | Fiberglass Double Walled | Double Walled Flex | Pressure |  | 2002-01-07 |  | 2002-01-07
9036067 | 2A | 2001-12-20 | Currently In Use | Gas | 14000 | Fiberglass Double Walled | Double Walled Flex | Pressure |  | 2002-01-07 |  | 2002-01-07
9036067 | 2B | 2001-12-20 | Currently In Use | Diesel | 7000 | Fiberglass Double Walled | Double Walled Flex | Pressure |  | 2002-01-07 |  | 2002-01-07
9036068 | 1 | 2001-09-30 | Removed From Ground | Gas | 1000 | Marked Unknown | Unknown | Not Marked
9036068 | 2 | 2001-09-30 | Removed From Ground | Gas | 1000 | Marked Unknown | Unknown | Not Marked
9036068 | 3 | 2001-09-30 | Removed From Ground | Used Oil | 250 | Marked Unknown | Unknown | Not Marked
9037001 | 1 | 1995-02-06 | Removed From Ground | Gas | 4000 | Bare Steel | Galvanized Steel | Suction: No Valve At The Tank
9037001 | 2 | 1995-02-06 | Removed From Ground | Gas | 4000 | Bare Steel | Galvanized Steel | Suction: No Valve At The Tank
9037001 | 3 | 1995-02-06 | Removed From Ground | Gas | 4000 | Bare Steel | Galvanized Steel | Suction: No Valve At The Tank
9037001 | 4 | 1995-02-06 | Removed From Ground | Gas | 4000 | Bare Steel | Galvanized Steel | Suction: No Valve At The Tank
9037001 | 5 | 1995-02-09 | Temporarily Out Of Use | Gas | 8000 | Composite | Fiberglass Reinforced Plastic | Suction: No Valve At The Tank |  | 1995-02-15 |  | 1995-02-15
9037001 | 6A | 1995-02-09 | Temporarily Out Of Use | Gas | 4000 | Composite | Fiberglass Reinforced Plastic | Suction: No Valve At The Tank |  | 1995-02-15 |  | 1995-02-15
9037001 | 6B | 1995-02-09 | Temporarily Out Of Use | Gas | 4000 | Composite | Fiberglass Reinforced Plastic | Suction: No Valve At The Tank |  | 1995-02-15 |  | 1995-02-15
9037004 | 1 | 1991-08-12 | Removed From Ground | Gas | 3000 | Bare Steel | Galvanized Steel | Suction: Valve At The Tank
9037006 | 1 | 1991-10-01 | Currently In Use | Diesel | 10000 | Steel-Galvanic | Fiberglass Reinforced Plastic | Pressure |  | 1991-10-01 |  | 1991-10-01
9037006 | 2 | 1991-10-01 | Currently In Use | Gas | 10000 | Steel-Galvanic | Fiberglass Reinforced Plastic | Pressure |  | 1991-10-01 |  | 1991-10-01
9037006 | 3 | 1991-10-01 | Currently In Use | Gas | 8000 | Steel-Galvanic | Fiberglass Reinforced Plastic | Pressure |  | 1991-10-01 |  | 1991-10-01
9037006 | 4 | 2015-02-18 | Temporarily Out Of Use | Gas | 8000 | Steel-Galvanic | Fiberglass Reinforced Plastic | Pressure |  | 1991-10-01 |  | 1991-10-01
9037006 | 5 | 2015-02-18 | Temporarily Out Of Use | Diesel | 3000 | Steel-Galvanic | Fiberglass Reinforced Plastic | Pressure | N | 1994-04-05 | N | 1994-04-05
9037007 | 1 | 1993-10-10 | Currently In Use | Gas | 8000 | STIP-3 | Fiberglass Reinforced Plastic | Pressure |  | 1993-10-10 12:00 | Y | 1993-10-10 12:00
9037007 | 2 | 1993-10-10 | Currently In Use | Gas | 6000 | STIP-3 | Fiberglass Reinforced Plastic | Pressure |  | 1993-10-10 12:00 | Y | 1993-10-10 12:00
9037008 | 1 | 1995-06-25 | Removed From Ground | Other | 6000 | Bare Steel | Galvanized Steel | Pressure
9037009 | 1 | 2015-02-13 | Temporarily Out Of Use | Diesel | 8000 | Cathodically Protected Steel | Fiberglass Reinforced Plastic | Pressure |  | 1990-12-01 |  | 1990-12-01
9037009 | 2 | 2015-02-13 | Temporarily Out Of Use | Gas | 8000 | Cathodically Protected Steel | Fiberglass Reinforced Plastic | Pressure |  | 1990-12-01 |  | 1990-12-01
9037009 | 3 | 2015-02-13 | Temporarily Out Of Use | Gas | 10000 | Cathodically Protected Steel | Fiberglass Reinforced Plastic | Pressure |  | 1990-12-01 |  | 1990-12-01
9037010 | 1 | 1994-04-16 | Removed From Ground | Diesel | 10000 | Bare Steel | Galvanized Steel | Suction: No Valve At The Tank
9037011 | 1 | 2014-07-25 | Currently In Use | Gas | 20000 | Composite | Double Walled Flex | Pressure |  | 1992-04-01 |  | 1992-04-01
9037011 | 2 | 2014-07-25 | Currently In Use | Gas | 20000 | Composite | Double Walled Flex | Pressure |  | 1992-04-01 |  | 1992-04-01
9037011 | 3 | 2014-07-25 | Currently In Use | Gas | 20000 | Composite | Double Walled Flex | Pressure |  | 1992-04-01 |  | 1992-04-01
9037012 | 1 | 1993-06-15 | Currently In Use | Gas | 20000 | Tank Jacket | Fiberglass Reinforced Plastic | Pressure |  | 1993-07-09 |  | 1993-07-09
9037012 | 2 | 1993-06-15 | Currently In Use | Gas | 20000 | Tank Jacket | Fiberglass Reinforced Plastic | Pressure |  | 1993-07-09 |  | 1993-07-09
9037012 | 3 | 1993-06-15 | Currently In Use | Gas | 20000 | Tank Jacket | Fiberglass Reinforced Plastic | Pressure |  | 1993-07-09 |  | 1993-07-09
9037013 | 1 |  | Removed From Ground Date Unknown | Other | 250 | Not Marked/Unknown | Not Marked | Not Marked
9037014 | 1A | 1995-01-01 | Currently In Use | Gas | 8000 | STIP-3 | Fiberglass Reinforced Plastic | Pressure |  | 1995-01-01 |  | 1995-01-01
9037014 | 1B | 1995-01-01 | Currently In Use | Gas | 4000 | STIP-3 | Fiberglass Reinforced Plastic | Pressure | N | 1995-01-01 | N | 1995-01-01
9037015 | 1 | 1995-08-08 | Removed From Ground | Gas | 2000 | Marked Unknown | Unknown | Not Marked
9037015 | 2 | 1995-08-08 | Removed From Ground | Gas | 2000 | Marked Unknown | Unknown | Not Marked
9037015 | 3 | 1995-08-08 | Removed From Ground | Diesel | 2000 | Marked Unknown | Unknown | Not Marked
9037015 | 4 | 1995-08-08 | Removed From Ground | Used Oil | 1000 | Marked Unknown | Unknown | Not Marked | Y |  | Y
9037016 | 1 | 1987-08-06 | Currently In Use | Gas | 10000 | Steel-Galvanic | Fiberglass Reinforced Plastic | Pressure |  | 1993-09-27 |  | 1993-09-27
9037016 | 2 | 1987-08-06 | Currently In Use | Diesel | 10000 | Steel-Galvanic | Fiberglass Reinforced Plastic | Pressure |  | 1993-09-27 |  | 1993-09-27
9037016 | 3A | 1993-09-27 | Currently In Use | Gas | 6000 | Steel-Impressed Current | Fiberglass Reinforced Plastic | Pressure |  | 1993-09-27 |  | 1993-09-27
9037016 | 3B | 1983-09-27 | Currently In Use | Diesel | 4000 | Steel-Impressed Current | Fiberglass Reinforced Plastic | Pressure |  | 1993-09-27 |  | 1993-09-27
9037017 | 2 | 1997-04-01 | Removed From Ground | Gas | 2000 | Cathodically Protected Steel | Fiberglass Reinforced Plastic | Suction: Valve At The Tank
9037017 | 3 | 1997-04-01 | Removed From Ground | Diesel | 12000 | Cathodically Protected Steel | Fiberglass Reinforced Plastic | Suction: Valve At The Tank
9037018 | 1 | 1987-01-01 | Currently In Use | Gas | 8000 | STIP-3 | Fiberglass Reinforced Plastic | Pressure |  | 1999-01-04 |  | 1999-01-04
9037018 | 2 | 1987-01-01 | Currently In Use | Gas | 8000 | STIP-3 | Fiberglass Reinforced Plastic | Pressure |  | 1999-01-04 |  | 1999-01-04
9037018 | 3 | 1987-01-01 | Currently In Use | Gas | 8000 | STIP-3 | Fiberglass Reinforced Plastic | Pressure |  | 1999-01-04 |  | 1999-01-04
9037019 | 1 | 1998-12-15 | Removed From Ground | Heating Oil | 2000 | Bare Steel | Galvanized Steel | Suction: Valve At The Tank
9037019 | 2 | 1998-12-15 | Removed From Ground | Heating Oil | 550 | Bare Steel | Copper | Suction: Valve At The Tank
9037021 | 1 | 1991-05-01 | Currently In Use | Gas | 10000 | STIP-3 | Fiberglass Reinforced Plastic | Pressure |  | 2004-05-05 12:00 |  | 2004-05-05 12:00
9037021 | 2 | 1991-05-01 | Currently In Use | Gas | 8000 | STIP-3 | Fiberglass Reinforced Plastic | Pressure |  | 2004-05-05 12:00 |  | 2004-05-05 12:00
9037022 | 1 | 1998-12-30 | Removed From Ground | Diesel | 4000 | Bare Steel | Unknown | Pressure
9037022 | 10 | 1998-12-30 | Removed From Ground | Other | 3000 | Bare Steel | Bare Steel | Not Marked
9037022 | 11 | 1998-12-30 | Removed From Ground | Other | 2000 | Bare Steel | Bare Steel | Not Marked
9037022 | 12 | 1998-12-30 | Removed From Ground | Diesel | 8000 | Not Marked/Unknown | Not Marked | Not Marked
9037022 | 2 | 1998-12-30 | Removed From Ground | Diesel | 4000 | Bare Steel | Unknown | Pressure
9037022 | 3 | 1998-12-30 | Removed From Ground | Diesel | 4000 | Bare Steel | Unknown | Pressure
9037022 | 4 | 1998-12-30 | Removed From Ground | Diesel | 6000 | Bare Steel | Unknown | Pressure
9037022 | 5 | 1998-12-30 | Removed From Ground | Diesel | 6000 | Bare Steel | Unknown | Pressure
9037022 | 6 | 1998-12-30 | Removed From Ground | Diesel | 6000 | Bare Steel | Bare Steel | Not Marked
9037022 | 7 | 1998-12-30 | Removed From Ground | Gas | 2000 | Bare Steel | Bare Steel | Not Marked
9037022 | 8 | 1998-12-30 | Removed From Ground | Other | 5000 | Bare Steel | Bare Steel | Not Marked
9037022 | 9 | 1998-12-30 | Removed From Ground | Other | 3000 | Bare Steel | Bare Steel | Not Marked
9037023 | 1 | 2014-03-18 | Removed From Ground | Aviation Gas/AV Gas | 10000 | Cathodically Protected Steel | Fiberglass Reinforced Plastic | Suction: Valve At The Tank |  | 1990-06-01 |  | 1990-06-01
9037023 | 2 | 1999-02-04 | Removed From Ground | Other | 2000 | Bare Steel | Galvanized Steel | Suction: Valve At The Tank
9037023 | 3 | 1999-02-04 | Removed From Ground | Other | 2000 | Bare Steel | Galvanized Steel | Suction: Valve At The Tank
9037025 | 1 |  | Removed From Ground Date Unknown | Gas | 10000 | Not Marked/Unknown | Not Marked | Not Marked
9037025 | 2 |  | Removed From Ground Date Unknown | Gas | 10000 | Not Marked/Unknown | Not Marked | Not Marked
9037025 | 3 |  | Removed From Ground Date Unknown | Gas | 5000 | Not Marked/Unknown | Not Marked | Not Marked
9037026 | 1 | 1997-03-06 | Removed From Ground | Gas | 3000 | Not Marked/Unknown | Not Marked | Not Marked
9037026 | 2 | 1997-03-06 | Removed From Ground | Gas | 3000 | Not Marked/Unknown | Not Marked | Not Marked
9037026 | 3 | 1997-03-06 | Removed From Ground | Gas | 3000 | Not Marked/Unknown | Not Marked | Not Marked
9037026 | 4 | 1997-03-06 | Removed From Ground | Gas | 1000 | Not Marked/Unknown | Not Marked | Not Marked
9037026 | 5 | 1997-03-06 | Removed From Ground | Gas | 1000 | Not Marked/Unknown | Not Marked | Not Marked
9037026 | 6 | 1997-03-06 | Removed From Ground | Gas | 1000 | Not Marked/Unknown | Not Marked | Not Marked
9037028 | 1 |  | Removed From Ground Date Unknown | Gas | 10000 | Marked Unknown | Not Marked | Not Marked
9037028 | 1A | 2002-07-01 | Currently In Use | Gasohol | 16000 | Composite | Double Walled Flex | Pressure | N | 2002-07-01 12:00 | N | 2002-07-01 12:00
9037028 | 1B | 2002-07-01 | Currently In Use | Gasohol | 4000 | Composite | Double Walled Flex | Pressure | N | 2002-07-01 12:00 | N | 2002-07-01 12:00
9037028 | 2 |  | Removed From Ground Date Unknown | Gas | 10000 | Marked Unknown | Not Marked | Not Marked
9037028 | 3 |  | Removed From Ground Date Unknown | Gas | 10000 | Marked Unknown | Not Marked | Not Marked
9037028 | 4 |  | Removed From Ground Date Unknown | Gas | 10000 | Marked Unknown | Not Marked | Not Marked
9037029 | 1 | 1998-11-01 | Removed From Ground | Gas | 8000 | Marked Unknown | Not Marked | Not Marked
9037029 | 2 | 1998-11-01 | Removed From Ground | Gas | 8000 | Marked Unknown | Not Marked | Not Marked
9037029 | 3 | 1998-11-01 | Removed From Ground | Gas | 8000 | Marked Unknown | Not Marked | Not Marked
9037030 | 1 |  | Removed From Ground Date Unknown | Gas | 10000 | Marked Unknown | Not Marked | Not Marked
9037030 | 2 |  | Removed From Ground Date Unknown | Gas | 10000 | Marked Unknown | Not Marked | Not Marked
9037030 | 3 |  | Removed From Ground Date Unknown | Gas | 10000 | Marked Unknown | Not Marked | Not Marked
9037031 | 1 | 1998-08-27 | Removed From Ground | Gas | 1000 | Bare Steel | Bare Steel | Suction: No Valve At The Tank
9037032 | 1 | 1999-01-13 | Removed From Ground | Gas | 3000 | Bare Steel | Galvanized Steel | Suction: Valve At The Tank
9037032 | 2 | 1999-01-13 | Removed From Ground | Gas | 3000 | Bare Steel | Galvanized Steel | Suction: Valve At The Tank
9037033 | 1 | 1999-04-19 | Removed From Ground | Used Oil | 500 | Bare Steel | Not Marked | Not Marked | Y |  | Y
9037033 | 2 | 1999-04-19 | Removed From Ground | Gas | 2000 | Bare Steel | Not Marked | Not Marked
9037033 | 3 | 1999-04-19 | Removed From Ground | Gas | 2000 | Bare Steel | Not Marked | Not Marked
9037033 | 4 | 1999-04-19 | Removed From Ground | Gas | 2000 | Bare Steel | Not Marked | Not Marked
9037034 | 1 | 2001-08-09 | Removed From Ground | Gas | 1000 | Bare Steel | Galvanized Steel | Suction: Valve At The Tank
9037034 | 2 | 2012-11-13 | Temporarily Out Of Use | Gas | 2500 | Fiberglass Double Walled | Fiberglass Reinforced Plastic | Suction: No Valve At The Tank | N | 2001-07-01 | N | 2001-07-01
9037035 | 1 | 1996-06-01 | Currently In Use | Diesel | 20000 | Composite | Double Walled Flex | Pressure |  | 1996-06-01 |  | 1996-06-01
9037035 | 2 | 1996-06-01 | Currently In Use | Diesel | 20000 | Composite | Double Walled Flex | Pressure |  | 1996-06-01 |  | 1996-06-01
9037035 | 3 | 1996-06-01 | Currently In Use | Diesel | 20000 | Composite | Double Walled Flex | Pressure |  | 1996-06-01 |  | 1996-06-01
9037035 | 4 | 1996-06-01 | Currently In Use | Diesel | 20000 | Composite | Double Walled Flex | Pressure |  | 1996-06-01 |  | 1996-06-01
9037035 | 5A | 1996-06-01 | Currently In Use | Gas | 14000 | Composite | Double Walled Flex | Pressure |  | 1996-06-01 |  | 1996-06-01
9037035 | 5B | 1996-06-01 | Currently In Use | Gas | 6000 | Composite | Double Walled Flex | Pressure |  | 1996-06-01 |  | 1996-06-01
9037036 | 1 | 1998-11-01 | Removed From Ground | Gas | 8000 | Bare Steel | Galvanized Steel | Suction: Valve At The Tank
9037036 | 2 | 1998-11-01 | Removed From Ground | Gas | 8000 | Bare Steel | Galvanized Steel | Suction: Valve At The Tank
9037036 | 3 | 1998-11-01 | Removed From Ground | Gas | 3000 | Bare Steel | Galvanized Steel | Suction: Valve At The Tank
9038001 | 1 |  | Removed From Ground Date Unknown | Gas | 1000 | Not Marked/Unknown | Not Marked | Not Marked
9038002 | 1 | 1992-05-11 | Removed From Ground | Gas | 1000 | Bare Steel | Galvanized Steel | Suction: No Valve At The Tank
9038002 | 2 | 1992-05-11 | Removed From Ground | Gas | 1000 | Bare Steel | Galvanized Steel | Suction: No Valve At The Tank
9038002 | 3 | 1992-05-11 | Removed From Ground | Diesel | 12000 | Bare Steel | Galvanized Steel | Suction: No Valve At The Tank
9038002 | 4 | 1992-05-11 | Removed From Ground | Gas | 550 | Bare Steel | Galvanized Steel | Suction: No Valve At The Tank
9038003 | 1 | 1990-01-01 | Currently In Use | Diesel | 20000 | Composite | Fiberglass Reinforced Plastic | Pressure | N | 1989-11-01 12:00 | N | 1989-11-01 12:00
9038003 | 2 | 1990-01-01 | Currently In Use | New Oil | 1000 | Composite | Fiberglass Reinforced Plastic | Suction: No Valve At The Tank | N | 1989-11-01 12:00 | N | 1989-11-01 12:00
9038003 | 3 | 1990-01-01 | Currently In Use | Used Oil | 1000 | Composite | Fiberglass Reinforced Plastic | Gravity Fed | Y | 1989-11-10 12:00 | Y | 1989-11-01 12:00
9038004 | 1 | 1999-09-27 | Removed From Ground | Diesel | 10000 | Bare Steel | Unknown | Not Marked
9038005 | 1 | 1988-05-01 | Closed In Ground | Gas | 10000 | Marked Unknown | Unknown | Not Marked
9038006 | 1 | 1986-08-15 | Removed From Ground | Gas | 6000 | Bare Steel | Galvanized Steel | Not Marked
9038007 | 1 | 2001-11-15 | Removed From Ground | Gas | 6000 | Cathodically Protected Steel | Fiberglass Reinforced Plastic | Pressure |  | 1989-04-01 |  | 1989-04-01
9038007 | 1 |  | Temporarily Out Of Use | Gas | 6000 | Cathodically Protected Steel | Fiberglass Reinforced Plastic | Pressure |  | 1989-04-01 |  | 1989-04-01
9038007 | 2 | 2001-11-15 | Removed From Ground | Gas | 6000 | Cathodically Protected Steel | Fiberglass Reinforced Plastic | Pressure |  | 1989-04-01 |  | 1989-04-01
9038007 | 2 |  | Temporarily Out Of Use | Gas | 6000 | Cathodically Protected Steel | Fiberglass Reinforced Plastic | Pressure |  | 1989-04-01 |  | 1989-04-01
9038007 | 3 | 2001-11-15 | Removed From Ground | Gas | 6000 | Cathodically Protected Steel | Fiberglass Reinforced Plastic | Pressure |  | 1989-04-01 |  | 1989-04-01
9038007 | 3 |  | Temporarily Out Of Use | Gas | 6000 | Cathodically Protected Steel | Fiberglass Reinforced Plastic | Pressure |  | 1989-04-01 |  | 1989-04-01
9038007 | 4 | 2001-11-15 | Removed From Ground | Diesel | 6000 | Cathodically Protected Steel | Fiberglass Reinforced Plastic | Pressure |  | 1989-04-01 |  | 1989-04-01
9038007 | 4 |  | Temporarily Out Of Use | Diesel | 6000 | Cathodically Protected Steel | Fiberglass Reinforced Plastic | Pressure |  | 1989-04-01 |  | 1989-04-01
9038007 | 5 | 2001-11-15 | Removed From Ground | Kerosene | 2000 | Cathodically Protected Steel | Fiberglass Reinforced Plastic | Pressure |  | 1989-04-01 |  | 1989-04-01
9038007 | 5 |  | Temporarily Out Of Use | Kerosene | 2000 | Cathodically Protected Steel | Fiberglass Reinforced Plastic | Pressure |  | 1989-04-01 |  | 1989-04-01
9038007 | 6A | 2002-03-02 | Currently In Use | Gas | 12000 | Epoxy | Double Walled | Pressure | N | 2002-03-04 | N | 2002-03-04
9038007 | 6B | 2002-03-02 | Currently In Use | Gas | 8000 | Epoxy | Double Walled | Pressure | N | 2002-03-04 | N | 2002-03-04
9038007 | 7A | 2002-03-02 | Currently In Use | Diesel | 8000 | Epoxy | Double Walled | Pressure | N | 2002-03-04 | N | 2002-03-04
9038007 | 7B | 2002-03-02 | Currently In Use | Diesel | 4000 | Epoxy | Double Walled | Pressure | N | 2002-03-04 | N | 2002-03-04
9038008 | 1 | 1996-01-19 | Removed From Ground | Used Oil | 500 | Bare Steel | Fiberglass Reinforced Plastic | Not Marked | Y |  | Y
9038009 | G | 1991-12-07 | Removed From Ground | Gas | 6000 | Epoxy | Galvanized Steel | Suction: No Valve At The Tank
9038009 | H | 1991-12-07 | Removed From Ground | Gas | 4000 | Epoxy | Galvanized Steel | Suction: No Valve At The Tank
9038011 | 1 | 1991-01-01 | Currently In Use | Gas | 8000 | Cathodically Protected Steel | Fiberglass Reinforced Plastic | Pressure |  | 1991-01-01 |  | 1991-01-01
9038011 | 2 | 1991-01-01 | Currently In Use | Gas | 8000 | Cathodically Protected Steel | Fiberglass Reinforced Plastic | Pressure |  | 1991-01-01 |  | 1991-01-01
9038011 | 3 | 1991-01-01 | Currently In Use | Gas | 8000 | Cathodically Protected Steel | Fiberglass Reinforced Plastic | Pressure |  | 1991-01-01 |  | 1991-01-01
9038011 | 4 | 1991-01-01 | Currently In Use | Diesel | 6000 | Cathodically Protected Steel | Fiberglass Reinforced Plastic | Pressure |  | 1991-01-01 |  | 1991-01-01
9038012 | 1 | 1991-07-08 | Currently In Use | Gas | 10000 | STIP-3 | Fiberglass Reinforced Plastic | Pressure |  | 1991-07-08 |  | 1991-07-08
9038012 | 2 | 1991-07-08 | Currently In Use | Gas | 10000 | STIP-3 | Fiberglass Reinforced Plastic | Pressure |  | 1991-07-08 |  | 1991-07-08
9038012 | 3 | 1991-07-08 | Currently In Use | Gas | 10000 | STIP-3 | Fiberglass Reinforced Plastic | Pressure |  | 1991-07-08 |  | 1991-07-08
9038012 | 4 | 1991-07-08 | Currently In Use | Diesel | 15000 | STIP-3 | Fiberglass Reinforced Plastic | Pressure |  | 1991-07-08 |  | 1991-07-08
9038012 | 5 | 1991-07-08 | Currently In Use | Diesel | 15000 | STIP-3 | Fiberglass Reinforced Plastic | Pressure |  | 1991-07-08 |  | 1991-07-08
9038012 | 6 | 1991-07-08 | Currently In Use | Other | 2000 | STIP-3 | Fiberglass Reinforced Plastic | Pressure |  | 1991-07-08 |  | 1991-07-08
9038013 | 1 | 2003-08-04 | Removed From Ground | Gas | 10000 | Composite | Fiberglass Reinforced Plastic | Pressure |  | 1990-01-01 |  | 1990-01-01
9038013 | 2 | 2003-08-04 | Removed From Ground | Gas | 10000 | Composite | Fiberglass Reinforced Plastic | Pressure |  | 1990-01-01 |  | 1990-01-01
9038013 | 3 | 2003-08-04 | Removed From Ground | Gas | 10000 | Composite | Fiberglass Reinforced Plastic | Pressure |  | 1990-01-01 |  | 1990-01-01
9038013 | 4 | 2003-08-04 | Removed From Ground | Diesel | 6000 | Composite | Fiberglass Reinforced Plastic | Pressure |  | 1990-01-01 |  | 1990-01-01
9038013 | 5 | 2003-10-15 | Currently In Use | Gas | 15000 | Composite Double Walled | Double Walled Flex | Pressure | N | 2003-10-15 | N | 2003-10-15
9038013 | 6 | 2003-10-15 | Currently In Use | Gas | 15000 | Composite Double Walled | Double Walled Flex | Pressure | N | 2003-10-15 | N | 2003-10-15
9038013 | 7 | 2003-10-15 | Currently In Use | Diesel | 8000 | Composite Double Walled | Double Walled Flex | Pressure | N | 2003-10-15 | N | 2003-10-15
9038014 | 1 | 1988-01-01 | Currently In Use | Gas | 8000 | Steel-Galvanic | Fiberglass Reinforced Plastic | Pressure |  | 1994-10-15 |  | 1994-10-15
9038014 | 2 | 2015-09-23 | Temporarily Out Of Use | Gas | 8000 | Steel-Galvanic | Cathodically Protected | Pressure |  | 1994-10-15 |  | 1994-10-15
9038014 | 3 | 1988-01-01 | Currently In Use | Gas | 8000 | Steel-Galvanic | Cathodically Protected | Pressure |  | 1994-10-15 |  | 1994-10-15
9038014 | 4 | 1988-01-01 | Currently In Use | Diesel | 4000 | Steel-Galvanic | Cathodically Protected | Pressure |  | 1994-10-15 |  | 1994-10-15
9038014 | 5 | 1988-01-01 | Currently In Use | Other | 2000 | Steel-Galvanic | Cathodically Protected | Pressure |  | 1994-10-15 |  | 1994-10-15
9038015 | 1 | 1991-12-06 | Removed From Ground | Gas | 6000 | Bare Steel | Galvanized Steel | Suction: No Valve At The Tank
9038015 | 2 | 1992-05-01 | Removed From Ground | Diesel | 10000 | Bare Steel | Galvanized Steel | Suction: No Valve At The Tank
9038015 | 3 | 1991-12-06 | Removed From Ground | Gas | 4000 | Bare Steel | Galvanized Steel | Suction: No Valve At The Tank
9038016 | 1 | 1998-04-28 | Removed From Ground | Other | 4000 | Fiberglass | Galvanized Steel | Suction: Valve At The Tank
9038016 | 2 | 1998-04-28 | Removed From Ground | Other | 2000 | Fiberglass | Galvanized Steel | Suction: Valve At The Tank
9038016 | 3 | 1998-04-28 | Removed From Ground | Other | 1000 | Fiberglass | Galvanized Steel | Suction: Valve At The Tank
9038016 | 4 | 1998-04-28 | Removed From Ground | Other | 550 | Fiberglass | Galvanized Steel | Suction: Valve At The Tank
9038016 | 5 | 1998-04-24 | Removed From Ground | Diesel | 2000 | Fiberglass | Galvanized Steel | Suction: Valve At The Tank
9038017 | 1 | 1993-02-13 | Removed From Ground | Gas | 1 | Marked Unknown | Unknown | Not Marked
9038017 | 2 | 1993-02-13 | Removed From Ground | Gas | 1 | Marked Unknown | Unknown | Not Marked
9038018 | 1 |  | Permanently Out Of Use | Gas | 250 | Marked Unknown | Unknown | Not Marked
9038019 | 1 |  | Permanently Out Of Use | Gas | 250 | Marked Unknown | Unknown | Not Marked
9038020 | 1 |  | Removed From Ground Date Unknown | Gas | 1000 | Marked Unknown | Unknown | Not Marked
9038020 | 2 |  | Removed From Ground Date Unknown | Gas | 1000 | Marked Unknown | Unknown | Not Marked
9038020 | 3 |  | Removed From Ground Date Unknown | Gas | 500 | Not Marked/Unknown | Not Marked | Not Marked
9038021 | 1 | 1992-12-09 | Removed From Ground | Gas | 560 | Bare Steel | Galvanized Steel | Not Marked
9038021 | 2 | 1992-12-09 | Removed From Ground | Gas | 1065 | Bare Steel | Galvanized Steel | Not Marked
9038023 | 1 | 2014-02-25 | Removed From Ground | Diesel | 10000 | Marked Unknown | Unknown | Not Marked
9038023 | 1 |  | Currently In Use | Diesel | 10000 | Marked Unknown | Unknown | Not Marked
9038023 | 2 | 1999-12-08 | Removed From Ground | Diesel | 560 | Bare Steel | Copper | Suction: No Valve At The Tank
9038024 | 1 | 1992-12-15 | Removed From Ground | Gas | 1000 | Bare Steel | Galvanized Steel | Pressure
9038024 | 2 | 1992-12-15 | Removed From Ground | Gas | 1000 | Bare Steel | Galvanized Steel | Pressure
9038024 | 3 | 1992-12-15 | Removed From Ground | Other | 10000 | Bare Steel | Galvanized Steel | Pressure
9038025 | 1 | 1992-07-21 | Removed From Ground | Gas | 1000 | Bare Steel | Bare Steel | Suction: Valve At The Tank
9038025 | 2 | 1992-07-21 | Removed From Ground | Gas | 1000 | Bare Steel | Bare Steel | Suction: Valve At The Tank
9038025 | 3 | 1982-01-01 | Removed From Ground | Used Oil | 500 | Bare Steel | Bare Steel | Gravity Fed
9038026 | 10397-1 | 1993-05-24 | Removed From Ground | Gas | 1060 | Bare Steel | Bare Steel | Not Marked
9038026 | 10397-2 | 1993-05-24 | Removed From Ground | Gas | 500 | Bare Steel | Bare Steel | Not Marked
9038027 | 1 | 1989-09-18 | Currently In Use | Diesel | 3000 | STIP-3 | Galvanic | Suction: Valve At The Tank |  | 1989-09-18 |  | 1989-09-18
9038028 | 1 | 2006-10-10 | Removed From Ground | Gas | 6000 | Cathodically Protected Steel | Fiberglass Reinforced Plastic | Pressure |  | 1998-09-01 |  | 1998-09-01
9038028 | 2 | 2006-10-10 | Removed From Ground | Gas | 8000 | Cathodically Protected Steel | Fiberglass Reinforced Plastic | Pressure |  | 1998-09-01 |  | 1998-09-01
9038028 | 3 | 2006-10-10 | Removed From Ground | Gas | 6000 | Cathodically Protected Steel | Fiberglass Reinforced Plastic | Pressure |  | 1998-09-01 |  | 1998-09-01
9038028 | 4 | 2006-10-10 | Removed From Ground | Gas | 6000 | Cathodically Protected Steel | Fiberglass Reinforced Plastic | Pressure |  | 1998-09-01 |  | 1998-09-01
9038028 | 5 | 2006-10-10 | Removed From Ground | Gas | 6000 | Cathodically Protected Steel | Fiberglass Reinforced Plastic | Pressure |  | 1998-09-01 |  | 1998-09-01
9038028 | 6 | 1998-08-01 | Removed From Ground | Diesel | 15000 | Cathodically Protected Steel | Fiberglass Reinforced Plastic | Pressure |  | 1998-09-01 |  | 1998-09-01
9038028 | 7 | 2006-10-16 | Currently In Use | Gas | 12000 | Composite | Fiberglass/Double Walled | Pressure | N | 2006-10-16 | N | 2006-10-16
9038028 | 8A | 2006-10-16 | Currently In Use | Gas | 6000 | Composite | Fiberglass/Double Walled | Pressure | N | 2006-10-16 | N | 2006-10-16
9038028 | 8B | 2006-10-16 | Currently In Use | Diesel | 6000 | Composite | Fiberglass/Double Walled | Pressure | N | 2006-10-16 | N | 2006-10-16
9038030 | 1 | 1995-07-07 | Removed From Ground | Empty | 2000 | Bare Steel | Galvanized Steel | Suction: No Valve At The Tank
9038030 | 2 | 1995-07-07 | Removed From Ground | Empty | 2000 | Bare Steel | Bare Steel | Suction: Valve At The Tank
9038030 | 3 | 1995-07-07 | Removed From Ground | Empty | 1000 | Bare Steel | Bare Steel | Suction: Valve At The Tank
9038030 | 4 | 1995-07-07 | Removed From Ground | Empty | 550 | Bare Steel | Bare Steel | Suction: Valve At The Tank
9038031 | 0 | 1994-04-15 | Removed From Ground | Diesel | 8000 | Not Marked/Unknown | Not Marked | Not Marked
9038032 | 1 | 1990-02-19 | Currently In Use | Gas | 12000 | Steel-Impressed Current | Impressed Current | Pressure |  | 1997-09-24 |  | 1997-09-24
9038032 | 2 | 1990-02-19 | Currently In Use | Gas | 8000 | Steel-Impressed Current | Impressed Current | Pressure |  | 1997-09-24 |  | 1997-09-24
9038032 | 3 | 1990-02-19 | Currently In Use | Gas | 8000 | Steel-Impressed Current | Impressed Current | Pressure |  | 1997-09-24 |  | 1997-09-24
9038032 | 4 | 1990-02-19 | Currently In Use | Diesel | 8000 | Steel-Impressed Current | Impressed Current | Pressure |  | 1997-09-24 |  | 1997-09-24
9038032 | 5 | 2016-12-19 | Temporarily Out Of Use | Kerosene | 8000 | Steel-Impressed Current | Impressed Current | Pressure |  | 1997-09-24 |  | 1997-09-24
9038033 | 1 | 1989-04-07 | Currently In Use | Gas | 12000 | Steel-Impressed Current | Impressed Current | Pressure |  | 1997-10-07 12:00 | Y | 1997-10-07 12:00
9038033 | 2 | 1989-04-07 | Currently In Use | Gas | 8000 | Steel-Impressed Current | Impressed Current | Pressure |  | 1997-10-07 12:00 | Y | 1997-10-07 12:00
9038033 | 3 | 1989-04-07 | Currently In Use | Gas | 8000 | Steel-Impressed Current | Impressed Current | Pressure |  | 1997-10-07 12:00 | Y | 1997-10-07 12:00
9038033 | 4 | 1989-04-07 | Currently In Use | Diesel | 8000 | Steel-Impressed Current | Impressed Current | Pressure |  | 1997-10-07 12:00 | Y | 1997-10-07 12:00
9038033 | 5 | 1989-04-07 | Currently In Use | Kerosene | 8000 | Steel-Impressed Current | Impressed Current | Pressure |  | 1997-10-07 12:00 | Y | 1997-10-07 12:00
9038034 | 1 | 1997-10-10 | Currently In Use | Gas | 8000 | Steel-Impressed Current | Cathodically Protected | Pressure |  | 1997-08-28 |  | 1997-08-28
9038034 | 2 | 1989-10-10 | Currently In Use | Gas | 8000 | Cathodically Protected Steel | Cathodically Protected | Pressure |  | 1997-08-28 |  | 1997-08-28
9038034 | 3 | 1989-10-10 | Currently In Use | Gas | 8000 | Cathodically Protected Steel | Cathodically Protected | Pressure |  | 1997-08-28 |  | 1997-08-28
9038034 | 4 | 1989-10-10 | Currently In Use | Diesel | 8000 | Cathodically Protected Steel | Cathodically Protected | Pressure |  | 1997-08-28 |  | 1997-08-28
9038034 | 5 | 1989-10-10 | Currently In Use | Kerosene | 12000 | Cathodically Protected Steel | Cathodically Protected | Pressure |  | 1997-08-28 |  | 1997-08-28
9038035 | 1 | 1993-01-16 | Removed From Ground | Gas | 500 | Not Marked/Unknown | Not Marked | Not Marked
9038036 | 1 | 1993-01-16 | Removed From Ground | Diesel | 500 | Not Marked/Unknown | Not Marked | Not Marked
9038037 | 1 | 1993-01-16 | Removed From Ground | Diesel | 500 | Not Marked/Unknown | Not Marked | Not Marked
9038038 | 1 | 1993-01-16 | Removed From Ground | Gas | 500 | Not Marked/Unknown | Not Marked | Not Marked
9038039 | 1 | 1993-01-16 | Removed From Ground | Gas | 500 | Not Marked/Unknown | Not Marked | Not Marked
9038040 | 1 | 1993-01-16 | Removed From Ground | Diesel | 500 | Not Marked/Unknown | Not Marked | Not Marked
9038041 | 1 | 1993-01-16 | Removed From Ground | Gas | 500 | Not Marked/Unknown | Not Marked | Not Marked
9038042 | 1 | 1993-01-16 | Removed From Ground | Gas | 500 | Not Marked/Unknown | Not Marked | Not Marked
9038043 | 1 | 1994-05-31 | Currently In Use | Gas | 10000 | Composite | Fiberglass Reinforced Plastic | Pressure |  | 1994-05-31 |  | 1994-05-31
9038043 | 2 | 1994-05-31 | Currently In Use | Gas | 10000 | Composite | Fiberglass Reinforced Plastic | Pressure |  | 1994-05-31 |  | 1994-05-31
9038043 | 3 | 1994-05-31 | Currently In Use | Gas | 10000 | Composite | Fiberglass Reinforced Plastic | Pressure |  | 1994-05-31 |  | 1994-05-31
9038043 | 4 | 1994-05-31 | Currently In Use | Diesel | 8000 | Composite | Fiberglass Reinforced Plastic | Pressure |  | 1994-05-31 |  | 1994-05-31
9038043 | 5 | 1994-05-31 | Currently In Use | Gasohol | 2000 | Composite | Fiberglass Reinforced Plastic | Suction: Valve At The Tank |  | 1994-05-31 |  | 1994-05-31
9038046 | 1 | 1987-08-31 | Currently In Use | Gas | 10000 | Fiberglass | Fiberglass Reinforced Plastic | Pressure |  | 1987-08-31 |  | 1987-08-31
9038046 | 2 | 1987-08-31 | Currently In Use | Gas | 10000 | Fiberglass | Fiberglass Reinforced Plastic | Pressure |  | 1987-08-31 |  | 1987-08-31
9038046 | 3 | 1987-08-31 | Currently In Use | Gas | 10000 | Fiberglass | Fiberglass Reinforced Plastic | Pressure |  | 1987-08-31 |  | 1987-08-31
9038046 | 4 | 1987-08-31 | Currently In Use | Diesel | 10000 | Fiberglass | Fiberglass Reinforced Plastic | Pressure |  | 1987-08-31 |  | 1987-08-31
9038047 | 1 | 1995-05-22 | Removed From Ground | Gas | 2000 | Not Marked/Unknown | Unknown | Not Marked
9038048 | 1 | 2005-03-09 | Removed From Ground | Gas | 2000 | Bare Steel | Galvanized Steel | Suction: No Valve At The Tank
9038048 | 2 | 2005-03-09 | Removed From Ground | Gas | 1000 | Bare Steel | Galvanized Steel | Suction: No Valve At The Tank
9038048 | 3 | 2005-03-09 | Removed From Ground | Gas | 2000 | Bare Steel | Galvanized Steel | Suction: No Valve At The Tank
9038048 | 4 | 2005-03-09 | Removed From Ground | Used Oil | 550 | Unknown |  |  | N |  | N
9038049 | 1 | 1998-12-11 | Removed From Ground | Gas | 1000 | Bare Steel | Bare Steel | Suction: Valve At The Tank
9038049 | 2 | 1998-12-21 | Removed From Ground | Gas | 1000 | Bare Steel | Bare Steel | Suction: Valve At The Tank
9038049 | 3 | 1998-12-21 | Removed From Ground | Gas | 1000 | Bare Steel | Bare Steel | Suction: Valve At The Tank
9038050 | 1 | 2000-01-25 | Removed From Ground | Gas | 4000 | Bare Steel | Galvanized Steel | Pressure
9038050 | 2 | 2000-01-25 | Removed From Ground | Gas | 4000 | Bare Steel | Galvanized Steel | Pressure
9038050 | 3 | 2000-01-25 | Removed From Ground | Gas | 4000 | Bare Steel | Galvanized Steel | Pressure
9038051 | 1 | 1999-01-12 | Removed From Ground | Gas | 2000 | Cathodically Protected Steel | Fiberglass Reinforced Plastic | Suction: Valve At The Tank |  | 1991-06-07 |  | 1991-06-07
9038051 | 2 | 2009-07-27 | Removed From Ground | Kerosene | 250 | Bare Steel |  |  | N |  | N
9038052 | 1 |  | Currently In Use | Gas | 6000 | Cathodically Protected Steel | Cathodically Protected | Suction: Valve At The Tank |  | 1998-07-25 |  | 1998-07-25
9038052 | 2 |  | Currently In Use | Gas | 6000 | Cathodically Protected Steel | Cathodically Protected | Suction: Valve At The Tank |  | 1998-07-25 |  | 1998-07-25
9038052 | 3 |  | Currently In Use | Gas | 6000 | Cathodically Protected Steel | Cathodically Protected | Suction: Valve At The Tank |  | 1998-07-25 |  | 1998-07-25
9038053 | 1 | 2012-02-24 | Removed From Ground | Gas | 6000 | Epoxy | Cathodically Protected | Suction: Valve At The Tank |  | 1998-08-31 12:00 |  | 1998-03-21 12:00
9038053 | 2 | 2012-02-24 | Removed From Ground | Gas | 6000 | Epoxy | Cathodically Protected | Suction: Valve At The Tank |  | 1998-08-31 12:00 |  | 1998-08-31 12:00
9038053 | 3 | 2012-02-24 | Removed From Ground | Diesel | 6000 | Epoxy | Cathodically Protected | Suction: Valve At The Tank |  | 1998-08-31 12:00 |  | 1998-08-31 12:00
9038054 | 1 | 2006-04-11 | Temporarily Out Of Use | Diesel | 12000 | Fiberglass Double Walled | Fiberglass/Double Walled | Pressure |  | 1991-10-01 |  | 1991-10-01
9038055 | 1 | 1996-11-01 | Removed From Ground | Gas | 8000 | Bare Steel | Bare Steel | Pressure
9038055 | 2 | 1996-11-01 | Removed From Ground | Gas | 8000 | Bare Steel | Bare Steel | Pressure
9038055 | 3 | 1996-11-01 | Removed From Ground | Gas | 8000 | Bare Steel | Bare Steel | Pressure
9038055 | 4 | 1997-01-01 | Currently In Use | Gas | 12000 | Epoxy | Fiberglass Reinforced Plastic | Pressure |  | 1997-01-01 |  | 1997-01-01
9038055 | 5 | 1997-01-01 | Currently In Use | Gas | 6000 | Epoxy | Fiberglass Reinforced Plastic | Pressure |  | 1997-01-01 |  | 1997-01-01
9038055 | 6 | 1997-01-01 | Currently In Use | Gas | 6000 | Epoxy | Fiberglass Reinforced Plastic | Pressure |  | 1997-01-01 |  | 1997-01-01
9038055 | 7 | 1997-01-01 | Currently In Use | Diesel | 4000 | Epoxy | Fiberglass Reinforced Plastic | Pressure |  | 1997-01-01 |  | 1997-01-01
9038055 | 8 | 1997-01-01 | Currently In Use | Other | 2000 | Epoxy | Fiberglass Reinforced Plastic | Pressure |  | 1997-01-01 |  | 1997-01-01
9038056 | 1 | 2004-06-16 | Removed From Ground | Gas | 10000 | Cathodically Protected Steel | Fiberglass Reinforced Plastic | Pressure |  | 1995-05-01 |  | 1995-05-01
9038056 | 2 | 2004-06-16 | Removed From Ground | Gas | 4000 | Cathodically Protected Steel | Fiberglass Reinforced Plastic | Pressure |  | 1995-05-01 |  | 1995-05-01
9038056 | 3 | 2004-06-16 | Removed From Ground | Gas | 4000 | Cathodically Protected Steel | Fiberglass Reinforced Plastic | Pressure |  | 1995-05-01 |  | 1995-05-01
9038056 | 4 | 2004-06-16 | Removed From Ground | Diesel | 2000 | Cathodically Protected Steel | Fiberglass Reinforced Plastic | Pressure |  | 1995-05-01 |  | 1995-05-01
9038056 | 5 | 2004-06-16 | Removed From Ground | Gas | 1000 | Unknown | Unknown | Not Marked | N |  | N
9038056 | 6 | 2004-06-16 | Removed From Ground | Gas | 1000 | Unknown | Unknown | Not Marked | N |  | N
9038056 | 7 | 2004-06-17 | Removed From Ground | Used Oil | 550 | Unknown | Unknown | Not Marked | N |  | N
9038057 | 1 | 1998-10-27 | Removed From Ground | Gas | 2000 | Not Marked/Unknown | Not Marked | Not Marked
9038057 | 2 | 1998-10-27 | Removed From Ground | Diesel | 2000 | Not Marked/Unknown | Not Marked | Not Marked
9038057 | 3 | 1998-10-27 | Removed From Ground | Diesel | 2000 | Not Marked/Unknown | Not Marked | Not Marked
9038058 | 1 | 1998-05-05 | Removed From Ground | Gas | 1000 | Bare Steel | Bare Steel | Suction: No Valve At The Tank
9038058 | 2 | 1998-05-05 | Removed From Ground | Gas | 1000 | Bare Steel | Bare Steel | Suction: No Valve At The Tank
9038058 | 3 | 1998-05-05 | Removed From Ground | Used Oil | 550 | Fiberglass | Bare Steel | Suction: No Valve At The Tank | Y |  | Y
9038059 | 1 | 2013-05-02 | Removed From Ground | Gas | 2000 | Epoxy | Fiberglass Reinforced Plastic | Suction: Valve At The Tank |  | 1998-08-25 |  | 1998-08-25
9038059 | 2 | 2013-05-02 | Removed From Ground | Gas | 2000 | Epoxy | Fiberglass Reinforced Plastic | Suction: Valve At The Tank |  | 1998-08-25 |  | 1998-08-25
9038059 | 3 | 2013-05-02 | Removed From Ground | Gas | 2000 | Epoxy | Fiberglass Reinforced Plastic | Suction: Valve At The Tank |  | 1998-08-25 |  | 1998-08-25
9038064 | 1 | 1995-10-15 | Currently In Use | Gas | 12000 | Composite | Fiberglass Reinforced Plastic | Pressure |  | 1996-10-16 |  | 1995-10-16
9038064 | 1A | 1995-10-15 | Currently In Use | Diesel | 8000 | Composite | Fiberglass Reinforced Plastic | Pressure |  | 1995-10-16 |  | 1995-10-16
9038064 | 2 | 1995-10-15 | Currently In Use | Gas | 10000 | Composite | Fiberglass Reinforced Plastic | Pressure |  | 1995-10-16 |  | 1995-10-16
9038066 | 1 | 1995-05-04 | Currently In Use | Gas | 6000 | STIP-3 | Galvanic | Pressure |  | 1997-06-01 |  | 1997-06-01
9038066 | 2 | 1995-05-04 | Currently In Use | Gas | 6000 | STIP-3 | Galvanic | Pressure |  | 1997-06-01 |  | 1997-06-01
9038066 | 3 | 1995-05-04 | Currently In Use | Gas | 6000 | STIP-3 | Galvanic | Pressure |  | 1997-06-01 |  | 1997-06-01
9038070 | 1 | 1995-09-30 | Currently In Use | Gas | 12000 | Composite | Fiberglass/Double Walled | Pressure |  | 1995-10-02 |  | 1995-10-02
9038070 | 2 | 1995-09-30 | Currently In Use | Gas | 10000 | Composite | Fiberglass/Double Walled | Pressure |  | 1995-10-02 |  | 1995-10-02
9038070 | 3 | 1995-09-30 | Currently In Use | Diesel | 10000 | Composite | Fiberglass/Double Walled | Pressure |  | 1995-10-02 |  | 1995-10-02
9038071 | 1 | 1996-06-01 | Currently In Use | Gas | 14000 | Composite | Fiberglass/Double Walled | Pressure |  | 1996-06-01 |  | 1996-06-01
9038071 | 2 | 1996-06-01 | Currently In Use | Gas | 6000 | Composite | Fiberglass/Double Walled | Pressure |  | 1996-06-01 |  | 1996-06-01
9038071 | 3 | 1996-06-01 | Currently In Use | Diesel | 12000 | Composite | Fiberglass/Double Walled | Pressure |  | 1996-06-01 |  | 1996-06-01
9038071 | 4 | 1996-06-01 | Currently In Use | Diesel | 2000 | Composite | Fiberglass/Double Walled | Pressure |  | 1996-06-01 |  | 1996-06-01
9038072 | 1 | 2013-03-06 | Removed From Ground | Gas | 12000 | Composite | Double Walled | Pressure |  | 1995-12-10 |  | 1995-12-10
9038072 | 2 | 2013-03-06 | Removed From Ground | Gas | 12000 | Composite | Double Walled | Pressure |  | 1995-12-10 |  | 1995-12-10
9038072 | 3 | 2013-03-06 | Removed From Ground | Diesel | 12000 | Composite | Double Walled | Pressure |  | 1995-12-10 |  | 1995-12-10
9038073 | 1 | 1978-08-01 | Currently In Use | Gas | 8000 | Steel-Impressed Current | Impressed Current | Pressure |  | 1998-02-01 12:00 |  | 1998-02-01 12:00
9038073 | 2 | 1978-08-01 | Currently In Use | Gas | 6000 | Steel-Impressed Current | Impressed Current | Pressure |  | 1998-02-01 12:00 |  | 1998-02-01 12:00
9038073 | 3 | 2011-01-14 | Removed From Ground | Gas | 4000 | Steel-Impressed Current | Impressed Current | Pressure |  | 1998-02-01 12:00 |  | 1998-02-01 12:00
9038074 | 1 | 2004-05-01 | Temporarily Out Of Use | Gas | 1000 | Bare Steel | Bare Steel | Suction: No Valve At The Tank
9038074 | 2 | 2004-05-01 | Temporarily Out Of Use | Gas | 1000 | Bare Steel | Bare Steel | Suction: No Valve At The Tank
9038075 | 1 | 1996-12-20 | Removed From Ground | Diesel | 1000 | Not Marked/Unknown | Not Marked | Not Marked
9038075 | 2 | 1996-12-20 | Removed From Ground | Used Oil | 1000 | Not Marked/Unknown | Not Marked | Not Marked
9038078 | 1 | 1996-11-01 | Removed From Ground | Gas | 500 | Bare Steel | Galvanized Steel | Not Marked
9038078 | 2 | 1996-11-01 | Removed From Ground | Gas | 500 | Bare Steel | Galvanized Steel | Not Marked
9038079 | 1 | 1996-10-01 | Currently In Use | Gas | 12000 | Composite | Fiberglass Reinforced Plastic | Pressure |  | 1996-08-27 |  | 1996-08-27
9038079 | 2 | 1996-10-01 | Currently In Use | Gas | 12000 | Composite | Fiberglass Reinforced Plastic | Pressure |  | 1996-08-27 |  | 1996-08-27
9038079 | 3 | 1996-10-01 | Currently In Use | Diesel | 10000 | Composite | Fiberglass Reinforced Plastic | Pressure |  | 1996-08-27 |  | 1996-08-27
9038079 | 4 | 1996-10-01 | Currently In Use | Kerosene | 2000 | Composite | Fiberglass Reinforced Plastic | Pressure |  | 1996-08-27 |  | 1996-08-27
9038080 | 1 | 2011-03-14 | Removed From Ground | Gas | 30000 | Epoxy | Fiberglass Reinforced Plastic | Pressure |  | 1996-09-20 |  | 1996-09-20
9038080 | 2 | 2011-03-14 | Removed From Ground | Gas | 15000 | Epoxy | Fiberglass Reinforced Plastic | Pressure |  | 1996-09-20 |  | 1996-09-20
9038081 | 1 | 1997-02-19 | Removed From Ground | Gas | 1550 | Not Marked/Unknown | Not Marked | Not Marked
9038082 | 1 | 1997-03-03 | Removed From Ground | Gas | 3000 | Not Marked/Unknown | Not Marked | Not Marked
9038082 | 2 | 1997-03-03 | Removed From Ground | Gas | 3000 | Not Marked/Unknown | Not Marked | Not Marked
9038082 | 3 | 1997-03-03 | Removed From Ground | Gas | 3000 | Not Marked/Unknown | Not Marked | Not Marked
9038082 | 4 | 1997-03-03 | Removed From Ground | Diesel | 1000 | Not Marked/Unknown | Not Marked | Not Marked
9038083 | 1 |  | Removed From Ground Date Unknown | Gas | 4000 | Not Marked/Unknown | Not Marked | Not Marked
9038084 | 1 | 1997-08-01 | Currently In Use | Gas | 12000 | Fiberglass Double Walled | Fiberglass Reinforced Plastic | Pressure |  | 1997-08-01 |  | 1997-08-01
9038084 | 2 | 1997-08-01 | Currently In Use | Gas | 10000 | Fiberglass Double Walled | Fiberglass Reinforced Plastic | Pressure |  | 1997-08-01 |  | 1997-08-01
9038084 | 3 | 1997-08-01 | Currently In Use | Diesel | 10000 | Fiberglass Double Walled | Fiberglass Reinforced Plastic | Pressure |  | 1997-08-01 |  | 1997-08-01
9038085 | 1 | 1997-12-01 | Currently In Use | Gas | 12000 | Epoxy | Fiberglass Reinforced Plastic | Pressure |  | 1997-12-01 |  | 1997-12-01
9038085 | 2 | 1997-12-01 | Currently In Use | Gas | 8000 | Epoxy | Fiberglass Reinforced Plastic | Pressure |  | 1997-12-01 |  | 1997-12-01
9038085 | 3 | 1997-12-01 | Currently In Use | Diesel | 8000 | Epoxy | Fiberglass Reinforced Plastic | Pressure |  | 1997-12-01 |  | 1997-12-01
9038085 | 4 | 1997-12-01 | Currently In Use | Kerosene | 2000 | Epoxy | Fiberglass Reinforced Plastic | Pressure |  | 1997-12-01 |  | 1997-12-01
9038086 | 1 | 1998-06-01 | Removed From Ground | Gas |  | Not Marked/Unknown | Not Marked | Not Marked
9038086 | 2 | 1998-06-01 | Removed From Ground | Gas |  | Not Marked/Unknown | Not Marked | Not Marked
9038086 | 3 | 1998-06-01 | Removed From Ground | Gas |  | Not Marked/Unknown | Not Marked | Not Marked
9038087 | 1 | 1998-07-21 | Removed From Ground | Gas | 550 | Bare Steel | Galvanized Steel | Suction: No Valve At The Tank
9038088 | 1A | 1997-08-28 | Currently In Use | Gas | 12000 | Composite | Fiberglass Reinforced Plastic | Pressure |  | 1998-02-17 |  | 1998-02-17
9038088 | 1B | 1997-08-28 | Currently In Use | Gas | 8000 | Composite | Fiberglass Reinforced Plastic | Pressure | N | 1998-02-17 | N | 1998-02-17
9038088 | 2 | 1997-08-28 | Currently In Use | Diesel | 6000 | Composite | Fiberglass Reinforced Plastic | Pressure |  | 1998-02-17 |  | 1998-02-17
9038088 | 3 | 1997-08-28 | Currently In Use | Diesel | 6000 | Composite | Fiberglass Reinforced Plastic | Pressure |  | 1998-02-17 |  | 1998-02-17
9038088 | 4 | 1997-08-28 | Currently In Use | Other | 2000 | Composite | Fiberglass Reinforced Plastic | Suction: Valve At The Tank | N | 1998-02-17 | N | 1998-02-17
9038089 | 1 | 1999-06-01 | Removed From Ground | Diesel | 3000 | Not Marked/Unknown | Not Marked | Not Marked
9038089 | 2 | 2013-12-31 | Removed From Ground | Diesel | 4000 | Fiberglass | Fiberglass Reinforced Plastic | Suction: Valve At The Tank |  | 1999-06-01 |  | 1999-06-01
9038090 | 1 | 1998-11-24 | Removed From Ground | Gas | 1000 | Marked Unknown | Not Marked | Not Marked
9038090 | 2 | 1998-11-24 | Removed From Ground | Gas | 1000 | Marked Unknown | Not Marked | Not Marked
9038091 | 1 | 1998-11-24 | Removed From Ground | Gas | 1000 | Marked Unknown | Not Marked | Not Marked
9038091 | 2 | 1998-11-24 | Removed From Ground | Diesel | 1000 | Marked Unknown | Not Marked | Not Marked
9038092 | 1 | 1996-01-01 | Currently In Use | Gas | 12000 | Fiberglass Double Walled | Fiberglass/Double Walled | Pressure |  | 1996-01-01 |  | 1996-01-01
9038092 | 2A | 1996-01-01 | Currently In Use | Gas | 8000 | Fiberglass Double Walled | Fiberglass/Double Walled | Pressure |  | 1996-01-01 |  | 1996-01-01
9038092 | 2B | 1996-01-01 | Currently In Use | Diesel | 4000 | Fiberglass Double Walled | Fiberglass/Double Walled | Pressure |  | 1996-01-01 |  | 1996-01-01
9038093 | 1 | 2005-01-21 | Temporarily Out Of Use | Gas | 8000 | Steel-Impressed Current | Cathodically Protected | Suction: No Valve At The Tank |  | 1999-03-28 |  | 1999-03-28
9038093 | 2 | 2005-01-21 | Temporarily Out Of Use | Gas | 8000 | Steel-Impressed Current | Cathodically Protected | Suction: No Valve At The Tank |  | 1999-03-28 |  | 1999-03-28
9038094 | 1 | 1999-08-24 | Removed From Ground | Heating Oil | 20000 | Bare Steel | Galvanized Steel | Suction: Valve At The Tank
9038094 | 2 | 1999-08-24 | Removed From Ground | Heating Oil | 20000 | Bare Steel | Galvanized Steel | Suction: Valve At The Tank
9038095 | 1 |  | Removed From Ground Date Unknown | Gas | 4000 | Bare Steel | Bare Steel | Not Marked
9038095 | 2 |  | Removed From Ground Date Unknown | Diesel | 10000 | Bare Steel | Bare Steel | Not Marked
9038095 | 3 |  | Removed From Ground Date Unknown | Gas | 10000 | Bare Steel | Bare Steel | Not Marked
9038095 | 4 |  | Removed From Ground Date Unknown | Gas | 10000 | Bare Steel | Bare Steel | Not Marked
9038096 | 1 | 1999-01-05 | Currently In Use | Gas | 12000 | Composite | Single Wall Flex | Pressure |  | 1999-04-08 |  | 1999-04-08
9038096 | 2 | 1999-01-05 | Currently In Use | Diesel | 12000 | Composite | Single Wall Flex | Pressure |  | 1999-04-08 |  | 1999-04-08
9038097 | 1 | 1996-01-01 | Removed From Ground | Gas |  | Not Marked/Unknown | Not Marked | Not Marked
9038098 | 1 | 1980-01-01 | Removed From Ground | Empty |  | Marked Unknown | Unknown | Not Marked
9038098 | 2 | 1980-01-01 | Removed From Ground | Empty |  | Marked Unknown | Unknown | Not Marked
9038099 | 1 | 2000-08-14 | Removed From Ground | Gas | 500 | Bare Steel | Bare Steel | Suction: Valve At The Tank
9038099 | 2 | 2000-08-14 | Removed From Ground | Gas | 500 | Bare Steel | Bare Steel | Suction: Valve At The Tank
9038100 | 1 | 2000-04-15 | Currently In Use | Gas | 12000 | Tank Jacket | Fiberglass Reinforced Plastic | Pressure | N | 2000-04-16 | N | 2000-04-16
9038100 | 2 | 2000-04-15 | Currently In Use | Gas | 10000 | Tank Jacket | Fiberglass Reinforced Plastic | Pressure | N | 2000-04-16 | N | 2000-04-16
9038100 | 3 | 2000-04-15 | Currently In Use | Diesel | 4000 | Tank Jacket | Fiberglass Reinforced Plastic | Pressure | N | 2000-04-16 | N | 2000-04-16
9038101 | 1 | 2000-09-01 | Currently In Use | Gas | 20000 | Double Walled | Double Walled | Pressure |  | 2000-10-01 |  | 2000-10-01
9038101 | 2 | 2000-09-01 | Currently In Use | Gas | 20000 | Double Walled | Double Walled | Pressure |  | 2000-10-01 |  | 2000-10-01
9038101 | 3 | 2000-09-01 | Currently In Use | Gas | 12000 | Double Walled | Double Walled | Pressure |  | 2000-10-01 |  | 2000-10-01
9038102 | 1 | 2000-10-01 | Currently In Use | Gas | 12000 | Composite | Fiberglass Reinforced Plastic | Pressure |  | 2000-10-02 12:00 | Y | 2000-10-02 12:00
9038102 | 2 | 2000-10-01 | Currently In Use | Gas | 8000 | Composite | Fiberglass Reinforced Plastic | Pressure |  | 2000-10-02 12:00 | Y | 2000-10-02 12:00
9038102 | 3 | 2000-10-01 | Currently In Use | Diesel | 6000 | Composite | Fiberglass Reinforced Plastic | Pressure |  | 2000-10-02 12:00 | Y | 2000-10-02 12:00
9038103 | 1 | 1985-01-01 | Removed From Ground | Other |  | Marked Unknown | Unknown | Not Marked
9038103 | 2 | 1985-01-01 | Removed From Ground | Other |  | Marked Unknown | Unknown | Not Marked
9038104 | 1 | 2001-02-01 | Currently In Use | Gas | 20000 | Fiberglass Double Walled | Fiberglass Reinforced Plastic | Pressure |  | 2001-02-01 |  | 2001-02-01
9038104 | 2 | 2001-02-01 | Currently In Use | Gas | 20000 | Fiberglass Double Walled | Fiberglass/Double Walled | Pressure |  | 2001-02-01 |  | 2001-02-01
9038104 | 3A | 2001-02-01 | Currently In Use | Gas | 12000 | Fiberglass Double Walled | Fiberglass/Double Walled | Pressure |  | 2001-02-01 |  | 2001-02-01
9038104 | 3B | 2001-02-01 | Currently In Use | Gas | 8000 | Fiberglass Double Walled | Fiberglass/Double Walled | Pressure |  | 2001-02-01 |  | 2001-02-01
9038104 | 4 | 2001-02-01 | Currently In Use | Diesel | 20000 | Fiberglass Double Walled | Fiberglass/Double Walled | Pressure |  | 2001-02-01 |  | 2001-02-01
9038104 | 5 | 2001-02-01 | Currently In Use | Diesel | 20000 | Fiberglass Double Walled | Fiberglass/Double Walled | Pressure |  | 2001-02-01 |  | 2001-02-01
9038104 | 6 | 2001-02-01 | Currently In Use | Diesel | 20000 | Fiberglass Double Walled | Fiberglass/Double Walled | Pressure |  | 2001-02-01 |  | 2001-02-01
9038104 | 7 | 2001-02-01 | Currently In Use | Diesel | 20000 | Fiberglass Double Walled | Fiberglass/Double Walled | Pressure |  | 2001-02-01 |  | 2001-02-01
9038105 | 1 | 2001-10-25 | Removed From Ground | Empty | 2000 | Marked Unknown | Unknown | Not Marked
9038105 | 2 | 2001-10-25 | Removed From Ground | Empty | 2000 | Marked Unknown | Unknown | Not Marked
9038105 | 3 | 2001-10-25 | Removed From Ground | Empty | 2000 | Marked Unknown | Unknown | Not Marked
9038106 | 1 | 2001-06-20 | Currently In Use | Gas | 20000 | Composite | Fiberglass/Double Walled | Pressure |  | 2001-06-21 |  | 2001-06-21
9038106 | 2 | 2001-06-20 | Currently In Use | Diesel | 12000 | Composite | Fiberglass/Double Walled | Pressure |  | 2001-06-21 |  | 2001-06-21
9038106 | 3 | 2009-05-12 | Currently In Use | Other | 2000 | Composite | Fiberglass/Double Walled | Pressure |  | 2001-06-21 |  | 2001-06-21
9038106 | 4 | 2001-06-20 | Currently In Use | Gas | 6000 | Composite | Fiberglass/Double Walled | Pressure | N | 2001-06-21 | N | 2001-06-21
9038106 | 5 | 2001-06-20 | Currently In Use | Diesel | 6000 | Composite | Fiberglass/Double Walled | Pressure | N | 2001-06-21 | N | 2001-06-21
9039001 | 1 | 1991-01-01 | Currently In Use | Diesel | 10000 | STIP-3 | Fiberglass Reinforced Plastic | Pressure |  | 1991-01-01 |  | 1991-01-01
9039001 | 2 | 1991-01-01 | Currently In Use | Gas | 10000 | STIP-3 | Fiberglass Reinforced Plastic | Pressure |  | 1991-01-01 |  | 1991-01-01
9039003 | 1 | 1988-01-01 | Currently In Use | Gas | 6000 | STIP-3 | Cathodically Protected | Pressure |  | 1998-09-08 |  | 1998-09-08
9039003 | 2 | 1988-01-01 | Currently In Use | Gas | 6000 | STIP-3 | Cathodically Protected | Pressure |  | 1998-09-08 |  | 1998-09-08
9039003 | 3 | 1988-01-01 | Currently In Use | Diesel | 2000 | STIP-3 | Cathodically Protected | Pressure |  | 1998-09-08 |  | 1998-09-08
9039004 | 1 | 1992-07-15 | Removed From Ground | Gas | 2000 | Not Marked/Unknown | Not Marked | Not Marked
9039004 | 2 | 1992-07-15 | Removed From Ground | Gas | 2000 | Not Marked/Unknown | Not Marked | Not Marked
9039005 | 1 | 1997-01-01 | Removed From Ground | Gas | 4 | Bare Steel | Galvanized Steel | Suction: Valve At The Tank
9039005 | 2 | 1997-01-01 | Removed From Ground | Gas | 4 | Bare Steel | Galvanized Steel | Suction: Valve At The Tank
9039005 | 3 | 1997-01-01 | Removed From Ground | Gas | 1 | Bare Steel | Galvanized Steel | Suction: Valve At The Tank
9039005 | 4 | 2014-12-03 | Temporarily Out Of Use | Gas | 8200 | Steel-Galvanic | Fiberglass Reinforced Plastic | Pressure |  | 1997-02-01 |  | 1997-02-01
9039005 | 5 | 2014-12-03 | Temporarily Out Of Use | Gas | 8200 | Steel-Galvanic | Fiberglass Reinforced Plastic | Pressure |  | 1997-02-01 |  | 1997-02-01
9039006 | 1 | 1998-01-01 | Removed From Ground | Empty | 1 | Bare Steel | Galvanized Steel | Suction: Valve At The Tank
9039006 | 1 |  | Temporarily Out Of Use | Empty | 1 | Bare Steel | Galvanized Steel | Suction: Valve At The Tank
9039006 | 2 | 1998-01-01 | Removed From Ground | Empty | 1 | Bare Steel | Galvanized Steel | Suction: Valve At The Tank
9039006 | 2 |  | Temporarily Out Of Use | Empty | 1 | Bare Steel | Galvanized Steel | Suction: Valve At The Tank
9039006 | 3 | 1998-01-01 | Removed From Ground | Diesel | 1 | Bare Steel | Galvanized Steel | Suction: Valve At The Tank
9039006 | 3 |  | Temporarily Out Of Use | Diesel | 1 | Bare Steel | Galvanized Steel | Suction: Valve At The Tank
9039007 | 1 | 1987-06-07 | Currently In Use | Gas | 6000 | Cathodically Protected Steel | Cathodically Protected | Pressure |  | 1987-06-07 |  | 1987-06-07
9039007 | 2 | 1987-06-07 | Currently In Use | Gas | 6000 | Cathodically Protected Steel | Cathodically Protected | Pressure |  | 1987-06-07 |  | 1987-06-07
9039007 | 3 | 1987-06-07 | Currently In Use | Gas | 6000 | Cathodically Protected Steel | Cathodically Protected | Pressure |  | 1987-06-07 |  | 1987-06-07
9039007 | 4 | 1987-06-07 | Currently In Use | Diesel | 4000 | Steel-Impressed Current | Cathodically Protected | Pressure |  | 1987-06-07 |  | 1987-06-07
9039007 | 5 | 1987-06-07 | Currently In Use | Diesel | 4000 | Cathodically Protected Steel | Cathodically Protected | Pressure |  | 1987-06-07 |  | 1987-06-07
9039008 | 5 | 2012-06-18 | Removed From Ground | Used Oil | 500 | Steel-Impressed Current | Cathodically Protected | Not Marked | Y | 1998-01-05 12:00 | Y | 2009-01-05 12:00
9039008 | DIESEL | 2012-06-18 | Removed From Ground | Diesel | 3000 | Steel-Impressed Current | Cathodically Protected | Suction: No Valve At The Tank |  | 1999-01-19 |  | 1999-01-19
9039008 | RU1 | 2012-06-18 | Removed From Ground | Gas | 4000 | Steel-Impressed Current | Cathodically Protected | Suction: Valve At The Tank |  | 1999-01-19 |  | 1999-01-19
9039008 | RU2 | 2012-06-18 | Removed From Ground | Gas | 4000 | Steel-Impressed Current | Cathodically Protected | Suction: Valve At The Tank |  | 1999-01-19 |  | 1999-01-19
9039008 | RU3 | 2012-06-18 | Removed From Ground | Diesel | 3000 | Steel-Impressed Current | Cathodically Protected | Suction: No Valve At The Tank |  | 1999-01-19 |  | 1999-01-19
9039009 | 1 | 1987-07-24 | Currently In Use | Diesel | 10000 | Steel-Galvanic | Fiberglass Reinforced Plastic | Pressure |  | 1998-09-11 |  | 1998-09-11
9039010 | A | 2013-10-22 | Removed From Ground | Gas | 6000 | Steel-Impressed Current | Cathodically Protected | Pressure |  | 1997-12-29 |  | 1997-12-29
9039010 | B | 2013-10-22 | Removed From Ground | Gas | 4000 | Steel-Impressed Current | Cathodically Protected | Pressure |  | 1997-12-29 |  | 1997-12-29
9039010 | C | 2013-10-22 | Removed From Ground | Diesel | 4000 | Steel-Impressed Current | Cathodically Protected | Suction: Valve At The Tank |  | 1997-12-29 |  | 1997-12-29
9039012 | 1 | 1971-01-01 | Currently In Use | Gas | 6000 | Steel-Impressed Current | Cathodically Protected | Suction: No Valve At The Tank |  | 1998-11-20 |  | 1998-11-20
9039012 | 2 | 1971-01-01 | Currently In Use | Diesel | 6000 | Steel-Impressed Current | Cathodically Protected | Suction: No Valve At The Tank |  | 1998-11-20 |  | 1998-11-20
9039013 | 1 | 1998-12-01 | Removed From Ground | Gas | 1000 | Bare Steel | Not Marked | Suction: No Valve At The Tank
9039013 | 2 | 1998-12-01 | Removed From Ground | Diesel | 500 | Bare Steel | Not Marked | Suction: No Valve At The Tank
9039013 | 3 | 1999-04-05 | Removed From Ground | Gas | 5000 | Bare Steel | Not Marked | Suction: No Valve At The Tank
9039013 | 4A | 2013-04-03 | Removed From Ground | Gas | 4000 | Epoxy | Double Walled | Suction: No Valve At The Tank |  | 1999-04-12 |  | 1999-04-12
9039013 | 4B | 2013-04-03 | Removed From Ground | Diesel | 2000 | Epoxy | Double Walled | Suction: No Valve At The Tank |  | 1999-04-12 |  | 1999-04-12
9039018 | 1 | 2015-06-03 | Removed From Ground | Gas | 3000 | Steel-Impressed Current | Impressed Current | Pressure |  | 1998-12-02 |  | 1998-12-02
9039018 | 2 | 2015-06-03 | Removed From Ground | Gas | 3000 | Steel-Impressed Current | Impressed Current | Pressure |  | 1998-12-02 |  | 1998-12-02
9039018 | 3 | 2015-06-03 | Removed From Ground | Gas | 3000 | Steel-Impressed Current | Impressed Current | Pressure |  | 1998-12-02 |  | 1998-12-02
9039018 | 4A | 2015-06-05 | Currently In Use | Gas | 12000 | Composite Double Walled | Fiberglass/Double Walled | Not Marked | N | 2015-07-01 | N | 2015-07-01
9039018 | 4B | 2015-06-05 | Currently In Use | Gas | 4000 | Composite Double Walled | Fiberglass/Double Walled | Not Marked | N | 2015-07-01 | N | 2015-07-01
9039018 | 4C | 2015-06-05 | Currently In Use | Diesel | 4000 | Composite Double Walled | Fiberglass/Double Walled | Not Marked | N | 2015-07-01 | N | 2015-07-01
9039020 | 1 | 1998-02-09 | Removed From Ground | Gas | 1000 | Bare Steel | Galvanized Steel | Not Marked
9039020 | 2 | 1998-02-09 | Removed From Ground | Gas | 1000 | Bare Steel | Galvanized Steel | Not Marked
9039020 | 3 | 1998-02-09 | Removed From Ground | Gas | 1000 | Bare Steel | Galvanized Steel | Not Marked
9039020 | 4 | 1998-02-09 | Removed From Ground | Kerosene | 250 | Bare Steel | Galvanized Steel | Not Marked
9040001 | 1 | 1991-05-08 | Removed From Ground | Diesel | 1000 | Not Marked/Unknown | Not Marked | Not Marked
9040007 | 1 | 1997-04-01 | Removed From Ground | Used Oil | 450 | Bare Steel | Unknown | Not Marked | Y |  | Y
9040010 | 1 | 1997-09-03 | Removed From Ground | Gas | 6000 | Bare Steel | Galvanized Steel | Suction: Valve At The Tank
9040010 | 2 | 1997-09-03 | Removed From Ground | Empty | 3000 | Bare Steel | Galvanized Steel | Not Marked
9040010 | 3 | 1997-09-03 | Removed From Ground | Gas | 2000 | Bare Steel | Galvanized Steel | Suction: Valve At The Tank
9040010 | 4 | 1997-09-03 | Closed In Ground | Other | 550 | Not Marked/Unknown | Not Marked | Not Marked
9040010 | 5 | 1997-09-03 | Closed In Ground | Other | 550 | Not Marked/Unknown | Not Marked | Not Marked
9040010 | 6A | 1997-09-16 | Currently In Use | Gas | 3000 | STIP-3 | Fiberglass Reinforced Plastic | Suction: Valve At The Tank |  | 1997-09-16 |  | 1997-09-16
9040010 | 6B | 1997-09-16 | Currently In Use | Gas | 3000 | STIP-3 | Fiberglass Reinforced Plastic | Suction: Valve At The Tank |  | 1997-09-16 |  | 1997-09-16
9040017 | 1 | 1988-01-01 | Removed From Ground | Gas | 500 | Bare Steel | Bare Steel | Not Marked
9040018 | 1 | 2016-11-01 | Removed From Ground | Gas | 8000 | Steel-Impressed Current | Fiberglass Reinforced Plastic | Pressure |  | 1998-12-09 |  | 1998-12-09
9040018 | 2 | 2016-11-01 | Removed From Ground | Gas | 10000 | Steel-Impressed Current | Fiberglass Reinforced Plastic | Pressure |  | 1998-12-09 |  | 1998-12-09
9040018 | 3 | 2016-11-01 | Removed From Ground | Gas | 8000 | Steel-Impressed Current | Fiberglass Reinforced Plastic | Pressure |  | 1998-12-09 |  | 1998-12-09
9040018 | 4 | 2016-11-01 | Closed In Ground | Diesel | 8000 | Steel-Impressed Current | Fiberglass Reinforced Plastic | Pressure |  | 1998-12-09 |  | 1998-12-09
9040018 | 5 | 2016-12-01 | Currently In Use | Gas | 20000 | Composite Double Walled | Fiberglass/Double Walled | Pressure | N | 2016-12-01 | N | 2016-12-01
9040018 | 6A | 2016-12-01 | Currently In Use | Diesel | 15000 | Composite Double Walled | Fiberglass/Double Walled | Pressure | N | 2016-12-01 | N | 2016-12-01
9040018 | 6B | 2016-12-01 | Currently In Use | Gas | 5000 | Composite Double Walled | Fiberglass/Double Walled | Pressure | N | 2016-12-01 | N | 2016-12-01
9040019 | 1 | 2016-04-28 | Currently In Use | Gas | 6000 | STIP-3 | Fiberglass Reinforced Plastic | Pressure |  | 1997-02-08 |  | 1997-02-08
9040019 | 2 | 2016-04-26 | Currently In Use | Gas | 6000 | STIP-3 | Fiberglass Reinforced Plastic | Pressure |  | 1997-02-08 |  | 1997-02-08
9040019 | 3 | 2016-04-26 | Currently In Use | Gas | 6000 | STIP-3 | Fiberglass Reinforced Plastic | Pressure |  | 1997-02-08 |  | 1997-02-08
9040023 | 1 | 1999-10-21 | Removed From Ground | Gas | 2000 | Bare Steel | Galvanized Steel | Suction: Valve At The Tank
9040023 | 2 | 1999-10-22 | Removed From Ground | Diesel | 500 | Bare Steel | Galvanized Steel | Suction: Valve At The Tank
9040024 | 10485-1 | 1993-04-14 | Removed From Ground | Gas | 550 | Cathodically Protected Steel | Bare Steel | Suction: No Valve At The Tank
9040025 | 1 | 1992-08-15 | Removed From Ground | Gas | 10000 | Marked Unknown | Unknown | Not Marked
9040025 | 2 | 1992-08-15 | Removed From Ground | Gas | 10000 | Marked Unknown | Unknown | Not Marked
9040025 | 3 | 1992-08-15 | Removed From Ground | Diesel | 2500 | Marked Unknown | Unknown | Not Marked
9040025 | 4 | 1992-08-15 | Removed From Ground | Diesel | 15000 | Marked Unknown | Unknown | Not Marked
9040025 | 5 | 1997-11-01 | Currently In Use | Diesel | 20000 | Fiberglass Double Walled | Fiberglass Reinforced Plastic | Pressure |  | 1998-03-27 |  | 1998-03-27
9040025 | 6 | 1997-11-01 | Currently In Use | Diesel | 20000 | Fiberglass Double Walled | Fiberglass Reinforced Plastic | Pressure |  | 1998-03-27 |  | 1998-03-27
9040025 | 7 | 1997-11-01 | Currently In Use | Diesel | 20000 | Fiberglass Double Walled | Fiberglass Reinforced Plastic | Pressure |  | 1998-03-27 |  | 1998-03-27
9040025 | 8 | 1997-11-01 | Currently In Use | Gas | 20000 | Double Walled | Double Walled | Pressure |  | 1998-03-27 |  | 1998-03-27
9040025 | 9 | 1997-11-01 | Currently In Use | Gas | 20000 | Fiberglass Double Walled | Double Walled | Pressure |  | 1998-03-27 |  | 1998-03-27
9040026 | 1 | 1994-01-31 | Removed From Ground | Gas | 5000 | Not Marked/Unknown | Not Marked | Not Marked
9040026 | 2 | 1994-01-31 | Removed From Ground | Gas | 5000 | Not Marked/Unknown | Not Marked | Not Marked
9040026 | 3 | 1994-01-31 | Removed From Ground | Gas | 5000 | Not Marked/Unknown | Not Marked | Not Marked
9040026 | 4 | 1994-01-31 | Removed From Ground | Gas | 5000 | Not Marked/Unknown | Not Marked | Not Marked
9040027 | 1 | 1991-02-01 | Currently In Use | Gas | 10000 | STIP-3 | Single Wall Flex | Pressure |  | 1991-02-01 |  | 1991-02-01
9040027 | 2 | 1991-02-01 | Currently In Use | Gas | 6000 | STIP-3 | Single Wall Flex | Pressure |  | 1991-02-01 |  | 1991-02-01
9040027 | 3 | 1991-02-01 | Currently In Use | Diesel | 6000 | STIP-3 | Single Wall Flex | Pressure |  | 1991-02-01 |  | 1991-02-01
9040029 | 1 | 2007-02-27 | Removed From Ground | Diesel | 1000 | Marked Unknown | Unknown | Suction: No Valve At The Tank
9040029 | 2 | 2007-02-27 | Removed From Ground | Diesel | 10000 | Steel-Impressed Current | Cathodically Protected | Suction: No Valve At The Tank |  | 1999-02-13 |  | 1999-02-13
9040029 | 3 | 2007-02-27 | Removed From Ground | Diesel | 10000 | Marked Unknown | Unknown | Not Marked
9040030 | 1 | 1995-07-26 | Removed From Ground | Gas | 10000 | Bare Steel | Galvanized Steel | Pressure
9040030 | 2 | 1995-07-26 | Removed From Ground | Gas | 10000 | Bare Steel | Galvanized Steel | Pressure
9040030 | 3 | 1995-07-26 | Removed From Ground | Gas | 10000 | Bare Steel | Galvanized Steel | Pressure
9040030 | 4 | 1995-07-26 | Removed From Ground | Gas | 10000 | Bare Steel | Galvanized Steel | Pressure
9040030 | 5 | 1995-07-26 | Removed From Ground | Gas | 10000 | Bare Steel | Galvanized Steel | Pressure
9040030 | 6 | 1995-07-26 | Removed From Ground | Gas | 10000 | Bare Steel | Galvanized Steel | Pressure
9040031 | 1 | 1995-05-29 | Removed From Ground | Empty | 500 | Not Marked/Unknown | Unknown | Not Marked
9040032 | 1 | 1983-03-15 | Currently In Use | Gas | 12000 | Fiberglass | Fiberglass Reinforced Plastic | Pressure |  | 1995-01-01 |  | 1995-01-01
9040032 | 2 | 1983-03-15 | Currently In Use | Gas | 8000 | Fiberglass | Fiberglass Reinforced Plastic | Pressure |  | 1995-01-01 |  | 1995-01-01
9040032 | 3 | 1983-03-15 | Currently In Use | Gas | 8000 | Fiberglass | Fiberglass Reinforced Plastic | Pressure |  | 1995-01-01 |  | 1995-01-01
9040032 | 4 | 1983-03-15 | Currently In Use | Diesel | 10000 | Fiberglass | Fiberglass Reinforced Plastic | Pressure |  | 1995-01-01 |  | 1995-01-01
9040032 | 5 | 2015-10-19 | Currently In Use | Diesel | 12000 | EPOXY/DOUBLE WALLED | Fiberglass/Double Walled | Pressure | N | 2015-10-19 | N | 2015-10-19
9040032 | 6 | 2015-10-19 | Currently In Use | Gas | 7000 | EPOXY/DOUBLE WALLED | Fiberglass/Double Walled | Pressure | N | 2015-10-19 | N | 2015-10-19
9040032 | 7 | 2015-10-19 | Currently In Use | Gas | 5000 | EPOXY/DOUBLE WALLED | Fiberglass/Double Walled | Pressure | N | 2015-10-19 | N | 2015-10-19
9040032 | 8 | 2015-10-19 | Currently In Use | Gas | 15000 | EPOXY/DOUBLE WALLED | Fiberglass/Double Walled | Pressure | N | 2015-10-19 | N | 2015-10-19
9040033 | 1 | 1997-12-01 | Removed From Ground | Diesel | 2000 | Bare Steel | Galvanized Steel | Suction: Valve At The Tank
9040034 | 1 | 1995-06-07 | Removed From Ground | Gas | 1200 | Bare Steel | Galvanized Steel | Suction: Valve At The Tank
9040034 | 2 | 1995-06-07 | Removed From Ground | Diesel | 2000 | Bare Steel | Galvanized Steel | Suction: Valve At The Tank
9040035 | 1 | 1999-01-19 | Removed From Ground | Gas | 2000 | Bare Steel | Galvanized Steel | Suction: Valve At The Tank
9040035 | 2 | 1999-01-19 | Removed From Ground | Diesel | 3000 | Bare Steel | Galvanized Steel | Suction: Valve At The Tank
9040036 | 1 | 1998-08-21 | Currently In Use | Gas | 4000 | STIP-3 | Single Wall Flex | Pressure |  | 1998-08-14 |  | 1998-08-14
9040036 | 2 | 1998-08-21 | Currently In Use | Gas | 4000 | STIP-3 | Single Wall Flex | Pressure |  | 1998-08-14 |  | 1998-08-14
9040036 | 3 | 2002-04-12 | Currently In Use | Not Marked | 8000 | STIP-3 | Single Wall Flex | Pressure | N | 2002-04-12 | N | 2002-04-12
9040037 | 1 | 1998-12-22 | Removed From Ground | Gas | 1000 | Bare Steel | Galvanized Steel | Suction: Valve At The Tank
9040037 | 1 |  | Currently In Use | Gas | 1000 | Bare Steel | Galvanized Steel | Suction: Valve At The Tank
9040038 | 1 | 1998-08-21 | Currently In Use | Gas | 6000 | Steel-Impressed Current | Cathodically Protected | Not Marked |  | 1998-08-18 |  | 1998-08-18
9040038 | 2 | 1998-08-21 | Currently In Use | Gas | 6000 | Steel-Impressed Current | Cathodically Protected | Suction: Valve At The Tank |  | 1998-08-18 |  | 1998-08-18
9040038 | 3 | 1998-08-21 | Currently In Use | Gas | 6000 | Steel-Impressed Current | Cathodically Protected | Suction: Valve At The Tank |  | 1998-08-18 |  | 1998-08-18
9040039 | 1 |  | Permanently Out Of Use | Diesel | 2000 | Bare Steel | Galvanized Steel | Suction: Valve At The Tank
9040039 | 2 |  | Permanently Out Of Use | Diesel | 15000 | Bare Steel | Galvanized Steel | Suction: Valve At The Tank
9040040 | 1AST |  | Currently In Use | Diesel | 10000 | Bare Steel | Galvanized Steel | Suction: Valve At The Tank
9040041 | 1 | 2009-08-06 | Currently In Use | Gas | 6000 | Steel-Impressed Current | Double Walled Flex | Pressure |  | 1998-09-01 |  | 1998-09-01
9040041 | 2 | 2013-01-09 | Currently In Use | Gas | 6000 | Steel-Impressed Current | Double Walled Flex | Pressure | N | 1998-09-01 | N | 1998-09-01
9040041 | 3 | 2009-08-06 | Currently In Use | Gas | 2000 | Steel-Impressed Current | Double Walled Flex | Pressure |  | 1998-09-01 |  | 1998-09-01
9040042 | 1 | 1987-03-10 | Currently In Use | Gas | 8000 | Cathodically Protected Steel | Fiberglass Reinforced Plastic | Pressure |  | 1993-04-01 |  | 1993-04-01
9040042 | 2 | 1987-03-10 | Currently In Use | Gas | 6000 | Cathodically Protected Steel | Fiberglass Reinforced Plastic | Pressure |  | 1996-04-01 |  | 1996-04-01
9040042 | 3 | 1987-03-10 | Currently In Use | Gas | 6000 | Cathodically Protected Steel | Fiberglass Reinforced Plastic | Pressure |  | 1993-04-01 |  | 1993-04-01
9040043 | 1 | 1995-08-11 | Removed From Ground | Empty | 500 | Marked Unknown | Galvanized Steel | Suction: No Valve At The Tank
9040043 | 2 | 1995-08-11 | Removed From Ground | Empty | 500 | Marked Unknown | Galvanized Steel | Suction: No Valve At The Tank
9040043 | 3 | 1995-08-11 | Removed From Ground | Gas | 1000 | Marked Unknown | Galvanized Steel | Suction: No Valve At The Tank
9040044 | 1 | 1995-08-18 | Removed From Ground | Used Oil | 550 | Marked Unknown | Unknown | Not Marked | Y |  | Y
9040044 | 2 | 1995-08-18 | Removed From Ground | Used Oil | 550 | Marked Unknown | Unknown | Not Marked | Y |  | Y
9040045 | 1 | 1999-02-04 | Removed From Ground | Diesel | 8000 | Unknown | Unknown | Not Marked | N |  | N
9040045 | 2 | 1998-09-01 | Removed From Ground | Diesel | 5500 | Bare Steel | Bare Steel | Suction: Valve At The Tank
9040049 | 1 | 1999-01-05 | Removed From Ground | Diesel | 10000 | Bare Steel | Galvanized Steel | Suction: No Valve At The Tank
9040051 | 1 | 1998-11-05 | Removed From Ground | Gas | 8000 | Not Marked/Unknown | Not Marked | Not Marked
9040051 | 2 | 1998-11-05 | Removed From Ground | Gas | 8000 | Not Marked/Unknown | Not Marked | Not Marked
9040051 | 3 | 1998-11-05 | Removed From Ground | Gas | 6000 | Not Marked/Unknown | Not Marked | Not Marked
9040052 | 1 | 1995-12-27 | Removed From Ground | Gas | 1000 | Marked Unknown | Unknown | Not Marked
9040052 | 2 | 1995-12-27 | Removed From Ground | Gas | 1000 | Marked Unknown | Unknown | Not Marked
9040052 | 3 | 1995-12-27 | Removed From Ground | Gas | 500 | Marked Unknown | Unknown | Not Marked
9040052 | 4 | 1995-12-27 | Removed From Ground | Gas | 500 | Marked Unknown | Unknown | Not Marked
9040055 | 1 |  | Permanently Out Of Use | Gas | 10000 | Bare Steel | Galvanized Steel | Pressure
9040056 | 1 | 1987-01-01 | Removed From Ground | Gas | 1000 | Marked Unknown | Unknown | Not Marked
9040056 | 2 | 1987-01-01 | Removed From Ground | Diesel | 1000 | Marked Unknown | Unknown | Not Marked
9040057 | 1 |  | Removed From Ground Date Unknown | Gas | 6000 | Not Marked/Unknown | Not Marked | Not Marked
9040057 | 2 |  | Removed From Ground Date Unknown | Gas | 6000 | Not Marked/Unknown | Not Marked | Not Marked
9040057 | 3 |  | Removed From Ground Date Unknown | Gas | 6000 | Not Marked/Unknown | Not Marked | Not Marked
9040058 | 1 | 1996-01-01 | Removed From Ground | Diesel | 2000 | Not Marked/Unknown | Not Marked | Not Marked
9040058 | 2 | 1998-02-27 | Removed From Ground | Gas | 1000 | Unknown |  |  | N |  | N
9040058 | 3 | 1998-02-27 | Removed From Ground | Used Oil | 500 | Unknown |  |  | N |  | N
9040059 | 1 | 1996-04-16 | Removed From Ground | Gas | 500 | Not Marked/Unknown | Not Marked | Not Marked
9040059 | 2 | 1996-04-16 | Removed From Ground | Gas | 500 | Not Marked/Unknown | Not Marked | Not Marked
9040060 | 1 | 1996-01-01 | Currently In Use | Gas | 10000 | Composite | Fiberglass/Double Walled | Pressure |  | 1996-01-01 |  | 1996-01-01
9040060 | 2 | 1996-01-01 | Currently In Use | Gas | 8000 | Composite | Fiberglass/Double Walled | Pressure |  | 1996-01-01 |  | 1996-01-01
9040060 | 3 | 2008-07-30 | Currently In Use | Diesel | 4000 | Composite Double Walled | Fiberglass/Double Walled | Pressure | N | 2008-07-30 | N | 2008-07-30
9040061 | 1 | 1998-09-01 | Removed From Ground | Gas | 10000 | Not Marked/Unknown | Galvanized Steel | Suction: Valve At The Tank
9040062 | 1 | 1984-01-01 | Currently In Use | Gas | 5000 | Steel-Impressed Current | Cathodically Protected | Suction: No Valve At The Tank |  | 1998-12-15 |  | 1998-12-15
9040062 | 2 | 1984-01-01 | Currently In Use | Gas | 3000 | Steel-Impressed Current | Cathodically Protected | Suction: No Valve At The Tank |  | 1998-12-15 |  | 1998-12-15
9040063 | 1 | 1998-03-01 | Removed From Ground | Gas |  | Not Marked/Unknown | Not Marked | Not Marked
9040063 | 2 | 1998-03-01 | Removed From Ground | Gas |  | Not Marked/Unknown | Not Marked | Not Marked
9040063 | 3 | 1998-03-01 | Removed From Ground | Gas |  | Not Marked/Unknown | Not Marked | Not Marked
9040063 | 4 | 1998-03-01 | Removed From Ground | Gas |  | Not Marked/Unknown | Not Marked | Not Marked
9040063 | 5 | 1998-03-01 | Removed From Ground | Gas |  | Not Marked/Unknown | Not Marked | Not Marked
9040063 | 6 | 1998-03-01 | Removed From Ground | Gas |  | Not Marked/Unknown | Not Marked | Not Marked
9040064 | 1 | 2013-08-05 | Removed From Ground | Gas | 2000 | Composite | Fiberglass Reinforced Plastic | Suction: No Valve At The Tank |  | 1998-07-13 |  | 1998-07-13
9040065 | 1 |  | Currently In Use | Gas | 10000 | Not Marked/Unknown | Not Marked | Not Marked
9040065 | 2 |  | Currently In Use | Gas | 10000 | Not Marked/Unknown | Not Marked | Not Marked
9040065 | 3 |  | Currently In Use | Gas | 10000 | Not Marked/Unknown | Not Marked | Not Marked
9040065 | 4A |  | Currently In Use | Diesel | 10000 | Not Marked/Unknown | Not Marked | Not Marked
9040065 | 4B |  | Currently In Use | Diesel | 10000 | Not Marked/Unknown | Not Marked | Not Marked
9040066 | 1A | 2014-06-23 | Currently In Use | Gas | 10000 | Fiberglass Double Walled | Double Walled Flex | Pressure |  | 1998-02-19 |  | 1998-02-19
9040066 | 1B | 2014-06-23 | Currently In Use | Gas | 6000 | Fiberglass Double Walled | Double Walled Flex | Pressure |  | 1998-02-19 |  | 1998-02-19
9040067 | 1 | 1997-06-20 | Currently In Use | Gas | 10000 | Composite | Double Walled Flex | Pressure |  | 1997-06-20 |  | 1997-06-20
9040067 | 2 | 1997-06-20 | Currently In Use | Diesel | 10000 | Composite | Double Walled Flex | Pressure |  | 1997-06-20 |  | 1997-06-20
9040068 | 1A | 2014-03-10 | Temporarily Out Of Use | Gas | 2000 | Composite | Fiberglass Reinforced Plastic | Suction: No Valve At The Tank |  | 1999-04-01 |  | 1999-04-01
9040068 | 1B | 2014-03-10 | Temporarily Out Of Use | Gas | 1000 | Composite | Fiberglass Reinforced Plastic | Suction: No Valve At The Tank |  | 1999-04-01 |  | 1999-04-01
9040069 | 1 | 2002-01-15 | Currently In Use | Gas | 12000 | Composite | Fiberglass Reinforced Plastic | Pressure |  | 2002-01-15 12:00 | Y | 2002-01-15 12:00
9040069 | 2A | 2002-01-15 | Currently In Use | Gas | 8000 | Composite | Fiberglass Reinforced Plastic | Pressure |  | 2002-01-15 12:00 | Y | 2002-01-15 12:00
9040069 | 2B | 2002-01-15 | Currently In Use | Gas | 4000 | Composite | Fiberglass Reinforced Plastic | Pressure |  | 2002-01-15 12:00 | Y | 2002-01-15 12:00
9041001 | 1 | 1993-09-08 | Closed In Ground | Diesel | 10000 | Bare Steel | Bare Steel | Pressure
9041001 | EG-1 | 2007-03-06 | Removed From Ground | Gas | 560 | Cathodically Protected Steel | Double Walled | Suction: Valve At The Tank |  | 1998-09-04 |  | 1998-09-04
9041002 | 1 | 1985-05-06 | Currently In Use | Diesel | 10000 | Fiberglass | Fiberglass Reinforced Plastic | Pressure |  | 1985-05-06 |  | 1998-08-05
9041002 | 2 | 1985-05-06 | Currently In Use | Gas | 10000 | Fiberglass | Fiberglass Reinforced Plastic | Pressure |  | 1985-05-06 |  | 1998-08-05
9041002 | 3 | 1985-05-06 | Currently In Use | Gas | 10000 | Fiberglass | Fiberglass Reinforced Plastic | Pressure |  | 1985-05-06 |  | 1998-08-05
9041002 | 4 | 1985-05-06 | Currently In Use | Gas | 12000 | Fiberglass | Fiberglass Reinforced Plastic | Pressure |  | 1985-05-06 |  | 1998-08-05
9041003 | 1 | 1991-08-01 | Currently In Use | Gas | 10000 | Composite | Double Walled Flex | Pressure |  | 1991-08-01 |  | 1991-08-01
9041003 | 2 | 1991-08-01 | Currently In Use | Gas | 10000 | Composite | Double Walled Flex | Pressure |  | 1991-08-01 |  | 1991-08-01
9041003 | 3 | 1991-08-01 | Currently In Use | Gas | 10000 | Composite | Double Walled Flex | Pressure |  | 1991-08-01 |  | 1991-08-01
9041003 | 4 | 1991-08-01 | Currently In Use | Diesel | 2000 | Composite | Double Walled Flex | Pressure |  | 1991-08-01 |  | 1991-08-01
9041006 | 1 | 1988-01-01 | Currently In Use | Gas | 10000 | Steel-Impressed Current | Fiberglass Reinforced Plastic | Pressure |  | 1988-01-01 |  | 1988-01-01
9041006 | 2 | 1988-01-01 | Currently In Use | Gas | 10000 | Steel-Impressed Current | Fiberglass Reinforced Plastic | Pressure |  | 1988-01-01 |  | 1988-01-01
9041006 | 3 | 1988-01-01 | Currently In Use | Gas | 10000 | Steel-Impressed Current | Fiberglass Reinforced Plastic | Pressure |  | 1988-01-01 |  | 1988-01-01
9041006 | 4 | 1988-01-01 | Currently In Use | Diesel | 12000 | Steel-Impressed Current | Fiberglass Reinforced Plastic | Pressure |  | 1988-01-01 |  | 1988-01-01
9041006 | 5 | 1988-01-01 | Currently In Use | Diesel | 4000 | Steel-Impressed Current | Fiberglass Reinforced Plastic | Pressure |  | 1988-01-01 |  | 1988-01-01
9041007 | 1 | 1986-01-01 | Currently In Use | Gas | 2000 | Steel-Impressed Current | Cathodically Protected | Suction: No Valve At The Tank |  | 1998-06-01 |  | 1998-06-01
9041007 | 2 | 1981-01-01 | Currently In Use | Diesel | 4000 | Steel-Impressed Current | Cathodically Protected | Suction: No Valve At The Tank |  | 1998-06-01 |  | 1998-06-01
9041007 | 3 | 1981-01-01 | Currently In Use | Gas | 4000 | Steel-Impressed Current | Cathodically Protected | Suction: No Valve At The Tank |  | 1998-06-01 |  | 1998-06-01
9041007 | 4 | 1985-01-01 | Temporarily Out Of Use | Kerosene | 1000 | Steel-Impressed Current | Cathodically Protected | Suction: No Valve At The Tank |  | 1998-06-01 |  | 1998-06-01
9041009 | 1 | 1993-03-23 | Removed From Ground | Gas |  | Not Marked/Unknown | Not Marked | Not Marked
9041010 | 1 | 2009-08-10 | Temporarily Out Of Use | Gas | 4000 | Steel-Impressed Current | Fiberglass Reinforced Plastic | Suction: No Valve At The Tank |  | 1998-12-01 |  | 1998-12-01
9041010 | 2 | 1996-04-01 | Removed From Ground | Gas | 2000 | Bare Steel | Galvanized Steel | Suction: No Valve At The Tank
9041010 | 3 | 2009-08-10 | Temporarily Out Of Use | Gas | 2000 | Cathodically Protected Steel | Fiberglass Reinforced Plastic | Suction: No Valve At The Tank |  | 1998-12-01 |  | 1998-12-01
9041011 | 1 | 1995-05-08 | Removed From Ground | Gas | 1000 | Not Marked/Unknown | Unknown | Not Marked
9041011 | 2 | 1995-05-08 | Removed From Ground | Diesel | 500 | Not Marked/Unknown | Unknown | Not Marked
9041011 | 3 | 1995-05-08 | Removed From Ground | Diesel | 500 | Not Marked/Unknown | Unknown | Not Marked
9041012 | 1 | 1993-06-01 | Currently In Use | Gas | 10000 | Cathodically Protected Steel | Fiberglass Reinforced Plastic | Pressure |  | 1993-06-01 |  | 1993-06-01
9041012 | 2 | 1993-06-01 | Currently In Use | Diesel | 8000 | Cathodically Protected Steel | Fiberglass Reinforced Plastic | Pressure |  | 1993-06-01 |  | 1993-06-01
9041012 | 3 | 1993-06-01 | Currently In Use | Gas | 6000 | Cathodically Protected Steel | Fiberglass Reinforced Plastic | Pressure |  | 1993-06-01 |  | 1993-06-01
9041012 | 4 | 1993-06-01 | Currently In Use | Gas | 6000 | Cathodically Protected Steel | Fiberglass Reinforced Plastic | Pressure |  | 1993-06-01 |  | 1993-06-01
9041013 | 1 | 1991-09-17 | Currently In Use | Gas | 10000 | Steel-Impressed Current | Fiberglass Reinforced Plastic | Pressure |  | 1991-09-17 |  | 1991-09-17
9041013 | 2 | 1991-09-17 | Currently In Use | Gas | 6000 | Steel-Impressed Current | Fiberglass Reinforced Plastic | Pressure |  | 1991-09-17 |  | 1991-09-17
9041013 | 3A | 2007-01-27 | Currently In Use | Gas | 4000 | EPOXY/DOUBLE WALLED | Fiberglass/Double Walled | Pressure | N | 2007-01-27 | N | 2007-01-27
9041013 | 3B | 2007-01-27 | Currently In Use | Diesel | 4000 | EPOXY/DOUBLE WALLED | Fiberglass/Double Walled | Pressure | N | 2007-01-27 | N | 2007-01-27
9041013 | 3C | 2007-01-27 | Currently In Use | Diesel | 4000 | EPOXY/DOUBLE WALLED | Fiberglass/Double Walled | Pressure | N | 2007-01-27 | N | 2007-01-27
9041014 | 1 | 1990-07-02 | Currently In Use | Gas | 8000 | STIP-3 | Fiberglass Reinforced Plastic | Pressure |  | 1990-07-02 12:00 | Y | 1990-07-02 12:00
9041014 | 2 | 1990-07-02 | Currently In Use | Gas | 6000 | STIP-3 | Fiberglass Reinforced Plastic | Pressure |  | 1990-07-02 12:00 | Y | 1990-07-02 12:00
9041014 | 3 | 1990-07-02 | Currently In Use | Gas | 6000 | STIP-3 | Fiberglass Reinforced Plastic | Pressure |  | 1990-07-02 12:00 | Y | 1990-07-02 12:00
9041015 | 1 | 1995-08-15 | Currently In Use | Gas | 10000 | Cathodically Protected Steel | Fiberglass Reinforced Plastic | Pressure |  | 1995-08-15 |  | 1995-08-15
9041015 | 2 | 1995-08-15 | Currently In Use | Gas | 8000 | Cathodically Protected Steel | Fiberglass Reinforced Plastic | Pressure |  | 1995-08-15 |  | 1995-08-15
9041015 | 3 | 2006-09-18 | Removed From Ground | Diesel | 10000 | Cathodically Protected Steel | Not Marked | Pressure | N | 1995-08-01 | N | 1995-08-01
9041015 | 4 | 2006-09-18 | Removed From Ground | Diesel | 10000 | Composite Double Walled | Not Marked | Pressure | N | 1995-08-01 | N | 1995-08-01
9041016 | 1 | 1987-06-15 | Currently In Use | Diesel | 6000 | Composite | Fiberglass Reinforced Plastic | Pressure |  | 1987-06-15 |  | 1987-06-15
9041016 | 2 | 1987-06-15 | Currently In Use | Diesel | 6000 | Composite | Fiberglass Reinforced Plastic | Pressure |  | 1987-06-15 |  | 1987-06-15
9041016 | 3 | 1987-06-15 | Currently In Use | Gas | 6000 | Composite | Fiberglass Reinforced Plastic | Pressure |  | 1987-06-15 |  | 1987-06-15
9041016 | 4 | 2002-10-15 | Currently In Use | Gas | 10000 | Composite | Fiberglass Reinforced Plastic | Pressure | N | 2002-10-15 | N | 2002-10-15
9041017 | 1 | 2001-07-30 | Currently In Use | Gas | 8000 | STIP-3 | Fiberglass Reinforced Plastic | Pressure |  | 1990-10-25 |  | 1990-10-25
9041017 | 2 | 2001-07-30 | Currently In Use | Gas | 6000 | STIP-3 | Fiberglass Reinforced Plastic | Pressure |  | 1990-10-25 |  | 1990-10-25
9041017 | 3 | 2001-07-30 | Currently In Use | Gas | 6000 | STIP-3 | Fiberglass Reinforced Plastic | Pressure |  | 1990-10-25 |  | 1990-10-25
9041018 | 1 | 1999-12-21 | Removed From Ground | Gas | 2000 | Bare Steel | Galvanized Steel | Suction: No Valve At The Tank
9041019 | 1 | 1995-06-24 | Currently In Use | Gas | 12000 | STIP-3 | Fiberglass Reinforced Plastic | Pressure |  | 1995-06-24 |  | 1995-06-24
9041019 | 2 | 1995-06-24 | Currently In Use | Gas | 6000 | STIP-3 | Fiberglass Reinforced Plastic | Pressure |  | 1995-06-24 |  | 1995-06-24
9041019 | 3 | 1995-06-24 | Currently In Use | Diesel | 6000 | STIP-3 | Fiberglass Reinforced Plastic | Pressure |  | 1995-06-24 |  | 1995-06-24
9041020 | 1 | 2014-08-13 | Temporarily Out Of Use | Gas | 2000 | Steel-Impressed Current | Cathodically Protected | Suction: No Valve At The Tank |  | 1999-03-27 |  | 1999-03-27
9041020 | 2 | 2014-08-13 | Temporarily Out Of Use | Gas | 2000 | Steel-Impressed Current | Cathodically Protected | Suction: No Valve At The Tank |  | 1999-03-27 |  | 1999-03-27
9041020 | 3 | 2014-08-13 | Temporarily Out Of Use | Diesel | 1000 | Steel-Impressed Current | Cathodically Protected | Suction: No Valve At The Tank |  | 1999-03-27 |  | 1999-03-27
9041021 | 1 | 1996-01-29 | Removed From Ground | Diesel | 2000 | Marked Unknown | Unknown | Not Marked
9041021 | 2 | 1996-01-29 | Removed From Ground | Diesel | 2000 | Marked Unknown | Unknown | Not Marked
9041022 | 1 | 1995-11-10 | Currently In Use | Gas | 12000 | Composite | Double Walled Flex | Pressure |  | 1995-11-10 |  | 1995-11-10
9041022 | 2 | 1995-11-10 | Currently In Use | Gas | 8000 | Composite | Double Walled Flex | Pressure |  | 1995-11-10 |  | 1995-11-10
9041022 | 3 | 2006-04-07 | Currently In Use | Gas | 2000 | Composite | Double Walled Flex | Suction: No Valve At The Tank |  | 1995-11-10 |  | 1995-11-10
9041023 | 1 | 1998-06-03 | Removed From Ground | Gas | 6000 | Not Marked/Unknown | Not Marked | Not Marked
9041023 | 2 | 1998-06-03 | Removed From Ground | Gas | 4000 | Not Marked/Unknown | Not Marked | Not Marked
9041023 | 3 | 1998-06-03 | Removed From Ground | Gas | 2000 | Not Marked/Unknown | Not Marked | Not Marked
9041023 | 4 |  | Currently In Use | Used Oil | 1000 | Not Marked/Unknown | Not Marked | Not Marked | Y |  | Y
9041024 | 1 | 1998-06-01 | Removed From Ground | Gas | 2000 | Not Marked/Unknown | Not Marked | Not Marked
9041024 | 2 | 1998-07-01 | Currently In Use | Diesel | 2000 | Steel-Galvanic | Fiberglass Reinforced Plastic | Suction: No Valve At The Tank |  | 1998-07-01 |  | 1998-07-01
9041026 | 1 | 1996-04-29 | Currently In Use | Diesel | 20000 | Composite | Fiberglass Reinforced Plastic | Pressure |  | 1996-04-29 |  | 1996-04-29
9041026 | 2 | 1996-04-29 | Currently In Use | Gas | 10086 | Composite | Fiberglass Reinforced Plastic | Pressure |  | 1996-04-29 |  | 1996-04-29
9041026 | 3 | 1996-04-29 | Currently In Use | Gas | 10086 | Composite | Fiberglass Reinforced Plastic | Pressure |  | 1996-04-29 |  | 1996-04-29
9041026 | 4 | 1996-04-29 | Currently In Use | Diesel | 20000 | Composite | Fiberglass Reinforced Plastic | Pressure |  | 1996-04-29 |  | 1996-04-29
9041026 | 5 | 1996-04-29 | Currently In Use | Gas | 2000 | Composite | Fiberglass Reinforced Plastic | Suction: No Valve At The Tank |  | 1996-04-29 |  | 1996-04-29
9041027 | 1 | 1996-10-31 | Currently In Use | Gas | 20000 | Composite | Secondary Containment | Pressure |  | 1996-10-31 |  | 1996-10-31
9041027 | 2 | 1996-10-31 | Currently In Use | Gas | 10000 | Composite | Secondary Containment | Pressure |  | 1996-10-31 |  | 1996-10-31
9041027 | 3 | 1996-10-31 | Currently In Use | Gas | 10000 | Composite | Secondary Containment | Pressure |  | 1996-10-31 |  | 1996-10-31
9041027 | 4 | 1996-10-31 | Currently In Use | Diesel | 4000 | Composite | Secondary Containment | Pressure |  | 1996-10-31 |  | 1996-10-31
9041027 | 5 | 2005-08-04 | Currently In Use | Biodiesel | 2000 | Composite | Secondary Containment | Pressure |  | 1996-10-31 |  | 1996-10-31
9041028 | 1 | 1997-01-01 | Currently In Use | Gas | 15000 | Epoxy | Fiberglass Reinforced Plastic | Pressure |  | 1997-01-01 |  | 1997-01-01
9041028 | 2 | 1997-01-01 | Currently In Use | Gas | 8000 | Epoxy | Fiberglass Reinforced Plastic | Pressure |  | 1997-01-01 |  | 1997-01-01
9041028 | 4 | 1997-01-01 | Currently In Use | Diesel | 2000 | Epoxy | Fiberglass Reinforced Plastic | Pressure |  | 1997-01-01 |  | 1997-01-01
9041028 | B | 1997-01-01 | Currently In Use | Diesel | 3000 | Epoxy | Fiberglass Reinforced Plastic | Pressure |  | 1997-01-01 |  | 1997-01-01
9041029 | 1 | 1997-05-14 | Currently In Use | Gas | 8000 | STIP-3 | Single Wall Flex | Pressure |  | 1997-05-20 |  | 1997-05-20
9041029 | 2 | 1997-05-14 | Currently In Use | Gas | 8000 | STIP-3 | Single Wall Flex | Pressure |  | 1997-05-20 |  | 1997-05-20
9041029 | 3A | 1997-05-14 | Currently In Use | Diesel | 4000 | STIP-3 | Single Wall Flex | Pressure |  | 1997-05-20 |  | 1997-05-20
9041029 | 3B | 1997-05-14 | Currently In Use | Diesel | 2000 | STIP-3 | Single Wall Flex | Pressure |  | 1997-05-20 |  | 1997-05-20
9041030 | 1 | 1998-06-01 | Removed From Ground | Gas | 0 | Not Marked/Unknown | Not Marked | Not Marked
9041031 | 1 | 1985-10-01 | Currently In Use | Gas | 10000 | Steel-Impressed Current | Fiberglass Reinforced Plastic | Suction: No Valve At The Tank |  | 1995-01-01 |  | 1995-01-01
9041031 | 2 | 1985-10-01 | Currently In Use | Diesel | 10000 | Steel-Impressed Current | Fiberglass Reinforced Plastic | Suction: No Valve At The Tank |  | 1995-01-01 |  | 1995-01-01
9041032 | 1 | 1999-01-20 | Removed From Ground | Diesel | 2000 | Cathodically Protected Steel | Fiberglass Reinforced Plastic | Suction: Valve At The Tank |  | 1998-11-01 |  | 1998-11-01
9041032 | 2 | 1999-01-20 | Removed From Ground | Gas | 2000 | Cathodically Protected Steel | Fiberglass Reinforced Plastic | Suction: Valve At The Tank |  | 1998-11-01 |  | 1998-11-01
9041034 | 1 | 2001-07-03 | Temporarily Out Of Use | Empty | 0 | Not Marked/Unknown | Not Marked | Not Marked
9041034 | 1 |  | Removed From Ground Date Unknown | Empty | 0 | Not Marked/Unknown | Not Marked | Not Marked
9041034 | 2 | 2001-07-03 | Temporarily Out Of Use | Empty | 0 | Not Marked/Unknown | Not Marked | Not Marked
9041034 | 2 |  | Removed From Ground Date Unknown | Empty | 0 | Not Marked/Unknown | Not Marked | Not Marked
9042001 | 1 | 1998-07-28 | Removed From Ground | Diesel | 2000 | Bare Steel | Unknown | Suction: Valve At The Tank
9042001 | 2 | 1998-07-28 | Removed From Ground | Gas | 2000 | Bare Steel | Unknown | Suction: Valve At The Tank
9042001 | 3 | 1998-07-28 | Removed From Ground | Gas | 4000 | Bare Steel | Unknown | Not Marked
9042001 | 4 | 1998-07-28 | Removed From Ground | Gas | 6000 | Bare Steel | Unknown | Suction: Valve At The Tank
9042001 | 5 | 1998-07-28 | Removed From Ground | Gas | 6000 | Bare Steel | Unknown | Suction: Valve At The Tank
9042002 | 1 |  | Removed From Ground Date Unknown | Gas | 560 | Bare Steel | Bare Steel | Not Marked
9042002 | 2 |  | Removed From Ground Date Unknown | Gas | 560 | Bare Steel | Bare Steel | Not Marked
9042003 | 1 | 1997-04-01 | Removed From Ground | Gas | 6000 | Cathodically Protected Steel | Cathodically Protected | Suction: Valve At The Tank
9042003 | 2 | 1997-04-01 | Removed From Ground | Gas | 6000 | Cathodically Protected Steel | Cathodically Protected | Suction: Valve At The Tank
9042004 | 1 | 1991-10-27 | Removed From Ground | Diesel | 560 | Bare Steel | Galvanized Steel | Suction: No Valve At The Tank
9042004 | 2 | 1991-10-27 | Removed From Ground | Diesel | 2000 | Bare Steel | Galvanized Steel | Suction: No Valve At The Tank
9042004 | 3 | 2007-01-09 | Removed From Ground | Gas | 1000 | Steel-Galvanic | Cathodically Protected | Suction: No Valve At The Tank |  | 1991-10-29 |  | 1991-10-29
9042004 | 4 | 2007-01-09 | Removed From Ground | Diesel | 1000 | Steel-Galvanic | Cathodically Protected | Suction: No Valve At The Tank |  | 1991-10-29 |  | 1991-10-29
9042004 | 5 | 2007-01-20 | Currently In Use | Gas | 2500 | Fiberglass Double Walled | Fiberglass/Double Walled | Suction: No Valve At The Tank | N | 2007-01-25 | N | 2007-01-25
9042004 | 6 | 2007-01-20 | Currently In Use | Diesel | 2500 | Fiberglass Double Walled | Fiberglass/Double Walled | Suction: No Valve At The Tank | N | 2007-01-25 | N | 2007-01-25
9042005 | 1 | 1997-11-01 | Removed From Ground | Gas | 2000 | Bare Steel | Galvanized Steel | Suction: Valve At The Tank
9042005 | 2 | 1997-11-01 | Removed From Ground | Gas | 2000 | Bare Steel | Galvanized Steel | Suction: Valve At The Tank
9042005 | 3 | 1997-11-01 | Removed From Ground | Gas | 2000 | Bare Steel | Galvanized Steel | Suction: Valve At The Tank
9042005 | 4 | 1997-11-01 | Removed From Ground | Diesel | 2000 | Bare Steel | Galvanized Steel | Suction: Valve At The Tank
9042005 | 5 | 1997-11-01 | Removed From Ground | Kerosene | 1000 | Bare Steel | Galvanized Steel | Suction: Valve At The Tank
9042006 | 1 | 1984-01-01 | Currently In Use | Gas | 10000 | Steel-Impressed Current | Cathodically Protected | Pressure |  | 1998-09-01 |  | 1998-09-01
9042006 | 2 | 2009-10-27 | Temporarily Out Of Use | Gas | 6000 | Steel-Impressed Current | Cathodically Protected | Pressure |  | 1998-09-01 |  | 1998-09-01
9042006 | 3 | 1984-01-01 | Currently In Use | Gas | 10000 | Steel-Impressed Current | Cathodically Protected | Pressure |  | 1998-09-01 |  | 1998-09-01
9042006 | 4 | 1984-01-01 | Currently In Use | Diesel | 10000 | Steel-Impressed Current | Cathodically Protected | Pressure |  | 1998-09-01 |  | 1998-09-01
9042006 | 5 | 2004-01-01 | Currently In Use | Diesel | 4000 | Steel-Impressed Current | Cathodically Protected | Pressure | N | 1998-09-01 | N | 1998-09-01
9042008 | 1 | 1998-09-26 | Removed From Ground | Gas | 3008 | Bare Steel | Bare Steel | Suction: Valve At The Tank
9042008 | 2 | 1998-09-26 | Removed From Ground | Gas | 1020 | Bare Steel | Bare Steel | Suction: Valve At The Tank
9042008 | 3 | 1998-09-26 | Removed From Ground | Gas | 1020 | Bare Steel | Bare Steel | Suction: Valve At The Tank
9042008 | 4 | 1998-09-26 | Removed From Ground | Diesel | 552 | Bare Steel | Bare Steel | Suction: Valve At The Tank
9042008 | 5 | 1998-09-26 | Removed From Ground | Kerosene | 552 | Bare Steel | Bare Steel | Suction: Valve At The Tank
9042009 | 1 | 1999-08-24 | Removed From Ground | Empty | 10000 | Bare Steel | Galvanized Steel | Pressure
9042009 | 2 | 1999-08-24 | Removed From Ground | Empty | 10000 | Fiberglass | Galvanized Steel | Suction: No Valve At The Tank
9042010 | 1 | 1999-08-23 | Removed From Ground | Empty | 10000 | Fiberglass | Galvanized Steel | Suction: Valve At The Tank
9042011 | 1 | 2011-08-01 | Removed From Ground | Diesel | 3000 | Cathodically Protected Steel | Cathodically Protected | Suction: No Valve At The Tank |  | 1990-03-01 |  | 1990-03-01
9042012 | 1 | 1985-08-01 | Currently In Use | Gas | 6000 | Fiberglass | Fiberglass Reinforced Plastic | Pressure |  | 1996-10-01 |  | 1996-10-01
9042012 | 2 | 1985-08-01 | Currently In Use | Gas | 6000 | Fiberglass | Fiberglass Reinforced Plastic | Pressure |  | 1996-10-01 |  | 1996-10-01
9042012 | 3 | 1985-08-01 | Currently In Use | Gas | 6000 | Fiberglass | Fiberglass Reinforced Plastic | Pressure |  | 1996-10-01 |  | 1996-10-01
9042012 | 4 | 1985-08-01 | Currently In Use | Diesel | 4000 | Fiberglass | Fiberglass Reinforced Plastic | Pressure |  | 1996-10-01 |  | 1996-10-01
9042012 | 5 | 1985-08-01 | Currently In Use | Diesel | 2000 | Fiberglass | Fiberglass Reinforced Plastic | Pressure |  | 1996-10-01 |  | 1996-10-01
9042016 | 1 | 1979-01-01 | Currently In Use | Gas | 2000 | Steel-Impressed Current | Fiberglass Reinforced Plastic | Pressure |  | 1998-05-01 |  | 1998-05-01
9042016 | 2 | 1979-01-01 | Currently In Use | Gas | 2000 | Steel-Impressed Current | Fiberglass Reinforced Plastic | Pressure |  | 1998-05-01 |  | 1998-05-01
9042016 | 3 | 1979-01-01 | Currently In Use | Diesel | 2000 | Steel-Impressed Current | Fiberglass Reinforced Plastic | Suction: No Valve At The Tank |  | 1998-05-01 |  | 1998-05-01
9042016 | 4 | 1979-01-01 | Currently In Use | Kerosene | 1000 | Steel-Impressed Current | Fiberglass Reinforced Plastic | Suction: No Valve At The Tank |  | 1998-05-01 |  | 1998-05-01
9042016 | 5 | 1998-05-01 | Currently In Use | Diesel | 8000 | Steel-Impressed Current | Fiberglass Reinforced Plastic | Pressure |  | 1998-05-01 |  | 1998-05-01
9042018 | 1 | 2005-09-19 | Removed From Ground | Gas | 3000 | Steel-Impressed Current | Cathodically Protected | Suction: Valve At The Tank |  | 1998-09-21 |  | 1998-09-21
9042018 | 2 | 2005-09-19 | Removed From Ground | Gas | 3000 | Steel-Impressed Current | Cathodically Protected | Suction: Valve At The Tank |  | 1998-09-21 |  | 1998-09-21
9042018 | 3 | 2005-09-19 | Removed From Ground | Gas | 1000 | Steel-Impressed Current | Cathodically Protected | Suction: Valve At The Tank |  | 1998-09-21 |  | 1998-09-21
9042019 | 1 |  | Removed From Ground Date Unknown | Gas |  | Not Marked/Unknown | Galvanized Steel | Suction: Valve At The Tank
9042019 | 2 |  | Removed From Ground Date Unknown | Empty |  | Not Marked/Unknown | Not Marked | Not Marked
9042019 | 3 |  | Removed From Ground Date Unknown | Empty |  | Not Marked/Unknown | Not Marked | Not Marked
9042020 | 1 | 1998-12-15 | Removed From Ground | Diesel | 1000 | Not Marked/Unknown | Not Marked | Not Marked
9042020 | 2 | 1998-12-15 | Removed From Ground | Diesel | 1000 | Not Marked/Unknown | Not Marked | Not Marked
9042020 | 3 | 1998-12-01 | Removed From Ground | Gas | 1000 | Not Marked/Unknown | Not Marked | Not Marked
9042023 | 1 | 1996-10-17 | Removed From Ground | Diesel | 1000 | Not Marked/Unknown | Not Marked | Not Marked
9042023 | 2 | 1996-10-21 | Removed From Ground | Diesel | 1000 | Not Marked/Unknown | Not Marked | Not Marked
9042024 | 06301 | 2003-01-31 | Currently In Use | Gas | 15000 | Composite | Fiberglass Reinforced Plastic | Pressure |  | 1996-10-01 |  | 1996-10-01
9042024 | 06303 | 2003-01-31 | Currently In Use | Gas | 12000 | Composite | Fiberglass Reinforced Plastic | Pressure |  | 1996-10-01 |  | 1996-10-01
9042025 | 1 | 2016-01-28 | Currently In Use | Diesel | 12000 | Fiberglass Double Walled | Fiberglass/Double Walled | Pressure |  | 1998-01-01 |  | 1998-01-01
9042026 | 1 | 1998-11-12 | Removed From Ground | Diesel | 8000 | Not Marked/Unknown | Not Marked | Not Marked
9042026 | 2 | 1998-11-12 | Removed From Ground | Gas | 6000 | Not Marked/Unknown | Not Marked | Not Marked
9042026 | 3 | 1998-11-12 | Removed From Ground | Gas | 600 | Not Marked/Unknown | Not Marked | Not Marked
9042027 | 1 | 2003-05-30 | Removed From Ground | Empty |  | Steel-Galvanic | Cathodically Protected | Pressure |  | 1990-10-01 |  | 1990-10-01
9042027 | 1 |  | Temporarily Out Of Use | Empty |  | Steel-Galvanic | Cathodically Protected | Pressure |  | 1990-10-01 |  | 1990-10-01
9042027 | 2 | 2003-05-30 | Removed From Ground | Empty |  | Steel-Galvanic | Cathodically Protected | Pressure |  | 1990-10-01 |  | 1990-10-01
9042027 | 2 |  | Temporarily Out Of Use | Empty |  | Steel-Galvanic | Cathodically Protected | Pressure |  | 1990-10-01 |  | 1990-10-01
9042027 | 3 | 2003-05-30 | Removed From Ground | Empty |  | Steel-Galvanic | Cathodically Protected | Pressure |  | 1990-10-01 |  | 1990-10-01
9042027 | 3 |  | Temporarily Out Of Use | Empty |  | Steel-Galvanic | Cathodically Protected | Pressure |  | 1990-10-01 |  | 1990-10-01
9042027 | 4 | 2003-05-30 | Removed From Ground | Empty |  | Steel-Galvanic | Cathodically Protected | Pressure |  | 1990-10-01 |  | 1990-10-01
9042027 | 4 |  | Temporarily Out Of Use | Empty |  | Steel-Galvanic | Cathodically Protected | Pressure |  | 1990-10-01 |  | 1990-10-01
9042027 | 5 | 2003-05-30 | Removed From Ground | Empty |  | Steel-Galvanic | Cathodically Protected | Pressure |  | 1990-10-01 |  | 1990-10-01
9042027 | 5 |  | Temporarily Out Of Use | Empty |  | Steel-Galvanic | Cathodically Protected | Pressure |  | 1990-10-01 |  | 1990-10-01
9043001 | 1 | 1999-03-01 | Removed From Ground | Gas |  | Unknown |  |  | N |  | N
9043001 | 2 | 1999-03-01 | Removed From Ground | Gas |  | Not Marked/Unknown | Not Marked | Not Marked
9043001 | 3 | 1999-03-01 | Removed From Ground | Gas |  | Unknown |  |  | N |  | N
9043001 | 4 | 1999-03-01 | Removed From Ground | Gas |  | Unknown |  |  | N |  | N
9043002 | 1 | 1997-08-22 | Removed From Ground | Diesel | 30000 | Bare Steel | Bare Steel | Pressure
9043002 | 2 | 1997-08-22 | Removed From Ground | Diesel | 30000 | Bare Steel | Bare Steel | Pressure
9043002 | 3 | 1997-08-22 | Removed From Ground | Gas | 30000 | Bare Steel | Bare Steel | Pressure
9043002 | 4 | 1997-08-22 | Removed From Ground | Gas | 30000 | Bare Steel | Bare Steel | Pressure
9043002 | 5 | 1997-08-22 | Removed From Ground | Other | 30000 | Bare Steel | Bare Steel | Pressure
9043002 | 6 | 1997-08-22 | Removed From Ground | Gas | 30000 | Bare Steel | Bare Steel | Pressure
9043002 | 7 | 1997-08-22 | Removed From Ground | Gas | 30000 | Bare Steel | Bare Steel | Pressure
9043002 | 8 | 1997-08-22 | Removed From Ground | Kerosene | 12000 | Bare Steel | Bare Steel | Pressure
9043003 | 1 | 1992-04-06 | Removed From Ground | Kerosene | 1000 | Not Marked/Unknown | Not Marked | Not Marked
9043003 | 2 | 1992-04-06 | Removed From Ground | Gas | 1000 | Not Marked/Unknown | Not Marked | Not Marked
9043003 | 3 | 1992-04-06 | Removed From Ground | Gas | 1000 | Not Marked/Unknown | Not Marked | Not Marked
9043004 | 1 | 1995-03-01 | Removed From Ground | Empty | 8000 | Cathodically Protected Steel | Galvanized Steel | Not Marked
9043004 | 2 | 1995-03-01 | Removed From Ground | Empty | 6000 | Cathodically Protected Steel | Galvanized Steel | Not Marked
9043004 | 3 | 1995-02-27 | Removed From Ground | Gas | 6000 | Cathodically Protected Steel | Galvanized Steel | Not Marked
9043005 | UL555200 | 1989-07-21 | Currently In Use | Diesel | 10000 | Fiberglass Double Walled | Fiberglass Reinforced Plastic | Pressure |  | 1989-07-12 |  | 1989-07-12
9043005 | UL555201 | 2004-11-16 | Removed From Ground | Gas | 10000 | Double Walled | Fiberglass Reinforced Plastic | Pressure |  | 1989-07-12 |  | 1989-07-12
9043009 | 1 | 1999-08-17 | Removed From Ground | Diesel | 2000 | Bare Steel | Bare Steel | Suction: No Valve At The Tank
9043010 | 1 | 1989-11-13 | Removed From Ground | Diesel | 8156 | Bare Steel | Bare Steel | Not Marked
9043010 | K02 | 1989-11-13 | Removed From Ground | Used Oil | 1000 | Bare Steel | Bare Steel | Not Marked | Y |  | Y
9043011 | 1 | 1986-06-01 | Closed In Ground | Diesel | 4000 | Bare Steel | Unknown | Not Marked
9043012 | 1 | 2000-04-17 | Removed From Ground | Gas | 1000 | Bare Steel | Galvanized Steel | Not Marked
9043013 | T1 | 1992-05-23 | Removed From Ground | Gas | 1000 | Bare Steel | Galvanized Steel | Suction: Valve At The Tank
9043013 | T2 | 1992-05-23 | Removed From Ground | Gas | 1000 | Bare Steel | Galvanized Steel | Suction: Valve At The Tank
9043014 | 1 | 1992-10-03 | Removed From Ground | Gas | 4000 | Bare Steel | Bare Steel | Suction: No Valve At The Tank
9043014 | 2 | 1992-10-03 | Removed From Ground | Gas | 4000 | Bare Steel | Bare Steel | Suction: No Valve At The Tank
9043014 | 3 | 1992-10-03 | Removed From Ground | Gas | 2000 | Bare Steel | Bare Steel | Suction: No Valve At The Tank
9043015 | 1 | 1992-10-03 | Removed From Ground | Gas | 2000 | Bare Steel | Galvanized Steel | Suction: No Valve At The Tank
9043015 | 2 | 1992-10-03 | Removed From Ground | Gas | 2000 | Bare Steel | Galvanized Steel | Suction: No Valve At The Tank
9043015 | 3 | 1992-10-03 | Removed From Ground | Other | 4000 | Not Marked/Unknown | Not Marked | Not Marked
9043015 | 4 | 1992-10-03 | Removed From Ground | Other | 4000 | Not Marked/Unknown | Not Marked | Not Marked
9043016 | 10471-1 | 1993-05-04 | Removed From Ground | Gas | 550 | Bare Steel | Not Marked | Not Marked
9043018 | 421D1 | 2005-05-18 | Removed From Ground | Diesel | 2005 | Cathodically Protected Steel | Galvanized Steel | Suction: No Valve At The Tank |  | 1990-10-01 |  | 1990-10-01
9043018 | 421G1 | 2005-05-18 | Removed From Ground | Gas | 2005 | Cathodically Protected Steel | Galvanized Steel | Suction: No Valve At The Tank |  | 1990-10-01 |  | 1990-10-01
9043019 | 1 | 1989-01-01 | Currently In Use | Diesel | 10000 | STIP-3 | Fiberglass Reinforced Plastic | Pressure |  | 1994-12-19 |  | 1994-12-19
9043019 | 2 | 1989-01-01 | Currently In Use | Gas | 10000 | STIP-3 | Fiberglass Reinforced Plastic | Pressure |  | 1994-12-19 |  | 1994-12-19
9043019 | 3A | 1989-01-01 | Currently In Use | Gas | 10000 | STIP-3 | Fiberglass Reinforced Plastic | Pressure |  | 1994-12-19 |  | 1994-12-19
9043019 | 3B | 2004-03-16 | Currently In Use | Gas | 6000 | STIP-3 | Fiberglass Reinforced Plastic | Pressure | N | 2004-03-01 | N | 2004-03-01
9043020 | 1 | 1994-09-01 | Currently In Use | Gas | 10000 | STIP-3 | Double Walled Flex | Pressure |  | 1994-09-01 |  | 1994-09-01
9043020 | 2A | 1994-09-01 | Currently In Use | Gas | 7000 | STIP-3 | Double Walled Flex | Pressure |  | 1994-09-01 |  | 1994-09-01
9043020 | 2B | 1994-09-01 | Currently In Use | Gas | 3000 | STIP-3 | Double Walled Flex | Pressure |  | 1994-09-01 |  | 1994-09-01
9043020 | 3 | 1994-09-01 | Currently In Use | Diesel | 10000 | STIP-3 | Double Walled Flex | Pressure |  | 1994-09-01 |  | 1994-09-01
9043021 | D1 | 2000-05-03 | Removed From Ground | Diesel | 560 | Marked Unknown | Unknown | Suction: No Valve At The Tank
9043021 | FO1 | 2000-05-05 | Removed From Ground | Heating Oil | 10000 | Marked Unknown | Unknown | Pressure
9043021 | GULD1 | 2000-05-03 | Removed From Ground | Gas | 2000 | Marked Unknown | Unknown | Suction: No Valve At The Tank
9043021 | UNK1 | 2000-05-02 | Removed From Ground | Diesel |  | Not Marked/Unknown | Not Marked | Not Marked
9043022 | 1 |  | Currently In Use | Heating Oil |  | Not Marked/Unknown | Not Marked | Not Marked
9043023 | 1 | 1995-03-01 | Removed From Ground | Gas | 2000 | Not Marked/Unknown | Unknown | Not Marked
9043023 | 2 | 1995-03-01 | Removed From Ground | Gas | 2000 | Not Marked/Unknown | Unknown | Not Marked
9043023 | 3 | 1995-03-01 | Removed From Ground | Gas | 2000 | Not Marked/Unknown | Unknown | Not Marked
9043026 | 1 | 1994-05-12 | Currently In Use | Gas | 10000 | STIP-3 | Double Walled Flex | Pressure |  | 1994-10-01 |  | 1994-10-01
9043026 | 2 | 1994-05-12 | Currently In Use | Gas | 10000 | STIP-3 | Double Walled Flex | Pressure |  | 1994-10-01 |  | 1994-10-01
9043026 | 3 | 1994-05-12 | Currently In Use | Gas | 8000 | STIP-3 | Double Walled Flex | Pressure |  | 1994-10-01 |  | 1994-10-01
9043026 | 4 | 1994-05-12 | Currently In Use | Diesel | 8000 | STIP-3 | Double Walled Flex | Pressure |  | 1994-10-01 |  | 1994-10-01
9043026 | 5 | 1994-05-12 | Currently In Use | Diesel | 15000 | STIP-3 | Double Walled Flex | Pressure |  | 1994-10-01 |  | 1994-10-01
9043026 | 6 | 1994-05-12 | Currently In Use | Diesel | 15000 | STIP-3 | Double Walled Flex | Pressure |  | 1994-10-01 |  | 1994-10-01
9043026 | 7 | 1994-05-12 | Currently In Use | Diesel | 15000 | STIP-3 | Double Walled Flex | Pressure |  | 1994-10-01 |  | 1994-10-01
9043026 | C | 1998-09-01 | Currently In Use | Diesel | 15000 | Composite | Double Walled Flex | Pressure |  | 1998-09-01 |  | 1998-09-01
9043027 | 1 | 2010-12-07 | Temporarily Out Of Use | Gas | 6000 | Steel-Galvanic | Cathodically Protected | Pressure |  | 1998-08-04 |  | 1998-08-04
9043027 | 2 | 2010-12-07 | Temporarily Out Of Use | Gas | 6000 | Steel-Galvanic | Cathodically Protected | Pressure |  | 1998-08-04 |  | 1998-08-04
9043027 | 3 | 2010-12-07 | Temporarily Out Of Use | Gas | 6000 | Steel-Galvanic | Cathodically Protected | Pressure |  | 1998-08-04 |  | 1998-08-04
9043027 | 4A | 1995-09-06 | Currently In Use | Gas | 6000 | Steel-Galvanic | Fiberglass Reinforced Plastic | Pressure |  | 1995-09-06 |  | 1995-09-06
9043027 | 4B | 2014-03-20 | Currently In Use | Gas | 4000 | Steel-Galvanic | Fiberglass Reinforced Plastic | Pressure | N | 1995-09-05 | N | 1995-09-05
9043027 | 5 | 1995-09-06 | Currently In Use | Diesel | 10000 | Steel-Galvanic | Fiberglass Reinforced Plastic | Pressure |  | 1995-09-06 |  | 1995-09-06
9043028 | 1 | 2009-07-13 | Currently In Use | Gas | 3000 | STIP-3 | Fiberglass Reinforced Plastic | Suction: No Valve At The Tank |  | 1992-08-20 |  | 1992-08-20
9043028 | 2 | 2009-07-13 | Currently In Use | Gas | 3000 | STIP-3 | Fiberglass Reinforced Plastic | Suction: No Valve At The Tank |  | 1992-08-20 |  | 1992-08-20
9043028 | 3 | 2009-07-13 | Currently In Use | Diesel | 3000 | STIP-3 | Fiberglass Reinforced Plastic | Suction: No Valve At The Tank |  | 1992-08-20 |  | 1992-08-20
9043029 | 1 | 1999-02-01 | Removed From Ground | Gas | 500 | Bare Steel | Galvanized Steel | Suction: No Valve At The Tank
9043030 | 1 | 1998-12-18 | Closed In Ground | Diesel | 3000 | Bare Steel | Galvanized Steel | Suction: Valve At The Tank
9043031 | 08 | 2006-07-01 | Removed From Ground | Gas | 1000 | STIP-3 | Fiberglass Reinforced Plastic | Suction: No Valve At The Tank |  | 1988-08-01 |  | 1988-08-01
9043032 | 1 | 2003-03-31 | Removed From Ground | Gas | 2000 | Steel-Impressed Current | Cathodically Protected | Suction: Valve At The Tank |  | 1998-10-01 |  | 1998-10-01
9043032 | 2 | 2002-11-11 | Removed From Ground | Gas | 560 | Steel-Impressed Current | Cathodically Protected | Suction: Valve At The Tank |  | 1998-10-01 |  | 1998-10-01
9043032 | 3A | 2003-03-31 | Currently In Use | Gas | 4000 | Composite | Fiberglass Reinforced Plastic | Pressure | N | 2003-03-31 | N | 2003-03-31
9043032 | 3B | 2003-03-31 | Currently In Use | Gas | 2000 | Composite | Fiberglass Reinforced Plastic | Pressure | N | 2003-03-31 | N | 2003-03-31
9043032 | 3C | 2003-03-31 | Currently In Use | Diesel | 2000 | Composite | Fiberglass Reinforced Plastic | Pressure | N | 2003-03-31 | N | 2003-03-31
9043033 | 1 | 1998-12-15 | Removed From Ground | Gas | 1100 | Bare Steel | Bare Steel | Suction: No Valve At The Tank
9043033 | 2 | 1998-12-15 | Removed From Ground | Gas | 1100 | Bare Steel | Bare Steel | Suction: No Valve At The Tank
9043033 | 3 | 1998-12-15 | Currently In Use | Gas | 2000 | Epoxy | Fiberglass Reinforced Plastic | Suction: No Valve At The Tank |  | 1998-12-15 |  | 1998-12-15
9043034 | 1 | 1999-11-23 | Removed From Ground | Diesel | 2000 | Bare Steel | Bare Steel | Suction: No Valve At The Tank
9043035 | 1 |  | Removed From Ground Date Unknown | Diesel | 5000 | Bare Steel | Bare Steel | Suction: No Valve At The Tank
9043037 | 1 | 2007-01-01 | Removed From Ground | Diesel | 12000 | Steel-Impressed Current | Cathodically Protected | Suction: No Valve At The Tank |  | 1998-09-24 |  | 1998-09-24
9043037 | 2 | 2007-01-01 | Removed From Ground | Gas | 3000 | Steel-Impressed Current | Cathodically Protected | Suction: No Valve At The Tank |  | 1998-09-24 |  | 1998-09-24
9043038 | 1 | 2000-02-26 | Removed From Ground | Gas | 1000 | Bare Steel | Bare Steel | Suction: Valve At The Tank
9043038 | 2 |  | Currently In Use | Gas | 1000 | Bare Steel | Bare Steel | Suction: Valve At The Tank
9043040 | I | 2006-04-17 | Temporarily Out Of Use | Gas | 10000 | Steel-Impressed Current | Impressed Current | Suction: Valve At The Tank |  | 1996-12-07 |  | 1996-12-07
9043040 | II | 1982-01-01 | Currently In Use | Gas | 10000 | Steel-Impressed Current | Impressed Current | Suction: Valve At The Tank |  | 1996-12-07 |  | 1996-12-07
9043040 | III | 2013-09-27 | Temporarily Out Of Use | Gas | 10000 | Steel-Impressed Current | Impressed Current | Suction: Valve At The Tank |  | 1996-12-07 |  | 1996-12-07
9043041 | 1 |  | Currently In Use | Gas | 1000 | Not Marked/Unknown | Bare Steel | Suction: Valve At The Tank
9043041 | 2 |  | Currently In Use | Gas | 1000 | Not Marked/Unknown | Bare Steel | Suction: Valve At The Tank
9043041 | 3 |  | Currently In Use | Diesel | 850 | Not Marked/Unknown | Bare Steel | Suction: Valve At The Tank
9043042 | 1 | 1998-12-01 | Removed From Ground | Gas | 1000 | Bare Steel | Bare Steel | Suction: No Valve At The Tank
9043042 | 1 |  | Currently In Use | Gas | 1000 | Bare Steel | Bare Steel | Suction: No Valve At The Tank
9043042 | 2 | 1998-12-01 | Removed From Ground | Gas | 1000 | Bare Steel | Bare Steel | Suction: No Valve At The Tank
9043042 | 2 |  | Currently In Use | Gas | 1000 | Bare Steel | Bare Steel | Suction: No Valve At The Tank
9043045 | 1 | 1992-04-01 | Currently In Use | Diesel | 20000 | STIP-3 | Fiberglass/Double Walled | Pressure |  | 1992-04-04 12:00 |  | 1992-04-04 12:00
9043045 | 2 | 1992-04-01 | Currently In Use | Used Oil | 2500 | STIP-3 | Fiberglass/Double Walled | Gravity Fed | Y | 1992-04-04 12:00 | Y | 1995-01-01 12:00
9043643 | 1 | 1992-03-01 | Currently In Use | Gas | 10000 | STIP-3 | Fiberglass Reinforced Plastic | Pressure |  | 1999-12-07 |  | 1992-03-01
9043643 | 2 | 1992-03-01 | Currently In Use | Diesel | 8000 | STIP-3 | Fiberglass Reinforced Plastic | Pressure |  | 1998-12-07 |  | 1998-12-07
9043643 | 3 | 1992-03-01 | Currently In Use | Gas | 8000 | STIP-3 | Fiberglass Reinforced Plastic | Pressure |  | 1998-12-07 |  | 1998-12-07
9043643 | 4 | 1992-03-01 | Currently In Use | Gas | 6000 | STIP-3 | Fiberglass Reinforced Plastic | Pressure |  | 1998-12-07 |  | 1992-03-01
9043644 | 1 | 2008-03-17 | Removed From Ground | Diesel | 20000 | Cathodically Protected Steel | Cathodically Protected | Pressure |  | 1993-03-01 |  | 1993-03-01
9043645 | DIESEL | 1998-12-14 | Removed From Ground | Gas | 1000 | Marked Unknown | Galvanized Steel | Suction: Valve At The Tank
9043645 | PREM | 1998-12-14 | Removed From Ground | Gas | 1000 | Marked Unknown | Galvanized Steel | Suction: Valve At The Tank
9043645 | REG | 1998-12-14 | Removed From Ground | Gas | 2000 | Marked Unknown | Galvanized Steel | Suction: Valve At The Tank
9043647 | 1 | 2013-07-09 | Removed From Ground | Gas | 3000 | Steel-Impressed Current | Impressed Current | Suction: No Valve At The Tank |  | 1998-12-31 |  | 1998-12-31
9043647 | 2 | 2013-07-09 | Removed From Ground | Gas | 3000 | Steel-Impressed Current | Impressed Current | Suction: No Valve At The Tank |  | 1998-12-31 |  | 1998-12-31
9043650 | 1 | 1999-11-15 | Removed From Ground | Empty | 500 | Marked Unknown | Not Marked | Suction: Valve At The Tank
9043650 | 2 | 1999-11-15 | Removed From Ground | Diesel | 800 | Marked Unknown | Unknown | Suction: Valve At The Tank
9043650 | 3 | 1999-11-15 | Removed From Ground | Gas | 1000 | Cathodically Protected Steel | Galvanized Steel | Suction: Valve At The Tank
9043650 | 4 | 1999-11-15 | Removed From Ground | Gas | 2000 | Cathodically Protected Steel | Galvanized Steel | Suction: Valve At The Tank
9043651 | 2 | 2010-04-27 | Removed From Ground | Diesel | 10000 | Steel-Impressed Current | Impressed Current | Pressure |  | 1990-01-01 |  | 1990-01-01
9043651 | 3 | 2010-04-27 | Removed From Ground | Gas | 10000 | Steel-Impressed Current | Impressed Current | Pressure |  | 1990-01-01 |  | 1990-01-01
9043651 | 4 | 2010-04-27 | Removed From Ground | Gas | 20000 | Steel-Impressed Current | Impressed Current | Pressure |  | 1990-01-01 |  | 1990-01-01
9043651 | 5 | 2010-04-27 | Removed From Ground | Diesel | 20000 | Steel-Impressed Current | Impressed Current | Pressure |  | 1990-01-01 |  | 1990-01-01
9043651 | 6 | 1995-11-01 | Removed From Ground | Gas | 3000 | Marked Unknown | Unknown | Not Marked
9043651 | 7 | 1995-11-01 | Removed From Ground | Gas | 3000 | Marked Unknown | Unknown | Not Marked
9043651 | 8 | 1995-11-01 | Removed From Ground | Gas | 2000 | Marked Unknown | Unknown | Not Marked
9043651 | 9 | 1995-11-01 | Removed From Ground | Gas | 3000 | Marked Unknown | Unknown | Not Marked
9043652 | 1 | 1998-10-31 | Removed From Ground | Gas | 1000 | Bare Steel | Galvanized Steel | Suction: No Valve At The Tank
9043652 | 2 | 1998-10-31 | Removed From Ground | Gas | 1000 | Bare Steel | Galvanized Steel | Suction: No Valve At The Tank
9043653 | 1 | 2009-09-09 | Temporarily Out Of Use | Gas | 2000 | Steel-Impressed Current | Impressed Current | Suction: No Valve At The Tank |  | 1998-11-01 |  | 1998-11-01
9043653 | 2 | 2009-09-09 | Temporarily Out Of Use | Gas | 550 | Steel-Impressed Current | Impressed Current | Suction: No Valve At The Tank |  | 1998-11-01 |  | 1998-11-01
9043653 | 3 | 2009-09-09 | Temporarily Out Of Use | Gas | 1000 | Steel-Impressed Current | Impressed Current | Suction: No Valve At The Tank |  | 1998-11-01 |  | 1998-11-01
9043654 | 1 | 1996-06-14 | Removed From Ground | Gas | 3000 | Not Marked/Unknown | Not Marked | Not Marked
9043654 | 2 | 1996-06-14 | Removed From Ground | Gas | 3000 | Not Marked/Unknown | Not Marked | Not Marked
9043654 | 3 | 1996-06-14 | Removed From Ground | Gas | 3000 | Not Marked/Unknown | Not Marked | Not Marked
9043654 | 4 | 1996-06-14 | Removed From Ground | Gas | 3000 | Not Marked/Unknown | Not Marked | Not Marked
9043656 | 1 | 1997-10-31 | Removed From Ground | Other | 10000 | Bare Steel | Bare Steel | Suction: No Valve At The Tank
9043656 | 2 | 1997-10-31 | Removed From Ground | Other | 12000 | Fiberglass | Bare Steel | Suction: No Valve At The Tank
9043656 | 3 | 1997-10-31 | Removed From Ground | Gas | 2000 | Bare Steel | Bare Steel | Suction: No Valve At The Tank
9043656 | 4 | 1997-10-08 | Currently In Use | Aviation Gas/AV Gas | 12000 | Composite | Double Walled Flex | Suction: No Valve At The Tank |  | 1998-01-01 |  | 1998-01-01
9043656 | 5 | 1997-10-08 | Currently In Use | Aviation Gas/AV Gas | 12000 | Composite | Double Walled Flex | Suction: No Valve At The Tank |  | 1998-01-01 |  | 1998-01-01
9043657 | 1 | 1998-03-17 | Closed In Ground | Gas | 560 | Not Marked/Unknown | Not Marked | Not Marked
9043657 | 2 | 1998-03-17 | Closed In Ground | Gas | 560 | Not Marked/Unknown | Not Marked | Not Marked
9043657 | 3 | 1998-03-17 | Closed In Ground | Used Oil | 560 | Not Marked/Unknown | Not Marked | Not Marked
9043658 | 1 | 1998-10-22 | Removed From Ground | Gas | 6000 | Cathodically Protected Steel | Double Walled | Pressure |  | 1998-07-14 |  | 1998-07-14
9043658 | 2 | 1998-10-22 | Removed From Ground | Gas | 6000 | Cathodically Protected Steel | Double Walled | Pressure |  | 1998-07-14 |  | 1998-07-14
9043659 | 1 | 1998-10-01 | Removed From Ground | Other | 4000 | Not Marked/Unknown | Not Marked | Not Marked
9043659 | 2 | 1998-10-01 | Removed From Ground | Used Oil | 1000 | Not Marked/Unknown | Not Marked | Not Marked | Y |  | Y
9043660 | 1A | 1998-03-01 | Currently In Use | Gas | 10000 | Composite | Double Walled Flex | Pressure |  | 1998-04-01 |  | 1998-04-01
9043660 | 1B | 1998-03-01 | Currently In Use | Diesel | 5000 | Composite | Double Walled Flex | Pressure |  | 1998-04-01 |  | 1998-04-01
9043660 | 2 | 1998-03-01 | Currently In Use | Gas | 8000 | Composite | Double Walled Flex | Pressure |  | 1998-04-01 |  | 1998-04-01
9043661 | 1A | 1998-10-21 | Currently In Use | Diesel | 10000 | Composite | Fiberglass Reinforced Plastic | Suction: No Valve At The Tank |  | 1998-10-21 |  | 1998-10-21
9043661 | 1B | 1998-10-21 | Currently In Use | Gas | 5000 | Composite | Fiberglass Reinforced Plastic | Suction: No Valve At The Tank |  | 1998-10-21 |  | 1998-10-21
9043662 | 1 | 1984-01-01 | Removed From Ground | Gas | 3000 | Bare Steel | Bare Steel | Not Marked
9043663 | 1 | 1999-10-07 | Removed From Ground | Empty | 1000 | Bare Steel | Galvanized Steel | Suction: No Valve At The Tank
9043663 | 2 | 1999-10-07 | Removed From Ground | Empty | 250 | Bare Steel | Galvanized Steel | Suction: No Valve At The Tank
9043664 | 5 | 1999-02-01 | Removed From Ground | Gas | 1000 | Bare Steel | Bare Steel | Suction: No Valve At The Tank
9043665 | 1 | 2000-04-12 | Removed From Ground | Gas | 500 | Bare Steel | Bare Steel | Not Marked
9043667 | 1 | 2000-07-24 | Removed From Ground | Other | 4500 | Bare Steel | Galvanized Steel | Suction: Valve At The Tank
9043667 | 2 | 2000-07-24 | Removed From Ground | Other | 4500 | Bare Steel | Galvanized Steel | Suction: Valve At The Tank
9043668 | 1 | 2000-09-13 | Removed From Ground | Gas | 1000 | Bare Steel | Bare Steel | Not Marked
9043668 | 2 | 2000-09-13 | Removed From Ground | Gas | 2000 | Bare Steel | Bare Steel | Not Marked
9043669 | 1 | 2001-06-01 | Removed From Ground | Other | 25000 | Bare Steel | Galvanized Steel | Suction: Valve At The Tank
9043669 | 2 | 2001-03-01 | Closed In Ground | Other | 25000 | Bare Steel | Galvanized Steel | Suction: Valve At The Tank
9043669 | 3 | 2001-03-01 | Closed In Ground | Used Oil | 25000 | Bare Steel | Galvanized Steel | Suction: Valve At The Tank
9043669 | 4 | 2001-03-01 | Closed In Ground | Other | 25000 | Bare Steel | Galvanized Steel | Suction: Valve At The Tank
9043670 | 1 | 2001-08-10 | Removed From Ground | Gas | 250 | Bare Steel | Unknown | Not Marked
9043670 | 2 | 2001-08-10 | Removed From Ground | Gas | 250 | Bare Steel | Unknown | Not Marked
9044002 | 1 | 2011-01-15 | Removed From Ground | Other | 25000 | Not Marked/Unknown | Unknown | Not Marked
9044002 | 1 |  | Permanently Out Of Use | Other | 25000 | Not Marked/Unknown | Unknown | Not Marked
9044002 | 103 | 2000-01-01 | Currently In Use | Diesel | 33000 | Fiberglass Double Walled | Fiberglass/Double Walled | Pressure | N | 2001-10-01 | N | 2001-10-01
9044002 | 109 | 2000-01-01 | Currently In Use | Diesel | 12000 | STIP-3 | Fiberglass/Double Walled | Pressure | N | 2001-10-01 | N | 2001-10-01
9044002 | 2 | 2011-02-10 | Removed From Ground | Other | 12500 | Marked Unknown | Unknown | Pressure
9044002 | 2 |  | Permanently Out Of Use | Other | 12500 | Marked Unknown | Unknown | Pressure
9044002 | 3 | 2007-11-12 | Removed From Ground | Diesel | 12500 | Cathodically Protected Steel | Fiberglass Reinforced Plastic | Pressure | N | 1995-06-01 | N | 1995-06-01
9044002 | 4 | 2010-07-27 | Removed From Ground | Diesel | 8000 | Fiberglass Double Walled | Fiberglass/Double Walled | Pressure | N | 1996-07-01 | N | 1996-07-01
9044002 | A1 | 2003-03-22 | Currently In Use | Diesel | 30000 | Fiberglass Double Walled | Fiberglass/Double Walled | Pressure | N | 2003-04-10 | N | 2003-04-10
9044002 | A2 | 2003-03-22 | Currently In Use | Diesel | 30000 | Fiberglass Double Walled | Fiberglass/Double Walled | Pressure | N | 2003-04-10 | N | 2003-04-10
9044002 | B1 | 2003-03-22 | Currently In Use | Diesel | 30000 | Fiberglass Double Walled | Fiberglass/Double Walled | Pressure | N | 2003-04-10 | N | 2003-04-10
9044002 | B2 | 2003-03-22 | Currently In Use | Diesel | 30000 | Fiberglass Double Walled | Fiberglass/Double Walled | Pressure | N | 2003-04-10 | N | 2003-04-10
9044002 | B3 | 2006-12-12 | Currently In Use | Diesel | 30000 | Fiberglass Double Walled | Fiberglass/Double Walled | Suction: Valve At The Tank | N | 2006-12-19 | N | 2006-12-19
9044003 | 1 | 1987-10-05 | Currently In Use | Gas | 10000 | STIP-3 | Fiberglass Reinforced Plastic | Pressure |  | 1987-01-01 12:00 | Y | 1987-01-01 12:00
9044003 | 2 | 1987-10-05 | Currently In Use | Gas | 10000 | STIP-3 | Fiberglass Reinforced Plastic | Pressure |  | 1987-01-01 12:00 | Y | 1987-01-01 12:00
9044003 | 3 | 1987-10-05 | Currently In Use | Gas | 10000 | STIP-3 | Fiberglass Reinforced Plastic | Pressure |  | 1987-01-01 12:00 | Y | 1987-01-01 12:00
9044003 | 4 | 1987-10-05 | Currently In Use | Gas | 6000 | STIP-3 | Fiberglass Reinforced Plastic | Pressure |  | 1987-01-01 12:00 | Y | 1987-01-01 12:00
9044003 | 5 | 1987-10-05 | Currently In Use | Diesel | 6000 | STIP-3 | Fiberglass Reinforced Plastic | Pressure |  | 1987-01-01 12:00 | Y | 1987-01-01 12:00
9044003 | 6 | 2011-04-20 | Temporarily Out Of Use | Diesel | 6000 | STIP-3 | Fiberglass Reinforced Plastic | Suction: No Valve At The Tank |  | 1987-01-01 12:00 | Y | 1987-01-01 12:00
9044005 | 1 |  | Removed From Ground Date Unknown | Empty | 1 | Not Marked/Unknown | Not Marked | Not Marked
9044006 | 0 | 1990-10-26 | Removed From Ground | Used Oil |  | Concrete | Not Marked | Not Marked | Y |  | Y
9044007 | 1 | 1995-06-27 | Removed From Ground | Used Oil | 550 | Not Marked/Unknown | Not Marked | Not Marked | Y |  | Y
9044008 | 1 | 1991-02-19 | Removed From Ground | Kerosene | 6000 | Not Marked/Unknown | Not Marked | Not Marked
9044008 | 2 | 1991-02-19 | Removed From Ground | Kerosene | 6000 | Not Marked/Unknown | Not Marked | Not Marked
9044008 | 3 | 1991-02-19 | Removed From Ground | Other | 6000 | Not Marked/Unknown | Not Marked | Not Marked
9044008 | 4 |  | Removed From Ground Date Unknown | Other | 6000 | Not Marked/Unknown | Not Marked | Not Marked
9044008 | 5 |  | Removed From Ground Date Unknown | Other | 4000 | Not Marked/Unknown | Not Marked | Not Marked
9044008 | 6 | 1991-02-19 | Removed From Ground | Other | 4000 | Not Marked/Unknown | Not Marked | Not Marked
9044010 | 1 | 1955-06-01 | Removed From Ground | Gas | 2000 | Bare Steel | Unknown | Not Marked
9044010 | 10 | 1991-04-01 | Removed From Ground | Other | 10000 | Bare Steel | Bare Steel | Not Marked
9044010 | 11 | 1975-12-07 | Permanently Out Of Use | Gas | 1000 | Bare Steel | Bare Steel | Not Marked
9044010 | 12 | 1975-12-07 | Permanently Out Of Use | Gas | 1000 | Bare Steel | Bare Steel | Not Marked
9044010 | 13 | 1991-04-01 | Removed From Ground | Other | 10000 | Bare Steel | Bare Steel | Not Marked
9044010 | 2 | 1955-06-01 | Removed From Ground | Gas | 2000 | Bare Steel | Unknown | Not Marked
9044010 | 3 | 1955-06-01 | Removed From Ground | Gas | 4000 | Bare Steel | Unknown | Not Marked
9044010 | 4 | 1955-06-01 | Removed From Ground | Gas | 4000 | Bare Steel | Unknown | Not Marked
9044010 | 5 | 1991-04-01 | Removed From Ground | Gas | 12000 | Bare Steel | Unknown | Not Marked
9044010 | 6 | 1991-04-01 | Removed From Ground | Kerosene | 12000 | Bare Steel | Unknown | Not Marked
9044010 | 7 | 1991-04-01 | Removed From Ground | Kerosene | 12000 | Bare Steel | Unknown | Not Marked
9044010 | 8 | 1991-04-01 | Removed From Ground | Other | 10000 | Bare Steel | Bare Steel | Not Marked
9044010 | 9 | 1991-04-01 | Removed From Ground | Other | 10000 | Bare Steel | Bare Steel | Not Marked
9044011 | 1 |  | Removed From Ground Date Unknown | Gas | 8000 | Not Marked/Unknown | Not Marked | Not Marked
9044012 | 1 | 1991-05-01 | Removed From Ground | Used Oil | 550 | Not Marked/Unknown | Not Marked | Not Marked | Y |  | Y
9044012 | 2 | 1991-05-01 | Removed From Ground | Gas | 2000 | Not Marked/Unknown | Not Marked | Not Marked
9044012 | 3 | 1991-05-01 | Removed From Ground | Used Oil | 2000 | Not Marked/Unknown | Not Marked | Not Marked | Y |  | Y
9044012 | 4 | 1991-05-01 | Removed From Ground | Used Oil | 2000 | Not Marked/Unknown | Not Marked | Not Marked | Y |  | Y
9044013 | 1 |  | Permanently Out Of Use | Used Oil | 400 | Bare Steel | Unknown | Not Marked | Y |  | Y
9044014 | 1 | 1991-04-29 | Removed From Ground | Other | 3000 | Not Marked/Unknown | Not Marked | Not Marked
9044014 | 2 | 1991-04-29 | Removed From Ground | Other | 3000 | Not Marked/Unknown | Not Marked | Not Marked
9044014 | 3 | 1991-04-29 | Removed From Ground | Other | 4000 | Not Marked/Unknown | Not Marked | Not Marked
9044014 | 4 | 1991-04-26 | Removed From Ground | Gas | 550 | Not Marked/Unknown | Not Marked | Not Marked
9044015 | 1 | 1991-06-05 | Removed From Ground | Gas | 4000 | Bare Steel | Not Marked | Not Marked
9044016 | 1 | 2001-08-02 | Removed From Ground | Diesel | 3000 | Cathodically Protected Steel | Unknown | Suction: Valve At The Tank
9044016 | 2 | 2001-08-01 | Removed From Ground | Gas | 5000 | Cathodically Protected Steel | Unknown | Suction: Valve At The Tank
9044016 | 3 | 1991-09-17 | Removed From Ground | Gas | 2000 | Bare Steel | Bare Steel | Suction: Valve At The Tank
9044016 | 4 | 1991-09-17 | Removed From Ground | Gas | 2000 | Bare Steel | Bare Steel | Suction: Valve At The Tank
9044018 | 1 |  | Permanently Out Of Use | Used Oil | 3000 | Bare Steel | Not Marked | Not Marked
9044018 | 2 | 1991-04-16 | Removed From Ground | Gas | 4000 | Bare Steel | Not Marked | Not Marked
9044019 | 1 | 1991-10-29 | Removed From Ground | Gas | 1000 | Bare Steel | Galvanized Steel | Suction: Valve At The Tank
9044020 | 1 |  | Permanently Out Of Use | Empty |  | Not Marked/Unknown | Not Marked | Not Marked
9044021 | 1 | 1991-10-11 | Removed From Ground | Diesel | 10000 | Bare Steel | Bare Steel | Not Marked
9044021 | 2 | 1991-10-11 | Removed From Ground | Diesel | 6000 | Bare Steel | Bare Steel | Not Marked
9044022 | 1 | 1991-04-25 | Removed From Ground | Diesel | 5000 | Bare Steel | Not Marked | Not Marked
9044023 | 1 | 1991-12-16 | Removed From Ground | Other | 560 | Bare Steel | Bare Steel | Suction: No Valve At The Tank
9044023 | 2 | 1991-12-16 | Removed From Ground | Other | 560 | Bare Steel | Bare Steel | Suction: No Valve At The Tank
9044023 | 3 | 1991-12-16 | Removed From Ground | Used Oil | 560 | Bare Steel | Bare Steel | Gravity Fed | Y |  | Y
9044024 | 1 | 1999-08-12 | Removed From Ground | Other | 1000 | Cathodically Protected Steel | Galvanized Steel | Not Marked
9044024 | 2 | 1999-08-12 | Removed From Ground | Other | 560 | Cathodically Protected Steel | Galvanized Steel | Not Marked
9044024 | 3 | 1999-08-12 | Removed From Ground | Other | 560 | Cathodically Protected Steel | Galvanized Steel | Not Marked
9044024 | 4 | 1999-08-12 | Removed From Ground | Used Oil | 560 | Cathodically Protected Steel | Galvanized Steel | Not Marked | Y |  | Y
9044025 | 1 | 1997-12-01 | Removed From Ground | Diesel | 10000 | Cathodically Protected Steel | Fiberglass Reinforced Plastic | Suction: No Valve At The Tank
9044025 | 2 | 1992-01-15 | Removed From Ground | Diesel | 5000 | Bare Steel | Galvanized Steel | Suction: No Valve At The Tank
9044026 | 1 | 2005-03-18 | Currently In Use | Gas | 10000 | Fiberglass | Fiberglass Reinforced Plastic | Pressure |  | 1998-12-21 |  | 1998-12-21
9044026 | 2 | 2005-03-18 | Currently In Use | Gas | 10000 | Fiberglass | Fiberglass Reinforced Plastic | Pressure |  | 1998-12-21 |  | 1998-12-21
9044026 | 3 | 2005-03-18 | Currently In Use | Gas | 10000 | Fiberglass | Fiberglass Reinforced Plastic | Pressure |  | 1998-12-21 |  | 1998-12-21
9044027 | 1 | 2001-10-25 | Removed From Ground | Diesel | 275 | Cathodically Protected Steel | Double Walled | Not Marked |  | 1997-12-30 |  | 1997-12-30
9044028 | 1 | 1989-08-02 | Currently In Use | Gas | 10000 | STIP-3 | Fiberglass Reinforced Plastic | Pressure |  | 1989-08-01 |  | 1989-08-01
9044028 | 2 | 1989-08-02 | Currently In Use | Gas | 10000 | STIP-3 | Fiberglass Reinforced Plastic | Pressure |  | 1989-08-01 |  | 1989-08-01
9044028 | 3 | 1989-08-02 | Currently In Use | Gas | 10000 | STIP-3 | Fiberglass Reinforced Plastic | Pressure |  | 1989-08-01 |  | 1989-08-01
9044028 | 4 | 1989-08-02 | Currently In Use | Diesel | 10000 | STIP-3 | Fiberglass Reinforced Plastic | Pressure |  | 1989-08-01 |  | 1989-08-01
9044029 | 1 | 1993-08-27 | Removed From Ground | Diesel | 500 | Bare Steel | Galvanized Steel | Suction: Valve At The Tank
9044031 | 1 | 2013-12-12 | Removed From Ground | Gas | 12000 | Fiberglass | Double Walled Flex | Pressure |  | 1991-08-01 |  | 1991-08-01
9044031 | 2 | 2013-12-12 | Removed From Ground | Gas | 12000 | Fiberglass | Double Walled Flex | Pressure |  | 1991-08-01 |  | 1991-08-01
9044031 | 3 | 2013-12-12 | Removed From Ground | Gas | 12000 | Fiberglass | Double Walled Flex | Pressure |  | 1991-08-01 |  | 1991-08-01
9044031 | A | 1991-03-14 | Removed From Ground | Gas | 12000 | Not Marked/Unknown | Not Marked | Not Marked
9044031 | B | 1991-03-14 | Removed From Ground | Diesel | 12000 | Not Marked/Unknown | Not Marked | Not Marked
9044031 | C | 1991-03-14 | Removed From Ground | Gas | 12000 | Not Marked/Unknown | Not Marked | Not Marked
9044032 | 1 | 1998-02-10 | Removed From Ground | Diesel | 3000 | Composite | Copper | Not Marked
9044032 | 2 | 1998-02-26 | Currently In Use | Diesel | 2000 | Cathodically Protected Steel | Double Walled | Suction: Valve At The Tank |  | 1998-02-26 |  | 1998-02-26
9044032 | 2 |  | Removed From Ground Date Unknown | Diesel | 2000 | Cathodically Protected Steel | Double Walled | Suction: Valve At The Tank |  | 1998-02-26 |  | 1998-02-26
9044035 | 1 | 1999-06-15 | Removed From Ground | Empty | 550 | Double Walled | Bare Steel | Not Marked
9044035 | 2 | 1999-06-15 | Removed From Ground | Empty | 550 | Composite | Bare Steel | Not Marked
9044036 | 1 | 1989-11-15 | Removed From Ground | Diesel | 5000 | Bare Steel | Galvanized Steel | Not Marked
9044036 | 2 | 1990-01-01 | Currently In Use | Diesel | 10000 | Tank Jacket | Fiberglass Reinforced Plastic | Suction: No Valve At The Tank |  | 1990-01-01 |  | 1990-01-01
9044037 | 1 | 1988-10-15 | Removed From Ground | Other | 2000 | Bare Steel | Bare Steel | Not Marked
9044037 | 2 | 1988-10-15 | Removed From Ground | Used Oil | 550 | Bare Steel | Bare Steel | Not Marked | Y |  | Y
9044037 | 3 | 1988-10-15 | Removed From Ground | Used Oil | 550 | Bare Steel | Bare Steel | Not Marked | Y |  | Y
9044037 | 4 | 1988-10-15 | Removed From Ground | Other | 1000 | Bare Steel | Bare Steel | Not Marked
9044038 | 1 | 1990-05-24 | Removed From Ground | Gas | 2000 | Bare Steel | Unknown | Not Marked
9044038 | 2 | 1990-05-24 | Removed From Ground | Gas | 2000 | Bare Steel | Unknown | Not Marked
9044038 | 3 | 1990-05-24 | Removed From Ground | Gas | 8800 | Bare Steel | Unknown | Not Marked
9044038 | 4 | 1990-05-24 | Removed From Ground | Gas | 8800 | Bare Steel | Unknown | Not Marked
9044038 | 5 | 1990-05-24 | Removed From Ground | Diesel | 5000 | Bare Steel | Unknown | Not Marked
9044039 | 1 | 1991-04-15 | Removed From Ground | Gas | 10000 | Fiberglass | Galvanized Steel | Pressure
9044039 | 2 | 1991-04-15 | Removed From Ground | Gas | 10000 | Fiberglass | Galvanized Steel | Pressure
9044039 | 3 | 1991-04-15 | Removed From Ground | Gas | 10000 | Fiberglass | Galvanized Steel | Pressure
9044039 | 4 | 1991-04-15 | Removed From Ground | Used Oil | 1000 | Fiberglass | Galvanized Steel | Gravity Fed | Y |  | Y
9044041 | 1 | 2004-02-25 | Removed From Ground | Gas | 1000 | Unknown | Unknown | Not Marked | N |  | N
9044041 | 10718-1 | 1993-04-28 | Removed From Ground | Gas | 10000 | Bare Steel | Bare Steel | Suction: No Valve At The Tank
9044041 | 718G1 |  | Removed From Ground Date Unknown | Gas | 10000 | Bare Steel | Bare Steel | Suction: No Valve At The Tank
9044042 | 1 | 1989-07-15 | Removed From Ground | Other |  | Not Marked/Unknown | Not Marked | Not Marked
9044042 | 2 | 1989-07-15 | Removed From Ground | Other |  | Not Marked/Unknown | Not Marked | Not Marked
9044042 | 3 | 1989-07-15 | Removed From Ground | Other |  | Not Marked/Unknown | Not Marked | Not Marked
9044042 | 4 | 1989-07-15 | Removed From Ground | Other |  | Not Marked/Unknown | Not Marked | Not Marked
9044043 | 1 | 1989-10-01 | Removed From Ground | Gas | 1800 | Bare Steel | Unknown | Not Marked
9044043 | 2 | 1989-10-01 | Removed From Ground | Diesel | 1800 | Bare Steel | Unknown | Not Marked
9044044 | 1 | 1990-09-15 | Removed From Ground | Used Oil | 550 | Bare Steel | Bare Steel | Not Marked | Y |  | Y
9044044 | 2 | 1990-09-15 | Removed From Ground | Used Oil | 550 | Bare Steel | Bare Steel | Not Marked | Y |  | Y
9044045 | 1 | 1983-01-01 | Removed From Ground | Gas | 2000 | Bare Steel | Galvanized Steel | Not Marked
9044047 | 1 | 1988-04-14 | Currently In Use | Gas | 10000 | Steel-Galvanic | Cathodically Protected | Pressure |  | 1988-04-14 |  | 1988-04-14
9044047 | 2 | 1988-04-14 | Currently In Use | Gas | 10000 | Steel-Galvanic | Cathodically Protected | Pressure |  | 1988-04-14 |  | 1988-04-14
9044047 | 3 | 1988-04-14 | Currently In Use | Gas | 10000 | Steel-Galvanic | Cathodically Protected | Pressure |  | 1988-04-14 |  | 1988-04-14
9044047 | 4 | 1988-04-14 | Currently In Use | Gas | 10000 | Steel-Galvanic | Cathodically Protected | Pressure |  | 1988-04-14 |  | 1988-04-14
9044049 | 1 | 2005-05-04 | Removed From Ground | Diesel | 10673 | Bare Steel | Galvanized Steel | Suction: No Valve At The Tank
9044049 | 2 | 2005-05-04 | Removed From Ground | Gas | 10153 | Bare Steel | Galvanized Steel | Not Marked
9044049 | 3 | 2005-05-04 | Removed From Ground | Diesel | 10673 | Bare Steel | Galvanized Steel | Not Marked
9044049 | 4 | 2005-05-04 | Removed From Ground | Used Oil | 1003 | Bare Steel | Galvanized Steel | Not Marked | Y |  | Y
9044049 | 5 | 2005-05-04 | Removed From Ground | Used Oil | 1000 | Bare Steel | Galvanized Steel | Not Marked | Y |  | Y
9044049 | 6 |  | Removed From Ground Date Unknown | Diesel | 2000 | Bare Steel | Galvanized Steel | Suction: No Valve At The Tank
9044050 | 1A | 2011-12-01 | Currently In Use | Gas | 2000 | Steel-Impressed Current | Fiberglass Reinforced Plastic | Pressure |  | 1999-03-01 |  | 1999-03-01
9044050 | 1B | 2010-11-19 | Currently In Use | Diesel | 2000 | Steel-Impressed Current | Fiberglass Reinforced Plastic | Pressure |  | 1999-03-01 |  | 1999-03-01
9044050 | 2 | 1979-01-01 | Currently In Use | Gas | 10000 | Steel-Impressed Current | Fiberglass Reinforced Plastic | Pressure |  | 1999-03-01 |  | 1999-03-01
9044050 | 3 | 1979-01-01 | Currently In Use | Gas | 8000 | Steel-Impressed Current | Fiberglass Reinforced Plastic | Pressure |  | 1999-03-01 |  | 1999-03-01
9044051 | 1 | 2004-04-13 | Temporarily Out Of Use | Gas | 10000 | Fiberglass Double Walled | Fiberglass Reinforced Plastic | Pressure |  | 1988-04-01 |  | 1988-04-01
9044051 | 2 | 1988-05-01 | Temporarily Out Of Use | Gas | 10000 | Fiberglass Double Walled | Fiberglass Reinforced Plastic | Pressure |  | 1988-04-01 |  | 1988-04-01
9044051 | 3 | 1988-05-01 | Temporarily Out Of Use | Gas | 10000 | Fiberglass Double Walled | Fiberglass Reinforced Plastic | Pressure |  | 1988-04-01 |  | 1988-04-01
9044052 | 213019 | 1990-01-01 | Currently In Use | Diesel | 10000 | Tank Jacket | Fiberglass Reinforced Plastic | Suction: No Valve At The Tank |  | 1990-01-01 |  | 1990-01-01
9044053 | 1 |  | Removed From Ground Date Unknown | Gas | 10000 | Fiberglass | Galvanized Steel | Suction: Valve At The Tank
9044053 | 525415 | 1997-05-21 | Currently In Use | Gas | 9816 | Epoxy | Fiberglass/Double Walled | Suction: No Valve At The Tank |  | 1997-05-21 |  | 1997-05-21
9044054 | 1 | 1990-08-01 | Removed From Ground | Other | 3000 | Bare Steel | Bare Steel | Not Marked
9044054 | 2 | 1990-08-01 | Removed From Ground | Used Oil | 3000 | Bare Steel | Bare Steel | Not Marked | Y |  | Y
9044054 | 3 | 1990-08-01 | Removed From Ground | Diesel | 15000 | Bare Steel | Cathodically Protected | Not Marked
9044054 | 4 | 1990-08-01 | Removed From Ground | Diesel | 15000 | Bare Steel | Cathodically Protected | Not Marked
9044054 | 5 | 1990-08-01 | Removed From Ground | Other | 15000 | Bare Steel | Cathodically Protected | Not Marked
9044054 | 6 | 1990-08-01 | Removed From Ground | Used Oil | 550 | Cathodically Protected Steel | Cathodically Protected | Not Marked | Y |  | Y
9044054 | 7 | 1989-12-01 | Removed From Ground | Other | 12000 | Bare Steel | Not Marked | Not Marked
9044055 | 1 | 1999-01-07 | Removed From Ground | Diesel | 15000 | Fiberglass | Galvanized Steel | Suction: No Valve At The Tank
9044055 | 2 | 1999-01-07 | Removed From Ground | Used Oil | 800 | Fiberglass | Galvanized Steel | Suction: No Valve At The Tank | Y |  | Y
9044056 | 1 | 1985-01-01 | Currently In Use | Gas | 8000 | STIP-3 | Fiberglass Reinforced Plastic | Pressure |  | 1998-01-08 |  | 1998-01-08
9044056 | 2 | 1985-01-01 | Currently In Use | Gas | 8000 | STIP-3 | Fiberglass Reinforced Plastic | Pressure |  | 1998-01-08 |  | 1998-01-08
9044056 | 3 | 1985-01-01 | Currently In Use | Gas | 6000 | STIP-3 | Fiberglass Reinforced Plastic | Pressure |  | 1998-01-08 |  | 1998-01-08
9044057 | 1 | 1989-11-10 | Removed From Ground | Empty | 1000 | Bare Steel | Galvanized Steel | Not Marked
9044057 | 2 | 1989-11-10 | Removed From Ground | Empty | 1000 | Bare Steel | Galvanized Steel | Not Marked
9044059 | 1 | 1994-03-16 | Currently In Use | Diesel | 2000 | Composite Double Walled | Copper | Suction: Valve At The Tank |  | 1994-03-16 |  | 1994-03-16
9044059 | 2 | 1994-03-21 | Removed From Ground | Diesel | 5000 | Bare Steel | Unknown | Suction: No Valve At The Tank
9044060 | 1 | 1990-09-21 | Removed From Ground | Gas | 6000 | Bare Steel | Galvanized Steel | Not Marked
9044061 | 1 | 2001-10-25 | Removed From Ground | Diesel |  | Cathodically Protected Steel | Double Walled | Not Marked |  | 1997-12-30 |  | 1997-12-30
9044063 | 1 | 2012-03-09 | Currently In Use | Gas | 10000 | Fiberglass | Fiberglass Reinforced Plastic | Pressure |  | 1989-08-01 |  | 1989-08-01
9044063 | 2 | 2012-03-09 | Currently In Use | Gas | 12000 | Fiberglass | Fiberglass Reinforced Plastic | Pressure |  | 1989-08-01 |  | 1989-08-01
9044063 | 3 | 2012-03-09 | Currently In Use | Diesel | 12000 | Fiberglass | Fiberglass Reinforced Plastic | Pressure |  | 1989-08-01 |  | 1989-08-01
9044064 | 1 | 1990-01-01 | Currently In Use | Gas | 12000 | Fiberglass Double Walled | Double Walled Flex | Pressure |  | 1990-04-01 |  | 1990-04-01
9044064 | 2 | 1990-01-01 | Currently In Use | Gas | 12000 | Fiberglass Double Walled | Double Walled Flex | Pressure |  | 1990-04-01 |  | 1990-04-01
9044064 | 3 | 1990-01-01 | Currently In Use | Gas | 12000 | Fiberglass Double Walled | Double Walled Flex | Pressure |  | 1990-04-01 |  | 1990-04-01
9044065 | 1 | 1990-12-05 | Removed From Ground | Diesel | 5000 | Bare Steel | Unknown | Not Marked
9044065 | 2 | 1990-12-05 | Removed From Ground | Diesel | 5000 | Bare Steel | Unknown | Not Marked
9044065 | 3 | 1990-12-05 | Removed From Ground | Diesel | 5000 | Bare Steel | Unknown | Not Marked
9044066 | 1 | 2002-10-10 | Removed From Ground Date Unknown | Diesel | 10000 | Bare Steel | Galvanized Steel | Not Marked
9044066 | 2 | 2002-10-10 | Removed From Ground Date Unknown | Gas | 6000 | Bare Steel | Galvanized Steel | Not Marked
9044066 | 3 | 2002-10-10 | Removed From Ground Date Unknown | Gas | 6000 | Bare Steel | Galvanized Steel | Not Marked
9044067 | 1 | 1991-05-07 | Removed From Ground | Diesel | 10000 | Cathodically Protected Steel | Galvanized Steel | Not Marked
9044069 | 1 | 1989-07-01 | Removed From Ground | Gas | 1000 | Bare Steel | Bare Steel | Not Marked
9044069 | 2 | 1989-11-01 | Removed From Ground | Used Oil | 500 | Bare Steel | Unknown | Not Marked | Y |  | Y
9044070 | 1 | 1988-01-01 | Currently In Use | Gas | 10000 | STIP-3 | Fiberglass Reinforced Plastic | Pressure |  | 1994-08-04 |  | 1994-08-04
9044070 | 2 | 1988-01-01 | Currently In Use | Gas | 10000 | STIP-3 | Fiberglass Reinforced Plastic | Pressure |  | 1994-08-04 |  | 1994-08-04
9044070 | 3 | 1988-01-01 | Currently In Use | Gas | 10000 | STIP-3 | Fiberglass Reinforced Plastic | Pressure |  | 1994-08-04 |  | 1994-08-04
9044070 | 4 | 1988-01-01 | Currently In Use | Diesel | 10000 | STIP-3 | Fiberglass Reinforced Plastic | Pressure |  | 1994-08-04 |  | 1994-08-04
9044071 | 1 | 2001-08-28 | Removed From Ground | Diesel | 10000 | Fiberglass | Fiberglass Reinforced Plastic | Pressure |  | 1990-04-01 |  | 1990-04-01
9044071 | 2 | 2001-08-28 | Removed From Ground | Diesel | 10000 | Fiberglass | Fiberglass Reinforced Plastic | Pressure |  | 1990-04-01 |  | 1990-04-01
9044071 | 3 | 1992-07-01 | Removed From Ground | Other | 6000 | Bare Steel | Bare Steel | Suction: No Valve At The Tank
9044071 | 4 | 1992-07-01 | Removed From Ground | Used Oil | 1500 | Bare Steel | Bare Steel | Gravity Fed | Y |  | Y
9044071 | 5 | 2001-08-28 | Removed From Ground | Gas | 10000 | Composite | Fiberglass Reinforced Plastic | Pressure |  | 1991-07-01 |  | 1991-07-01
9044071 | 6 | 1992-07-01 | Removed From Ground | Used Oil | 500 | Bare Steel | Unknown | Not Marked | Y |  | Y
9044073 | 1 | 2011-01-10 | Removed From Ground | Diesel | 10000 | Bare Steel | Cathodically Protected | Pressure |  | 1998-01-01 |  | 1998-01-01
9044073 | 2 | 1993-01-14 | Removed From Ground | Diesel | 10000 | Bare Steel | Bare Steel | Suction: Valve At The Tank
9044073 | 3 | 1993-01-14 | Removed From Ground | Used Oil | 1000 | Bare Steel | Bare Steel | Suction: Valve At The Tank | Y |  | Y
9044075 | 1 | 1997-12-16 | Removed From Ground | Diesel | 8000 | Cathodically Protected Steel | Fiberglass Reinforced Plastic | Not Marked
9044076 | 1 |  | Removed From Ground Date Unknown | Used Oil | 500 | Bare Steel | Galvanized Steel | Not Marked | Y |  | Y
9044077 | 1 | 1989-05-01 | Removed From Ground | Diesel | 1500 | Bare Steel | Double Walled | Not Marked
9044077 | 2 | 1997-12-08 | Removed From Ground | Other | 3000 | Double Walled | Copper | Suction: Valve At The Tank |  | 1989-05-02 |  | 1989-05-02
9044077 | 3 | 1998-01-15 | Currently In Use | Diesel | 6000 | Fiberglass Double Walled | Copper | Pressure |  | 1998-01-15 |  | 1998-01-15
9044079 | 1 | 2014-05-02 | Removed From Ground | Diesel | 8000 | Bare Steel | Bare Steel | Not Marked
9044079 | 2 | 2014-05-02 | Removed From Ground | Used Oil | 2000 | Marked Unknown | Unknown | Not Marked | Y |  | Y
9044079 | 3 | 2014-05-02 | Removed From Ground | Other | 2000 | Marked Unknown | Unknown | Not Marked
9044079 | 4 | 2014-05-02 | Removed From Ground | Other | 3000 | Marked Unknown | Unknown | Not Marked
9044080 | 1 | 1991-12-09 | Removed From Ground | Gas | 2000 | Bare Steel | Bare Steel | Suction: No Valve At The Tank
9044080 | 4 | 1997-04-01 | Removed From Ground | Used Oil | 300 | Bare Steel | Bare Steel | Gravity Fed | Y |  | Y
9044080 | 5 | 1997-04-01 | Removed From Ground | Used Oil | 300 | Bare Steel | Bare Steel | Gravity Fed | Y |  | Y
9044080 | 6 | 1997-04-01 | Removed From Ground | Used Oil | 300 | Bare Steel | Bare Steel | Gravity Fed | Y |  | Y
9044081 | 1 | 1994-04-20 | Removed From Ground | Diesel | 6000 | Bare Steel | Copper | Suction: Valve At The Tank
9044081 | 2 | 1989-10-30 | Closed In Ground | Other | 1500 | Bare Steel | Copper | Suction: Valve At The Tank
9044081 | 3 | 1994-05-26 | Currently In Use | Diesel | 5000 | Fiberglass Double Walled | Fiberglass Reinforced Plastic | Suction: Valve At The Tank |  | 1996-12-03 |  | 1996-12-03
9044082 | 1 | 1991-01-01 | Currently In Use | Gas | 12000 | Fiberglass | Fiberglass Reinforced Plastic | Pressure |  | 1995-09-01 |  | 1991-01-01
9044082 | 2 | 1991-01-01 | Currently In Use | Gas | 10000 | Fiberglass | Fiberglass Reinforced Plastic | Pressure |  | 1995-09-05 |  | 1991-01-01
9044082 | 3 | 1991-01-01 | Currently In Use | Gas | 10000 | Fiberglass | Fiberglass Reinforced Plastic | Pressure |  | 1995-09-01 |  | 1991-01-01
9044082 | 4 | 1991-01-01 | Currently In Use | Diesel | 10000 | Fiberglass | Fiberglass Reinforced Plastic | Pressure |  | 1995-09-01 |  | 1991-01-01
9044084 | 1 | 1993-07-30 | Removed From Ground | Gas | 10000 | Fiberglass | Fiberglass Reinforced Plastic | Pressure
9044084 | 2 | 1993-07-30 | Removed From Ground | Gas | 10000 | Fiberglass | Fiberglass Reinforced Plastic | Pressure
9044084 | 3 | 1993-07-30 | Removed From Ground | Gas | 10000 | Fiberglass | Fiberglass Reinforced Plastic | Pressure
9044085 | 1 | 1998-07-31 | Removed From Ground | Gas | 6000 | Bare Steel | Galvanized Steel | Suction: No Valve At The Tank
9044085 | 2 | 1998-07-13 | Removed From Ground | Gas | 3000 | Bare Steel | Galvanized Steel | Suction: No Valve At The Tank
9044085 | 3 | 1998-07-13 | Removed From Ground | Diesel | 1000 | Bare Steel | Galvanized Steel | Suction: No Valve At The Tank
9044086 | 1 | 1992-04-02 | Removed From Ground | Gas | 10000 | Bare Steel | Bare Steel | Suction: No Valve At The Tank
9044086 | 2 | 1992-04-02 | Removed From Ground | Gas | 10000 | Bare Steel | Bare Steel | Suction: No Valve At The Tank
9044087 | 1 | 1990-09-21 | Removed From Ground | Gas | 6000 | Bare Steel | Galvanized Steel | Not Marked
9044088 | 1 | 2003-04-30 | Removed From Ground | Used Oil | 550 | Double Walled | Bare Steel | Not Marked | Y |  | Y
9044088 | 2 | 2003-04-30 | Removed From Ground | Used Oil | 550 | Double Walled | Bare Steel | Not Marked | Y |  | Y
9044089 | 1 | 1997-10-13 | Removed From Ground | Used Oil | 1000 | Marked Unknown | Galvanized Steel | Not Marked | Y |  | Y
9044090 | 1 | 1988-12-01 | Closed In Ground | Gas | 1000 | Bare Steel | Galvanized Steel | Not Marked
9044091 | 1 | 1989-07-25 | Removed From Ground | Diesel | 10000 | Marked Unknown | Unknown | Not Marked
9044092 | 1 | 2001-10-25 | Removed From Ground | Diesel | 275 | Composite | Double Walled | Not Marked |  | 1997-12-30 |  | 1997-12-30
9044093 | 1 | 2008-05-14 | Removed From Ground | Diesel | 10000 | Cathodically Protected Steel | Fiberglass Reinforced Plastic | Pressure |  | 2000-12-01 |  | 2000-12-01
9044093 | 2 | 2008-05-07 | Removed From Ground | Gas | 10000 | Cathodically Protected Steel | Fiberglass Reinforced Plastic | Pressure |  | 2000-12-01 |  | 2000-12-01
9044094 | 1 | 2003-02-09 | Removed From Ground | Gas | 12000 | Tank Jacket | Double Walled | Pressure |  | 1991-05-01 |  | 1991-05-01
9044094 | 2 | 2003-02-09 | Removed From Ground | Gas | 12000 | Tank Jacket | Double Walled | Pressure |  | 1991-05-01 |  | 1991-05-01
9044094 | 3 | 2003-02-09 | Removed From Ground | Gas | 12000 | Tank Jacket | Double Walled | Pressure |  | 1991-05-01 |  | 1991-05-01
9044094 | 4 | 2003-02-09 | Removed From Ground | Gas | 12000 | Tank Jacket | Double Walled | Pressure |  | 1993-09-15 |  | 1993-09-15
9044095 | 6 | 1997-08-15 | Currently In Use | Diesel | 10000 | Fiberglass | Fiberglass/Double Walled | Pressure |  | 1997-08-15 |  | 1997-08-15
9044095 | 7 | 1997-08-15 | Currently In Use | Gas | 10000 | Fiberglass | Fiberglass/Double Walled | Pressure |  | 1997-08-15 |  | 1997-08-15
9044095 | 702D1 | 1997-07-11 | Removed From Ground | Diesel | 8000 | Bare Steel | Galvanized Steel | Pressure
9044095 | 702D2 | 1997-07-11 | Removed From Ground | Diesel | 10000 | Bare Steel | Galvanized Steel | Pressure
9044095 | 702G1 | 1997-07-11 | Removed From Ground | Gas | 1000 | Bare Steel | Galvanized Steel | Pressure
9044095 | 702G2 | 1997-07-11 | Removed From Ground | Gas | 5000 | Bare Steel | Galvanized Steel | Pressure
9044095 | 702G3 | 1997-07-11 | Removed From Ground | Gas | 5000 | Bare Steel | Galvanized Steel | Pressure
9044096 | 1 | 1987-11-01 | Currently In Use | Gas | 12000 | Fiberglass | Copper | Pressure |  | 1993-07-01 |  | 1993-07-01
9044096 | 2 | 1987-11-01 | Currently In Use | Gas | 12000 | Fiberglass | Copper | Pressure |  | 1993-07-01 |  | 1993-07-01
9044096 | 3 | 1987-11-01 | Currently In Use | Gas | 12000 | Fiberglass | Copper | Pressure |  | 1993-07-01 |  | 1993-07-01
9044097 | 1 | 1988-11-01 | Removed From Ground | Used Oil | 1000 | Bare Steel | Galvanized Steel | Not Marked | Y |  | Y
9044099 | 1 | 1994-02-14 | Closed In Ground | Diesel | 500 | Fiberglass | Not Marked | Not Marked
9044099 | 2 | 1994-02-16 | Currently In Use | Diesel | 600 | Fiberglass Double Walled | Single Wall Flex | Suction: Valve At The Tank |  | 1994-02-01 |  | 1994-02-01
9044101 | 1 | 1989-12-15 | Removed From Ground | Gas | 6000 | Cathodically Protected Steel | Galvanized Steel | Not Marked
9044101 | 2 | 1995-08-08 | Removed From Ground | Gas | 8000 | Cathodically Protected Steel | Fiberglass Reinforced Plastic | Not Marked
9044102 | 1 | 2009-08-05 | Removed From Ground | Gas | 6000 | Steel-Impressed Current | Fiberglass Reinforced Plastic | Pressure |  | 1999-04-01 |  | 1999-04-01
9044102 | 2 | 2009-08-05 | Removed From Ground | Gas | 6000 | Steel-Impressed Current | Fiberglass Reinforced Plastic | Pressure |  | 1999-04-01 |  | 1999-04-01
9044102 | 3 | 2009-08-05 | Removed From Ground | Gas | 6000 | Steel-Impressed Current | Fiberglass Reinforced Plastic | Pressure |  | 1999-04-01 |  | 1999-04-01
9044103 | 1 | 1989-03-14 | Currently In Use | Gas | 10000 | Steel-Galvanic | Fiberglass Reinforced Plastic | Pressure |  | 1998-03-14 12:00 | Y | 1998-03-14 12:00
9044103 | 2 | 1989-03-14 | Currently In Use | Gas | 10000 | Steel-Galvanic | Fiberglass Reinforced Plastic | Pressure |  | 1998-03-14 12:00 | Y | 1998-03-14 12:00
9044103 | 3 | 1989-03-14 | Currently In Use | Gas | 10000 | Steel-Galvanic | Fiberglass Reinforced Plastic | Pressure |  | 1998-03-14 12:00 | Y | 1998-03-14 12:00
9044103 | 4 | 1989-03-14 | Currently In Use | Diesel | 4000 | Steel-Galvanic | Fiberglass Reinforced Plastic | Suction: Valve At The Tank |  | 1998-03-14 12:00 | Y | 1998-03-14 12:00
9044103 | 5 | 1989-03-14 | Currently In Use | Kerosene | 4000 | Steel-Galvanic | Fiberglass Reinforced Plastic | Suction: Valve At The Tank |  | 1998-03-14 12:00 | Y | 1998-03-14 12:00
9044104 | 1 | 1993-12-15 | Removed From Ground | Diesel | 2006 | Bare Steel | Bare Steel | Not Marked
9044104 | 2 | 1994-06-01 | Currently In Use | Diesel | 2250 | Fiberglass Double Walled | Fiberglass/Double Walled | Suction: Valve At The Tank |  | 1994-06-01 |  | 1994-06-01
9044105 | 1 | 2013-03-12 | Removed From Ground | Diesel | 6000 | STIP-3 | Fiberglass Reinforced Plastic | Suction: No Valve At The Tank |  | 1989-01-01 |  | 1989-01-01
9044106 | 1 | 1999-02-23 | Closed In Ground | Diesel | 3000 | Bare Steel | Galvanized Steel | Not Marked
9044106 | 1 |  | Currently In Use | Diesel | 3000 | Bare Steel | Galvanized Steel | Not Marked
9044106 | 2 | 1999-02-23 | Closed In Ground | Diesel | 3000 | Bare Steel | Galvanized Steel | Not Marked
9044106 | 2 |  | Currently In Use | Diesel | 3000 | Bare Steel | Galvanized Steel | Not Marked
9044107 | 1 | 1984-01-01 | Currently In Use | Diesel | 5000 | STIP-3 | Galvanic | Suction: No Valve At The Tank |  | 1991-04-01 |  | 1991-04-01
9044110 | 1 | 1989-01-01 | Currently In Use | Diesel | 10000 | Fiberglass Double Walled | Fiberglass Reinforced Plastic | Suction: Valve At The Tank |  | 1989-01-01 |  | 1989-01-01
9044112 | 1 | 2016-11-11 | Removed From Ground | Gas | 10000 | Steel-Impressed Current | Cathodically Protected | Pressure |  | 1988-01-01 |  | 1988-01-01
9044112 | 2 | 2016-11-11 | Removed From Ground | Gas | 10000 | Steel-Impressed Current | Cathodically Protected | Pressure |  | 1988-01-01 |  | 1988-01-01
9044112 | 3 | 2016-11-11 | Removed From Ground | Gas | 10000 | Steel-Impressed Current | Cathodically Protected | Pressure |  | 1988-01-01 |  | 1988-01-01
9044112 | 4 | 2016-11-11 | Removed From Ground | Kerosene | 4000 | Steel-Impressed Current | Cathodically Protected | Pressure |  | 1988-01-01 |  | 1988-01-01
9044113 | 1 | 1994-01-01 | Currently In Use | Diesel | 2000 | Composite | Cathodically Protected | Suction: No Valve At The Tank |  | 1994-01-01 |  | 1994-01-01
9044115 | 1 | 1990-10-22 | Removed From Ground | Gas | 10000 | Bare Steel | Galvanized Steel | Not Marked
9044115 | 10 | 1998-12-01 | Removed From Ground | Diesel | 275 | Bare Steel | Galvanized Steel | Not Marked
9044115 | 11 | 1990-10-01 | Currently In Use | Diesel | 20000 | STIP-3 | Fiberglass/Double Walled | Pressure |  | 1990-01-01 |  | 1990-01-01
9044115 | 12 | 1990-10-01 | Currently In Use | Diesel | 20000 | STIP-3 | Fiberglass/Double Walled | Pressure |  | 1990-01-01 |  | 1990-01-01
9044115 | 2 | 1990-10-22 | Removed From Ground | Diesel | 10000 | Bare Steel | Galvanized Steel | Not Marked
9044115 | 3 | 1990-09-01 | Removed From Ground | Diesel | 20000 | Bare Steel | Galvanized Steel | Not Marked
9044115 | 4 | 1990-09-01 | Removed From Ground | Diesel | 20000 | Bare Steel | Galvanized Steel | Not Marked
9044115 | 5 | 1990-09-01 | Removed From Ground | Diesel | 10000 | Bare Steel | Galvanized Steel | Not Marked
9044115 | 6 | 1990-09-01 | Removed From Ground | Gas | 10000 | Bare Steel | Galvanized Steel | Not Marked
9044115 | 7 | 1991-09-17 | Removed From Ground | Used Oil | 6000 | Bare Steel | Galvanized Steel | Not Marked | Y |  | Y
9044115 | 8 | 1991-09-11 | Removed From Ground | Other | 8000 | Bare Steel | Galvanized Steel | Not Marked
9044117 | 1 | 1993-11-04 | Removed From Ground | Diesel | 1000 | Cathodically Protected Steel | Bare Steel | Not Marked
9044118 | 1 | 1993-08-18 | Removed From Ground | Diesel | 10000 | Bare Steel | Galvanized Steel | Pressure
9044118 | 10 | 1993-08-20 | Removed From Ground | Other | 10000 | Bare Steel | Galvanized Steel | Suction: Valve At The Tank
9044118 | 11 | 2011-08-12 | Removed From Ground | Diesel | 20000 | Fiberglass Double Walled | Fiberglass/Double Walled | Pressure |  | 1993-10-06 |  | 1993-10-06
9044118 | 12 | 2011-08-12 | Removed From Ground | Diesel | 20000 | Fiberglass Double Walled | Fiberglass/Double Walled | Pressure |  | 1993-10-06 |  | 1993-10-06
9044118 | 13 | 2011-08-12 | Removed From Ground | Diesel | 20000 | Fiberglass Double Walled | Fiberglass/Double Walled | Pressure |  | 1993-10-06 |  | 1993-10-06
9044118 | 14 | 2011-08-12 | Removed From Ground | New Oil | 8000 | Fiberglass Double Walled | Fiberglass/Double Walled | Suction: Valve At The Tank |  | 1993-10-06 |  | 1993-10-06
9044118 | 15 | 2011-08-12 | Removed From Ground | Hazardous Substance | 6000 | Fiberglass Double Walled | Fiberglass/Double Walled | Suction: Valve At The Tank |  | 1993-10-06 |  | 1993-10-06
9044118 | 16 | 2011-08-12 | Removed From Ground | Used Oil | 2500 | Fiberglass Double Walled | Steel/Secondary Containment | Gravity Fed | Y | 1993-10-06 12:00 | Y | 1993-10-06 12:00
9044118 | 2 | 1993-08-18 | Removed From Ground | Diesel | 10000 | Bare Steel | Galvanized Steel | Pressure
9044118 | 3 | 1993-08-18 | Removed From Ground | Diesel | 10000 | Bare Steel | Galvanized Steel | Pressure
9044118 | 4 | 1993-08-18 | Removed From Ground | Diesel | 10000 | Bare Steel | Galvanized Steel | Pressure
9044118 | 5 | 1993-08-18 | Removed From Ground | Diesel | 10000 | Bare Steel | Galvanized Steel | Pressure
9044118 | 6 | 1993-11-16 | Removed From Ground | Used Oil | 2000 | Bare Steel | Galvanized Steel | Gravity Fed | Y |  | Y
9044118 | 7 | 1993-11-10 | Removed From Ground | Gas | 10000 | Bare Steel | Galvanized Steel | Pressure
9044118 | 8 | 1993-11-10 | Removed From Ground | Gas | 8000 | Bare Steel | Galvanized Steel | Pressure
9044118 | 9 | 1993-08-20 | Removed From Ground | Other | 8000 | Bare Steel | Galvanized Steel | Suction: Valve At The Tank
9044119 | 1 | 1990-03-22 | Closed In Ground | Diesel | 500 | Marked Unknown | Unknown | Not Marked
9044120 | 1 |  | Permanently Out Of Use | Gas | 500 | Bare Steel | Galvanized Steel | Not Marked
9044123 | 1 | 2014-06-03 | Removed From Ground | Gas | 6000 | Fiberglass | Fiberglass/Double Walled | Pressure |  | 1987-01-01 |  | 1987-01-01
9044123 | 2 | 2014-06-03 | Removed From Ground | Gas | 6000 | Fiberglass | Fiberglass/Double Walled | Pressure |  | 1987-01-01 |  | 1987-01-01
9044123 | 3 | 2014-06-03 | Removed From Ground | Gas | 6000 | Fiberglass | Fiberglass/Double Walled | Pressure |  | 1987-01-01 |  | 1987-01-01
9044123 | 4 | 2014-06-03 | Removed From Ground | Diesel | 6000 | Fiberglass | Fiberglass/Double Walled | Pressure |  | 1987-01-01 |  | 1987-01-01
9044123 | 5 | 1991-11-14 | Removed From Ground | Used Oil | 600 | Bare Steel | Bare Steel | Not Marked | Y |  | Y
9044124 | 1 | 1991-04-01 | Currently In Use | Gas | 12000 | Composite | Fiberglass Reinforced Plastic | Pressure |  | 1998-12-16 |  | 1998-12-16
9044124 | 2 | 1991-04-01 | Currently In Use | Gas | 12000 | Composite | Fiberglass Reinforced Plastic | Pressure |  | 1998-12-16 |  | 1998-12-16
9044124 | 3 | 1991-04-01 | Currently In Use | Gas | 12000 | Composite | Fiberglass Reinforced Plastic | Pressure |  | 1998-12-16 |  | 1998-12-16
9044127 | 1 | 2013-12-06 | Removed From Ground | Diesel | 20000 | Cathodically Protected Steel | Fiberglass Reinforced Plastic | Pressure |  | 1998-09-01 |  | 1998-09-01
9044127 | 10 | 2013-12-13 | Removed From Ground | Used Oil | 4000 | Fiberglass | Fiberglass Reinforced Plastic | Gravity Fed | Y | 1998-12-20 12:00 | Y | 1998-12-20 12:00
9044127 | 11 | 1994-05-03 | Removed From Ground | Other | 8000 | Epoxy | Galvanized Steel | Suction: Valve At The Tank
9044127 | 2 | 2013-12-06 | Removed From Ground | Diesel | 20000 | Cathodically Protected Steel | Fiberglass Reinforced Plastic | Pressure |  | 1998-09-01 |  | 1998-09-01
9044127 | 3 | 2013-12-06 | Removed From Ground | Diesel | 20000 | Cathodically Protected Steel | Cathodically Protected | Pressure |  | 1998-09-01 |  | 1998-09-01
9044127 | 4 | 2013-12-06 | Removed From Ground | Diesel | 20000 | Cathodically Protected Steel | Cathodically Protected | Pressure |  | 1998-09-01 |  | 1998-09-01
9044127 | 5 | 2013-12-02 | Removed From Ground | Diesel | 12000 | Cathodically Protected Steel | Fiberglass Reinforced Plastic | Suction: Valve At The Tank |  | 1998-09-01 |  | 1998-09-01
9044127 | 6 | 2013-12-02 | Removed From Ground | Diesel | 12000 | Cathodically Protected Steel | Fiberglass Reinforced Plastic | Suction: Valve At The Tank |  | 1998-09-01 |  | 1998-09-01
9044127 | 7 | 2013-12-02 | Removed From Ground | Diesel | 12000 | Cathodically Protected Steel | Fiberglass Reinforced Plastic | Suction: Valve At The Tank |  | 1998-09-01 |  | 1998-09-01
9044127 | 8 | 2013-12-02 | Removed From Ground | Diesel | 12000 | Cathodically Protected Steel | Fiberglass Reinforced Plastic | Suction: Valve At The Tank |  | 1998-09-01 |  | 1998-09-01
9044127 | 9 | 2013-12-13 | Removed From Ground | Other | 8000 | Fiberglass | Fiberglass Reinforced Plastic | Suction: Valve At The Tank |  | 1998-09-01 |  | 1998-09-01
9044128 | 1 | 2015-07-21 | Removed From Ground | Gas | 10000 | STIP-3 | Galvanic | Pressure |  | 2011-08-08 12:00 |  | 2011-08-08 12:00
9044128 | 2 | 2015-07-21 | Removed From Ground | Gas | 10000 | STIP-3 | Galvanic | Pressure |  | 2011-08-08 12:00 |  | 2011-08-08 12:00
9044128 | 3 | 2015-07-21 | Removed From Ground | Gas | 10000 | STIP-3 | Galvanic | Pressure |  | 2011-08-08 12:00 |  | 2011-08-08 12:00
9044128 | 4 | 2015-07-21 | Removed From Ground | Diesel | 10000 | STIP-3 | Galvanic | Pressure |  | 2011-08-08 12:00 |  | 2011-08-08 12:00
9044129 | 1 | 1999-08-12 | Removed From Ground | Gas | 1000 | Bare Steel | Bare Steel | Not Marked
9044129 | 2 | 1999-08-12 | Removed From Ground | Diesel | 1000 | Bare Steel | Bare Steel | Not Marked
9044132 | 1 | 2014-01-02 | Temporarily Out Of Use | Gas | 10000 | Fiberglass | Fiberglass Reinforced Plastic | Pressure |  | 1998-04-01 |  | 1998-04-01
9044132 | 2 | 2014-01-02 | Temporarily Out Of Use | Diesel | 10000 | Fiberglass | Fiberglass Reinforced Plastic | Pressure |  | 1998-04-01 |  | 1998-04-01
9044132 | 3 | 2014-01-02 | Temporarily Out Of Use | Diesel | 10000 | Fiberglass | Fiberglass Reinforced Plastic | Pressure |  | 1998-04-01 |  | 1998-04-01
9044132 | 4 | 2014-01-02 | Temporarily Out Of Use | New Oil | 2000 | Fiberglass | Fiberglass Reinforced Plastic | Suction: No Valve At The Tank |  | 1998-04-01 |  | 1998-04-01
9044132 | 5 | 2014-01-02 | Temporarily Out Of Use | Used Oil | 1000 | Fiberglass | Fiberglass Reinforced Plastic | Gravity Fed | Y | 2008-08-05 12:00 | Y | 1998-04-01 12:00
9044133 | 1 | 1989-01-01 | Currently In Use | Gas | 8000 | STIP-3 | Fiberglass Reinforced Plastic | Pressure |  | 1989-10-12 12:00 | Y | 1989-10-12 12:00
9044133 | 2 | 1989-01-01 | Currently In Use | Gas | 8000 | STIP-3 | Fiberglass Reinforced Plastic | Pressure |  | 1989-10-12 12:00 | Y | 1989-10-12 12:00
9044133 | 3 | 1989-01-01 | Currently In Use | Gas | 8000 | STIP-3 | Fiberglass Reinforced Plastic | Pressure |  | 1989-10-12 12:00 | Y | 1989-10-12 12:00
9044134 | 1 | 1996-06-06 | Removed From Ground | Diesel | 3500 | Bare Steel | Bare Steel | Not Marked
9044135 | 1 | 2002-07-26 | Removed From Ground | Empty | 12000 | Tank Jacket | Fiberglass Reinforced Plastic | Pressure |  | 1989-06-01 |  | 1989-06-01
9044135 | 2 | 2002-07-26 | Removed From Ground | Empty | 12000 | Tank Jacket | Fiberglass Reinforced Plastic | Pressure |  | 1989-06-01 |  | 1989-06-01
9044135 | 3 | 2002-07-26 | Removed From Ground | Empty | 12000 | Double Walled | Fiberglass Reinforced Plastic | Pressure |  | 1989-06-01 |  | 1989-06-01
9044136 | 1 | 1989-07-19 | Currently In Use | Gas | 8000 | Steel-Impressed Current | Fiberglass/Double Walled | Pressure |  | 1989-07-19 |  | 1989-07-19
9044136 | 2 | 1989-07-19 | Currently In Use | Gas | 8000 | Steel-Impressed Current | Fiberglass/Double Walled | Pressure |  | 1989-07-19 |  | 1989-07-19
9044136 | 3 | 1989-07-19 | Currently In Use | Gas | 8000 | Steel-Impressed Current | Fiberglass/Double Walled | Pressure |  | 1989-07-19 |  | 1989-07-19
9044137 | 1 | 1985-01-01 | Currently In Use | Gas | 10000 | STIP-3 | Fiberglass Reinforced Plastic | Pressure |  | 1998-11-01 |  | 1998-11-01
9044137 | 2 | 1985-01-01 | Currently In Use | Gas | 10000 | STIP-3 | Fiberglass Reinforced Plastic | Pressure |  | 1998-11-01 |  | 1998-11-01
9044137 | 3 | 1985-01-01 | Currently In Use | Gas | 10000 | STIP-3 | Fiberglass Reinforced Plastic | Pressure |  | 1998-11-01 |  | 1998-11-01
9044137 | 4 | 1985-01-01 | Currently In Use | Kerosene | 4000 | STIP-3 | Fiberglass Reinforced Plastic | Pressure |  | 1998-11-01 |  | 1998-11-01
9044138 | 1 | 1992-12-19 | Removed From Ground | Gas | 1000 | Bare Steel | Bare Steel | Suction: No Valve At The Tank
9044138 | 2 | 1992-12-19 | Removed From Ground | Gas | 2000 | Bare Steel | Bare Steel | Suction: No Valve At The Tank
9044139 | 1 |  | Currently In Use | Gas |  | Bare Steel | Galvanized Steel | Not Marked
9044139 | 2 |  | Currently In Use | Gas |  | Bare Steel | Galvanized Steel | Not Marked
9044139 | 3 |  | Currently In Use | Diesel |  | Bare Steel | Galvanized Steel | Not Marked
9044139 | 4 |  | Currently In Use | Used Oil |  | Bare Steel | Galvanized Steel | Not Marked | Y |  | Y
9044140 | 1 | 1991-06-01 | Removed From Ground | Other | 500 | Bare Steel | Galvanized Steel | Not Marked
9044140 | 2 | 1991-06-01 | Removed From Ground | Used Oil | 1000 | Bare Steel | Galvanized Steel | Not Marked | Y |  | Y
9044140 | 3 | 1991-06-01 | Removed From Ground | Other | 500 | Bare Steel | Galvanized Steel | Not Marked
9044144 | 1 | 1991-01-19 | Currently In Use | Gas | 10000 | Fiberglass | Fiberglass Reinforced Plastic | Pressure |  | 1991-01-19 |  | 1994-01-19
9044144 | 2 | 1991-01-19 | Currently In Use | Gas | 10000 | Fiberglass | Fiberglass Reinforced Plastic | Pressure |  | 1991-01-19 |  | 1991-01-19
9044144 | 3 | 1991-01-19 | Currently In Use | Gas | 10000 | Fiberglass | Fiberglass Reinforced Plastic | Pressure |  | 1991-01-19 |  | 1991-01-19
9044144 | 4 | 1991-01-19 | Currently In Use | Diesel | 2000 | Fiberglass | Fiberglass Reinforced Plastic | Pressure |  | 1991-01-19 |  | 1991-01-19
9044145 | 1 |  | Removed From Ground Date Unknown | Used Oil | 500 | Bare Steel | Galvanized Steel | Not Marked | Y |  | Y
9044147 | 1 | 2002-11-26 | Removed From Ground | Diesel | 8000 | Double Walled | Galvanized Steel | Suction: Valve At The Tank |  | 1998-10-05 |  | 1998-10-05
9044148 | 1 | 1990-12-01 | Removed From Ground | Gas | 3000 | Bare Steel | Galvanized Steel | Not Marked
9044148 | 2 | 1990-12-01 | Removed From Ground | Gas | 10000 | Bare Steel | Galvanized Steel | Not Marked
9044148 | 3 | 1990-12-01 | Removed From Ground | Used Oil | 550 | Bare Steel | Galvanized Steel | Gravity Fed | Y |  | Y
9044150 | 1 | 1995-05-30 | Removed From Ground | Other | 12000 | Bare Steel | Bare Steel | Suction: Valve At The Tank
9044150 | 2 | 1995-02-09 | Removed From Ground | Diesel | 1000 | Bare Steel | Unknown | Not Marked
9044150 | 3 | 1995-05-23 | Currently In Use | Diesel | 8000 | Fiberglass Double Walled | Fiberglass Reinforced Plastic | Suction: Valve At The Tank |  | 1995-05-23 |  | 1995-05-23
9044151 | 1 | 1991-02-19 | Removed From Ground | Empty | 10000 | Bare Steel | Bare Steel | Not Marked
9044152 | 1 | 2001-06-29 | Removed From Ground | Gas | 12000 | Tank Jacket | Double Walled | Pressure |  | 1990-09-01 |  | 1990-09-01
9044152 | 2 | 2001-06-29 | Removed From Ground | Gas | 12000 | Tank Jacket | Double Walled | Pressure |  | 1990-09-01 |  | 1990-09-01
9044152 | 3 | 2001-06-29 | Removed From Ground | Gas | 12000 | Tank Jacket | Double Walled | Not Marked |  | 1990-09-01 |  | 1990-09-01
9044153 | 1 |  | Removed From Ground Date Unknown | Diesel | 10000 | Bare Steel | Galvanized Steel | Suction: Valve At The Tank
9044153 | 2 |  | Removed From Ground Date Unknown | Gas | 10000 | Bare Steel | Galvanized Steel | Suction: Valve At The Tank
9044154 | 1 | 1995-08-01 | Removed From Ground | Diesel | 1000 | Bare Steel | Galvanized Steel | Not Marked
9044154 | 2 | 1995-08-01 | Removed From Ground | Diesel | 1000 | Bare Steel | Galvanized Steel | Not Marked
9044155 | 1 | 1997-12-05 | Removed From Ground | Diesel | 1000 | Bare Steel | Galvanized Steel | Suction: Valve At The Tank
9044157 | 1 | 1983-11-04 | Currently In Use | Aviation Gas/AV Gas | 10000 | Steel-Impressed Current | Impressed Current | Pressure |  | 1998-05-14 |  | 1998-05-14
9044158 | 1 | 2010-04-13 | Temporarily Out Of Use | Other | 8000 | Cathodically Protected Steel | Galvanized Steel | Pressure |  | 1992-12-14 |  | 1992-12-14
9044158 | 2 | 2010-04-13 | Temporarily Out Of Use | Other | 4000 | Cathodically Protected Steel | Galvanized Steel | Pressure |  | 1992-12-14 |  | 1992-12-14
9044160 | 1 | 1988-12-01 | Removed From Ground | Diesel | 3000 | Bare Steel | Galvanized Steel | Not Marked
9044160 | 2 | 1988-12-01 | Removed From Ground | Diesel | 4000 | Bare Steel | Galvanized Steel | Not Marked
9044161 | 1 | 1992-03-02 | Removed From Ground | Diesel | 2000 | Marked Unknown | Unknown | Not Marked
9044161 | 2 | 1992-03-02 | Removed From Ground | Diesel | 2000 | Marked Unknown | Unknown | Not Marked
9044161 | 3 | 1992-03-02 | Removed From Ground | Used Oil | 2000 | Marked Unknown | Unknown | Not Marked | Y |  | Y
9044162 | 1 | 1982-01-01 | Currently In Use | Gas | 10000 | Steel-Impressed Current | Impressed Current | Pressure |  | 1998-03-01 |  | 1998-03-01
9044162 | 2 | 1982-01-01 | Currently In Use | Gas | 10000 | Steel-Impressed Current | Impressed Current | Pressure |  | 1998-03-01 |  | 1998-03-01
9044162 | 3 | 1982-01-01 | Currently In Use | Gas | 6000 | Steel-Impressed Current | Impressed Current | Pressure |  | 1998-03-01 |  | 1998-03-01
9044163 | 1 | 1992-01-15 | Currently In Use | Diesel | 12000 | Fiberglass | Double Walled Flex | Pressure |  | 1991-01-01 |  | 1991-01-01
9044163 | 2 | 1992-01-15 | Currently In Use | Gas | 12000 | Fiberglass | Double Walled Flex | Pressure |  | 1991-01-01 |  | 1991-01-01
9044163 | 3 | 1992-01-15 | Currently In Use | Gas | 12000 | Fiberglass | Double Walled Flex | Pressure |  | 1991-01-01 |  | 1991-01-01
9044164 | 1 | 1992-02-10 | Removed From Ground | Gas | 2000 | Not Marked/Unknown | Not Marked | Not Marked
9044164 | 2 | 1992-02-10 | Removed From Ground | Diesel | 2000 | Not Marked/Unknown | Not Marked | Not Marked
9044165 | 1 | 1992-02-10 | Removed From Ground | Gas | 6000 | Not Marked/Unknown | Not Marked | Not Marked
9044166 | 1-BLUE | 1992-02-05 | Removed From Ground | Gas | 10000 | Bare Steel | Bare Steel | Suction: No Valve At The Tank
9044166 | 2-RED | 1992-02-05 | Removed From Ground | Gas | 10000 | Bare Steel | Bare Steel | Suction: No Valve At The Tank
9044166 | 3 |  | Currently In Use | Empty | 4000 | Not Marked/Unknown | Not Marked | Not Marked
9044166 | 3 |  | Removed From Ground Date Unknown | Empty | 4000 | Not Marked/Unknown | Not Marked | Not Marked
9044166 | 4 |  | Currently In Use | Empty | 4000 | Not Marked/Unknown | Not Marked | Not Marked
9044166 | 4 |  | Removed From Ground Date Unknown | Empty | 4000 | Not Marked/Unknown | Not Marked | Not Marked
9044167 | 1 | 1999-06-30 | Removed From Ground | Diesel | 12000 | Fiberglass | Fiberglass Reinforced Plastic | Suction: No Valve At The Tank
9044167 | 2 | 1998-02-15 | Removed From Ground | Diesel | 15000 | Fiberglass | Fiberglass Reinforced Plastic | Not Marked
9044167 | 3 | 1996-03-01 | Removed From Ground | Diesel | 1000 | Bare Steel | Unknown | Not Marked
9044167 | 4 | 1996-06-01 | Removed From Ground | Diesel | 2500 | Fiberglass | Fiberglass Reinforced Plastic | Not Marked
9044167 | C10SUT08 | 1996-01-01 | Currently In Use | Diesel | 30000 | Fiberglass Double Walled | Fiberglass/Double Walled | Pressure | N | 1996-01-01 | N | 1996-01-01
9044167 | C10SUT09 | 1996-01-01 | Currently In Use | Diesel | 30000 | Fiberglass Double Walled | Fiberglass/Double Walled | Pressure | N | 1996-01-01 | N | 1996-01-01
9044167 | C10SUT10 | 1996-01-01 | Currently In Use | Gas | 600 | Fiberglass Double Walled | Fiberglass/Double Walled | Pressure | N | 1996-01-01 | N | 1996-01-01
9044167 | C11WUT11 | 2006-12-21 | Removed From Ground | Diesel | 30000 | Double Walled | Secondary Containment | Pressure |  | 1998-03-01 |  | 1998-03-01
9044167 | C14EUT13 | 2003-03-13 | Currently In Use | Diesel | 30000 | Fiberglass Double Walled | Fiberglass/Double Walled | Gravity Fed | N | 2003-04-11 | N | 2003-04-11
9044167 | C15WUT05 | 2001-12-19 | Removed From Ground | Diesel | 2500 | Fiberglass Double Walled | Fiberglass/Double Walled | Suction: Valve At The Tank |  | 1996-07-05 |  | 1996-07-05
9044167 | C15WUT14 | 2001-12-19 | Currently In Use | Diesel | 2500 | Fiberglass Double Walled | Fiberglass/Double Walled | Suction: Valve At The Tank | N | 2004-05-01 | N | 2001-12-19
9044167 | C16SUT12 | 2004-07-01 | Removed From Ground | Diesel | 12000 | Double Walled | Fiberglass Reinforced Plastic | Pressure |  | 1994-09-30 |  | 1994-09-30
9044167 | C16SUT15 | 2005-11-23 | Currently In Use | Diesel | 10000 | Fiberglass Double Walled | Fiberglass/Double Walled | Pressure | N | 2004-11-23 | N | 2004-11-23
9044167 | C21UT16 | 2005-01-05 | Currently In Use | Diesel | 15000 | Fiberglass Double Walled | Double Walled/Sec. Containment | Pressure | N | 2005-01-10 | N | 2005-01-10
9044167 | UST-15W | 1996-03-18 | Removed From Ground | Diesel | 2500 | Unknown | Unknown | Not Marked | N |  | N
9044167 | UST-6E | 1996-03-18 | Removed From Ground | Diesel | 1000 | Unknown | Unknown | Not Marked | N |  | N
9044171 | 1 | 1992-06-22 | Removed From Ground | Gas | 500 | Bare Steel | Unknown | Not Marked
9044171 | 2 | 1992-06-22 | Removed From Ground | Gas | 500 | Bare Steel | Unknown | Not Marked
9044171 | 3 | 1992-06-22 | Removed From Ground | Gas | 500 | Bare Steel | Unknown | Not Marked
9044172 | 1 |  | Permanently Out Of Use | Used Oil | 550 | Bare Steel | Galvanized Steel | Not Marked | Y |  | Y
9044173 | 1 | 1993-02-08 | Removed From Ground | Other | 10000 | Marked Unknown | Unknown | Not Marked
9044174 | 1 | 1992-02-24 | Removed From Ground | Diesel | 20000 | Bare Steel | Galvanized Steel | Pressure
9044175 | 1 | 1992-02-24 | Removed From Ground | Diesel | 12000 | Bare Steel | Galvanized Steel | Not Marked
9044176 | 1 | 1996-07-01 | Removed From Ground | Diesel | 550 | Bare Steel | Copper | Not Marked
9044180 | 3913-1 |  | Removed From Ground Date Unknown | Diesel | 275 | Bare Steel | Unknown | Pressure
9044180 | 3913-2 |  | Removed From Ground Date Unknown | Diesel | 275 | Bare Steel | Unknown | Pressure
9044180 | 3920-1 | 2002-07-18 | Removed From Ground | Gas | 5000 | Marked Unknown | Unknown | Pressure
9044180 | 3920-1 |  | Temporarily Out Of Use | Gas | 5000 | Marked Unknown | Unknown | Pressure
9044181 | 1 | 1992-07-31 | Removed From Ground | Gas | 3000 | Bare Steel | Bare Steel | Suction: No Valve At The Tank
9044182 | 1 | 1992-09-14 | Removed From Ground | Gas | 10000 | Cathodically Protected Steel | Galvanized Steel | Pressure
9044182 | 2 | 1992-09-14 | Removed From Ground | Diesel | 5000 | Cathodically Protected Steel | Galvanized Steel | Pressure
9044182 | 3 | 1992-09-14 | Removed From Ground | Used Oil | 1000 | Cathodically Protected Steel | Galvanized Steel | Gravity Fed | Y |  | Y
9044183 | 1 | 1993-12-13 | Removed From Ground | Used Oil | 550 | Bare Steel | Unknown | Not Marked | Y |  | Y
9044183 | 2 | 1993-12-13 | Removed From Ground | Kerosene | 550 | Bare Steel | Unknown | Not Marked
9044183 | 3 | 1993-12-13 | Closed In Ground | Gas | 5000 | Bare Steel | Unknown | Not Marked
9044183 | 4 | 1993-12-13 | Closed In Ground | Gas | 5000 | Bare Steel | Unknown | Not Marked
9044183 | 5 | 1993-12-13 | Closed In Ground | Gas | 10000 | Bare Steel | Unknown | Not Marked
9044183 | 6 |  | Permanently Out Of Use | Other | 10000 | Bare Steel | Unknown | Not Marked
9044184 | 1 | 1998-12-18 | Removed From Ground | Diesel | 10000 | Bare Steel | Bare Steel | Suction: Valve At The Tank
9044184 | 2 | 2008-04-14 | Removed From Ground | Diesel | 10000 | Composite | Double Walled Flex | Pressure |  | 1998-12-14 |  | 1998-12-14
9044184 | 3 | 2006-12-29 | Currently In Use | Diesel | 20000 | Fiberglass Double Walled | Fiberglass/Sec Containment | Pressure | N | 2006-12-29 | N | 2006-12-29
9044184 | 4 | 2006-12-29 | Currently In Use | Diesel | 20000 | Fiberglass Double Walled | Double Walled/Sec. Containment | Pressure | N | 2006-12-29 | N | 2006-12-29
9044186 | 1 | 1992-09-18 | Removed From Ground | Heating Oil | 500 | Bare Steel | Bare Steel | Suction: No Valve At The Tank
9044187 | 1 | 1993-02-15 | Removed From Ground | Gas | 2250 | Marked Unknown | Unknown | Not Marked
9044187 | 2 | 1993-02-15 | Removed From Ground | Gas | 2250 | Marked Unknown | Unknown | Not Marked
9044187 | 3 | 1993-02-12 | Removed From Ground | Gas | 550 | Marked Unknown | Unknown | Not Marked
9044187 | 4 | 1993-02-12 | Removed From Ground | Gas | 550 | Marked Unknown | Unknown | Not Marked
9044187 | 5 | 1993-02-10 | Removed From Ground | Kerosene | 250 | Marked Unknown | Unknown | Not Marked
9044188 | 1 | 1993-11-01 | Closed In Ground | Other | 2000 | Fiberglass | Unknown | Suction: Valve At The Tank
9044188 | 2 | 1993-11-01 | Closed In Ground | Used Oil | 4000 | Fiberglass | Unknown | Gravity Fed | Y |  | Y
9044188 | 3 | 1993-11-01 | Closed In Ground | Diesel | 3000 | Bare Steel | Copper | Gravity Fed
9044189 | 1 | 2001-02-01 | Closed In Ground | Diesel | 20000 | Fiberglass | Fiberglass Reinforced Plastic | Pressure |  | 1998-12-01 |  | 1994-01-01
9044189 | 10 | 2001-02-01 | Closed In Ground | Other | 6000 | Fiberglass | Fiberglass Reinforced Plastic | Suction: No Valve At The Tank |  | 1998-12-01 |  | 1994-01-01
9044189 | 11 | 1995-05-05 | Removed From Ground | Used Oil | 550 | Fiberglass | Bare Steel | Not Marked | Y |  | Y
9044189 | 12 | 2000-10-01 | Removed From Ground | Used Oil | 550 | Fiberglass | Bare Steel | Gravity Fed | Y |  | Y
9044189 | 13 | 2000-10-01 | Closed In Ground | Used Oil | 550 | Fiberglass | Bare Steel | Gravity Fed | Y |  | Y
9044189 | 14 | 1983-01-01 | Currently In Use | New Oil | 6000 | Fiberglass | Fiberglass Reinforced Plastic | Suction: No Valve At The Tank |  | 1998-12-01 |  | 1994-01-01
9044189 | 15 | 2000-10-01 | Removed From Ground | Used Oil | 1000 | Fiberglass | Fiberglass Reinforced Plastic | Gravity Fed | Y |  | Y | 1994-01-01
9044189 | 16 | 1983-01-01 | Currently In Use | Other | 4000 | Fiberglass | Fiberglass Reinforced Plastic | Suction: Valve At The Tank |  | 1998-12-01 |  | 1994-01-01
9044189 | 17 | 2016-08-30 | Temporarily Out Of Use | Diesel | 550 | Fiberglass | Fiberglass Reinforced Plastic | Suction: No Valve At The Tank | Y | 2000-10-26 12:00 |  | 1994-01-01 12:00
9044189 | 18 | 2015-11-13 | Temporarily Out Of Use | Used Oil | 1000 | Fiberglass Double Walled | Galvanized Steel | Gravity Fed | Y | 2010-03-09 12:00 |  | 2000-10-26 12:00
9044189 | 2 | 2001-02-01 | Closed In Ground | Diesel | 20000 | Fiberglass | Fiberglass Reinforced Plastic | Pressure |  | 1998-12-01 |  | 1994-01-01
9044189 | 3 | 2001-02-01 | Closed In Ground | Diesel | 20000 | Fiberglass | Fiberglass Reinforced Plastic | Pressure |  | 1998-12-01 |  | 1994-01-01
9044189 | 4 | 2001-02-01 | Closed In Ground | Diesel | 20000 | Fiberglass | Fiberglass Reinforced Plastic | Pressure |  | 1998-12-01 |  | 1994-01-01
9044189 | 5 | 2001-02-01 | Closed In Ground | Gas | 8000 | Fiberglass | Fiberglass Reinforced Plastic | Suction: Valve At The Tank |  | 1998-12-01 |  | 1994-01-01
9044189 | 6 | 2001-02-01 | Closed In Ground | Gas | 8000 | Fiberglass | Fiberglass Reinforced Plastic | Suction: Valve At The Tank |  | 1998-12-01 |  | 1994-01-01
9044189 | 7 | 2001-02-01 | Closed In Ground | Other | 4000 | Fiberglass | Fiberglass Reinforced Plastic | Suction: No Valve At The Tank |  | 1998-12-01 |  | 1994-01-01
9044189 | 8 | 2001-02-01 | Closed In Ground | Other | 4000 | Fiberglass | Fiberglass Reinforced Plastic | Suction: No Valve At The Tank |  | 1998-12-01 |  | 1994-01-01
9044189 | 9 | 2001-02-01 | Closed In Ground | Other | 2000 | Fiberglass | Fiberglass Reinforced Plastic | Suction: No Valve At The Tank
9044190 | 1 | 1992-06-17 | Removed From Ground | Gas | 10000 | Bare Steel | Galvanized Steel | Suction: No Valve At The Tank
9044191 | 1 | 1996-12-11 | Removed From Ground | Diesel | 3000 | Fiberglass | Copper | Suction: Valve At The Tank
9044191 | 2 | 2002-10-21 | Removed From Ground | Diesel | 2500 | Double Walled | Copper | Suction: Valve At The Tank |  | 1996-12-19 |  | 1996-12-19
9044192 | 1 | 1998-01-05 | Removed From Ground | Diesel | 10000 | Not Marked/Unknown | Not Marked | Not Marked
9044192 | 2 | 1998-01-21 | Removed From Ground | Diesel | 560 | Bare Steel | Not Marked | Suction: Valve At The Tank
9044192 | 3 | 2008-07-10 | Removed From Ground | Diesel | 10000 | Composite Double Walled | Double Walled Flex | Suction: Valve At The Tank |  | 1998-03-05 |  | 1998-03-05
9044193 | 1 | 1992-04-29 | Currently In Use | Gas | 12000 | Fiberglass Double Walled | Double Walled Flex | Pressure |  | 1992-04-01 |  | 1992-04-01
9044193 | 2 | 1992-04-29 | Currently In Use | Gas | 12000 | Fiberglass Double Walled | Double Walled Flex | Pressure |  | 1992-04-01 |  | 1992-04-01
9044193 | 3 | 1992-04-29 | Currently In Use | Gas | 12000 | Fiberglass Double Walled | Double Walled Flex | Pressure |  | 1992-04-01 |  | 1992-04-01
9044194 | 1 | 1992-12-29 | Removed From Ground | Kerosene | 10000 | Bare Steel | Copper | Suction: Valve At The Tank
9044194 | 2 | 1993-03-01 | Currently In Use | Diesel | 10000 | Composite Double Walled | Copper | Suction: Valve At The Tank |  | 1993-01-21 |  | 1993-01-21
9044195 | 3 | 1992-12-17 | Removed From Ground | Other | 1000 | Bare Steel | Galvanized Steel | Gravity Fed
9044195 | 4 | 1995-03-01 | Removed From Ground | Gas | 10000 | Not Marked/Unknown | Unknown | Not Marked
9044195 | 5A | 2010-08-15 | Currently In Use | New Oil | 4000 | EPOXY/DOUBLE WALLED | Fiberglass/Double Walled | Suction: No Valve At The Tank | N | 2010-08-15 | N | 2010-08-15
9044195 | 5B | 2010-08-01 | Currently In Use | New Oil | 4000 | EPOXY/DOUBLE WALLED | Fiberglass/Double Walled | Suction: No Valve At The Tank | N | 2010-08-15 | N | 2010-08-15
9044195 | 669248 | 1992-12-17 | Removed From Ground | Used Oil | 2000 | Bare Steel | Galvanized Steel | Gravity Fed | Y |  | Y
9044195 | 669290 | 1992-12-17 | Removed From Ground | Other | 1000 | Bare Steel | Galvanized Steel | Suction: Valve At The Tank
9044195 | 6A | 2010-08-01 | Currently In Use | New Oil | 4000 | EPOXY/DOUBLE WALLED | Fiberglass/Double Walled | Suction: No Valve At The Tank | N | 2010-08-15 | N | 2010-08-15
9044195 | 6B | 2010-08-01 | Currently In Use | New Oil | 4000 | EPOXY/DOUBLE WALLED | Fiberglass/Double Walled | Suction: No Valve At The Tank | N | 2010-08-15 | N | 2010-08-15
9044195 | 7A | 2010-08-01 | Currently In Use | New Oil | 4000 | EPOXY/DOUBLE WALLED | Fiberglass/Double Walled | Suction: No Valve At The Tank | N | 2010-08-15 | N | 2010-08-15
9044195 | 7B | 2010-08-01 | Currently In Use | New Oil | 4000 | EPOXY/DOUBLE WALLED | Fiberglass/Double Walled | Suction: No Valve At The Tank | N | 2010-08-15 | N | 2010-08-15
9044195 | 8A | 2010-08-01 | Currently In Use | New Oil | 4000 | EPOXY/DOUBLE WALLED | Fiberglass/Double Walled | Suction: No Valve At The Tank | N | 2010-08-15 | N | 2010-08-15
9044195 | 8B | 2010-08-01 | Currently In Use | New Oil | 4000 | EPOXY/DOUBLE WALLED | Fiberglass/Double Walled | Suction: No Valve At The Tank | N | 2010-08-01 | N | 2010-08-01
9044195 | 9 | 2010-08-01 | Currently In Use | Used Oil | 8000 | EPOXY/DOUBLE WALLED | Fiberglass/Double Walled | Suction: No Valve At The Tank | N | 2010-08-15 | N | 2010-08-15
9044196 | 1 | 1986-01-01 | Currently In Use | Diesel | 4000 | Fiberglass | Fiberglass/Double Walled | Suction: Valve At The Tank |  | 1986-01-01 |  | 1986-01-01
9044197 | 1 | 2008-12-04 | Removed From Ground | Gas | 6000 | Fiberglass Double Walled | Fiberglass/Double Walled | Suction: Valve At The Tank |  | 1991-02-01 |  | 1991-02-01
9044197 | 2 | 2013-10-22 | Temporarily Out Of Use | Gas | 6000 | Fiberglass Double Walled | Fiberglass/Double Walled | Suction: Valve At The Tank |  | 1991-02-01 |  | 1991-02-01
9044197 | 3 | 2013-10-22 | Temporarily Out Of Use | Diesel | 2500 | Fiberglass Double Walled | Fiberglass/Double Walled | Suction: Valve At The Tank |  | 1991-02-01 |  | 1991-02-01
9044197 | 4 | 2008-12-04 | Removed From Ground | Used Oil | 560 | Marked Unknown | Unknown | Not Marked | Y |  | Y | 1991-02-01 12:00
9044198 | 1 | 1992-08-01 | Removed From Ground | Gas | 1000 | Not Marked/Unknown | Not Marked | Not Marked
9044198 | 2 | 1995-11-14 | Removed From Ground | Diesel | 20000 | Bare Steel | Bare Steel | Suction: No Valve At The Tank
9044199 | 1 | 1992-10-08 | Removed From Ground | Gas | 1500 | Bare Steel | Galvanized Steel | Not Marked
9044200 | 1 | 2002-09-05 | Removed From Ground | Gas | 5000 | Marked Unknown | Unknown | Not Marked
9044200 | 1 |  | Currently In Use | Gas | 5000 | Marked Unknown | Unknown | Not Marked
9044200 | 2 | 2002-09-05 | Removed From Ground | Gas | 5000 | Marked Unknown | Unknown | Not Marked
9044200 | 2 |  | Currently In Use | Gas | 5000 | Marked Unknown | Unknown | Not Marked
9044200 | 3 | 2002-09-05 | Removed From Ground | Gas | 5000 | Marked Unknown | Unknown | Not Marked
9044200 | 3 |  | Currently In Use | Gas | 5000 | Marked Unknown | Unknown | Not Marked
9044200 | 4 | 2002-09-05 | Removed From Ground | Gas | 5000 | Marked Unknown | Unknown | Not Marked
9044200 | 4 |  | Currently In Use | Gas | 5000 | Marked Unknown | Unknown | Not Marked
9044201 | 1 | 1984-01-01 | Removed From Ground | Gas | 10000 | Marked Unknown | Unknown | Not Marked
9044201 | 2 | 1984-01-01 | Removed From Ground | Gas | 10000 | Marked Unknown | Unknown | Not Marked
9044201 | 3 | 1984-01-01 | Removed From Ground | Gas | 10000 | Marked Unknown | Unknown | Not Marked
9044201 | 4 | 1984-01-01 | Removed From Ground | Other | 1000 | Marked Unknown | Unknown | Not Marked
9044201 | 4 |  | Currently In Use | Other | 1000 | Marked Unknown | Unknown | Not Marked
9044201 | 5 | 1984-01-01 | Removed From Ground | Used Oil | 550 | Marked Unknown | Unknown | Not Marked | Y |  | Y
9044201 | 5 |  | Currently In Use | Used Oil | 550 | Marked Unknown | Unknown | Not Marked | Y |  | Y
9044202 | 1 |  | Currently In Use | Gas |  | Not Marked/Unknown | Not Marked | Not Marked
9044203 | 1 | 1988-01-01 | Currently In Use | Diesel | 10000 | Fiberglass | Fiberglass Reinforced Plastic | Pressure |  | 1995-06-15 |  | 1995-06-15
9044203 | 2 | 1988-01-01 | Currently In Use | Gas | 10000 | Fiberglass | Fiberglass Reinforced Plastic | Pressure |  | 1995-06-15 |  | 1995-06-15
9044203 | 3 | 1988-01-01 | Currently In Use | Gas | 10000 | Fiberglass | Fiberglass Reinforced Plastic | Pressure |  | 1995-06-15 |  | 1995-06-15
9044204 | 1 | 1993-07-20 | Removed From Ground | Used Oil | 550 | Fiberglass | Not Marked | Gravity Fed | Y |  | Y
9044205 | 1 | 1994-12-02 | Removed From Ground | Gas | 6000 | Bare Steel | Galvanized Steel | Not Marked
9044205 | 2 | 1994-12-02 | Removed From Ground | Gas | 6000 | Bare Steel | Galvanized Steel | Not Marked
9044205 | 3 | 1994-12-02 | Removed From Ground | Gas | 6000 | Bare Steel | Galvanized Steel | Not Marked
9044206 | 1 |  | Removed From Ground Date Unknown | Other | 4000 | Marked Unknown | Unknown | Not Marked
9044206 | 2 |  | Removed From Ground Date Unknown | Used Oil | 4000 | Marked Unknown | Unknown | Not Marked | Y |  | Y
9044206 | 3 |  | Removed From Ground Date Unknown | Other | 4000 | Marked Unknown | Unknown | Not Marked
9044207 | 1 |  | Removed From Ground Date Unknown | Other | 300 | Marked Unknown | Unknown | Not Marked
9044207 | 2 |  | Removed From Ground Date Unknown | Other | 1000 | Marked Unknown | Unknown | Not Marked
9044207 | 3 |  | Currently In Use | Other | 1000 | Marked Unknown | Unknown | Not Marked
9044208 | 1 | 1992-07-31 | Removed From Ground | Diesel | 10000 | Bare Steel | Galvanized Steel | Suction: Valve At The Tank
9044208 | 2 | 1992-07-31 | Removed From Ground | Heating Oil | 10000 | Bare Steel | Galvanized Steel | Suction: Valve At The Tank
9044210 | 1 | 1993-06-21 | Removed From Ground | Gas | 3000 | Bare Steel | Not Marked | Not Marked
9044211 | 2151-1 | 1997-02-05 | Removed From Ground | Gas | 500 | Marked Unknown | Not Marked | Pressure
9044211 | 2151-2 | 1997-02-05 | Closed In Ground | Gas | 1000 | Marked Unknown | Not Marked | Pressure
9044212 | 1 | 1970-01-01 | Removed From Ground | Gas |  | Marked Unknown | Unknown | Not Marked
9044213 | 1 | 2000-10-23 | Closed In Ground | Empty | 6000 | Fiberglass | Galvanized Steel | Gravity Fed | Y |  | Y
9044213 | 2 | 2015-01-05 | Currently In Use | Diesel | 8000 | Fiberglass | Fiberglass/Double Walled | Pressure |  | 1999-03-10 |  | 1999-03-10
9044213 | 3 | 1978-01-01 | Currently In Use | Gas | 6000 | Fiberglass | Fiberglass/Double Walled | Pressure |  | 1999-03-10 |  | 1999-03-10
9044214 | 618577 | 1993-06-15 | Currently In Use | Diesel | 10000 | Fiberglass | Fiberglass Reinforced Plastic | Pressure |  | 1993-06-15 |  | 1993-06-15
9044215 | G868913 | 1993-01-05 | Removed From Ground | Diesel | 1000 | Bare Steel | Galvanized Steel | Suction: Valve At The Tank
9044215 | G868914 | 1993-01-05 | Removed From Ground | Gas | 1000 | Bare Steel | Galvanized Steel | Suction: Valve At The Tank
9044215 | L295164 | 1993-03-01 | Currently In Use | Diesel | 1037 | Tank Jacket | Fiberglass Reinforced Plastic | Suction: No Valve At The Tank |  | 1993-03-01 |  | 1993-03-01
9044215 | L295165 | 1993-03-01 | Currently In Use | Gas | 1037 | Tank Jacket | Fiberglass Reinforced Plastic | Suction: No Valve At The Tank |  | 1993-03-01 |  | 1993-03-01
9044218 | 1 |  | Currently In Use | Heating Oil | 30000 | Not Marked/Unknown | Not Marked | Not Marked
9044218 | 2 |  | Currently In Use | Heating Oil | 30000 | Not Marked/Unknown | Not Marked | Not Marked
9044219 | 1 | 1993-05-27 | Removed From Ground | Used Oil | 550 | Marked Unknown | Unknown | Not Marked | Y |  | Y
9044219 | 2 | 1993-05-27 | Removed From Ground | Used Oil | 550 | Marked Unknown | Unknown | Not Marked | Y |  | Y
9044219 | 3 |  | Removed From Ground Date Unknown | Gas | 4000 | Bare Steel | Cathodically Protected | Suction: No Valve At The Tank
9044219 | 4 |  | Removed From Ground Date Unknown | Gas | 4000 | Bare Steel | Cathodically Protected | Suction: No Valve At The Tank
9044219 | 5 |  | Removed From Ground Date Unknown | Gas | 4000 | Bare Steel | Cathodically Protected | Suction: No Valve At The Tank
9044219 | 6 |  | Removed From Ground Date Unknown | Diesel | 4000 | Bare Steel | Cathodically Protected | Suction: No Valve At The Tank
9044220 | 1 | 1993-07-01 | Removed From Ground | Used Oil | 250 | Bare Steel | Unknown | Gravity Fed | Y |  | Y
9044221 | 1 | 1989-07-19 | Removed From Ground | Used Oil | 1000 | Not Marked/Unknown | Not Marked | Not Marked | Y |  | Y
9044221 | 2 | 1989-07-19 | Removed From Ground | Other | 1000 | Not Marked/Unknown | Not Marked | Not Marked
9044222 | 1 | 1991-04-01 | Currently In Use | Diesel | 2500 | Fiberglass Double Walled | Fiberglass Reinforced Plastic | Pressure |  | 1991-04-01 |  | 1991-04-01
9044222 | 2 | 1991-04-01 | Currently In Use | Diesel | 1000 | Fiberglass Double Walled | Fiberglass Reinforced Plastic | Pressure |  | 1991-04-01 |  | 1991-04-01
9044225 | 1 | 1993-11-30 | Removed From Ground | Used Oil | 500 | Bare Steel | Not Marked | Gravity Fed | Y |  | Y
9044226 | 1 | 1993-08-19 | Removed From Ground | Aviation Gas/AV Gas | 100000 | Concrete | Unknown | Pressure
9044226 | 2 | 1993-04-29 | Closed In Ground | Aviation Gas/AV Gas | 25000 | Bare Steel | Bare Steel | Pressure
9044226 | 3 | 1993-07-16 | Closed In Ground | Aviation Gas/AV Gas | 25000 | Bare Steel | Bare Steel | Pressure
9044226 | 4 | 1993-07-16 | Closed In Ground | Aviation Gas/AV Gas | 25000 | Bare Steel | Bare Steel | Pressure
9044226 | 5 | 1993-07-16 | Closed In Ground | Aviation Gas/AV Gas | 25000 | Bare Steel | Bare Steel | Pressure
9044227 | 1 | 2011-05-18 | Removed From Ground | Diesel | 550 | STIP-3 | Double Walled | Suction: Valve At The Tank |  | 1988-01-01 |  | 1988-01-01
9044228 | 2 | 1993-07-01 | Removed From Ground | Gas | 2000 | Bare Steel | Galvanized Steel | Suction: No Valve At The Tank
9044228 | 3 | 1993-07-01 | Removed From Ground | Empty | 2000 | Bare Steel | Galvanized Steel | Suction: No Valve At The Tank
9044228 | 4 | 1993-07-01 | Removed From Ground | Empty | 250 | Bare Steel | Galvanized Steel | Suction: No Valve At The Tank | Y |  | Y
9044228 | 5 | 1993-07-01 | Removed From Ground | Empty | 250 | Bare Steel | Galvanized Steel | Suction: No Valve At The Tank | Y |  | Y
9044228 | 6 | 1993-07-01 | Removed From Ground | Gas | 250 | Bare Steel | Galvanized Steel | Suction: No Valve At The Tank
9044228 | 7 | 1993-07-01 | Removed From Ground | Gas | 250 | Bare Steel | Galvanized Steel | Suction: No Valve At The Tank
9044230 | 1 | 1994-03-18 | Removed From Ground | Diesel | 1000 | Not Marked/Unknown | Not Marked | Not Marked
9044232 | 1 | 1994-01-31 | Currently In Use | Diesel | 8000 | STIP-3 | Fiberglass Reinforced Plastic | Pressure |  | 1994-01-31 |  | 1994-01-31
9044232 | 2 | 1994-01-31 | Currently In Use | Gas | 8000 | STIP-3 | Fiberglass Reinforced Plastic | Pressure |  | 1994-01-31 |  | 1994-01-31
9044232 | 3 | 1994-01-31 | Currently In Use | Gas | 8000 | STIP-3 | Fiberglass Reinforced Plastic | Pressure |  | 1994-01-31 |  | 1994-01-31
9044233 | 1 |  | Removed From Ground Date Unknown | Gas |  | Not Marked/Unknown | Not Marked | Not Marked
9044234 | PLUS/UL | 1984-07-26 | Currently In Use | Gas | 8000 | Fiberglass | Fiberglass Reinforced Plastic | Pressure |  | 1997-11-18 |  | 1997-11-18
9044234 | PRE-UL | 2016-12-14 | Temporarily Out Of Use | Gas | 8000 | Fiberglass | Fiberglass Reinforced Plastic | Pressure |  | 1997-11-18 |  | 1997-11-18
9044234 | UL | 1984-07-26 | Currently In Use | Gas | 8000 | Fiberglass | Fiberglass Reinforced Plastic | Pressure |  | 1997-11-18 |  | 1997-11-18
9044237 | 1 | 1994-10-02 | Removed From Ground | Gas | 8000 | Not Marked/Unknown | Not Marked | Not Marked
9044237 | 2 | 1994-10-02 | Removed From Ground | Gas | 8000 | Not Marked/Unknown | Not Marked | Not Marked
9044237 | 3 | 1994-10-02 | Removed From Ground | Gas | 8000 | Not Marked/Unknown | Not Marked | Not Marked
9044237 | 4 | 1994-10-02 | Removed From Ground | Used Oil | 550 | Not Marked/Unknown | Not Marked | Not Marked | Y |  | Y
9044238 | 1 | 1997-10-25 | Removed From Ground | Gas | 2000 | Bare Steel | Bare Steel | Suction: No Valve At The Tank
9044239 | 1 | 2010-01-06 | Removed From Ground | Gas | 12000 | Steel-Impressed Current | Cathodically Protected | Pressure |  | 1998-12-09 |  | 1998-12-09
9044239 | 10 | 2010-01-07 | Removed From Ground | Gas | 10000 | Steel-Impressed Current | Cathodically Protected | Pressure |  | 1998-12-09 |  | 1998-12-09
9044239 | 11 | 2010-01-07 | Removed From Ground | Diesel | 2000 | Steel-Impressed Current | Cathodically Protected | Suction: Valve At The Tank |  | 1998-12-09 |  | 1998-12-09
9044239 | 2 | 2010-01-06 | Removed From Ground | Gas | 12000 | Steel-Impressed Current | Cathodically Protected | Pressure |  | 1998-12-09 |  | 1998-12-09
9044239 | 3 | 2010-01-06 | Removed From Ground | Gas | 12000 | Steel-Impressed Current | Cathodically Protected | Pressure |  | 1998-12-09 |  | 1998-12-09
9044239 | 4 | 2010-01-06 | Removed From Ground | Diesel | 12000 | Steel-Impressed Current | Cathodically Protected | Pressure |  | 1998-12-09 |  | 1998-12-09
9044239 | 5 | 2010-01-06 | Removed From Ground | Diesel | 12000 | Steel-Impressed Current | Cathodically Protected | Pressure |  | 1998-12-09 |  | 1998-12-09
9044239 | 6 | 2010-01-06 | Removed From Ground | Gas | 6000 | Steel-Impressed Current | Cathodically Protected | Pressure |  | 1998-12-09 |  | 1998-12-09
9044239 | 7 | 2010-01-07 | Removed From Ground | Gas | 4000 | Steel-Impressed Current | Cathodically Protected | Pressure |  | 1998-12-09 |  | 1998-12-09
9044239 | 8 | 2010-01-07 | Removed From Ground | Diesel | 10000 | Steel-Impressed Current | Cathodically Protected | Pressure |  | 1998-12-09 |  | 1998-12-09
9044239 | 9 | 2010-01-07 | Removed From Ground | Diesel | 10000 | Steel-Impressed Current | Cathodically Protected | Pressure |  | 1998-12-09 |  | 1998-12-09
9044240 | 0 |  | Removed From Ground Date Unknown | Other |  | Not Marked/Unknown | Not Marked | Not Marked
9044241 | 1 | 1995-05-01 | Removed From Ground | Other | 10000 | Bare Steel | Bare Steel | Suction: Valve At The Tank
9044242 | 1 | 1986-01-01 | Removed From Ground | Gas | 12000 | Bare Steel | Bare Steel | Pressure
9044242 | 2 | 1986-01-01 | Removed From Ground | Gas | 12000 | Bare Steel | Bare Steel | Pressure
9044242 | 3 | 1986-01-01 | Removed From Ground | Gas | 12000 | Bare Steel | Bare Steel | Pressure
9044243 | 1 | 1997-10-10 | Removed From Ground | Gas | 1000 | Bare Steel | Fiberglass Reinforced Plastic | Suction: Valve At The Tank
9044245 | 1 | 1991-11-26 | Removed From Ground | Diesel | 15000 | Not Marked/Unknown | Not Marked | Not Marked
9044246 | 1 | 1991-01-01 | Removed From Ground | Gas | 10000 | Not Marked/Unknown | Not Marked | Not Marked
9044247 | 1 | 1992-12-01 | Removed From Ground | Diesel | 10000 | Not Marked/Unknown | Not Marked | Not Marked
9044249 | 1 | 1991-07-18 | Removed From Ground | Used Oil | 500 | Not Marked/Unknown | Not Marked | Not Marked | Y |  | Y
9044249 | 2 | 1991-07-18 | Removed From Ground | Used Oil | 500 | Bare Steel | Unknown | Not Marked | N |  | N
9044249 | 3 | 1991-07-18 | Removed From Ground | Gas | 2500 | Bare Steel | Unknown | Not Marked | N |  | N
9044249 | 4 | 1991-07-18 | Removed From Ground | Gas | 2500 | Bare Steel | Unknown | Not Marked | N |  | N
9044251 | 1 | 1994-07-05 | Removed From Ground | Gas | 1000 | Bare Steel | Unknown | Suction: No Valve At The Tank
9044252 | 1 |  | Permanently Out Of Use | Gas | 1500 | Not Marked/Unknown | Not Marked | Not Marked
9044252 | 1D | 1998-10-01 | Removed From Ground | Diesel | 8000 | Bare Steel | Bare Steel | Suction: Valve At The Tank
9044252 | 2RU | 1998-10-01 | Removed From Ground | Gas | 3500 | Bare Steel | Bare Steel | Suction: Valve At The Tank
9044252 | 3RU | 1998-10-01 | Removed From Ground | Gas | 3500 | Bare Steel | Bare Steel | Not Marked
9044253 | 1 | 1992-06-16 | Removed From Ground | Gas | 500 | Not Marked/Unknown | Not Marked | Not Marked
9044254 | 1 | 1992-06-10 | Removed From Ground | Diesel | 3000 | Not Marked/Unknown | Not Marked | Not Marked
9044255 | 1 | 1992-08-01 | Removed From Ground | Diesel | 1000 | Not Marked/Unknown | Not Marked | Not Marked
9044256 | 1 | 1993-05-01 | Currently In Use | Gas | 12000 | Epoxy | Fiberglass/Double Walled | Pressure |  | 1993-06-01 |  | 1993-06-01
9044256 | 2 | 1993-06-01 | Currently In Use | Gas | 8000 | Epoxy | Fiberglass/Double Walled | Pressure |  | 1993-06-01 |  | 1993-06-01
9044256 | 3 | 2005-09-07 | Removed From Ground | Gas | 4000 | Not Marked/Unknown | Not Marked | Not Marked
9044256 | 4 | 1993-05-01 | Removed From Ground | Gas | 2000 | Not Marked/Unknown | Not Marked | Not Marked
9044257 | 1 |  | Permanently Out Of Use | Diesel | 1000 | Not Marked/Unknown | Not Marked | Not Marked
9044258 | 1 | 1999-06-08 | Removed From Ground | Empty | 10000 | Bare Steel | Galvanized Steel | Pressure
9044258 | 2 | 1999-06-08 | Removed From Ground | Empty | 8000 | Bare Steel | Galvanized Steel | Suction: Valve At The Tank
9044258 | 3 | 1999-06-08 | Removed From Ground | Empty | 8000 | Bare Steel | Galvanized Steel | Pressure
9044258 | 4 | 1999-06-08 | Removed From Ground | Empty | 3000 | Bare Steel | Galvanized Steel | Pressure
9044258 | 5 | 1999-06-08 | Removed From Ground | Empty | 1000 | Bare Steel | Galvanized Steel | Suction: Valve At The Tank
9044258 | 6 | 1999-06-08 | Removed From Ground | Gas | 3000 | Not Marked/Unknown | Not Marked | Not Marked
9044258 | 7 | 1999-06-08 | Removed From Ground | Used Oil | 560 | Not Marked/Unknown | Not Marked | Not Marked | Y |  | Y
9044259 | 1 | 2009-01-14 | Temporarily Out Of Use | Gas | 3000 | Steel-Impressed Current | Cathodically Protected | Suction: Valve At The Tank |  | 1998-11-20 |  | 1998-11-20
9044259 | 2 | 2009-01-14 | Temporarily Out Of Use | Gas | 3000 | Steel-Impressed Current | Cathodically Protected | Suction: Valve At The Tank |  | 1998-11-20 |  | 1998-11-20
9044259 | 3 | 2009-01-14 | Temporarily Out Of Use | Diesel | 3000 | Steel-Impressed Current | Cathodically Protected | Suction: Valve At The Tank |  | 1998-11-20 |  | 1998-11-20
9044259 | 4 | 2006-01-14 | Temporarily Out Of Use | Kerosene | 1000 | Steel-Impressed Current | Cathodically Protected | Suction: Valve At The Tank |  | 1998-11-20 |  | 1998-11-20
9044259 | 5 | 1999-07-01 | Removed From Ground | Empty | 550 | Bare Steel | Galvanized Steel | Not Marked
9044260 | 1 | 1994-11-12 | Removed From Ground | Gas | 10000 | Bare Steel | Galvanized Steel | Suction: No Valve At The Tank
9044260 | 2 | 1994-11-12 | Removed From Ground | Gas | 10000 | Bare Steel | Galvanized Steel | Suction: No Valve At The Tank
9044260 | 3 | 1994-11-12 | Removed From Ground | Gas | 10000 | Bare Steel | Galvanized Steel | Suction: No Valve At The Tank
9044260 | 4 | 1994-11-21 | Currently In Use | Gas | 10000 | Composite | Fiberglass Reinforced Plastic | Pressure |  | 1994-11-21 |  | 1994-11-21
9044260 | 5 | 1994-11-21 | Currently In Use | Gas | 10000 | Composite | Fiberglass Reinforced Plastic | Pressure |  | 1994-11-21 |  | 1994-11-21
9044260 | 6 | 1994-11-21 | Currently In Use | Gas | 10000 | Composite | Fiberglass Reinforced Plastic | Pressure |  | 1994-11-21 |  | 1994-11-21
9044261 | 1 | 1999-05-27 | Removed From Ground | Gas | 550 | Bare Steel | Galvanized Steel | Suction: No Valve At The Tank
9044261 | 2 | 1999-05-27 | Removed From Ground | Gas | 550 | Bare Steel | Galvanized Steel | Suction: No Valve At The Tank
9044261 | 3 | 1999-05-27 | Removed From Ground | Diesel | 550 | Bare Steel | Galvanized Steel | Suction: No Valve At The Tank
9044262 | 1 | 1994-07-11 | Removed From Ground | Diesel | 8000 | Bare Steel | Not Marked | Not Marked
9044262 | 2 | 1994-07-11 | Removed From Ground | Diesel | 3000 | Bare Steel | Not Marked | Not Marked
9044262 | 3 | 1994-07-11 | Removed From Ground | Gas | 2000 | Bare Steel | Not Marked | Not Marked
9044262 | 4 | 1994-07-11 | Removed From Ground | Used Oil | 1000 | Bare Steel | Not Marked | Not Marked | Y |  | Y
9044262 | 5 | 1994-07-11 | Removed From Ground | Heating Oil | 500 | Bare Steel | Not Marked | Not Marked
9044262 | 6 | 1994-07-11 | Removed From Ground | Heating Oil | 1000 | Bare Steel | Not Marked | Not Marked
9044262 | 7 | 1994-07-11 | Removed From Ground | Used Oil | 1000 | Bare Steel | Not Marked | Not Marked | Y |  | Y
9044263 | 1 | 1994-08-18 | Removed From Ground | Gas | 6000 | Bare Steel | Bare Steel | Suction: No Valve At The Tank
9044264 | 1 | 1994-09-09 | Removed From Ground | Gas | 500 | Bare Steel | Bare Steel | Pressure
9044265 | 721D1 | 1997-08-15 | Removed From Ground | Diesel | 1000 | Bare Steel | Bare Steel | Suction: No Valve At The Tank
9044265 | 721G1 | 1997-08-15 | Removed From Ground | Gas | 3000 | Bare Steel | Bare Steel | Suction: No Valve At The Tank
9044265 | 721G2 | 1995-11-16 | Removed From Ground | Gas | 3000 | Bare Steel | Bare Steel | Suction: No Valve At The Tank
9044266 | 1 | 1995-05-18 | Removed From Ground | Gas | 2000 | Bare Steel | Galvanized Steel | Suction: Valve At The Tank
9044266 | 2 | 1995-05-18 | Removed From Ground | Gas | 1000 | Bare Steel | Galvanized Steel | Not Marked
9044266 | 3 | 1995-05-18 | Removed From Ground | Diesel | 400 | Marked Unknown | Secondary Containment | Not Marked
9044266 | 4 | 1995-05-18 | Removed From Ground | Empty | 3000 | Unknown | Galvanized Steel | Not Marked
9044266 | 5 | 1995-05-18 | Removed From Ground | Empty | 1000 | Unknown | Unknown | Not Marked
9044267 | 1 | 1989-03-05 | Currently In Use | Diesel | 15000 | Fiberglass Double Walled | Secondary Containment | Suction: Valve At The Tank |  | 1998-09-11 |  | 1998-09-11
9044270 | 1 | 1994-10-06 | Removed From Ground | Gas | 1000 | Not Marked/Unknown | Not Marked | Not Marked
9044271 | 1 | 2017-03-14 | Temporarily Out Of Use | Gas | 12000 | Fiberglass | Double Walled | Pressure |  | 1994-06-01 |  | 1994-06-01
9044271 | 2 | 2017-03-14 | Temporarily Out Of Use | Gas | 12000 | Fiberglass | Double Walled | Pressure |  | 1994-06-01 |  | 1994-06-01
9044271 | 3 | 2017-03-03 | Temporarily Out Of Use | Gas | 12000 | Fiberglass | Double Walled | Pressure |  | 1994-06-01 |  | 1994-06-01
9044272 | 1 | 1994-07-01 | Currently In Use | Gas | 12000 | Double Walled | Double Walled | Pressure |  | 1994-05-01 |  | 1994-05-01
9044272 | 2 | 1994-07-01 | Currently In Use | Gas | 12000 | Double Walled | Double Walled | Pressure |  | 1994-05-01 |  | 1994-05-01
9044272 | 3 | 1994-07-01 | Currently In Use | Gas | 12000 | Double Walled | Double Walled | Pressure |  | 1994-05-01 |  | 1994-05-01
9044274 | 1 | 1994-12-12 | Removed From Ground | Used Oil | 500 | Bare Steel | Bare Steel | Not Marked | Y |  | Y
9044274 | 2 | 1994-12-12 | Removed From Ground | Diesel | 1000 | Bare Steel | Bare Steel | Not Marked
9044275 | 1 | 2014-04-30 | Temporarily Out Of Use | Gas | 10000 | Fiberglass | Fiberglass Reinforced Plastic | Pressure |  | 1988-01-01 |  | 1988-01-01
9044275 | 2 | 2014-04-30 | Temporarily Out Of Use | Gas | 10000 | Fiberglass | Fiberglass Reinforced Plastic | Pressure |  | 1988-01-01 |  | 1988-01-01
9044275 | 3 | 2014-04-30 | Temporarily Out Of Use | Gas | 10000 | Fiberglass | Fiberglass Reinforced Plastic | Pressure |  | 1988-01-01 |  | 1988-01-01
9044276 | 1 | 2007-06-26 | Closed In Ground | Used Oil | 250 | Bare Steel | Fiberglass Reinforced Plastic | Gravity Fed | Y |  | Y
9044276 | 1 |  | Currently In Use | Used Oil | 250 | Bare Steel | Fiberglass Reinforced Plastic | Gravity Fed | Y |  | Y
9044280 | 1 |  | Closed In Ground Date Unknown | Gas | 3000 | Bare Steel | Bare Steel | Not Marked
9044280 | 2 |  | Closed In Ground Date Unknown | Gas | 3000 | Bare Steel | Bare Steel | Not Marked
9044282 | 1 | 1964-01-01 | Removed From Ground | Gas | 5000 | Bare Steel | Fiberglass Reinforced Plastic | Not Marked
9044282 | 2 | 1964-01-01 | Removed From Ground | Gas | 5000 | Bare Steel | Fiberglass Reinforced Plastic | Not Marked
9044282 | 3 | 1964-01-01 | Removed From Ground | Diesel | 2000 | Bare Steel | Fiberglass Reinforced Plastic | Not Marked
9044282 | 4 | 1964-01-01 | Removed From Ground | Used Oil | 750 | Bare Steel | Fiberglass Reinforced Plastic | Not Marked | Y |  | Y
9044283 | 1 | 2005-09-08 | Removed From Ground | Diesel | 3000 | Marked Unknown | Galvanized Steel | Suction: Valve At The Tank
9044284 | 1 | 1995-03-11 | Removed From Ground | Diesel | 6000 | Not Marked/Unknown | Unknown | Not Marked
9044284 | 2 | 1995-03-11 | Removed From Ground | Used Oil | 1000 | Not Marked/Unknown | Unknown | Not Marked | Y |  | Y
9044284 | 3 | 1995-03-11 | Removed From Ground | Gas | 1000 | Not Marked/Unknown | Unknown | Not Marked
9044284 | 4 | 1995-05-11 | Removed From Ground | Gas | 4000 | Not Marked/Unknown | Not Marked | Not Marked
9044285 | 1 | 1982-08-01 | Currently In Use | Aviation Gas/AV Gas | 12000 | Steel-Impressed Current | Fiberglass/Double Walled | Suction: No Valve At The Tank |  | 1997-11-01 |  | 1997-11-01
9044286 | 1 |  | Removed From Ground Date Unknown | Gas | 1060 | Bare Steel | Galvanized Steel | Not Marked
9044286 | 2 |  | Removed From Ground Date Unknown | Gas | 560 | Bare Steel | Galvanized Steel | Not Marked
9044286 | 3 |  | Removed From Ground Date Unknown | Gas | 1060 | Bare Steel | Galvanized Steel | Not Marked
9044288 | 1 | 1985-03-01 | Closed In Ground | Gas | 1000 | Not Marked/Unknown | Unknown | Not Marked
9044288 | 2 | 1985-03-01 | Closed In Ground | Gas | 1000 | Not Marked/Unknown | Unknown | Not Marked
9044292 | 1 | 2010-04-01 | Temporarily Out Of Use | Kerosene | 4000 | Fiberglass | Fiberglass Reinforced Plastic | Pressure |  | 1988-11-01 |  | 1988-11-01
9044292 | 2 | 1988-11-01 | Currently In Use | Gas | 10000 | Fiberglass | Fiberglass Reinforced Plastic | Pressure |  | 1988-11-01 |  | 1988-11-01
9044292 | 3 | 1988-11-01 | Currently In Use | Gas | 10000 | Fiberglass | Fiberglass Reinforced Plastic | Pressure |  | 1988-11-01 |  | 1988-11-01
9044292 | 4 | 1988-11-01 | Currently In Use | Gas | 10000 | Fiberglass | Fiberglass Reinforced Plastic | Pressure |  | 1988-11-01 |  | 1988-11-01
9044293 | 1 | 2016-05-26 | Removed From Ground | Gas | 4000 | Steel-Impressed Current | Impressed Current | Pressure |  | 1998-09-01 |  | 1998-09-01
9044293 | 2 | 2016-05-26 | Removed From Ground | Gas | 4000 | Steel-Impressed Current | Impressed Current | Pressure |  | 1998-09-01 |  | 1998-09-01
9044293 | 3 | 2016-05-26 | Removed From Ground | Gas | 4000 | Steel-Impressed Current | Impressed Current | Pressure |  | 1998-09-01 |  | 1998-09-01
9044293 | 4 | 2016-05-26 | Removed From Ground | Gas | 4000 | Steel-Impressed Current | Impressed Current | Pressure |  | 1998-09-01 |  | 1998-09-01
9044294 | 1 | 1977-11-01 | Currently In Use | Diesel | 15000 | Steel-Impressed Current | Fiberglass Reinforced Plastic | Suction: No Valve At The Tank |  | 1992-09-01 |  | 1992-09-01
9044295 | 1 | 1982-11-01 | Currently In Use | Aviation Gas/AV Gas | 12000 | Steel-Impressed Current | Impressed Current | Suction: No Valve At The Tank |  | 1998-08-01 |  | 1998-08-01
9044296 | 1 | 1986-11-11 | Currently In Use | Gas | 20000 | STIP-3 | Galvanic | Pressure |  | 1998-07-01 |  | 1998-07-01
9044296 | 2 | 1986-11-11 | Currently In Use | Diesel | 20000 | STIP-3 | Galvanic | Pressure |  | 1998-07-01 |  | 1998-07-01
9044297 | 1 | 1995-07-15 | Removed From Ground | Used Oil | 550 | Not Marked/Unknown | Unknown | Not Marked | Y |  | Y
9044298 | 1 | 1986-01-01 | Currently In Use | Gas | 10000 | Fiberglass | Fiberglass Reinforced Plastic | Pressure |  | 1986-01-01 |  | 1986-01-01
9044298 | 2 | 1986-01-01 | Currently In Use | Gas | 10000 | Fiberglass | Fiberglass Reinforced Plastic | Pressure |  | 1986-01-01 |  | 1986-01-01
9044298 | 3 | 1986-01-01 | Currently In Use | Gas | 10000 | Fiberglass | Fiberglass Reinforced Plastic | Pressure |  | 1986-01-01 |  | 1986-01-01
9044299 | 1 | 1987-01-01 | Currently In Use | Gas | 8000 | Steel-Impressed Current | Impressed Current | Pressure |  | 1987-01-01 |  | 1987-01-01
9044299 | 2 | 1987-01-01 | Currently In Use | Gas | 8000 | Steel-Impressed Current | Impressed Current | Pressure |  | 1987-01-01 |  | 1987-01-01
9044299 | 3 | 1987-01-01 | Currently In Use | Gas | 8000 | Steel-Impressed Current | Impressed Current | Pressure |  | 1987-01-01 |  | 1987-01-01
9044299 | 4 | 1987-01-01 | Currently In Use | Diesel | 8000 | Steel-Impressed Current | Impressed Current | Pressure |  | 1997-01-01 |  | 1997-01-01
9044300 | 1UL | 1992-02-01 | Currently In Use | Gas | 10000 | STIP-3 | Fiberglass Reinforced Plastic | Pressure |  | 1992-02-01 |  | 1992-02-01
9044300 | 2P | 1992-02-01 | Currently In Use | Gas | 8000 | STIP-3 | Fiberglass Reinforced Plastic | Pressure |  | 1992-02-01 |  | 1992-02-01
9044300 | 3DC | 1992-02-01 | Currently In Use | Diesel | 6000 | STIP-3 | Fiberglass Reinforced Plastic | Pressure |  | 1992-02-01 |  | 1992-02-01
9044301 | 1 | 1997-09-22 | Currently In Use | Gas | 6110 | Steel-Impressed Current | Cathodically Protected | Pressure |  | 1997-09-22 |  | 1997-09-22
9044301 | 2 | 1997-09-22 | Currently In Use | Gas | 6110 | Steel-Impressed Current | Cathodically Protected | Pressure |  | 1997-09-22 |  | 1997-09-22
9044301 | 3 | 1997-09-22 | Currently In Use | Gas | 6110 | Steel-Impressed Current | Cathodically Protected | Pressure |  | 1997-09-22 |  | 1997-09-22
9044302 | 1 | 1996-10-30 | Removed From Ground | Gas | 1000 | Bare Steel | Bare Steel | Suction: Valve At The Tank
9044303 | 1 | 1996-11-27 | Removed From Ground | Diesel | 10000 | Bare Steel | Galvanized Steel | Suction: Valve At The Tank
9044303 | 2 | 1991-02-01 | Removed From Ground | Diesel | 6000 | Bare Steel | Galvanized Steel | Suction: Valve At The Tank
9044303 | M158061 | 2015-10-15 | Removed From Ground | Diesel | 12126 | Tank Jacket | Fiberglass/Double Walled | Pressure |  | 1996-12-16 |  | 1996-12-16
9044304 | 1 | 2003-09-18 | Currently In Use | Gas | 10000 | Fiberglass | Fiberglass Reinforced Plastic | Pressure |  | 1987-01-01 |  | 1987-01-01
9044304 | 2 | 2003-09-18 | Currently In Use | Gas | 10000 | Fiberglass | Fiberglass Reinforced Plastic | Pressure |  | 1987-01-01 |  | 1987-01-01
9044304 | 3 | 2003-09-18 | Currently In Use | Diesel | 10000 | Fiberglass | Fiberglass Reinforced Plastic | Pressure |  | 1987-01-01 |  | 1987-01-01
9044305 | 1 | 2008-05-01 | Removed From Ground | Gas | 10000 | Cathodically Protected Steel | Galvanized Steel | Suction: Valve At The Tank |  | 1988-01-01 |  | 1988-01-01
9044306 | 1 | 1984-01-01 | Currently In Use | Diesel | 1000 | Fiberglass | Fiberglass Reinforced Plastic | Suction: No Valve At The Tank |  | 1995-01-01 |  | 1995-01-01
9044307 | 1 | 1984-01-01 | Currently In Use | Diesel | 1000 | STIP-3 | Fiberglass Reinforced Plastic | Suction: No Valve At The Tank |  | 1995-01-01 |  | 1995-01-01
9044308 | 1 | 1999-02-01 | Currently In Use | Gas | 8000 | Steel-Impressed Current | Fiberglass Reinforced Plastic | Pressure |  | 1999-02-01 |  | 1999-02-01
9044308 | 2 | 1999-02-01 | Currently In Use | Gas | 8000 | Steel-Impressed Current | Fiberglass Reinforced Plastic | Pressure |  | 1999-02-01 |  | 1999-02-01
9044308 | 3 | 1999-02-01 | Currently In Use | Diesel | 6100 | Steel-Impressed Current | Fiberglass Reinforced Plastic | Pressure |  | 1999-02-01 |  | 1999-02-01
9044309 | L295158 | 1995-04-25 | Currently In Use | Diesel | 1044 | Tank Jacket | Fiberglass Reinforced Plastic | Suction: No Valve At The Tank |  | 1995-04-25 |  | 1995-04-25
9044311 | 1 |  | Removed From Ground Date Unknown | Used Oil | 250 | Not Marked/Unknown | Bare Steel | Not Marked | Y |  | Y
9044311 | 2 |  | Removed From Ground Date Unknown | Empty | 50 | Not Marked/Unknown | Not Marked | Not Marked
9044311 | 3 |  | Removed From Ground Date Unknown | Gas | 50 | Not Marked/Unknown | Not Marked | Not Marked
9044311 | 4 |  | Removed From Ground Date Unknown | Gas | 50 | Not Marked/Unknown | Not Marked | Not Marked
9044311 | 5 |  | Removed From Ground Date Unknown | Diesel | 50 | Not Marked/Unknown | Not Marked | Not Marked
9044311 | 6 |  | Removed From Ground Date Unknown | Gas | 1 | Not Marked/Unknown | Not Marked | Not Marked
9044311 | 7 |  | Removed From Ground Date Unknown | Gas | 1 | Not Marked/Unknown | Not Marked | Not Marked
9044311 | 8 |  | Removed From Ground Date Unknown | Gas | 1 | Not Marked/Unknown | Not Marked | Not Marked
9044311 | 9 |  | Removed From Ground Date Unknown | Diesel | 1 | Not Marked/Unknown | Not Marked | Not Marked
9044313 | DUMMY |  | Currently In Use | Heating Oil | 0 | Not Marked/Unknown | Not Marked | Not Marked
9044314 | 1 | 1998-12-10 | Removed From Ground | Diesel | 2500 | Bare Steel | Copper | Suction: Valve At The Tank
9044315 | D1 | 1999-01-27 | Removed From Ground | Diesel | 2000 | Cathodically Protected Steel | Fiberglass Reinforced Plastic | Suction: Valve At The Tank
9044315 | G1 | 1999-01-27 | Removed From Ground | Gas | 1000 | Cathodically Protected Steel | Fiberglass Reinforced Plastic | Suction: Valve At The Tank
9044316 | 1 | 1998-02-15 | Removed From Ground | Diesel | 3000 | Cathodically Protected Steel | Copper | Suction: Valve At The Tank
9044316 | 2 | 1998-02-15 | Currently In Use | Diesel | 2000 | STIP-3 | Fiberglass Reinforced Plastic | Suction: Valve At The Tank |  | 1998-02-01 |  | 1998-02-01
9044317 | 1 | 1998-10-01 | Removed From Ground | Diesel | 2000 | Cathodically Protected Steel | Galvanized Steel | Suction: Valve At The Tank
9044318 | DT1 | 2009-03-31 | Removed From Ground | Diesel | 2000 | Steel-Impressed Current | Impressed Current | Suction: No Valve At The Tank |  | 1998-06-12 |  | 1998-06-12
9044318 | DT2 | 2009-03-31 | Removed From Ground | Diesel | 10000 | Steel-Impressed Current | Impressed Current | Suction: No Valve At The Tank |  | 1998-06-12 |  | 1998-06-12
9044318 | GT1 | 2009-03-31 | Removed From Ground | Gas | 6000 | Steel-Impressed Current | Impressed Current | Suction: Valve At The Tank |  | 1998-06-12 |  | 1998-06-12
9044318 | GT2 | 2009-03-31 | Removed From Ground | Gas | 6000 | Steel-Impressed Current | Impressed Current | Suction: Valve At The Tank |  | 1998-06-12 |  | 1998-06-12
9044319 | 1 | 1995-08-10 | Removed From Ground | Gas | 500 | Bare Steel | Bare Steel | Suction: No Valve At The Tank
9044320 | 1 | 1998-09-14 | Removed From Ground | Gas | 1000 | Steel-Galvanic | Galvanized Steel | Suction: Valve At The Tank |  | 1991-07-01 |  | 1991-07-01
9044320 | 2 | 1998-09-14 | Removed From Ground | Gas | 1000 | Steel-Galvanic | Galvanized Steel | Suction: Valve At The Tank |  | 1991-07-01 |  | 1991-07-01
9044321 | 1 | 1991-01-01 | Currently In Use | Gas | 10000 | Fiberglass | Fiberglass Reinforced Plastic | Pressure |  | 1996-12-01 |  | 1996-12-01
9044321 | 2 | 1991-01-01 | Currently In Use | Gas | 10000 | Fiberglass | Fiberglass Reinforced Plastic | Pressure |  | 1996-12-01 |  | 1996-12-01
9044321 | 3 | 1991-01-01 | Currently In Use | Diesel | 10000 | Fiberglass | Fiberglass Reinforced Plastic | Pressure |  | 1996-12-01 |  | 1996-12-01
9044322 | 1 | 1989-07-01 | Currently In Use | Gas | 8000 | Composite | Fiberglass Reinforced Plastic | Pressure |  | 1989-07-01 |  | 1989-07-01
9044322 | 2 | 1989-07-01 | Currently In Use | Gas | 8000 | Composite | Fiberglass Reinforced Plastic | Pressure |  | 1989-07-01 |  | 1989-07-01
9044322 | 3 | 2015-04-29 | Temporarily Out Of Use | Diesel | 6000 | Composite | Fiberglass Reinforced Plastic | Pressure |  | 1989-07-01 |  | 1989-07-01
9044322 | A |  | Removed From Ground Date Unknown | Gas | 4000 | Bare Steel | Galvanized Steel | Not Marked
9044322 | B |  | Removed From Ground Date Unknown | Gas | 4000 | Bare Steel | Galvanized Steel | Not Marked
9044322 | C |  | Removed From Ground Date Unknown | Gas | 4000 | Bare Steel | Galvanized Steel | Not Marked
9044322 | D |  | Removed From Ground Date Unknown | Gas | 4000 | Bare Steel | Galvanized Steel | Not Marked
9044322 | E |  | Removed From Ground Date Unknown | Gas | 6000 | Bare Steel | Galvanized Steel | Not Marked
9044322 | F |  | Removed From Ground Date Unknown | Gas | 550 | Bare Steel | Galvanized Steel | Not Marked
9044323 | DF-65 |  | Removed From Ground Date Unknown | Diesel | 3000 | Bare Steel | Galvanized Steel | Suction: Valve At The Tank
9044323 | ND-1 | 2007-08-03 | Removed From Ground | Diesel | 10000 | Double Walled | Fiberglass/Double Walled | Pressure |  | 1997-03-19 |  | 1997-03-19
9044323 | NO-65 |  | Removed From Ground Date Unknown | Other | 3000 | Bare Steel | Galvanized Steel | Suction: Valve At The Tank
9044323 | RG-65 |  | Removed From Ground Date Unknown | Gas | 3000 | Bare Steel | Not Marked | Suction: Valve At The Tank
9044323 | UO-65 |  | Removed From Ground Date Unknown | Used Oil | 3000 | Bare Steel | Galvanized Steel | Suction: Valve At The Tank | Y |  | Y
9044324 | DF-75 | 1997-09-01 | Removed From Ground | Diesel | 8000 | Bare Steel | Galvanized Steel | Suction: Valve At The Tank
9044326 | 1 | 1986-01-01 | Currently In Use | Gas | 4010 | STIP-3 | Galvanic | Suction: No Valve At The Tank |  | 1996-12-04 |  | 1996-12-04
9044326 | 2 | 1998-11-01 | Removed From Ground | Used Oil | 1000 | Cathodically Protected Steel | Galvanized Steel | Gravity Fed | Y |  | Y
9044327 | 1 | 1998-09-11 | Removed From Ground | Diesel | 2000 | Epoxy | Galvanized Steel | Suction: Valve At The Tank
9044328 | 1 | 1995-07-27 | Currently In Use | Gas | 12017 | Composite | Fiberglass/Double Walled | Not Marked |  | 1995-07-27 |  | 1995-07-27
9044328 | 2 | 1995-07-27 | Currently In Use | Gas | 12017 | Composite | Fiberglass/Double Walled | Not Marked |  | 1995-07-27 |  | 1995-07-27
9044329 | 1 | 1999-07-29 | Removed From Ground | Gas | 900 | Marked Unknown | Unknown | Suction: Valve At The Tank
9044330 | 1 | 2001-08-23 | Currently In Use | Gas | 10000 | Steel-Impressed Current | Fiberglass Reinforced Plastic | Pressure |  | 1995-10-26 |  | 1995-10-26
9044330 | 2 | 2001-08-23 | Currently In Use | Gas | 10000 | Steel-Impressed Current | Fiberglass Reinforced Plastic | Pressure |  | 1995-10-26 |  | 1995-10-26
9044331 | 1 | 2008-08-27 | Removed From Ground | Diesel | 8000 | Fiberglass | Fiberglass Reinforced Plastic | Pressure |  | 1988-01-01 |  | 1988-01-01
9044332 | 1 | 1995-11-01 | Currently In Use | Aviation Gas/AV Gas | 20000 | Fiberglass | Galvanic | Suction: No Valve At The Tank |  | 1995-11-01 12:00 | Y | 1995-11-01 12:00
9044333 | 001 | 2006-05-16 | Removed From Ground | Gas | 4000 | Cathodically Protected Steel | Fiberglass Reinforced Plastic | Suction: Valve At The Tank |  | 1995-04-04 |  | 1995-04-04
9044333 | 002 | 2006-05-16 | Removed From Ground | Diesel | 2000 | Cathodically Protected Steel | Fiberglass Reinforced Plastic | Suction: Valve At The Tank |  | 1995-04-04 |  | 1995-04-04
9044334 | 1 | 2012-12-11 | Removed From Ground | Gas | 8000 | Steel-Impressed Current | Cathodically Protected | Pressure |  | 1999-06-21 |  | 1999-06-21
9044334 | 2 | 2012-12-11 | Removed From Ground | Gas | 8000 | Steel-Impressed Current | Cathodically Protected | Pressure |  | 1999-06-21 |  | 1999-06-21
9044334 | 3 | 2012-12-11 | Removed From Ground | Gas | 8000 | Steel-Impressed Current | Cathodically Protected | Pressure |  | 1999-06-21 |  | 1999-06-21
9044335 | 1 | 1995-09-22 | Removed From Ground | Gas | 1000 | Bare Steel | Bare Steel | Not Marked
9044335 | 2 | 2007-07-10 | Removed From Ground | Diesel | 10000 | Unknown | Unknown | Not Marked | N |  | N
9044335 | 3 | 2007-07-09 | Removed From Ground | Diesel | 5000 | Unknown |  |  | N |  | N
9044336 | 1 | 1989-08-19 | Removed From Ground | Gas |  | Not Marked/Unknown | Not Marked | Not Marked
9044336 | 2 | 1989-08-19 | Removed From Ground | Gas |  | Not Marked/Unknown | Not Marked | Not Marked
9044336 | 3 | 1996-02-01 | Removed From Ground | Empty | 1000 | Epoxy | Galvanized Steel | Suction: Valve At The Tank
9044336 | 4 | 1996-02-01 | Removed From Ground | Empty | 1000 | Epoxy | Galvanized Steel | Suction: Valve At The Tank
9044337 | 1 | 1995-06-05 | Currently In Use | Gas | 10000 | Epoxy | Fiberglass Reinforced Plastic | Pressure |  | 1995-06-05 |  | 1995-06-05
9044337 | 2 | 1995-06-05 | Currently In Use | Gas | 10000 | Epoxy | Fiberglass Reinforced Plastic | Pressure |  | 1995-06-05 |  | 1995-06-05
9044337 | 3 | 1995-06-05 | Currently In Use | Gas | 10000 | Epoxy | Fiberglass Reinforced Plastic | Pressure |  | 1995-06-05 |  | 1995-06-05
9044338 | 1 | 1996-03-12 | Removed From Ground | Gas | 4000 | Not Marked/Unknown | Not Marked | Not Marked
9044338 | 2 | 1996-03-12 | Removed From Ground | Gas | 6000 | Not Marked/Unknown | Not Marked | Not Marked
9044338 | 3 | 1996-03-12 | Removed From Ground | Gas | 4000 | Not Marked/Unknown | Not Marked | Not Marked
9044338 | 4 | 1996-03-12 | Closed In Ground | Used Oil | 500 | Not Marked/Unknown | Not Marked | Not Marked | Y |  | Y
9044339 | 1 |  | Removed From Ground Date Unknown | Diesel | 15000 | Double Walled | Double Walled | Pressure |  | 1995-09-01 |  | 1995-09-01
9044340 | 1 | 1995-11-16 | Removed From Ground | Gas | 4000 | Marked Unknown | Unknown | Not Marked
9044340 | 2 | 1995-11-16 | Removed From Ground | Gas | 4000 | Marked Unknown | Unknown | Not Marked
9044340 | 3 | 1995-11-16 | Removed From Ground | Other | 2000 | Marked Unknown | Unknown | Not Marked
9044341 | 1 | 1996-04-15 | Removed From Ground | Gas | 8000 | Cathodically Protected Steel | Galvanized Steel | Suction: Valve At The Tank
9044341 | 2 | 1996-04-15 | Removed From Ground | Gas | 8000 | Cathodically Protected Steel | Galvanized Steel | Suction: Valve At The Tank
9044343 | 1 | 2005-03-03 | Removed From Ground | Other | 12000 | Steel-Impressed Current | Cathodically Protected | Suction: Valve At The Tank |  | 1997-02-01 |  | 1997-02-01
9044343 | 2 | 2007-10-18 | Currently In Use | Aviation Gas/AV Gas | 12000 | Fiberglass Double Walled | Aboveground Piping | Suction: No Valve At The Tank | N | 2012-12-28 12:00 | N | 2012-12-28 12:00
9044344 | 1 | 2013-12-13 | Removed From Ground | Diesel | 6000 | Fiberglass Double Walled | Fiberglass Reinforced Plastic | Suction: Valve At The Tank |  | 1989-12-01 |  | 1989-12-01
9044346 | 1 | 1996-05-01 | Removed From Ground | Other | 12000 | Bare Steel | Not Marked | Gravity Fed
9044346 | 2 | 1996-05-01 | Removed From Ground | Gas | 12000 | Bare Steel | Unknown | Gravity Fed
9044349 | 1 | 1996-04-19 | Removed From Ground | Gas | 6000 | Bare Steel | Bare Steel | Suction: Valve At The Tank
9044349 | 2 | 1996-04-19 | Removed From Ground | Gas | 6000 | Bare Steel | Bare Steel | Suction: Valve At The Tank
9044353 | 1 | 1990-06-01 | Currently In Use | Gas | 10000 | Fiberglass | Double Walled Flex | Pressure |  | 1990-06-01 |  | 1990-06-01
9044353 | 2 | 1990-06-01 | Currently In Use | Gas | 10000 | Fiberglass | Double Walled Flex | Pressure |  | 1990-06-01 |  | 1990-01-01
9044353 | 3 | 1990-06-01 | Currently In Use | Gas | 10000 | Fiberglass | Double Walled Flex | Pressure |  | 1990-06-01 |  | 1990-06-01
9044362 | 1 | 1984-01-01 | Closed In Ground | Empty | 8000 | Not Marked/Unknown | Not Marked | Not Marked
9044362 | 2 | 1984-01-01 | Closed In Ground | Empty | 8000 | Not Marked/Unknown | Not Marked | Not Marked
9044362 | 3 | 1984-01-01 | Closed In Ground | Empty | 8000 | Not Marked/Unknown | Not Marked | Not Marked
9044362 | 4 | 1984-01-01 | Closed In Ground | Empty | 8000 | Not Marked/Unknown | Not Marked | Not Marked
9044362 | 5 | 1984-01-01 | Closed In Ground | Empty | 500 | Not Marked/Unknown | Not Marked | Not Marked | Y |  | Y
9044370 | 1 | 1973-01-01 | Currently In Use | Diesel | 10000 | Steel-Impressed Current | Impressed Current | Suction: Valve At The Tank |  | 2006-09-11 12:00 |  | 2007-09-24 12:00
9044371 | 1 | 1991-04-01 | Currently In Use | Diesel | 20000 | Fiberglass | Fiberglass Reinforced Plastic | Pressure |  | 1991-04-01 |  | 1991-04-01
9044372 | 1 |  | Removed From Ground Date Unknown | Gas |  | Not Marked/Unknown | Not Marked | Not Marked
9044372 | 2 | 2001-09-10 | Currently In Use | Gas | 10000 | Fiberglass Double Walled | Double Walled Flex | Pressure |  | 2001-09-10 |  | 2001-09-10
9044372 | 3 | 2001-09-10 | Currently In Use | Gas | 10000 | Fiberglass Double Walled | Double Walled Flex | Pressure |  | 2001-09-10 |  | 2001-09-10
9044372 | 4 | 2001-09-10 | Currently In Use | Gas | 10000 | Fiberglass Double Walled | Double Walled Flex | Pressure |  | 2001-09-10 |  | 2001-09-10
9044372 | 5 | 2001-09-10 | Currently In Use | Gas | 10000 | Fiberglass Double Walled | Double Walled Flex | Pressure |  | 2001-09-10 |  | 2001-09-10
9044374 | 1 | 1996-06-01 | Removed From Ground | Used Oil | 550 | Not Marked/Unknown | Not Marked | Not Marked | Y |  | Y
9044375 | 1 | 1998-11-05 | Removed From Ground | Gas | 3000 | Not Marked/Unknown | Not Marked | Not Marked
9044376 | 1 | 1975-01-01 | Removed From Ground | Gas |  | Not Marked/Unknown | Not Marked | Not Marked
9044376 | 2 | 1999-06-01 | Currently In Use | Gas | 10000 | Epoxy | Fiberglass Reinforced Plastic | Pressure |  | 1999-06-01 |  | 1999-06-01
9044376 | 3 | 1999-06-01 | Currently In Use | Gas | 10000 | Epoxy | Fiberglass Reinforced Plastic | Pressure |  | 1999-06-01 |  | 1999-06-01
9044377 | 1 | 1996-01-01 | Removed From Ground | Gas | 500 | Not Marked/Unknown | Not Marked | Not Marked
9044378 | 1 | 1996-06-01 | Removed From Ground | Used Oil | 500 | Bare Steel | Bare Steel | Gravity Fed | Y |  | Y
9044380 | 1 | 1995-03-01 | Removed From Ground | Gas | 500 | Not Marked/Unknown | Not Marked | Not Marked
9044381 | 1 | 2015-11-24 | Removed From Ground | Gas | 12000 | Fiberglass | Double Walled | Pressure |  | 1996-04-08 |  | 1996-04-08
9044381 | 2 | 2015-11-24 | Removed From Ground | Gas | 12000 | Fiberglass | Double Walled | Pressure |  | 1996-04-08 |  | 1996-04-08
9044381 | 3 | 2015-12-17 | Removed From Ground | Gas | 12000 | Fiberglass | Double Walled | Pressure |  | 1996-04-08 |  | 1996-04-08
9044381 | 4 | 2015-11-24 | Removed From Ground | Diesel | 8000 | Fiberglass | Double Walled | Pressure |  | 1996-04-08 |  | 1996-04-08
9044381 | 5 | 2016-01-01 | Currently In Use | Gas | 20000 | Fiberglass Double Walled | Fiberglass/Double Walled | Pressure | N | 2016-01-01 | N | 2016-01-01
9044381 | 6 | 2016-01-01 | Currently In Use | Gas | 20000 | Fiberglass Double Walled | Fiberglass/Double Walled | Pressure | N |  | N
9044381 | 7A | 2016-01-01 | Currently In Use | Gas | 10000 | Fiberglass Double Walled | Fiberglass/Double Walled | Pressure | N |  | N
9044381 | 7B | 2016-01-01 | Currently In Use | Gas | 9500 | Fiberglass Double Walled | Fiberglass/Double Walled | Pressure | N |  | N
9044381 | 8 | 2016-01-01 | Currently In Use | Diesel | 12000 | Fiberglass Double Walled | Fiberglass/Double Walled | Pressure | N |  | N
9044382 | 1 |  | Removed From Ground Date Unknown | Gas | 3000 | Not Marked/Unknown | Not Marked | Not Marked
9044382 | 2 | 2002-10-23 | Removed From Ground | Gas | 3000 | Bare Steel | Galvanized Steel |  | N |  | N
9044382 | 3 | 2002-10-23 | Removed From Ground | Gas | 3000 | Bare Steel |  |  | N |  | N
9044385 | 1 | 1995-05-20 | Currently In Use | Diesel | 20000 | Fiberglass Double Walled | Fiberglass/Double Walled | Pressure |  | 1995-05-20 |  | 1995-05-20
9044385 | 2 | 1995-05-20 | Currently In Use | Diesel | 20000 | Fiberglass Double Walled | Fiberglass/Double Walled | Pressure |  | 1995-05-20 |  | 1998-05-20
9044385 | 3 | 1995-05-20 | Currently In Use | Diesel | 20000 | Fiberglass Double Walled | Fiberglass/Double Walled | Pressure |  | 1995-05-20 |  | 1995-05-20
9044385 | 4 | 1995-05-20 | Currently In Use | New Oil | 10000 | Fiberglass Double Walled | Fiberglass Reinforced Plastic | Suction: No Valve At The Tank |  | 1995-05-20 |  | 1995-05-20
9044385 | 5 | 1995-05-20 | Currently In Use | Used Oil | 2500 | Fiberglass Double Walled | Double Walled | Gravity Fed | Y | 1995-05-20 | Y | 1995-05-20
9044386 | 1 | 1998-07-01 | Closed In Ground | Diesel | 5000 | Marked Unknown | Unknown | Not Marked
9044386 | 2 | 1998-07-01 | Removed From Ground | Diesel | 1000 | Marked Unknown | Unknown | Not Marked
9044387 | 1 | 1996-04-07 | Removed From Ground | Used Oil | 15000 | Not Marked/Unknown | Not Marked | Not Marked | Y |  | Y
9044388 | 1 | 1996-11-20 | Removed From Ground | Gas | 6000 | Not Marked/Unknown | Not Marked | Not Marked
9044388 | 2 | 1996-11-20 | Removed From Ground | Gas | 6000 | Not Marked/Unknown | Not Marked | Not Marked
9044389 | 1 | 1996-11-04 | Removed From Ground | Other | 10000 | Not Marked/Unknown | Not Marked | Not Marked
9044389 | 1 |  | Currently In Use | Other | 10000 | Not Marked/Unknown | Not Marked | Not Marked
9044389 | 2 | 2016-05-12 | Removed From Ground | Diesel | 5000 | Composite Double Walled | Fiberglass/Double Walled | Suction: Valve At The Tank | N | 1997-01-01 | N | 1997-01-01
9044389 | 3 | 2016-05-12 | Removed From Ground | GAS | 12000 | Unknown | Unknown |  | N |  | N
9044440 | 1 | 1996-11-04 | Removed From Ground | Other | 10000 | Not Marked/Unknown | Not Marked | Not Marked
9044440 | 2 | 1996-11-01 | Currently In Use | Diesel | 5000 | Composite Double Walled | Fiberglass/Double Walled | Suction: Valve At The Tank | N | 1996-11-01 | N | 1996-11-01
9044441 | 1 | 1996-12-08 | Removed From Ground | Gas | 4000 | Not Marked/Unknown | Not Marked | Not Marked
9044441 | 2 | 1996-12-08 | Removed From Ground | Used Oil | 4000 | Not Marked/Unknown | Not Marked | Not Marked | Y |  | Y
9044441 | 3 | 1996-12-08 | Removed From Ground | Used Oil | 550 | Not Marked/Unknown | Not Marked | Not Marked | Y |  | Y
9044441 | 4 | 1996-12-08 | Removed From Ground | Other | 1000 | Not Marked/Unknown | Not Marked | Not Marked
9044441 | 5 | 1996-12-08 | Removed From Ground | Other | 1000 | Not Marked/Unknown | Not Marked | Not Marked
9044443 | 1 | 2014-07-22 | Removed From Ground | Not Marked/Tank Removed | 550 | Bare Steel | Bare Steel |  | N |  | N
9044443 | 2 | 2014-07-22 | Removed From Ground | Not Marked/Tank Removed | 550 | Bare Steel | Bare Steel |  | N |  | N
9044443 | 3 | 2014-07-23 | Removed From Ground | Not Marked/Tank Removed | 1000 | Bare Steel | Unknown |  | N |  | N
9044443 | 4 | 2014-07-22 | Removed From Ground | Not Marked/Tank Removed | 1750 | Bare Steel | Bare Steel |  | N |  | N
9044444 | 1 | 1996-11-11 | Currently In Use | Gas | 10000 | Epoxy | Fiberglass Reinforced Plastic | Pressure |  | 1996-11-11 |  | 1996-11-11
9044444 | 2 | 1996-11-11 | Currently In Use | Gas | 10000 | Epoxy | Fiberglass Reinforced Plastic | Pressure |  | 1996-11-11 |  | 1996-11-11
9044444 | 3 | 1996-11-11 | Currently In Use | Diesel | 10000 | Epoxy | Fiberglass Reinforced Plastic | Pressure |  | 1996-11-11 |  | 1996-11-11
9044445 | 1 | 2016-05-31 | Temporarily Out Of Use | Gas | 8000 | Steel-Impressed Current | Fiberglass Reinforced Plastic | Pressure |  | 1997-03-20 |  | 1997-03-20
9044445 | 2 | 2016-05-31 | Temporarily Out Of Use | Gas | 4000 | Steel-Impressed Current | Fiberglass Reinforced Plastic | Pressure |  | 1997-03-20 |  | 1997-03-20
9044445 | 3 | 2016-05-31 | Temporarily Out Of Use | Gas | 4000 | Steel-Impressed Current | Fiberglass Reinforced Plastic | Pressure |  | 1997-03-20 |  | 1997-03-20
9044447 | 1 | 1994-01-27 | Removed From Ground | Gas |  | Not Marked/Unknown | Not Marked | Not Marked
9044448 | 1 | 1996-09-06 | Removed From Ground | Gas | 500 | Bare Steel | Not Marked | Suction: No Valve At The Tank
9044450 | 1 | 1996-01-01 | Currently In Use | Gas | 12000 | Fiberglass Double Walled | Double Walled | Pressure |  | 1996-08-01 |  | 1996-08-01
9044450 | 2 | 1996-01-01 | Currently In Use | Gas | 12000 | Composite | Fiberglass Reinforced Plastic | Pressure |  | 1996-08-01 |  | 1996-08-01
9044451 | 1 | 2012-02-20 | Temporarily Out Of Use | Diesel | 12000 | Epoxy | Single Wall Flex | Pressure |  | 1997-01-15 |  | 1997-01-15
9044452 | 1 | 1997-03-11 | Removed From Ground | Used Oil | 560 | Not Marked/Unknown | Not Marked | Not Marked | Y |  | Y
9044453 | 1 | 1997-03-21 | Removed From Ground | Used Oil | 1400 | Not Marked/Unknown | Not Marked | Not Marked
9044454 | 1 | 1997-03-26 | Currently In Use | Diesel | 12000 | Composite | Fiberglass Reinforced Plastic | Pressure |  | 1997-03-26 |  | 1997-03-26
9044454 | 2 | 1997-03-26 | Currently In Use | Gas | 10000 | Composite | Fiberglass Reinforced Plastic | Pressure |  | 1997-03-26 |  | 1997-03-26
9044454 | 3 | 1997-03-26 | Currently In Use | Gas | 10000 | Composite | Fiberglass Reinforced Plastic | Pressure |  | 1997-03-26 |  | 1997-03-26
9044455 | 1 | 1997-05-08 | Removed From Ground | Diesel | 280 | Not Marked/Unknown | Not Marked | Not Marked
9044455 | 2 | 1997-05-08 | Removed From Ground | Diesel | 280 | Not Marked/Unknown | Not Marked | Not Marked
9044456 | 1 | 1994-06-01 | Currently In Use | Gas | 10000 | Fiberglass | Fiberglass Reinforced Plastic | Not Marked |  | 1994-06-01 |  | 1994-06-01
9044456 | 2 | 1994-06-01 | Currently In Use | Gas | 8000 | Fiberglass | Fiberglass Reinforced Plastic | Not Marked |  | 1994-06-01 |  | 1994-06-01
9044456 | 3 | 1994-06-01 | Currently In Use | Gas | 8000 | Fiberglass | Fiberglass Reinforced Plastic | Not Marked |  | 1994-06-01 |  | 1994-06-01
9044457 | 1 | 1997-07-25 | Removed From Ground | Diesel | 20000 | Not Marked/Unknown | Not Marked | Not Marked
9044457 | 2 | 1997-07-25 | Removed From Ground | Diesel | 20000 | Not Marked/Unknown | Not Marked | Not Marked
9044457 | 3 | 1997-07-25 | Removed From Ground | Gas | 19000 | Not Marked/Unknown | Not Marked | Not Marked
9044457 | 4 | 1997-07-25 | Removed From Ground | Used Oil | 1000 | Bare Steel | Unknown | Not Marked | N |  | N
9044457 | 5 | 1997-07-25 | Removed From Ground | New Oil | 6000 | Bare Steel | Unknown | Not Marked | N |  | N
9044458 | 001 | 1996-10-01 | Currently In Use | Gas | 2500 | Fiberglass Double Walled | Fiberglass Reinforced Plastic | Suction: No Valve At The Tank |  | 1996-12-12 |  | 1996-12-12
9044458 | 002 | 1996-10-01 | Currently In Use | Diesel | 2500 | Fiberglass Double Walled | Fiberglass Reinforced Plastic | Suction: No Valve At The Tank |  | 1996-12-12 |  | 1996-12-12
9044459 | 1 | 1997-12-01 | Removed From Ground | Gas | 12000 | Not Marked/Unknown | Not Marked | Not Marked
9044460 | 1 | 1997-10-01 | Removed From Ground | Gas | 1000 | Marked Unknown | Unknown | Suction: Valve At The Tank
9044461 | 1 | 1993-04-01 | Currently In Use | Diesel | 6000 | Fiberglass | Fiberglass Reinforced Plastic | Suction: Valve At The Tank |  | 1993-04-01 |  | 1993-04-01
9044462 | 1 | 1999-02-15 | Removed From Ground | Gas | 8000 | Fiberglass | Not Marked | Not Marked
9044462 | 2 | 1999-02-15 | Removed From Ground | Gas | 8000 | Fiberglass | Not Marked | Not Marked
9044462 | 3 | 1999-02-15 | Removed From Ground | Gas | 6000 | Fiberglass | Not Marked | Not Marked
9044464 | 1 |  | Removed From Ground Date Unknown | Empty |  | Not Marked/Unknown | Not Marked | Not Marked
9044465 | 1 | 1998-01-13 | Removed From Ground | Other | 1000 | Not Marked/Unknown | Not Marked | Not Marked
9044466 | 0 |  | Removed From Ground Date Unknown | Gas |  | Not Marked/Unknown | Not Marked | Not Marked
9044467 | 1 | 1993-09-01 | Currently In Use | Gas | 10000 | Epoxy | Fiberglass Reinforced Plastic | Pressure |  | 1996-09-01 |  | 1996-09-01
9044467 | 2 | 1993-09-01 | Currently In Use | Gas | 10000 | Epoxy | Fiberglass Reinforced Plastic | Pressure |  | 1996-09-01 |  | 1996-09-01
9044467 | 3 | 1993-09-01 | Currently In Use | Gas | 10000 | Epoxy | Fiberglass Reinforced Plastic | Pressure |  | 1996-09-01 |  | 1996-09-01
9044468 | 1 | 1998-03-18 | Removed From Ground | Gas | 8000 | Not Marked/Unknown | Not Marked | Not Marked
9044468 | 2 | 1998-03-18 | Removed From Ground | Gas | 8000 | Not Marked/Unknown | Not Marked | Not Marked
9044468 | 3 | 1998-03-18 | Removed From Ground | Gas | 8000 | Not Marked/Unknown | Not Marked | Not Marked
9044469 | 1 |  | Permanently Out Of Use | Used Oil | 1000 | Marked Unknown | Not Marked | Gravity Fed | Y |  | Y
9044470 | 1 | 1998-04-19 | Removed From Ground | Gas | 6000 | Not Marked/Unknown | Not Marked | Not Marked
9044470 | 2 | 1998-04-19 | Removed From Ground | Gas | 6000 | Not Marked/Unknown | Not Marked | Not Marked
9044470 | 3 | 1998-04-19 | Removed From Ground | Gas | 6000 | Not Marked/Unknown | Not Marked | Not Marked
9044470 | 4 | 1998-04-19 | Removed From Ground | Gas | 6000 | Not Marked/Unknown | Not Marked | Not Marked
9044470 | 5 | 1998-04-19 | Removed From Ground | Other | 6000 | Not Marked/Unknown | Not Marked | Not Marked
9044471 | 1 | 1999-02-01 | Removed From Ground | Gas | 500 | Bare Steel | Bare Steel | Not Marked
9044471 | 2 | 1999-02-18 | Removed From Ground | Diesel | 500 | Bare Steel | Bare Steel | Not Marked
9044472 | 1 | 1998-02-09 | Currently In Use | Gas | 10000 | Fiberglass | Fiberglass Reinforced Plastic | Pressure |  | 1998-02-09 |  | 1998-02-09
9044472 | 2 | 1998-02-09 | Currently In Use | Gas | 10000 | Fiberglass | Fiberglass Reinforced Plastic | Pressure |  | 1998-02-09 |  | 1998-02-09
9044472 | 3 | 1998-02-09 | Currently In Use | Gas | 10000 | Fiberglass | Fiberglass Reinforced Plastic | Pressure |  | 1998-02-09 |  | 1998-02-09
9044473 | 1 | 1998-06-22 | Removed From Ground | Diesel | 5000 | Not Marked/Unknown | Not Marked | Not Marked
9044474 | 1 | 1997-08-01 | Removed From Ground | Used Oil | 500 | Bare Steel | Bare Steel | Gravity Fed | Y |  | Y
9044476 | 1 | 1998-09-11 | Removed From Ground | Diesel | 20000 | Not Marked/Unknown | Not Marked | Not Marked
9044477 | 1 | 1982-01-01 | Removed From Ground | Gas |  | Not Marked/Unknown | Not Marked | Not Marked
9044477 | 2 | 1982-01-01 | Removed From Ground | Empty |  | Not Marked/Unknown | Not Marked | Not Marked
9044477 | 3 |  | Removed From Ground Date Unknown | Empty |  | Not Marked/Unknown | Not Marked | Not Marked
9044478 | 1 | 1998-10-02 | Removed From Ground | Gas | 1000 | Not Marked/Unknown | Not Marked | Not Marked
9044478 | 2 | 1998-10-02 | Removed From Ground | Gas | 1000 | Not Marked/Unknown | Not Marked | Not Marked
9044478 | 3 | 1998-10-02 | Removed From Ground | Gas | 1000 | Not Marked/Unknown | Not Marked | Not Marked
9044478 | 4 | 1998-10-02 | Removed From Ground | Other | 500 | Not Marked/Unknown | Not Marked | Not Marked
9044478 | 5 | 1998-10-02 | Removed From Ground | Gas | 1000 | Not Marked/Unknown | Not Marked | Not Marked
9044478 | 6 | 1998-10-02 | Removed From Ground | Used Oil | 550 | Not Marked/Unknown | Not Marked | Not Marked | Y |  | Y
9044480 | 1 | 1998-08-01 | Currently In Use | Gas | 12000 | Fiberglass Double Walled | Double Walled Flex | Pressure |  | 1998-08-01 |  | 1998-08-01
9044480 | 2 | 1998-08-01 | Currently In Use | Gas | 12000 | Fiberglass Double Walled | Double Walled Flex | Pressure |  | 1998-08-01 |  | 1998-08-01
9044480 | 3 | 1998-08-01 | Currently In Use | Gas | 12000 | Fiberglass Double Walled | Double Walled Flex | Pressure |  | 1998-08-01 |  | 1998-08-01
9044481 | 1 | 1998-10-22 | Removed From Ground | Gas | 2000 | Not Marked/Unknown | Not Marked | Not Marked
9044482 | 1 | 1998-12-04 | Closed In Ground | Diesel | 1000 | Marked Unknown | Not Marked | Not Marked
9044483 | 1 | 1998-04-01 | Currently In Use | Gas | 1000 | Fiberglass Double Walled | Fiberglass/Double Walled | Suction: No Valve At The Tank |  | 1998-04-01 |  | 1998-04-01
9044483 | 2 | 1998-04-01 | Currently In Use | Diesel | 1000 | Fiberglass Double Walled | Fiberglass/Double Walled | Suction: No Valve At The Tank |  | 1998-04-01 |  | 1998-04-01
9044484 | 1 | 2013-04-10 | Temporarily Out Of Use | Diesel | 2500 | Fiberglass Double Walled | Double Walled Flex | Pressure |  | 1998-03-01 |  | 1998-03-01
9044485 | 1 | 1999-01-13 | Removed From Ground | Gas | 4000 | Bare Steel | Bare Steel | Suction: Valve At The Tank
9044485 | 2 | 1999-01-13 | Removed From Ground | Gas | 4000 | Bare Steel | Bare Steel | Suction: Valve At The Tank
9044485 | 3 | 1999-01-13 | Removed From Ground | Kerosene | 500 | Bare Steel | Not Marked | Not Marked
9044486 | 1 | 2011-01-04 | Currently In Use | Gas | 7896 | Steel-Impressed Current | Fiberglass Reinforced Plastic | Pressure |  | 1998-12-22 |  | 1998-12-22
9044486 | 2 | 2011-01-04 | Currently In Use | Gas | 7896 | Steel-Impressed Current | Fiberglass Reinforced Plastic | Pressure |  | 1998-12-22 |  | 1998-12-22
9044486 | 3 | 2011-01-04 | Currently In Use | Diesel | 7896 | Steel-Impressed Current | Fiberglass Reinforced Plastic | Pressure |  | 1998-12-22 |  | 1998-12-22
9044487 | 1 | 1984-01-01 | Closed In Ground | Empty | 1000 | Marked Unknown | Unknown | Not Marked
9044487 | 2 | 1984-01-01 | Closed In Ground | Empty | 1000 | Marked Unknown | Unknown | Not Marked
9044487 | 3 | 1984-01-01 | Closed In Ground | Empty | 500 | Marked Unknown | Unknown | Not Marked
9044488 | 1 | 1950-01-01 | Closed In Ground | Gas | 500 | Bare Steel | Not Marked | Not Marked
9044489 | 1 |  | Permanently Out Of Use | Other | 2000 | Marked Unknown | Not Marked | Suction: Valve At The Tank
9044489 | 2 |  | Permanently Out Of Use | Other | 2000 | Marked Unknown | Not Marked | Suction: Valve At The Tank
9044490 | 1 | 1999-04-15 | Currently In Use | Diesel | 20000 | Fiberglass Double Walled | Double Walled Flex | Pressure |  | 1999-04-19 |  | 1999-04-19
9044490 | 2 | 1999-04-15 | Currently In Use | Diesel | 20000 | Fiberglass Double Walled | Double Walled Flex | Pressure |  | 1999-04-19 |  | 1999-04-19
9044491 | 1 | 1999-06-02 | Removed From Ground | Gas | 2000 | Bare Steel | Bare Steel | Not Marked
9044492 | 1 | 1999-01-01 | Currently In Use | Gas | 8000 | Fiberglass | Fiberglass Reinforced Plastic | Pressure |  | 1999-06-01 |  | 1999-06-01
9044492 | 2 | 1999-01-01 | Currently In Use | Gas | 8000 | Fiberglass | Fiberglass Reinforced Plastic | Pressure |  | 1999-06-01 |  | 1999-06-01
9044492 | 3 | 1999-01-01 | Currently In Use | Gas | 10000 | Fiberglass | Fiberglass Reinforced Plastic | Pressure |  | 1999-06-01 |  | 1999-06-01
9044492 | 4 | 2011-02-01 | Currently In Use | Diesel | 6000 | Fiberglass | Fiberglass Reinforced Plastic | Pressure |  | 1999-06-01 |  | 1999-06-01
9044493 | 1 | 1999-10-27 | Removed From Ground | Used Oil | 1000 | Marked Unknown | Unknown | Not Marked | Y |  | Y
9044493 | 2 | 1989-01-01 | Removed From Ground | Empty | 10000 | Marked Unknown | Unknown | Not Marked
9044493 | 3 | 1989-01-01 | Removed From Ground | Empty | 10000 | Marked Unknown | Unknown | Not Marked
9044495 | 1 | 1999-01-01 | Currently In Use | Gas | 10000 | Epoxy | Fiberglass Reinforced Plastic | Pressure |  | 1999-06-08 |  | 1999-06-08
9044495 | 2 | 1999-01-01 | Currently In Use | Gas | 12000 | Epoxy | Fiberglass Reinforced Plastic | Pressure |  | 1999-06-08 |  | 1999-06-08
9044496 | 1 | 1999-03-24 | Currently In Use | Gas | 12000 | Composite | Double Walled Flex | Pressure |  | 1999-03-24 |  | 1999-03-24
9044496 | 2 | 1999-03-24 | Currently In Use | Gas | 8000 | Composite | Double Walled Flex | Pressure |  | 1999-03-24 |  | 1999-03-24
9044497 | 1 | 1999-12-01 | Currently In Use | Gas | 10000 | Fiberglass | Fiberglass Reinforced Plastic | Pressure |  | 1999-12-01 |  | 1999-12-01
9044497 | 2 | 1999-12-01 | Currently In Use | Gas | 10000 | Fiberglass | Fiberglass Reinforced Plastic | Pressure |  | 1999-12-01 |  | 1999-12-01
9044497 | A | 1999-10-01 | Removed From Ground | Gas | 5000 | Epoxy | Galvanized Steel | Pressure | N |  | N
9044497 | B | 1999-10-01 | Removed From Ground | Gas | 5000 | Epoxy | Galvanized Steel | Pressure | N |  | N
9044497 | C | 1999-10-01 | Removed From Ground | Gas | 5000 | Epoxy | Galvanic | Pressure | N |  | N
9044497 | D | 1999-10-01 | Removed From Ground | Gas | 5000 | Epoxy | Galvanized Steel | Pressure | N |  | N
9044498 | 1 | 2011-01-04 | Currently In Use | Gas | 12000 | Fiberglass | Single Wall Flex | Pressure |  | 1999-11-01 |  | 1999-11-01
9044498 | 2 | 2011-01-04 | Currently In Use | Gas | 12000 | Fiberglass | Single Wall Flex | Pressure |  | 1999-11-01 |  | 1999-11-01
9044499 | 1 | 1999-11-01 | Currently In Use | Gas | 20000 | Fiberglass Double Walled | Double Walled | Pressure |  | 1999-11-01 |  | 1999-11-01
9044499 | 2 | 1999-11-01 | Currently In Use | Gas | 12000 | Fiberglass Double Walled | Double Walled | Pressure |  | 1999-11-01 |  | 1999-11-01
9044499 | 3 | 1999-11-01 | Currently In Use | Gas | 8000 | Fiberglass Double Walled | Double Walled | Pressure |  | 1999-11-01 |  | 1999-11-01
9044500 | 1 | 1970-01-01 | Closed In Ground | Gas |  | Not Marked/Unknown | Not Marked | Not Marked
9044500 | 2 | 1970-01-01 | Closed In Ground | Gas |  | Not Marked/Unknown | Not Marked | Not Marked
9044500 | 3 | 2002-02-25 | Removed From Ground | Used Oil | 1000 | Bare Steel | Unknown | Gravity Fed | N |  | N
9044501 | 1 | 2000-02-01 | Currently In Use | Gas | 20000 | Fiberglass | Double Walled Flex | Pressure |  | 2000-02-01 |  | 2000-02-01
9044501 | 2 | 2000-02-01 | Currently In Use | Gas | 12000 | Fiberglass | Double Walled Flex | Pressure |  | 2000-02-01 |  | 2000-02-01
9044501 | 3 | 2005-10-01 | Currently In Use | Diesel | 6000 | Composite | Double Walled Flex | Pressure | N | 2005-10-01 | N | 2005-10-01
9044502 | 1 | 2000-05-18 | Removed From Ground | Gas | 2000 | Not Marked/Unknown | Galvanized Steel | Suction: No Valve At The Tank
9044502 | 2 | 2000-05-18 | Removed From Ground | Gas | 2000 | Not Marked/Unknown | Galvanized Steel | Suction: No Valve At The Tank
9044502 | 3 | 2000-05-18 | Removed From Ground | Gas | 2000 | Not Marked/Unknown | Galvanized Steel | Suction: No Valve At The Tank
9044502 | 4 | 2000-05-18 | Removed From Ground | Gas | 2000 | Not Marked/Unknown | Galvanized Steel | Suction: No Valve At The Tank
9044502 | 5 | 2000-05-18 | Removed From Ground | Used Oil | 500 | Not Marked/Unknown | Galvanized Steel | Suction: No Valve At The Tank | Y |  | Y
9044503 | 1 | 1998-11-01 | Removed From Ground | Gas | 8000 | Bare Steel | Galvanized Steel | Not Marked
9044503 | 2 | 2000-08-01 | Removed From Ground | Empty | 1100 | Marked Unknown | Unknown | Not Marked | Y |  | Y
9044504 | 1 | 1999-09-01 | Currently In Use | Gas | 10000 | Composite | Fiberglass Reinforced Plastic | Pressure |  | 1999-09-01 |  | 1999-09-01
9044504 | 2 | 1999-09-01 | Currently In Use | Gas | 10000 | Composite | Fiberglass Reinforced Plastic | Pressure |  | 1999-09-01 |  | 1999-09-01
9044504 | 3 | 1999-09-01 | Currently In Use | Gas | 10000 | Composite | Fiberglass Reinforced Plastic | Pressure |  | 1999-09-01 |  | 1999-09-01
9044505 | 1 | 1998-12-22 | Removed From Ground | Gas | 1000 | Not Marked/Unknown | Not Marked | Not Marked
9044506 | 1 | 1996-10-01 | Currently In Use | Gas |  | Fiberglass | Fiberglass Reinforced Plastic | Pressure |  | 1996-10-01 |  | 1996-10-01
9044506 | 2 | 1996-10-01 | Currently In Use | Gas |  | Fiberglass | Fiberglass Reinforced Plastic | Pressure |  | 1996-10-01 |  | 1996-10-01
9044507 | 1 | 2001-01-18 | Removed From Ground | Gas | 500 | Bare Steel | Unknown | Not Marked
9044507 | 2 | 2001-01-18 | Removed From Ground | Gas | 500 | Bare Steel | Unknown | Not Marked
9044507 | 3 | 2001-01-18 | Removed From Ground | Gas | 500 | Bare Steel | Unknown | Not Marked
9044507 | 4 | 2001-01-18 | Removed From Ground | Gas | 500 | Bare Steel | Unknown | Not Marked
9044508 | 1 | 2000-10-14 | Currently In Use | Gas | 10000 | Composite | Fiberglass Reinforced Plastic | Pressure |  | 2000-11-21 |  | 2000-11-21
9044508 | 2A | 2000-10-14 | Currently In Use | Gas | 8000 | Composite | Fiberglass Reinforced Plastic | Pressure |  | 2000-11-21 |  | 2000-11-21
9044508 | 2B | 2000-10-14 | Currently In Use | Diesel | 4000 | Composite | Fiberglass Reinforced Plastic | Pressure |  | 2000-11-21 |  | 2000-11-21
9044509 | 1 | 1999-05-06 | Removed From Ground | Gas | 1000 | Bare Steel | Not Marked | Not Marked
9044510 | 1 | 2000-12-01 | Currently In Use | Gas | 12000 | Composite | Fiberglass Reinforced Plastic | Pressure |  | 2000-12-01 |  | 2000-12-01
9044510 | 2 | 2000-12-01 | Currently In Use | Gas | 12000 | Composite | Fiberglass Reinforced Plastic | Pressure |  | 2000-12-01 |  | 2000-12-01
9044510 | 3 | 2000-12-01 | Currently In Use | Diesel | 12000 | Composite | Fiberglass Reinforced Plastic | Pressure |  | 2000-12-01 |  | 2000-12-01
9044510 | 4 | 2000-12-01 | Currently In Use | Diesel | 6000 | Composite | Fiberglass Reinforced Plastic | Pressure |  | 2000-12-01 |  | 2000-12-01
9044510 | 5 | 2000-12-01 | Currently In Use | Kerosene | 1000 | Composite | Fiberglass Reinforced Plastic | Suction: No Valve At The Tank |  | 2000-12-01 |  | 2000-12-01
9044511 | 1 | 2001-04-01 | Removed From Ground | Gas | 1000 | Not Marked/Unknown | Bare Steel | Not Marked
9044512 | 1 | 2000-12-08 | Currently In Use | Gas | 12000 | Epoxy | Double Walled Flex | Pressure |  | 2000-12-14 |  | 2000-12-14
9044512 | 2 | 2000-12-08 | Currently In Use | Gas | 10000 | Epoxy | Double Walled Flex | Pressure |  | 2000-12-14 |  | 2000-12-14
9044512 | 3 | 2000-12-08 | Currently In Use | Diesel | 8000 | Epoxy | Double Walled Flex | Pressure |  | 2000-12-14 |  | 2000-12-14
9044513 | 1 | 2000-10-28 | Currently In Use | Gas | 12000 | Epoxy | Double Walled Flex | Pressure |  | 2000-11-02 |  | 2000-11-02
9044513 | 2 | 2000-10-28 | Currently In Use | Gas | 10000 | Epoxy | Double Walled Flex | Pressure |  | 2000-11-02 |  | 2000-11-02
9044513 | 3 | 2000-10-28 | Currently In Use | Diesel | 8000 | Epoxy | Double Walled Flex | Pressure |  | 2000-11-02 |  | 2000-11-02
9044514 | 1 | 2000-09-01 | Currently In Use | Gas | 12000 | Epoxy | Single Wall Flex | Pressure |  | 2000-09-01 |  | 2000-09-01
9044514 | 2 | 2000-09-01 | Currently In Use | Gas | 12000 | Epoxy | Single Wall Flex | Pressure |  | 2000-09-01 |  | 2000-09-01
9044515 | 1 | 2001-02-01 | Currently In Use | Gas | 20000 | Fiberglass Double Walled | Double Walled Flex | Pressure |  | 2001-03-01 |  | 2001-03-01
9044515 | 2 | 2001-02-01 | Currently In Use | Gas | 20000 | Fiberglass Double Walled | Double Walled Flex | Pressure |  | 2001-03-01 |  | 2001-03-01
9044515 | 3 | 2001-02-01 | Currently In Use | Gas | 12000 | Fiberglass Double Walled | Double Walled Flex | Pressure |  | 2001-03-01 |  | 2001-03-01
9044515 | 4A | 2015-09-01 | Currently In Use | Diesel | 10000 | Tank Jacket | Double Walled Flex | Pressure | N | 2015-09-01 | N | 2015-09-01
9044515 | 4B | 2016-08-31 | Temporarily Out Of Use | Other | 9000 | Tank Jacket | Double Walled Flex | Pressure | N | 2015-09-01 | N | 2015-09-01
9044516 | 1 | 2001-08-13 | Removed From Ground | Diesel | 150 | Bare Steel | Bare Steel | Gravity Fed
9044516 | 2 | 2013-03-14 | Removed From Ground | Diesel | 150 | Composite Double Walled | Aboveground Piping | Suction: No Valve At The Tank | N | 2001-10-25 | N | 2001-10-25
9044517 | 1 |  | Removed From Ground Date Unknown | Gas |  | Marked Unknown | Unknown | Not Marked
9044518 | 1 | 2000-10-01 | Currently In Use | Gas | 12000 | Fiberglass | Fiberglass Reinforced Plastic | Pressure |  | 2000-10-01 |  | 2000-10-01
9044518 | 2 | 2000-10-01 | Currently In Use | Gas | 10000 | Fiberglass | Fiberglass Reinforced Plastic | Pressure |  | 2000-10-01 |  | 2000-10-01
9044519 | 1 | 2001-12-20 | Currently In Use | Gas | 12000 | Composite | Double Walled Flex | Pressure |  | 2001-12-20 |  | 2001-12-20
9044519 | 2A | 2001-12-20 | Currently In Use | Gas | 8000 | Composite | Double Walled Flex | Pressure |  | 2001-12-20 |  | 2001-12-20
9044519 | 2B | 2001-12-20 | Currently In Use | Diesel | 4000 | Composite | Double Walled Flex | Pressure |  | 2001-12-20 |  | 2001-12-20
9044520 | 1 | 2001-02-01 | Currently In Use | Gas | 12000 | Epoxy | Fiberglass Reinforced Plastic | Pressure |  | 2001-02-01 |  | 2001-02-01
9044520 | 2 | 2001-02-01 | Currently In Use | Gas | 12000 | Epoxy | Fiberglass Reinforced Plastic | Pressure |  | 2001-02-01 |  | 2001-02-01
9044520 | 3 | 2001-02-01 | Currently In Use | Diesel | 12000 | Epoxy | Fiberglass Reinforced Plastic | Pressure | N | 2001-02-01 | N | 2001-02-01
9044521 | 1 | 2001-08-01 | Currently In Use | Gas | 12000 | Composite | Fiberglass Reinforced Plastic | Pressure |  | 2001-08-01 |  | 2001-08-01
9044521 | 2 | 2001-08-01 | Currently In Use | Gas | 12000 | Composite | Fiberglass Reinforced Plastic | Pressure |  | 2001-08-01 |  | 2001-08-01
9044522 | 1 | 2001-05-01 | Currently In Use | Gas | 10000 | Fiberglass | Fiberglass Reinforced Plastic | Pressure |  | 2001-10-08 |  | 2001-10-08
9044522 | 2 | 2001-05-01 | Currently In Use | Gas | 10000 | Fiberglass | Fiberglass Reinforced Plastic | Pressure |  | 2001-10-08 |  | 2001-10-08
9044522 | 3 | 2001-05-01 | Currently In Use | Diesel | 8000 | Fiberglass | Fiberglass Reinforced Plastic | Pressure |  | 2001-10-08 |  | 2001-10-08
9044523 | 1 | 2001-11-01 | Currently In Use | Gas | 12000 | Composite | Fiberglass Reinforced Plastic | Pressure |  | 2001-11-01 |  | 2001-11-01
9044523 | 2 | 2001-11-01 | Currently In Use | Gas | 12000 | Composite | Fiberglass Reinforced Plastic | Pressure |  | 2001-11-01 |  | 2001-11-01
9044523 | 3 | 2001-11-01 | Currently In Use | Diesel | 8000 | Composite | Fiberglass Reinforced Plastic | Pressure |  | 2001-11-01 |  | 2001-11-01
9044524 | 1 | 2001-10-09 | Currently In Use | Gas | 12000 | Composite | Fiberglass Reinforced Plastic | Pressure |  | 2001-10-15 |  | 2001-10-15
9044524 | 2 | 2001-10-09 | Currently In Use | Gas | 10000 | Composite | Fiberglass Reinforced Plastic | Pressure |  | 2001-10-15 |  | 2001-10-15
9044524 | 3 | 2001-10-09 | Currently In Use | Diesel | 8000 | Composite | Fiberglass Reinforced Plastic | Pressure |  | 2001-10-15 |  | 2001-10-15
9045001 | 1 | 1988-05-31 | Removed From Ground | Gas | 560 | Bare Steel | Galvanized Steel | Not Marked
9045002 | 6 | 2007-06-06 | Removed From Ground | Gas | 10000 | Cathodically Protected Steel | Cathodically Protected | Pressure |  | 1997-06-26 |  | 1998-09-01
9045002 | 7 | 2007-05-08 | Currently In Use | Gas | 15000 | Composite Double Walled | Double Walled Flex | Pressure | N | 2007-05-07 12:00 | N | 2007-05-07 12:00
9045002 | 8 | 2007-05-08 | Currently In Use | Gas | 8000 | Composite Double Walled | Double Walled Flex | Pressure | N | 2007-05-07 12:00 | N | 2007-05-07 12:00
9045002 | 9 | 2007-05-08 | Currently In Use | Diesel | 8000 | Composite Double Walled | Double Walled Flex | Pressure | N | 2007-05-07 12:00 | N | 2007-05-07 12:00
9045004 | 1 | 1989-08-01 | Currently In Use | Gas | 6000 | Steel-Galvanic | Galvanic | Pressure |  | 1989-08-01 |  | 1989-08-01
9045004 | 2 | 1989-08-01 | Currently In Use | Gas | 12000 | Steel-Galvanic | Galvanic | Pressure |  | 1989-08-01 |  | 1989-08-01
9045004 | 3 | 1989-08-01 | Currently In Use | Gas | 5000 | Steel-Galvanic | Galvanic | Pressure |  | 1989-08-01 |  | 1989-08-01
9045005 | 1 | 1998-12-02 | Removed From Ground | Gas | 1000 | Bare Steel | Galvanized Steel | Not Marked
9045005 | 2 | 1998-12-02 | Removed From Ground | Diesel | 1000 | Bare Steel | Galvanized Steel | Not Marked
9045007 | 1 | 1986-06-01 | Removed From Ground | Used Oil | 550 | Bare Steel | Bare Steel | Not Marked | Y |  | Y
9045008 | 1 | 1987-01-01 | Currently In Use | Gas | 10000 | Composite | Galvanized Steel | Not Marked
9045008 | 10 |  | Currently In Use | Gas | 560 | Not Marked/Unknown | Not Marked | Not Marked
9045008 | 2 |  | Currently In Use | Gas | 3000 | Not Marked/Unknown | Not Marked | Not Marked
9045008 | 3 | 1995-03-01 | Removed From Ground | Gas | 2000 | Not Marked/Unknown | Not Marked | Not Marked
9045008 | 4 | 1993-06-01 | Removed From Ground | Gas | 1000 | Not Marked/Unknown | Not Marked | Not Marked
9045008 | 5 |  | Currently In Use | Gas | 6000 | Not Marked/Unknown | Not Marked | Not Marked
9045008 | 6 |  | Currently In Use | Gas | 6000 | Not Marked/Unknown | Not Marked | Not Marked
9045008 | 7 |  | Currently In Use | Gas | 6000 | Not Marked/Unknown | Not Marked | Not Marked
9045008 | 8 |  | Currently In Use | Gas | 560 | Not Marked/Unknown | Not Marked | Not Marked
9045008 | 9 |  | Currently In Use | Diesel | 580 | Not Marked/Unknown | Not Marked | Not Marked
9045009 | 1 | 1988-01-01 | Currently In Use | Gas | 3000 | Steel-Impressed Current | Cathodically Protected | Pressure |  | 1998-11-07 |  | 1998-11-07
9045009 | 2 | 1988-01-01 | Currently In Use | Gas | 3000 | Steel-Impressed Current | Cathodically Protected | Pressure |  | 1998-11-07 |  | 1998-11-01
9045009 | 3 | 1988-01-01 | Currently In Use | Gas | 3000 | Steel-Impressed Current | Cathodically Protected | Pressure |  | 1998-11-07 |  | 1998-11-07
9045009 | 4 | 1988-01-01 | Currently In Use | Gas | 1000 | Steel-Impressed Current | Cathodically Protected | Pressure |  | 1998-11-07 |  | 1998-11-07
9045009 | 5 | 1988-01-01 | Currently In Use | Kerosene | 1000 | Steel-Impressed Current | Cathodically Protected | Pressure |  | 1998-11-07 |  | 1998-11-07
9045009 | 6 | 1998-12-11 | Currently In Use | Diesel | 10000 | Steel-Impressed Current | Cathodically Protected | Pressure |  | 1998-11-07 |  | 1998-11-07
9045011 | 1 | 1990-07-01 | Removed From Ground | Gas | 560 | Bare Steel | Galvanized Steel | Not Marked
9045011 | 2 | 1990-07-01 | Removed From Ground | Diesel | 560 | Bare Steel | Galvanized Steel | Not Marked
9045011 | 3 | 1990-07-01 | Removed From Ground | Diesel | 560 | Bare Steel | Galvanized Steel | Not Marked
9045011 | 4 | 2006-08-31 | Removed From Ground | Gas | 1000 | Steel-Galvanic | Cathodically Protected | Suction: No Valve At The Tank |  | 1990-01-01 |  | 1990-01-01
9045011 | 5 | 2006-08-31 | Removed From Ground | Diesel | 1000 | Steel-Galvanic | Cathodically Protected | Suction: No Valve At The Tank |  | 1990-01-01 |  | 1990-01-01
9045012 | 1 | 1998-12-22 | Temporarily Out Of Use | Gas | 5000 | Bare Steel | Galvanized Steel | Suction: Valve At The Tank
9045012 | 2 | 1998-12-22 | Temporarily Out Of Use | Diesel | 6000 | Bare Steel | Galvanized Steel | Suction: Valve At The Tank
9045012 | 3 | 1998-12-22 | Temporarily Out Of Use | Diesel | 6000 | Bare Steel | Galvanized Steel | Suction: Valve At The Tank
9045017 | 1 | 1991-10-01 | Removed From Ground | Other | 560 | Bare Steel | Galvanized Steel | Not Marked
9045017 | 2 | 1991-10-01 | Removed From Ground | Other | 1000 | Bare Steel | Galvanized Steel | Not Marked
9045018 | 1 | 1989-08-01 | Removed From Ground | Empty |  | Bare Steel | Galvanized Steel | Not Marked
9045018 | 2 | 1989-08-01 | Removed From Ground | Empty |  | Bare Steel | Galvanized Steel | Not Marked
9045019 | 1 | 1987-12-01 | Removed From Ground | Empty | 1000 | Bare Steel | Galvanized Steel | Not Marked
9045020 | 1 | 2015-08-31 | Temporarily Out Of Use | Gas | 10000 | Cathodically Protected Steel | Impressed Current | Pressure |  | 1990-03-29 |  | 1990-03-29
9045020 | 2 | 2015-08-31 | Temporarily Out Of Use | Gas | 8000 | Cathodically Protected Steel | Impressed Current | Pressure |  | 1990-03-29 |  | 1990-03-29
9045020 | 3 | 2015-08-31 | Temporarily Out Of Use | Gas | 6000 | Cathodically Protected Steel | Impressed Current | Pressure |  | 1990-03-29 |  | 1990-03-29
9045020 | 4 | 2015-08-31 | Temporarily Out Of Use | Diesel | 5000 | Cathodically Protected Steel | Impressed Current | Pressure |  | 1990-03-29 |  | 1990-03-29
9045021 | 1 | 1989-08-01 | Removed From Ground | Empty | 2000 | Bare Steel | Galvanized Steel | Not Marked
9045021 | 2 | 1989-08-01 | Removed From Ground | Empty | 1000 | Bare Steel | Galvanized Steel | Not Marked
9045022 | 347 | 1995-07-01 | Removed From Ground | Gas | 500 | Bare Steel | Galvanized Steel | Not Marked
9045022 | 348 | 1995-07-01 | Removed From Ground | Gas | 1000 | Bare Steel | Galvanized Steel | Not Marked
9045023 | 1 |  | Removed From Ground Date Unknown | Other | 2000 | Marked Unknown | Unknown | Not Marked
9045023 | 2 |  | Removed From Ground Date Unknown | Other | 2000 | Marked Unknown | Unknown | Not Marked
9045024 | 1 | 1988-01-01 | Currently In Use | Gas | 8000 | Cathodically Protected Steel | Fiberglass Reinforced Plastic | Pressure |  | 1998-04-16 |  | 1998-04-16
9045024 | 2 | 1988-01-01 | Currently In Use | Gas | 8000 | Cathodically Protected Steel | Fiberglass Reinforced Plastic | Pressure |  | 1998-04-16 |  | 1998-04-16
9045024 | 3 | 1988-01-01 | Currently In Use | Gas | 8000 | Cathodically Protected Steel | Fiberglass Reinforced Plastic | Pressure |  | 1998-04-16 |  | 1998-04-16
9045025 | 1 | 1996-04-01 | Removed From Ground | Other | 560 | Bare Steel | Copper | Suction: Valve At The Tank
9045027 | 2 | 2007-04-30 | Removed From Ground | Gas | 4000 | Steel-Impressed Current | Bare Steel | Pressure |  | 1997-08-19 |  | 1998-09-01
9045027 | 3 | 2007-04-30 | Removed From Ground | Gas | 4000 | Steel-Impressed Current | Bare Steel | Pressure |  | 1997-08-19 |  | 1998-09-01
9045027 | 4 | 2007-04-30 | Removed From Ground | Gas | 4000 | Steel-Impressed Current | Bare Steel | Pressure |  | 1997-08-19 |  | 1998-09-01
9045027 | 5 | 2007-04-30 | Removed From Ground | Diesel | 4000 | Steel-Impressed Current | Bare Steel | Pressure |  | 1997-08-19 |  | 1998-09-01
9045027 | 6 | 2007-04-30 | Removed From Ground | Used Oil | 550 | Bare Steel | Galvanized Steel | Not Marked | Y |  | Y
9045027 | 7 | 2007-04-30 | Removed From Ground | Gas | 550 | Not Marked/Unknown | Not Marked | Not Marked
9045027 | 8 | 2007-04-30 | Removed From Ground | Gas | 550 | Not Marked/Unknown | Not Marked | Not Marked
9045030 | 1 | 1994-03-16 | Removed From Ground | Gas | 1000 | Bare Steel | Unknown | Suction: No Valve At The Tank
9045030 | 2 | 1994-03-16 | Removed From Ground | Gas | 1000 | Bare Steel | Unknown | Suction: No Valve At The Tank
9045031 | 1 | 1987-03-01 | Currently In Use | Gas | 6000 | Steel-Impressed Current | Impressed Current | Pressure |  | 1987-03-01 |  | 1987-03-01
9045031 | 2 | 1987-03-01 | Currently In Use | Gas | 6000 | Steel-Impressed Current | Impressed Current | Pressure |  | 1987-03-01 |  | 1987-03-01
9045031 | 3 | 1987-03-01 | Currently In Use | Gas | 6000 | Steel-Impressed Current | Impressed Current | Pressure |  | 1987-03-01 |  | 1987-03-01
9045032 | 1 | 1998-02-10 | Removed From Ground | Gas | 8000 | Epoxy | Galvanized Steel | Pressure
9045032 | 2 | 1998-02-10 | Removed From Ground | Gas | 8000 | Epoxy | Galvanized Steel | Pressure
9045032 | 3 | 1998-02-10 | Removed From Ground | Gas | 8000 | Epoxy | Galvanized Steel | Pressure
9045032 | 4 | 2013-10-01 | Temporarily Out Of Use | Diesel | 4000 | Epoxy | Fiberglass/Double Walled | Pressure |  | 1998-02-15 |  | 1998-02-15
9045032 | 5 | 1998-02-10 | Currently In Use | Gas | 12000 | Composite | Fiberglass/Double Walled | Pressure |  | 1998-02-15 |  | 1998-02-15
9045032 | 6 | 1998-02-10 | Currently In Use | Gas | 8000 | Composite | Fiberglass/Double Walled | Pressure |  | 1998-02-10 |  | 1998-02-10
9045033 | 1 | 1988-01-01 | Currently In Use | Gas | 8000 | Steel-Galvanic | Fiberglass Reinforced Plastic | Pressure |  | 1989-01-01 |  | 1989-01-01
9045033 | 2 | 1989-01-01 | Currently In Use | Gas | 8000 | Steel-Galvanic | Fiberglass Reinforced Plastic | Pressure |  | 1989-01-01 |  | 1989-01-01
9045033 | 3 | 1988-01-01 | Currently In Use | Gas | 8000 | Steel-Galvanic | Fiberglass Reinforced Plastic | Pressure |  | 1989-01-01 |  | 1989-01-01
9045034 | 1 | 2013-10-07 | Temporarily Out Of Use | Gas | 6000 | Steel-Galvanic | Fiberglass Reinforced Plastic | Suction: No Valve At The Tank |  | 1991-10-01 |  | 1991-10-01
9045034 | 2 | 2013-10-07 | Temporarily Out Of Use | Gas | 6000 | Steel-Galvanic | Fiberglass Reinforced Plastic | Suction: No Valve At The Tank |  | 1991-10-01 |  | 1991-10-01
9045034 | 3 | 2011-03-07 | Temporarily Out Of Use | Gas | 6000 | Steel-Galvanic | Fiberglass Reinforced Plastic | Suction: No Valve At The Tank |  | 1991-10-01 |  | 1991-10-01
9045034 | 4 | 2011-03-07 | Temporarily Out Of Use | Diesel | 2000 | Steel-Galvanic | Fiberglass Reinforced Plastic | Suction: No Valve At The Tank |  | 1991-10-01 |  | 1991-10-01
9045035 | 1 | 1997-10-21 | Removed From Ground | Gas | 4000 | Not Marked/Unknown | Not Marked | Not Marked
9045035 | 2 | 1997-10-21 | Removed From Ground | Gas | 4000 | Not Marked/Unknown | Not Marked | Not Marked
9045035 | 3 | 1997-10-21 | Removed From Ground | Gas | 4000 | Not Marked/Unknown | Not Marked | Not Marked
9045035 | 4 | 2010-07-29 | Removed From Ground | Other | 12000 | Cathodically Protected Steel | Fiberglass Reinforced Plastic | Pressure |  | 1997-07-01 |  | 1997-07-01
9045035 | 5 | 2010-07-29 | Removed From Ground | Other | 6000 | Cathodically Protected Steel | Fiberglass Reinforced Plastic | Pressure |  | 1997-07-01 |  | 1997-07-01
9045037 | 1 | 1989-06-01 | Currently In Use | Diesel | 2000 | Cathodically Protected Steel | Galvanized Steel | Pressure |  | 1989-01-01 |  | 1989-01-01
9045037 | 2 | 1989-06-01 | Currently In Use | Gas | 2000 | Cathodically Protected Steel | Galvanized Steel | Pressure |  | 1989-01-01 |  | 1989-01-01
9045037 | 3 | 1989-06-01 | Currently In Use | Gas | 3000 | Cathodically Protected Steel | Galvanized Steel | Pressure |  | 1989-01-01 |  | 1989-01-01
9045037 | 4 | 1999-12-20 | Removed From Ground | Diesel | 1000 | Cathodically Protected Steel | Galvanized Steel | Pressure
9045038 | 1 | 1998-12-01 | Removed From Ground | Gas | 1000 | Bare Steel | Bare Steel | Suction: No Valve At The Tank
9045038 | 2 | 1998-12-01 | Removed From Ground | Gas | 1000 | Bare Steel | Bare Steel | Suction: No Valve At The Tank
9045038 | 3 | 2013-09-26 | Temporarily Out Of Use | Gas | 1000 | Composite | Fiberglass Reinforced Plastic | Suction: Valve At The Tank |  | 1998-12-01 |  | 1998-12-01
9045038 | 4 | 2013-09-26 | Temporarily Out Of Use | Gas | 1000 | Composite | Fiberglass Reinforced Plastic | Suction: Valve At The Tank |  | 1998-12-01 |  | 1998-12-01
9045039 | 1A | 2002-10-22 | Temporarily Out Of Use | Gas | 2000 | Cathodically Protected Steel | Cathodically Protected | Suction: Valve At The Tank |  | 1998-07-11 |  | 1998-07-11
9045039 | 1B | 2002-10-22 | Temporarily Out Of Use | Gas | 2000 | Cathodically Protected Steel | Cathodically Protected | Suction: Valve At The Tank |  | 1998-07-11 |  | 1998-07-11
9045041 | 1 | 1996-02-14 | Currently In Use | Gas | 4000 | STIP-3 | Fiberglass Reinforced Plastic | Pressure |  | 1998-02-14 |  | 1998-02-14
9045041 | 2 | 1996-02-14 | Currently In Use | Gas | 5000 | STIP-3 | Fiberglass Reinforced Plastic | Pressure |  | 1998-02-14 |  | 1998-02-14
9045041 | 3 | 2013-06-28 | Currently In Use | Diesel | 3000 | STIP-3 | Fiberglass Reinforced Plastic | Pressure |  | 1998-02-14 |  | 1998-02-14
9045042 | 1 | 1999-06-25 | Removed From Ground | Diesel | 4000 | Bare Steel | Bare Steel | Suction: No Valve At The Tank
9045042 | 2 | 1999-06-25 | Removed From Ground | Diesel | 4000 | Bare Steel | Bare Steel | Suction: No Valve At The Tank
9045042 | 7 | 1999-06-25 | Removed From Ground | Used Oil | 2000 | Bare Steel | Bare Steel | Suction: No Valve At The Tank | Y |  | Y
9045043 | 6 | 1999-06-25 | Removed From Ground | Diesel | 1000 | Bare Steel | Bare Steel | Not Marked
9045044 | 1 | 1999-11-01 | Currently In Use | Gas | 12000 | Composite | Double Walled Flex | Pressure | Y | 1999-11-01 12:00 |  | 1999-11-01 12:00
9045044 | 2 | 1999-11-01 | Currently In Use | Gas | 10000 | Composite | Double Walled Flex | Pressure | Y | 1999-11-01 12:00 |  | 1999-11-01 12:00
9045044 | 3 | 1999-11-01 | Currently In Use | Diesel | 12000 | Composite | Double Walled Flex | Pressure | Y | 1999-11-01 12:00 |  | 1999-11-01 12:00
9045045 | 1 | 2007-04-18 | Removed From Ground | Gas | 6000 | Steel-Impressed Current | Cathodically Protected | Suction: Valve At The Tank |  | 1998-07-01 |  | 1998-07-01
9045045 | 2 | 2007-04-18 | Removed From Ground | Gas | 6000 | Steel-Impressed Current | Cathodically Protected | Suction: Valve At The Tank |  | 1998-07-01 |  | 1998-07-01
9045045 | 3 | 2007-04-18 | Removed From Ground | Gas | 6000 | Steel-Impressed Current | Cathodically Protected | Suction: Valve At The Tank |  | 1998-07-01 |  | 1998-07-01
9045046 | 1 | 2016-06-17 | Removed From Ground | Diesel | 20000 | Composite | Fiberglass Reinforced Plastic | Suction: Valve At The Tank |  | 2000-02-17 |  | 2000-02-17
9045046 | 1 | 2016-06-17 | Temporarily Out Of Use | Diesel | 20000 | Composite | Fiberglass Reinforced Plastic | Suction: Valve At The Tank |  | 2000-02-17 |  | 2000-02-17
9045087 | 1 | 1998-10-01 | Removed From Ground | Diesel | 2000 | Not Marked/Unknown | Not Marked | Not Marked
9045087 | 2 |  | Currently In Use | Diesel | 2000 | Fiberglass | Fiberglass Reinforced Plastic | Suction: Valve At The Tank |  | 1998-10-08 |  | 1998-10-08
9046002 | 1 | 1999-12-14 | Removed From Ground | Gas | 1000 | Bare Steel | Galvanized Steel | Suction: No Valve At The Tank
9046002 | 2 | 1999-12-14 | Removed From Ground | Gas | 1000 | Bare Steel | Galvanized Steel | Suction: No Valve At The Tank
9046003 | 1 | 2011-09-28 | Removed From Ground | Gas | 4000 | Steel-Impressed Current | Cathodically Protected | Pressure |  | 1998-12-20 |  | 1998-12-20
9046003 | 2 | 2011-09-28 | Removed From Ground | Gas | 4000 | Steel-Impressed Current | Cathodically Protected | Pressure |  | 1998-12-20 |  | 1998-12-20
9046003 | 3 | 2011-09-28 | Removed From Ground | Gas | 4000 | Steel-Impressed Current | Cathodically Protected | Pressure |  | 1998-12-20 |  | 1998-12-20
9046003 | 4 | 2011-09-28 | Removed From Ground | Diesel | 4000 | Steel-Impressed Current | Cathodically Protected | Pressure |  | 1998-12-20 |  | 1998-12-20
9046004 | 1 | 1963-01-01 | Currently In Use | Gas | 4000 | Bare Steel | Galvanized Steel | Not Marked
9046004 | 1 |  | Removed From Ground Date Unknown | Gas | 4000 | Bare Steel | Galvanized Steel | Not Marked
9046004 | 2 | 1963-01-01 | Currently In Use | Gas | 3000 | Bare Steel | Galvanized Steel | Not Marked
9046004 | 2 |  | Removed From Ground Date Unknown | Gas | 3000 | Bare Steel | Galvanized Steel | Not Marked
9046004 | 3 | 1963-01-01 | Currently In Use | Gas | 3000 | Bare Steel | Galvanized Steel | Not Marked
9046004 | 3 |  | Removed From Ground Date Unknown | Gas | 3000 | Bare Steel | Galvanized Steel | Not Marked
9046005 | 1 |  | Permanently Out Of Use | Diesel | 10000 | Bare Steel | Galvanized Steel | Not Marked
9046005 | 2 |  | Permanently Out Of Use | Gas | 8000 | Bare Steel | Galvanized Steel | Not Marked
9046006 | 1 | 1987-12-01 | Removed From Ground | Gas | 3000 | Bare Steel | Galvanized Steel | Not Marked
9046006 | 2 | 1987-12-01 | Removed From Ground | Diesel | 2000 | Bare Steel | Galvanized Steel | Not Marked
9046007 | 1 | 1987-12-01 | Removed From Ground | Kerosene | 1000 | Bare Steel | Galvanized Steel | Not Marked
9046007 | 2 | 1987-12-01 | Removed From Ground | Diesel | 560 | Bare Steel | Galvanized Steel | Not Marked
9046008 | 1 | 1988-01-01 | Currently In Use | Gas | 3000 | Steel-Galvanic | Fiberglass Reinforced Plastic | Suction: No Valve At The Tank |  | 1998-10-02 |  | 1997-01-03
9046008 | 2 | 1988-01-01 | Currently In Use | Gas | 3000 | Steel-Galvanic | Fiberglass Reinforced Plastic | Suction: No Valve At The Tank |  | 1998-10-02 |  | 1997-01-03
9046008 | 3 | 1988-01-01 | Currently In Use | Gas | 3000 | Steel-Galvanic | Fiberglass Reinforced Plastic | Suction: No Valve At The Tank |  | 1998-10-02 |  | 1997-01-03
9046009 | 1 | 1991-05-02 | Removed From Ground | Gas | 8000 | Marked Unknown | Unknown | Not Marked
9046009 | 2 | 1991-05-02 | Removed From Ground | Gas | 4000 | Marked Unknown | Unknown | Not Marked
9046009 | 3 | 1991-05-02 | Removed From Ground | Gas | 4000 | Marked Unknown | Unknown | Not Marked
9046009 | 4 | 2007-08-09 | Removed From Ground | Gas | 10000 | Composite | Fiberglass/Double Walled | Pressure |  | 1991-05-02 |  | 1991-05-02
9046009 | 5 | 2007-08-09 | Removed From Ground | Gas | 6000 | Composite | Fiberglass/Double Walled | Pressure |  | 1991-05-02 |  | 1991-05-02
9046009 | 6 | 2007-08-09 | Removed From Ground | Gas | 6000 | Composite | Fiberglass/Double Walled | Pressure |  | 1991-05-02 |  | 1991-05-02
9046009 | 7 | 2007-10-04 | Currently In Use | Gas | 15000 | Composite Double Walled | Double Walled Flex | Pressure | N | 2007-10-04 | N | 2007-10-04
9046009 | 8 | 2007-10-04 | Currently In Use | Diesel | 12000 | Composite Double Walled | Double Walled Flex | Pressure | N | 2007-10-04 | N | 2007-10-04
9046009 | 9 | 2007-10-04 | Currently In Use | Gas | 8000 | Composite Double Walled | Double Walled Flex | Pressure | N | 2007-10-04 | N | 2007-10-04
9046010 | 1 |  | Removed From Ground Date Unknown | Empty | 8000 | Marked Unknown | Unknown | Not Marked
9046010 | 2 |  | Removed From Ground Date Unknown | Empty | 8000 | Marked Unknown | Unknown | Not Marked
9046011 | 1 | 1988-08-01 | Currently In Use | Gas | 10000 | Cathodically Protected Steel | Galvanized Steel | Pressure |  | 1995-06-14 |  | 1995-06-14
9046011 | 2 | 1988-08-01 | Currently In Use | Gas | 10000 | Cathodically Protected Steel | Galvanized Steel | Pressure |  | 1995-06-14 |  | 1995-06-14
9046013 | 1 | 1990-12-06 | Removed From Ground | Diesel | 20000 | Bare Steel | Galvanized Steel | Not Marked
9046014 | 1 |  | Removed From Ground Date Unknown | Gas | 4000 | Steel-Galvanic | Fiberglass Reinforced Plastic | Suction: Valve At The Tank
9046014 | 2 |  | Removed From Ground Date Unknown | Gas | 4000 | Steel-Galvanic | Fiberglass Reinforced Plastic | Suction: Valve At The Tank
9046014 | 3 |  | Removed From Ground Date Unknown | Diesel | 560 | Steel-Galvanic | Fiberglass Reinforced Plastic | Suction: Valve At The Tank
9046014 | 4 |  | Removed From Ground Date Unknown | Gas | 2000 | Steel-Galvanic | Fiberglass Reinforced Plastic | Suction: Valve At The Tank
9046014 | 5 | 1988-05-19 | Removed From Ground | Gas | 3000 | Bare Steel | Galvanized Steel | Not Marked
9046014 | 6 | 1988-05-19 | Removed From Ground | Gas | 3000 | Bare Steel | Galvanized Steel | Not Marked
9046014 | 7 | 1988-05-19 | Removed From Ground | Diesel | 560 | Bare Steel | Galvanized Steel | Not Marked
9046016 | 1 | 1986-06-01 | Currently In Use | Gas | 8147 | Composite | Fiberglass Reinforced Plastic | Pressure | Y | 1993-09-20 12:00 |  | 1993-09-20 12:00
9046016 | 2 | 1986-06-01 | Currently In Use | Gas | 4136 | Composite | Fiberglass Reinforced Plastic | Pressure | Y | 1993-09-20 12:00 |  | 1993-09-20 12:00
9046017 | 1 | 1993-01-12 | Removed From Ground | Gas | 1000 | Marked Unknown | Unknown | Not Marked
9046018 | 1 | 1998-05-19 | Removed From Ground | Gas | 10000 | Fiberglass Double Walled | Fiberglass Reinforced Plastic | Pressure
9046018 | 2 | 1998-05-19 | Removed From Ground | Diesel | 2500 | Fiberglass Double Walled | Fiberglass Reinforced Plastic | Pressure
9046018 | 3 | 1998-06-24 | Removed From Ground | Diesel | 2500 | Double Walled | Fiberglass Reinforced Plastic | Pressure
9046018 | B1 | 1998-07-15 | Currently In Use | Diesel | 10000 | Fiberglass Double Walled | Fiberglass Reinforced Plastic | Suction: No Valve At The Tank |  | 1998-07-15 |  | 1998-07-15
9046018 | UL-729261 | 1998-08-15 | Currently In Use | Gas | 2500 | Double Walled | Fiberglass Reinforced Plastic | Suction: No Valve At The Tank |  | 1998-07-15 |  | 1998-07-15
9046018 | UL-729265 | 1998-07-15 | Currently In Use | Diesel | 2500 | Double Walled | Fiberglass Reinforced Plastic | Suction: No Valve At The Tank |  | 1998-07-15 |  | 1998-07-15
9046019 | 1 | 2003-03-01 | Removed From Ground | Gas | 1000 | Bare Steel | Galvanized Steel | Suction: Valve At The Tank
9046019 | 1 |  | Currently In Use | Gas | 1000 | Bare Steel | Galvanized Steel | Suction: Valve At The Tank
9046019 | 2 | 2003-03-01 | Removed From Ground | Gas | 1000 | Bare Steel | Galvanized Steel | Suction: Valve At The Tank
9046019 | 2 |  | Currently In Use | Gas | 1000 | Bare Steel | Galvanized Steel | Suction: Valve At The Tank
9046020 | 1 | 1998-09-15 | Removed From Ground | Gas | 10000 | Bare Steel | Galvanized Steel | Pressure
9046020 | 2 | 2014-04-23 | Removed From Ground | Diesel | 10000 | Steel-Impressed Current | Cathodically Protected | Pressure |  | 1998-11-01 |  | 1998-11-01
9046020 | 3 | 1998-09-15 | Removed From Ground | Gas | 3000 | Bare Steel | Galvanized Steel | Pressure
9046020 | 4 | 1968-05-12 | Currently In Use | Gas | 5000 | Cathodically Protected Steel | Fiberglass Reinforced Plastic | Pressure |  | 1998-11-01 |  | 1998-11-01
9046020 | 5 | 1997-04-04 | Removed From Ground | Empty | 500 | Bare Steel | Galvanized Steel | Not Marked | Y |  | Y
9046020 | 6 | 1998-09-12 | Removed From Ground | Gas | 3000 | Bare Steel | Galvanized Steel | Not Marked
9046020 | 7 | 1998-09-12 | Removed From Ground | Gas | 3000 | Bare Steel | Galvanized Steel | Not Marked
9046020 | 8 | 1998-11-01 | Currently In Use | Gas | 6000 | Composite | Fiberglass Reinforced Plastic | Pressure |  | 1998-11-01 |  | 1998-11-01
9046020 | 9 | 1998-11-01 | Currently In Use | Gas | 3000 | Composite | Fiberglass Reinforced Plastic | Pressure |  | 1998-11-01 |  | 1998-11-01
9046021 | 1 | 1999-09-07 | Removed From Ground | Diesel | 10000 | Bare Steel | Galvanized Steel | Not Marked
9046021 | 2 | 1999-09-07 | Removed From Ground | Gas | 5000 | Bare Steel | Galvanized Steel | Suction: Valve At The Tank
9046021 | 3 | 1999-09-08 | Removed From Ground | Gas | 6000 | Bare Steel | Galvanized Steel | Suction: Valve At The Tank
9046025 | 1 | 1998-06-01 | Removed From Ground | Diesel | 4000 | Bare Steel | Galvanized Steel | Suction: No Valve At The Tank
9046026 | 1 | 1998-12-20 | Removed From Ground | Diesel | 10000 | Bare Steel | Galvanized Steel | Suction: Valve At The Tank
9046026 | 2 | 1998-12-20 | Removed From Ground | Diesel | 3000 | Bare Steel | Galvanized Steel | Suction: Valve At The Tank
9046026 | 3 | 1998-12-20 | Removed From Ground | Gas | 3000 | Bare Steel | Galvanized Steel | Suction: Valve At The Tank
9046026 | 4 | 1999-04-01 | Currently In Use | Diesel | 10000 | Composite | Fiberglass Reinforced Plastic | Suction: No Valve At The Tank |  | 1999-05-01 |  | 1999-05-01
9046027 | 1 | 1998-12-20 | Removed From Ground | Other | 10000 | Bare Steel | Galvanized Steel | Suction: Valve At The Tank
9046027 | 2 | 1998-12-20 | Removed From Ground | Other | 3000 | Bare Steel | Galvanized Steel | Suction: Valve At The Tank
9046027 | 3 | 1999-04-01 | Currently In Use | Diesel | 10000 | Composite | Fiberglass Reinforced Plastic | Suction: No Valve At The Tank |  | 1999-04-01 |  | 1999-04-01
9046028 | DIESEL | 1999-12-20 | Removed From Ground | Diesel | 10000 | Bare Steel | Galvanized Steel | Suction: Valve At The Tank
9046028 | UNLEADED | 1999-12-20 | Removed From Ground | Gas | 10000 | Bare Steel | Not Marked | Suction: Valve At The Tank
9046029 | 1 | 1987-01-01 | Currently In Use | Gas | 8000 | STIP-3 | Fiberglass Reinforced Plastic | Pressure |  | 1998-12-22 |  | 1994-01-01
9046029 | 2 | 1994-01-01 | Currently In Use | Gas | 8000 | STIP-3 | Fiberglass Reinforced Plastic | Pressure |  | 1998-12-22 |  | 1994-01-01
9046029 | 3 | 1987-01-01 | Currently In Use | Gas | 8000 | STIP-3 | Fiberglass Reinforced Plastic | Pressure |  | 1998-12-22 |  | 1994-01-01
9046030 | 1 | 2000-03-01 | Removed From Ground | Diesel | 10000 | Bare Steel | Galvanized Steel | Suction: No Valve At The Tank
9046030 | 2 | 2000-09-01 | Removed From Ground | Diesel | 6000 | Bare Steel | Galvanized Steel | Suction: No Valve At The Tank
9046031 | 1 | 2012-11-14 | Removed From Ground | Gas | 8000 | Cathodically Protected Steel | Cathodically Protected | Pressure |  | 1997-02-27 |  | 1997-02-27
9046031 | 2 | 2012-11-14 | Removed From Ground | Gas | 8000 | Cathodically Protected Steel | Cathodically Protected | Pressure |  | 1997-02-27 |  | 1997-02-27
9046031 | 3 | 2012-11-14 | Removed From Ground | Gas | 8000 | Cathodically Protected Steel | Cathodically Protected | Pressure |  | 1997-02-27 |  | 1997-02-27
9046032 | 1 | 2016-04-26 | Removed From Ground | Gas | 8000 | Cathodically Protected Steel | Fiberglass Reinforced Plastic | Pressure |  | 1998-04-01 |  | 1998-04-01
9046032 | 2 | 2016-04-26 | Removed From Ground | Gas | 6000 | Cathodically Protected Steel | Fiberglass Reinforced Plastic | Pressure |  | 1998-04-01 |  | 1998-04-01
9046032 | 3 | 2016-04-26 | Removed From Ground | Diesel | 4000 | Cathodically Protected Steel | Fiberglass Reinforced Plastic | Pressure |  | 1998-04-01 |  | 1998-04-01
9046033 | 1 | 2000-04-07 | Permanently Out Of Use | Diesel | 8000 | Bare Steel | Galvanized Steel | Suction: Valve At The Tank
9046034 | 1 | 1998-12-07 | Removed From Ground | Gas | 10000 | Bare Steel | Galvanized Steel | Suction: Valve At The Tank
9046034 | 2 | 1998-12-07 | Removed From Ground | Diesel | 10000 | Bare Steel | Galvanized Steel | Suction: Valve At The Tank
9046035 | 1 |  | Removed From Ground Date Unknown | Diesel | 4000 | Bare Steel | Galvanized Steel | Suction: No Valve At The Tank
9046035 | 2 |  | Removed From Ground Date Unknown | Diesel | 4000 | Bare Steel | Galvanized Steel | Suction: No Valve At The Tank
9046035 | 3 |  | Removed From Ground Date Unknown | Diesel | 3000 | Bare Steel | Galvanized Steel | Suction: No Valve At The Tank
9046035 | 4 |  | Removed From Ground Date Unknown | Diesel | 3000 | Bare Steel | Galvanized Steel | Suction: No Valve At The Tank
9046036 | 1 | 1998-09-01 | Removed From Ground | Diesel | 3000 | Epoxy | Galvanized Steel | Suction: No Valve At The Tank
9046037 | 1 | 1998-12-01 | Removed From Ground | Diesel | 10000 | Bare Steel | Galvanized Steel | Suction: No Valve At The Tank
9046037 | 2 | 1999-12-18 | Removed From Ground | Empty | 8000 | Bare Steel | Galvanized Steel | Suction: No Valve At The Tank
9046038 | 1 | 1999-11-05 | Removed From Ground | Gasohol | 10000 | Not Marked/Unknown | Not Marked | Not Marked
9046039 | 1 | 1998-08-24 | Removed From Ground | Gas | 6000 | Not Marked/Unknown | Not Marked | Not Marked
9046040 | 1 | 1983-01-01 | Currently In Use | Diesel | 10000 | Steel-Impressed Current | Cathodically Protected | Suction: No Valve At The Tank |  | 1999-06-20 |  | 1999-06-20
9046040 | 2 | 1980-01-01 | Currently In Use | Diesel | 3000 | Steel-Impressed Current | Cathodically Protected | Suction: No Valve At The Tank |  | 1999-06-20 |  | 1999-06-20
9046040 | 3 | 1980-01-01 | Currently In Use | Gas | 5000 | Steel-Impressed Current | Cathodically Protected | Suction: No Valve At The Tank |  | 1999-06-20 |  | 1999-06-20
9046040 | 4 |  | Permanently Out Of Use | Gas | 2000 | Not Marked/Unknown | Not Marked | Not Marked
9046040 | 5 |  | Permanently Out Of Use | Gas | 2000 | Not Marked/Unknown | Not Marked | Not Marked
9046042 | 1 | 1998-12-11 | Removed From Ground | Diesel | 10000 | Bare Steel | Galvanized Steel | Suction: Valve At The Tank
9046042 | 2 | 1998-12-11 | Removed From Ground | Diesel | 10000 | Bare Steel | Galvanized Steel | Suction: Valve At The Tank
9046043 | 1 |  | Removed From Ground Date Unknown | Gas | 10000 | Bare Steel | Galvanized Steel | Not Marked
9046043 | 2 |  | Removed From Ground Date Unknown | Diesel | 10000 | Bare Steel | Galvanized Steel | Not Marked
9046044 | 3 | 1998-10-01 | Removed From Ground | Gas | 10000 | Bare Steel | Galvanized Steel | Not Marked
9046045 | 1 | 1997-12-01 | Removed From Ground | Diesel | 10000 | Epoxy | Galvanized Steel | Gravity Fed
9046046 | 1 | 1998-12-09 | Removed From Ground | Diesel | 4000 | Epoxy | Galvanized Steel | Suction: Valve At The Tank
9046046 | 2 | 1998-12-09 | Removed From Ground | Diesel | 8000 | Epoxy | Galvanized Steel | Suction: Valve At The Tank
9046048 | 1 | 2004-04-27 | Currently In Use | Jet Fuel | 10000 | Cathodically Protected Steel | Cathodically Protected | Suction: No Valve At The Tank |  | 1999-06-19 |  | 1999-06-19
9046050 | 1 | 1999-01-22 | Removed From Ground | Diesel | 3000 | Not Marked/Unknown | Not Marked | Not Marked
9046050 | 2 |  | Permanently Out Of Use | Diesel | 10000 | Not Marked/Unknown | Not Marked | Not Marked
9046051 | 1 | 1999-02-09 | Removed From Ground | Diesel | 2000 | Bare Steel | Galvanized Steel | Suction: No Valve At The Tank
9046052 | 1 | 1998-09-22 | Removed From Ground | Diesel | 10000 | Not Marked/Unknown | Not Marked | Not Marked
9046054 | 1 | 1998-08-24 | Removed From Ground | Diesel | 2000 | Not Marked/Unknown | Not Marked | Not Marked
9046054 | 2 | 1998-08-24 | Removed From Ground | Diesel | 3000 | Not Marked/Unknown | Not Marked | Not Marked
9046056 | 1 | 1998-12-12 | Temporarily Out Of Use | Diesel | 10000 | Bare Steel | Bare Steel | Suction: Valve At The Tank
9046056 | 2 | 1998-12-12 | Temporarily Out Of Use | Gas | 4000 | Bare Steel | Bare Steel | Suction: No Valve At The Tank
9046057 | 1 | 1998-12-03 | Removed From Ground | Diesel | 10000 | Bare Steel | Galvanized Steel | Suction: Valve At The Tank
9046057 | 2 | 1998-12-03 | Removed From Ground | Gas | 10000 | Bare Steel | Galvanized Steel | Suction: Valve At The Tank
9046058 | 1 | 1998-12-20 | Removed From Ground | Gas | 10000 | Bare Steel | Galvanized Steel | Suction: Valve At The Tank
9046058 | 2 | 1998-12-01 | Removed From Ground | Diesel | 560 | Bare Steel | Galvanized Steel | Suction: Valve At The Tank
9046058 | 3 | 1998-12-08 | Removed From Ground | Diesel | 4000 | Bare Steel | Galvanized Steel | Suction: Valve At The Tank
9046058 | 4 | 1998-12-20 | Removed From Ground | Diesel | 4000 | Bare Steel | Galvanized Steel | Suction: Valve At The Tank
9046058 | 5 | 1998-12-20 | Removed From Ground | Diesel | 3000 | Bare Steel | Galvanized Steel | Suction: Valve At The Tank
9046059 | 1 | 1998-12-22 | Removed From Ground | Diesel | 20000 | Bare Steel | Galvanized Steel | Suction: No Valve At The Tank
9046059 | 2 | 1998-12-01 | Removed From Ground | Gas | 1000 | Not Marked/Unknown | Not Marked | Not Marked
9046060 | 1 | 1999-01-01 | Removed From Ground | Diesel | 10000 | Bare Steel | Galvanized Steel | Suction: Valve At The Tank
9046065 | 1A | 2011-02-16 | Temporarily Out Of Use | Gas | 4000 | Composite | Fiberglass Reinforced Plastic | Pressure |  | 2001-03-14 |  | 2001-03-14
9046065 | 1B | 2011-02-16 | Temporarily Out Of Use | Gas | 2000 | Composite | Fiberglass Reinforced Plastic | Pressure |  | 2001-03-14 |  | 2001-03-14
9047001 | 1 | 1990-09-14 | Removed From Ground | Gas | 6000 | Bare Steel | Bare Steel | Not Marked
9047001 | 2 | 1990-09-14 | Removed From Ground | Used Oil | 1000 | Bare Steel | Bare Steel | Not Marked | Y |  | Y
9047001 | 3 | 1990-09-14 | Removed From Ground | Used Oil | 1000 | Bare Steel | Bare Steel | Not Marked | Y |  | Y
9047001 | 338021 | 1992-06-04 | Closed In Ground | Gas | 6000 | Composite | Fiberglass Reinforced Plastic | Pressure |  | 1992-06-04 |  | 1992-06-04
9047001 | 6 | 1992-06-04 | Removed From Ground | Gas | 10000 | Bare Steel | Galvanized Steel | Pressure
9047001 | D | 1991-03-12 | Currently In Use | Diesel | 6000 | Composite | Fiberglass/Double Walled | Pressure |  | 1991-03-12 |  | 1991-03-12
9047002 | 1 | 1991-01-01 | Removed From Ground | Diesel | 15000 | Bare Steel | Bare Steel | Suction: Valve At The Tank
9047002 | 2 | 1999-07-28 | Removed From Ground | Diesel | 10000 | Not Marked/Unknown | Not Marked | Not Marked
9047003 | DUMMY |  | Permanently Out Of Use | Other |  | Not Marked/Unknown | Not Marked | Not Marked
9047004 | 1 | 1988-01-01 | Currently In Use | Diesel | 12000 | Steel-Impressed Current | Impressed Current | Pressure |  | 1988-01-01 |  | 1988-01-01
9047004 | 2 | 1988-01-01 | Currently In Use | Used Oil | 550 | Steel-Impressed Current | Fiberglass Reinforced Plastic | Gravity Fed | Y | 1988-05-18 12:00 | Y | 1988-01-01 12:00
9047005 | 1 | 1993-08-31 | Removed From Ground | Other | 500 | Bare Steel | Bare Steel | Suction: No Valve At The Tank
9047005 | 2 | 1993-08-31 | Removed From Ground | Other | 500 | Bare Steel | Bare Steel | Suction: No Valve At The Tank
9047005 | 3 | 1993-08-31 | Removed From Ground | Kerosene | 500 | Bare Steel | Bare Steel | Suction: No Valve At The Tank
9047005 | 4 | 1993-08-31 | Removed From Ground | Other | 500 | Bare Steel | Bare Steel | Suction: No Valve At The Tank
9047005 | 5 | 1993-08-31 | Removed From Ground | Kerosene | 500 | Bare Steel | Bare Steel | Suction: No Valve At The Tank
9047006 | 1 |  | Removed From Ground Date Unknown | Gas |  | Not Marked/Unknown | Not Marked | Not Marked
9047007 | 1 | 1991-02-01 | Removed From Ground | Gas | 1000 | Bare Steel | Unknown | Not Marked
9047008 | 10100-1 | 1991-09-09 | Removed From Ground | Diesel | 550 | Bare Steel | Galvanized Steel | Not Marked
9047009 | 1311-1 | 1991-09-18 | Removed From Ground | Used Oil | 3000 | Bare Steel | Galvanized Steel | Not Marked | Y |  | Y
9047009 | 1311-2 | 1991-09-18 | Removed From Ground | Used Oil | 3000 | Bare Steel | Galvanized Steel | Not Marked | Y |  | Y
9047010 | 1 | 1995-06-01 | Removed From Ground | Gas | 8000 | Bare Steel | Unknown | Not Marked
9047010 | 2 | 1995-06-01 | Removed From Ground | Gas | 8000 | Bare Steel | Unknown | Not Marked
9047010 | 3 | 1995-08-01 | Currently In Use | Gas | 12000 | Fiberglass | Double Walled | Pressure |  | 1995-08-01 |  | 1995-08-01
9047010 | 4 | 1995-08-01 | Currently In Use | Gas | 8000 | Fiberglass | Double Walled | Pressure |  | 1995-08-01 |  | 1995-08-01
9047011 | 1360-1 | 1991-09-20 | Removed From Ground | Diesel | 20000 | Bare Steel | Bare Steel | Not Marked
9047012 | 1462-1 | 1990-01-23 | Removed From Ground | Diesel | 500 | Bare Steel | Bare Steel | Not Marked
9047013 | 2200-711A | 1995-05-25 | Removed From Ground | Diesel | 5000 | Bare Steel | Galvanized Steel | Not Marked
9047013 | 2200-711B | 1990-05-25 | Removed From Ground | Gas | 5000 | Bare Steel | Galvanized Steel | Not Marked
9047014 | 1 |  | Removed From Ground Date Unknown | Gas | 8000 | Cathodically Protected Steel | Fiberglass Reinforced Plastic | Pressure |  | 1987-03-01 |  | 1987-03-01
9047014 | 2 |  | Removed From Ground Date Unknown | Gas | 8000 | Cathodically Protected Steel | Fiberglass Reinforced Plastic | Pressure
9047014 | 3 |  | Removed From Ground Date Unknown | Gas | 8000 | Cathodically Protected Steel | Fiberglass Reinforced Plastic | Pressure |  | 1987-03-01 |  | 1987-03-01
9047014 | 4 | 1999-11-17 | Removed From Ground | Used Oil | 550 | Marked Unknown | Unknown | Not Marked | Y |  | Y
9047015 | 2218-1 | 1988-05-22 | Removed From Ground | Used Oil | 3000 | Bare Steel | Galvanized Steel | Not Marked | Y |  | Y
9047015 | 2218-2 | 1988-05-22 | Removed From Ground | Used Oil | 3000 | Bare Steel | Galvanized Steel | Not Marked | Y |  | Y
9047016 | 1 |  | Removed From Ground Date Unknown | Gas | 8000 | Cathodically Protected Steel | Fiberglass Reinforced Plastic | Pressure |  | 1988-08-01 |  | 1988-08-01
9047016 | 2 |  | Removed From Ground Date Unknown | Gas | 8000 | Cathodically Protected Steel | Fiberglass Reinforced Plastic | Pressure |  | 1988-08-01 |  | 1988-08-01
9047016 | 3 |  | Removed From Ground Date Unknown | Gas | 6000 | Cathodically Protected Steel | Fiberglass Reinforced Plastic | Pressure |  | 1988-08-01 |  | 1988-08-01
9047016 | 4A | 2002-05-01 | Currently In Use | Gas | 12000 | Fiberglass Double Walled | Double Walled Flex | Pressure | N | 2002-05-01 | N | 2002-05-01
9047016 | 4B | 2002-05-01 | Currently In Use | Gas | 8000 | Fiberglass Double Walled | Double Walled Flex | Pressure | N | 2002-05-01 | N | 2002-05-01
9047017 | 3500-1 | 1991-09-09 | Removed From Ground | Diesel | 1000 | Marked Unknown | Unknown | Not Marked
9047018 | 4500-1 | 1991-09-10 | Removed From Ground | Diesel | 500 | Bare Steel | Bare Steel | Not Marked
9047019 | 1 | 1990-01-23 | Removed From Ground | Empty | 1000 | Bare Steel | Bare Steel | Not Marked
9047020 | 5400-1 | 1991-09-13 | Removed From Ground | Diesel | 5000 | Bare Steel | Bare Steel | Not Marked
9047020 | 5400-2 | 1991-09-13 | Removed From Ground | Kerosene | 5000 | Bare Steel | Bare Steel | Not Marked
9047020 | 5400-3 | 1991-09-13 | Removed From Ground | Kerosene | 5000 | Bare Steel | Bare Steel | Not Marked
9047020 | 5400-4 | 1991-09-13 | Removed From Ground | Kerosene | 5000 | Bare Steel | Bare Steel | Not Marked
9047020 | 5400-5 | 1991-09-13 | Removed From Ground | Kerosene | 5000 | Bare Steel | Bare Steel | Not Marked
9047021 | 1 | 1994-09-01 | Removed From Ground | Diesel | 3000 | Cathodically Protected Steel | Galvanized Steel | Suction: Valve At The Tank
9047022 | 1 | 1986-01-01 | Currently In Use | Gas | 6000 | Cathodically Protected Steel | Fiberglass Reinforced Plastic | Pressure |  | 1986-04-01 |  | 1986-04-01
9047022 | 2 | 1986-01-01 | Currently In Use | Gas | 6000 | Cathodically Protected Steel | Fiberglass Reinforced Plastic | Pressure |  | 1986-04-01 |  | 1986-04-01
9047022 | 3 | 1986-01-01 | Currently In Use | Gas | 6000 | Cathodically Protected Steel | Fiberglass Reinforced Plastic | Pressure |  | 1986-04-01 |  | 1986-04-01
9047023 | 1 | 1992-04-01 | Removed From Ground | Gas | 1800 | Marked Unknown | Unknown | Not Marked
9047024 | 7530-1 | 1991-09-10 | Removed From Ground | Gas | 10000 | Bare Steel | Unknown | Not Marked
9047024 | 7530-2 | 1991-09-10 | Removed From Ground | Gas | 10000 | Bare Steel | Unknown | Not Marked
9047024 | 7530-3 | 1991-09-10 | Removed From Ground | Gas | 10000 | Bare Steel | Unknown | Not Marked
9047024 | 7530-4 | 1991-09-10 | Removed From Ground | Used Oil | 500 | Bare Steel | Unknown | Not Marked | Y |  | Y
9047026 | 1 |  | Closed In Ground Date Unknown | Gas | 2000 | Bare Steel | Galvanized Steel | Suction: No Valve At The Tank
9047026 | 2 |  | Closed In Ground Date Unknown | Gas | 2000 | Bare Steel | Galvanized Steel | Suction: No Valve At The Tank
9047026 | 3 | 1996-05-06 | Removed From Ground | Diesel | 4000 | Bare Steel | Galvanized Steel | Suction: Valve At The Tank
9047026 | 4 | 1996-05-10 | Closed In Ground | Used Oil | 1000 | Bare Steel | Galvanized Steel | Suction: Valve At The Tank | Y |  | Y
9047026 | 5 | 2002-12-01 | Removed From Ground | Not Marked/Tank Removed |  | Bare Steel |  |  | N |  | N
9047026 | 6 | 2002-12-01 | Removed From Ground | Other | 500 | Bare Steel |  |  | N |  | N
9047026 | 7 | 2002-12-01 | Removed From Ground | Other | 500 | Bare Steel | Bare Steel |  | N |  | N
9047027 | 1 | 1991-09-15 | Removed From Ground | Gas | 10000 | Cathodically Protected Steel | Galvanized Steel | Not Marked
9047029 | 1 | 1993-01-05 | Removed From Ground | Empty | 1000 | Bare Steel | Galvanized Steel | Not Marked
9047029 | 2 | 1993-01-05 | Removed From Ground | Empty | 1000 | Bare Steel | Galvanized Steel | Not Marked
9047029 | 3 | 1993-01-05 | Removed From Ground | Empty | 1000 | Bare Steel | Galvanized Steel | Not Marked
9047029 | 4 | 1993-01-05 | Removed From Ground | Empty | 2000 | Bare Steel | Galvanized Steel | Not Marked
9047029 | 5 | 1993-01-05 | Removed From Ground | Empty | 2000 | Bare Steel | Galvanized Steel | Not Marked
9047030 | 1 |  | Removed From Ground Date Unknown | Diesel | 600 | Bare Steel | Not Marked | Not Marked
9047030 | 2 | 1996-04-01 | Removed From Ground | Diesel | 3000 | Cathodically Protected Steel | Copper | Suction: Valve At The Tank
9047031 | 1 | 1988-01-01 | Currently In Use | Gas | 8000 | Steel-Impressed Current | Cathodically Protected | Pressure |  | 1988-01-01 |  | 1988-01-01
9047031 | 2 | 1988-01-01 | Currently In Use | Gas | 6000 | Steel-Impressed Current | Cathodically Protected | Pressure |  | 1988-01-01 |  | 1988-01-01
9047031 | 3 | 1988-01-01 | Currently In Use | Gas | 6000 | Steel-Impressed Current | Cathodically Protected | Pressure |  | 1988-01-01 |  | 1988-01-01
9047032 | 1 | 1990-07-24 | Removed From Ground | Heating Oil | 2500 | Bare Steel | Bare Steel | Suction: No Valve At The Tank
9047032 | 2 | 1990-07-24 | Removed From Ground | Kerosene | 500 | Bare Steel | Bare Steel | Suction: No Valve At The Tank
9047032 | 3 | 1996-03-01 | Removed From Ground | Diesel | 30000 | Marked Unknown | Not Marked | Not Marked
9047032 | 4 | 1996-04-01 | Currently In Use | Diesel | 30000 | Double Walled | Fiberglass Reinforced Plastic | Suction: No Valve At The Tank |  | 1996-04-01 |  | 1996-04-01
9047032 | 5 | 1996-04-01 | Currently In Use | Diesel | 15000 | Double Walled | Fiberglass Reinforced Plastic | Suction: No Valve At The Tank |  | 1991-12-01 |  | 1991-12-01
9047033 | 1 | 1998-07-01 | Removed From Ground | Empty | 1000 | Not Marked/Unknown | Not Marked | Not Marked
9047033 | 2 | 1998-07-01 | Removed From Ground | Empty | 3000 | Not Marked/Unknown | Not Marked | Not Marked
9047033 | 3 | 1998-07-01 | Removed From Ground | Empty | 3000 | Not Marked/Unknown | Not Marked | Not Marked
9047033 | 4 | 1998-07-01 | Removed From Ground | Diesel | 4000 | Bare Steel | Galvanized Steel | Not Marked
9047034 | 1 | 1993-01-01 | Removed From Ground | Gas | 1000 | Not Marked/Unknown | Not Marked | Not Marked
9047034 | 2 | 1993-01-01 | Removed From Ground | Diesel | 1000 | Not Marked/Unknown | Not Marked | Not Marked
9047035 | 1 | 1990-10-03 | Removed From Ground | Used Oil | 400 | Bare Steel | Galvanized Steel | Not Marked | Y |  | Y
9047037 | 1 | 1999-12-01 | Removed From Ground | Other | 8000 | Bare Steel | Galvanized Steel | Suction: No Valve At The Tank
9047037 | 2 | 1999-12-01 | Removed From Ground | Other | 8000 | Bare Steel | Galvanized Steel | Suction: No Valve At The Tank
9047037 | 3 | 1999-12-01 | Removed From Ground | Other | 8000 | Bare Steel | Galvanized Steel | Suction: No Valve At The Tank
9047037 | 4 | 1999-12-01 | Removed From Ground | Other | 8000 | Bare Steel | Galvanized Steel | Suction: No Valve At The Tank
9047038 | 1 | 1992-10-01 | Removed From Ground | Gas | 10000 | Cathodically Protected Steel | Galvanized Steel | Not Marked
9047039 | 1 |  | Removed From Ground Date Unknown | Diesel | 12000 | Cathodically Protected Steel | Bare Steel | Pressure |  | 1989-06-01 |  | 1989-06-01
9047039 | 2 | 1997-04-02 | Currently In Use | Diesel | 12000 | Fiberglass | Fiberglass Reinforced Plastic | Pressure |  | 1997-04-02 |  | 1997-04-02
9047040 | 1 | 1990-12-03 | Removed From Ground | Diesel | 2000 | Bare Steel | Galvanized Steel | Not Marked
9047040 | 2 |  | Removed From Ground Date Unknown | Gas | 400 | Bare Steel | Bare Steel | Not Marked
9047041 | 1 | 1995-02-27 | Removed From Ground | Gas | 1000 | Bare Steel | Unknown | Not Marked
9047041 | 2 | 1995-02-28 | Removed From Ground | Diesel | 8000 | Bare Steel | Unknown | Not Marked
9047043 | 1 | 1988-08-31 | Currently In Use | Gas | 6000 | STIP-3 | Fiberglass Reinforced Plastic | Pressure |  | 1988-10-08 |  | 1988-10-08
9047043 | 2 | 1988-08-31 | Temporarily Out Of Use | Gas |  | STIP-3 | Fiberglass Reinforced Plastic | Pressure |  | 1988-10-08 12:00 |  | 1988-10-08 12:00
9047043 | 3 | 1988-08-31 | Currently In Use | Gas | 8000 | STIP-3 | Fiberglass Reinforced Plastic | Pressure |  | 1988-10-08 |  | 1988-10-08
9047045 | 1 | 1996-04-18 | Removed From Ground | Diesel | 8000 | Bare Steel | Galvanized Steel | Pressure
9047045 | 2 | 1996-04-18 | Removed From Ground | Diesel | 6000 | Bare Steel | Galvanized Steel | Pressure
9047045 | 3 | 1996-04-18 | Removed From Ground | Gas | 4000 | Bare Steel | Galvanized Steel | Pressure
9047046 | 1 | 2015-08-24 | Removed From Ground | Gas | 6000 | STIP-3 | Fiberglass Reinforced Plastic | Pressure |  | 1994-08-31 |  | 1994-08-31
9047046 | 2 | 2015-08-24 | Removed From Ground | Gas | 6000 | STIP-3 | Fiberglass Reinforced Plastic | Pressure |  | 1994-08-31 |  | 1994-08-31
9047046 | 3 | 2015-08-24 | Removed From Ground | Gas | 8000 | STIP-3 | Fiberglass Reinforced Plastic | Pressure |  | 1994-08-31 |  | 1994-08-31
9047047 | 1 | 1991-09-01 | Removed From Ground | Gas | 1000 | Bare Steel | Bare Steel | Suction: Valve At The Tank
9047048 | 1 | 1992-05-04 | Removed From Ground | Used Oil | 500 | Marked Unknown | Galvanized Steel | Not Marked | Y |  | Y
9047049 | 1 | 2011-11-30 | Removed From Ground | Gas | 550 | STIP-3 | Fiberglass Reinforced Plastic | Suction: No Valve At The Tank |  | 1992-04-08 |  | 1992-04-08
9047049 | 2 | 2011-11-30 | Removed From Ground | Diesel | 550 | STIP-3 | Fiberglass Reinforced Plastic | Suction: No Valve At The Tank |  | 1992-04-08 |  | 1992-04-08
9047049 | 3 | 1992-03-31 | Removed From Ground | Other | 1 | Not Marked/Unknown | Not Marked | Not Marked
9047049 | 4 | 1992-03-31 | Removed From Ground | Other | 1 | Not Marked/Unknown | Not Marked | Not Marked
9047050 | 1 | 1992-03-19 | Removed From Ground | Gas | 500 | Bare Steel | Unknown | Gravity Fed
9047050 | 2 | 1992-03-19 | Removed From Ground | Diesel | 500 | Bare Steel | Unknown | Gravity Fed
9047051 | 1 | 1991-11-01 | Removed From Ground | Empty | 4000 | Bare Steel | Bare Steel | Not Marked
9047051 | 2 | 1991-11-01 | Removed From Ground | Empty | 1000 | Bare Steel | Bare Steel | Not Marked
9047051 | 3 | 1995-12-01 | Removed From Ground | Gas | 2000 | Cathodically Protected Steel | Cathodically Protected | Suction: Valve At The Tank |  | 1991-11-01 |  | 1991-11-01
9047051 | 4 | 2011-06-28 | Removed From Ground | Gas | 2000 | Composite Double Walled | Double Walled Flex | Suction: No Valve At The Tank |  | 1995-12-01 |  | 1995-12-01
9047051 | 5 | 2011-07-12 | Currently In Use | Gas | 4000 | Composite Double Walled | Double Walled Flex | Suction: Valve At The Tank | N | 2011-07-12 | N | 2011-07-12
9047052 | 1 | 1993-08-01 | Removed From Ground | Gas | 1000 | Bare Steel | Galvanized Steel | Not Marked
9047052 | 2 | 1993-08-01 | Removed From Ground | Gas | 1000 | Bare Steel | Galvanized Steel | Not Marked
9047052 | 3 | 1993-08-01 | Removed From Ground | Gas | 1000 | Bare Steel | Galvanized Steel | Not Marked
9047053 | 1 | 2000-07-26 | Removed From Ground | Gas | 8068 | Bare Steel | Galvanized Steel | Suction: Valve At The Tank
9047053 | 2 | 2000-07-26 | Removed From Ground | Gas | 8068 | Bare Steel | Galvanized Steel | Suction: Valve At The Tank
9047053 | 3A | 2000-08-01 | Currently In Use | Gas | 12000 | Double Walled | Fiberglass Reinforced Plastic | Pressure |  | 2001-08-01 |  | 2001-08-01
9047053 | 3B | 2001-08-01 | Currently In Use | Gas | 8000 | Double Walled | Fiberglass Reinforced Plastic | Pressure | N | 2001-08-01 | N | 2001-08-01
9047054 | 1 | 1992-08-17 | Removed From Ground | Gas | 4000 | Bare Steel | Galvanized Steel | Not Marked
9047054 | 2 | 1992-08-17 | Removed From Ground | Gas | 4000 | Bare Steel | Galvanized Steel | Not Marked
9047054 | 3 | 1992-08-17 | Removed From Ground | Diesel | 4000 | Bare Steel | Galvanized Steel | Not Marked
9047055 | 1 | 1992-03-01 | Removed From Ground | Other | 15000 | Bare Steel | Bare Steel | Not Marked
9047056 | 1 | 1992-03-13 | Removed From Ground | Other | 25000 | Bare Steel | Bare Steel | Not Marked
9047057 | 1 | 2002-11-12 | Permanently Out Of Use | Gas | 10000 | Steel-Impressed Current | Fiberglass Reinforced Plastic | Pressure |  | 1998-07-28 |  | 1998-07-28
9047057 | 2 | 2002-11-12 | Permanently Out Of Use | Diesel | 10000 | Steel-Impressed Current | Fiberglass Reinforced Plastic | Pressure |  | 1998-07-28 |  | 1998-07-28
9047057 | 3 | 2002-11-12 | Permanently Out Of Use | Diesel | 8000 | Steel-Impressed Current | Fiberglass Reinforced Plastic | Pressure |  | 1998-07-28 |  | 1998-07-28
9047057 | 4 | 2002-11-12 | Permanently Out Of Use | Diesel | 8000 | Steel-Impressed Current | Fiberglass Reinforced Plastic | Pressure |  | 1998-07-28 |  | 1998-07-28
9047060 | 2 | 1994-03-14 | Removed From Ground | Diesel | 1000 | Not Marked/Unknown | Not Marked | Not Marked
9047060 | 2 |  | Currently In Use | Diesel | 1000 | Not Marked/Unknown | Not Marked | Not Marked
9047060 | 3 | 1994-03-14 | Removed From Ground | Diesel | 500 | Not Marked/Unknown | Not Marked | Not Marked
9047060 | 3 |  | Currently In Use | Diesel | 500 | Not Marked/Unknown | Not Marked | Not Marked
9047060 | 4 | 1994-03-14 | Removed From Ground | Gas | 1000 | Not Marked/Unknown | Not Marked | Not Marked
9047060 | 4 |  | Currently In Use | Gas | 1000 | Not Marked/Unknown | Not Marked | Not Marked
9047060 | 5A | 1994-04-01 | Currently In Use | Gas | 3000 | Cathodically Protected Steel | Fiberglass Reinforced Plastic | Suction: No Valve At The Tank | N | 1994-04-01 | N | 1994-04-01
9047060 | 5B | 1994-04-01 | Currently In Use | Diesel | 3000 | Cathodically Protected Steel | Fiberglass Reinforced Plastic | Suction: No Valve At The Tank | N | 1994-04-01 | N | 1994-04-01
9047060 | RU-1 | 1994-03-14 | Removed From Ground | Gas | 8000 | Not Marked/Unknown | Galvanized Steel | Suction: No Valve At The Tank
9047060 | RU-1 |  | Currently In Use | Gas | 8000 | Not Marked/Unknown | Galvanized Steel | Suction: No Valve At The Tank
9047061 | 1 | 1993-08-03 | Removed From Ground | Diesel | 250 | Bare Steel | Bare Steel | Suction: No Valve At The Tank
9047061 | 2 | 1993-08-03 | Removed From Ground | Used Oil | 250 | Bare Steel | Bare Steel | Gravity Fed | Y |  | Y
9047062 | 101 | 1993-07-16 | Removed From Ground | Gas | 1000 | Bare Steel | Galvanized Steel | Suction: No Valve At The Tank
9047062 | 102 | 1993-07-16 | Removed From Ground | Gas | 1000 | Bare Steel | Galvanized Steel | Suction: No Valve At The Tank
9047063 | 101 | 1993-07-16 | Removed From Ground | Gas | 4000 | Bare Steel | Bare Steel | Suction: No Valve At The Tank
9047063 | 102 | 1993-07-16 | Removed From Ground | Gas | 4000 | Not Marked/Unknown | Not Marked | Suction: No Valve At The Tank
9047063 | 103 | 1993-07-16 | Removed From Ground | Kerosene | 4000 | Not Marked/Unknown | Not Marked | Suction: No Valve At The Tank
9047067 | 1 | 1993-01-01 | Removed From Ground | Diesel | 4000 | Bare Steel | Galvanized Steel | Not Marked
9047067 | 2 | 1993-01-01 | Removed From Ground | Gas | 4000 | Bare Steel | Galvanized Steel | Not Marked
9047067 | 3 | 1993-01-01 | Removed From Ground | Diesel | 4000 | Bare Steel | Galvanized Steel | Not Marked
9047068 | 1 | 1993-08-23 | Removed From Ground | Gas | 2000 | Bare Steel | Bare Steel | Suction: Valve At The Tank
9047068 | 2 | 1993-08-23 | Removed From Ground | Gas | 1000 | Bare Steel | Bare Steel | Suction: Valve At The Tank
9047068 | 3 | 1993-08-23 | Removed From Ground | Gas | 1000 | Bare Steel | Bare Steel | Suction: Valve At The Tank
9047069 | 1 |  | Removed From Ground Date Unknown | Diesel | 10000 | Bare Steel | Bare Steel | Suction: No Valve At The Tank
9047069 | 2 |  | Removed From Ground Date Unknown | Diesel | 10000 | Bare Steel | Bare Steel | Suction: No Valve At The Tank
9047070 | 1 | 1993-08-06 | Removed From Ground | Gas | 500 | Not Marked/Unknown | Not Marked | Not Marked
9047074 | 101 | 1992-07-01 | Removed From Ground | Gas | 5000 | Not Marked/Unknown | Not Marked | Not Marked
9047074 | 102 | 1992-07-01 | Removed From Ground | Gas | 3000 | Not Marked/Unknown | Not Marked | Not Marked
9047074 | 103 | 1992-07-01 | Removed From Ground | Gas | 2000 | Not Marked/Unknown | Not Marked | Not Marked
9047075 | 1 |  | Removed From Ground Date Unknown | Other | 25000 | Marked Unknown | Unknown | Not Marked
9047075 | 2 |  | Removed From Ground Date Unknown | Other | 25000 | Marked Unknown | Unknown | Not Marked
9047075 | 3 |  | Removed From Ground Date Unknown | Other | 25000 | Marked Unknown | Unknown | Not Marked
9047075 | 4 |  | Removed From Ground Date Unknown | Other | 25000 | Marked Unknown | Unknown | Not Marked
9047075 | 5 |  | Removed From Ground Date Unknown | Other | 25000 | Marked Unknown | Unknown | Not Marked
9047075 | 6 |  | Removed From Ground Date Unknown | Other | 25000 | Marked Unknown | Unknown | Not Marked
9047075 | 7 |  | Removed From Ground Date Unknown | Other | 25000 | Marked Unknown | Unknown | Not Marked
9047075 | 8 |  | Removed From Ground Date Unknown | Other | 25000 | Marked Unknown | Unknown | Not Marked
9047076 | 1 | 1990-11-05 | Removed From Ground | Gas | 12000 | Bare Steel | Unknown | Pressure
9047078 | 1 | 1993-10-01 | Removed From Ground | Heating Oil | 1000 | Not Marked/Unknown | Not Marked | Not Marked
9047079 | 1 | 1994-01-05 | Removed From Ground | Gas | 1000 | Bare Steel | Galvanized Steel | Suction: No Valve At The Tank
9047080 | 1 | 1993-12-15 | Removed From Ground | Gas | 2000 | Bare Steel | Galvanized Steel | Suction: Valve At The Tank
9047080 | 2 | 1993-12-15 | Removed From Ground | Diesel | 2000 | Bare Steel | Galvanized Steel | Suction: Valve At The Tank
9047081 | 1 | 1994-07-27 | Removed From Ground | Diesel | 10000 | Bare Steel | Galvanized Steel | Suction: Valve At The Tank
9047082 | 1 | 1993-07-16 | Removed From Ground | Gas | 250 | Bare Steel | Not Marked | Not Marked
9047083 | 1 | 1995-07-01 | Removed From Ground | Gas | 10000 | Not Marked/Unknown | Not Marked | Not Marked
9047084 | 1 | 1996-11-13 | Removed From Ground | Diesel | 10000 | Cathodically Protected Steel | Fiberglass Reinforced Plastic | Pressure |  | 1990-08-01
9047084 | 2 | 1996-11-13 | Removed From Ground | Gas | 10000 | Cathodically Protected Steel | Fiberglass Reinforced Plastic | Pressure |  | 1990-08-01
9047086 | 1 | 1991-03-01 | Removed From Ground | Heating Oil | 5000 | Not Marked/Unknown | Not Marked | Not Marked
9047087 | 1 |  | Removed From Ground Date Unknown | Gas | 3000 | Not Marked/Unknown | Not Marked | Not Marked
9047087 | 2 |  | Removed From Ground Date Unknown | Gas | 2000 | Not Marked/Unknown | Not Marked | Not Marked
9047088 | 1 | 1986-10-21 | Currently In Use | Gas | 8200 | Steel-Impressed Current | Impressed Current | Pressure |  | 1996-06-26 |  | 1996-06-26
9047088 | 2 | 1986-10-21 | Currently In Use | Gas | 8200 | Steel-Impressed Current | Impressed Current | Pressure |  | 1996-06-26 |  | 1996-06-26
9047088 | 3 | 1986-10-21 | Currently In Use | Gas | 8200 | Steel-Impressed Current | Impressed Current | Pressure |  | 1996-06-26 |  | 1996-06-26
9047088 | 4 | 1986-10-21 | Currently In Use | Diesel | 4000 | Steel-Impressed Current | Impressed Current | Pressure |  | 1996-06-26 |  | 1996-06-26
9047090 | 1 |  | Removed From Ground Date Unknown | Gas | 4000 | Not Marked/Unknown | Not Marked | Not Marked
9047090 | 2 |  | Removed From Ground Date Unknown | Gas | 6000 | Not Marked/Unknown | Not Marked | Not Marked
9047092 | 0001 | 1997-12-16 | Removed From Ground | Diesel | 8000 | Marked Unknown | Unknown | Suction: No Valve At The Tank
9047092 | 0002 | 1997-12-16 | Removed From Ground | Diesel | 10000 | Marked Unknown | Unknown | Suction: No Valve At The Tank
9047092 | 0003 | 1997-12-16 | Removed From Ground | Diesel | 15000 | Marked Unknown | Unknown | Suction: No Valve At The Tank
9047095 | 1 | 1994-06-08 | Removed From Ground | Gas | 5600 | Bare Steel | Unknown | Not Marked
9047095 | 2 | 1994-06-08 | Removed From Ground | Gas | 11700 | Bare Steel | Unknown | Not Marked
9047095 | 3 | 1994-06-08 | Removed From Ground | Used Oil | 550 | Marked Unknown | Unknown | Not Marked | Y |  | Y
9047095 | 4 | 1994-06-08 | Removed From Ground | Gas | 1100 | Marked Unknown | Unknown | Not Marked
9047096 | 1 | 1994-11-01 | Removed From Ground Date Unknown | Diesel | 10000 | Not Marked/Unknown | Not Marked | Not Marked
9047096 | 2 | 2004-05-11 | Removed From Ground | Not Marked/Tank Removed | 500 | Bare Steel | Unknown | Not Marked | N |  | N
9047097 | 1 | 2010-10-22 | Temporarily Out Of Use | Gas | 6000 | Steel-Impressed Current | Impressed Current | Pressure |  | 1994-03-20 12:00 |  | 1994-03-20 12:00
9047097 | 2 | 2017-01-23 | Temporarily Out Of Use | Diesel | 6000 | Steel-Impressed Current | Impressed Current | Pressure |  | 1994-03-20 12:00 |  | 1994-03-20 12:00
9047097 | 3 | 2010-10-22 | Temporarily Out Of Use | Gas | 10000 | Steel-Impressed Current | Impressed Current | Pressure |  | 1994-03-20 12:00 |  | 1994-03-20 12:00
9047098 | 1 | 2007-08-01 | Removed From Ground | Gas | 10000 | Steel-Impressed Current | Double Walled | Pressure |  | 1998-08-18 |  | 1998-08-18
9047098 | 2 | 2007-08-01 | Removed From Ground | Gas | 10000 | Steel-Impressed Current | Double Walled | Pressure |  | 1998-08-18 |  | 1998-08-18
9047098 | 3 | 1994-02-15 | Currently In Use | Diesel | 8000 | Composite | Fiberglass Reinforced Plastic | Pressure |  | 1995-11-01 |  | 1995-11-01
9047098 | 4 | 2007-08-01 | Currently In Use | Gas | 10000 | EPOXY/DOUBLE WALLED | Fiberglass Reinforced Plastic | Pressure | N | 2007-08-01 | N | 2007-08-01
9047098 | 5 | 2007-08-01 | Currently In Use | Gas | 6000 | EPOXY/DOUBLE WALLED | Fiberglass Reinforced Plastic | Pressure | N | 2007-08-01 | N | 2007-08-01
9047099 | 1 | 1994-11-27 | Removed From Ground | Other | 2000 | Bare Steel | Not Marked | Not Marked
9047099 | 2 | 1994-11-27 | Removed From Ground | Other | 2000 | Bare Steel | Not Marked | Not Marked
9047100 | 1 | 1995-01-04 | Removed From Ground | Gas | 4000 | Bare Steel | Galvanized Steel | Not Marked
9047100 | 2 | 1995-01-04 | Removed From Ground | Gas | 4000 | Bare Steel | Galvanized Steel | Not Marked
9047100 | 3 | 1995-01-04 | Removed From Ground | Gas | 4000 | Bare Steel | Galvanized Steel | Not Marked
9047100 | 4 | 1995-01-04 | Removed From Ground | Gas | 4000 | Bare Steel | Galvanized Steel | Not Marked
9047101 | 1 | 1994-12-28 | Removed From Ground | Other |  | Not Marked/Unknown | Not Marked | Not Marked
9047101 | 2 | 1994-12-28 | Removed From Ground | Other |  | Not Marked/Unknown | Not Marked | Not Marked
9047102 | 1 | 1995-01-10 | Removed From Ground | Gas | 4000 | Marked Unknown | Unknown | Not Marked
9047102 | 2 | 1995-01-01 | Removed From Ground | Gas | 4000 | Marked Unknown | Unknown | Not Marked
9047102 | 3 | 1995-01-01 | Removed From Ground | Gas | 4000 | Marked Unknown | Unknown | Not Marked
9047102 | 4 | 1995-01-03 | Removed From Ground | Gas | 4000 | Marked Unknown | Unknown | Not Marked
9047103 | 1 | 1974-01-01 | Currently In Use | Gas | 10000 | Steel-Impressed Current | Impressed Current | Pressure |  | 1996-11-25 |  | 1995-08-01
9047103 | 2 | 1974-01-01 | Currently In Use | Gas | 10000 | Steel-Impressed Current | Impressed Current | Suction: No Valve At The Tank |  | 1996-11-25 |  | 1995-08-01
9047103 | 3 | 1974-01-01 | Currently In Use | Gas | 4000 | Steel-Impressed Current | Impressed Current | Suction: No Valve At The Tank |  | 1996-11-25 |  | 1995-08-01
9047104 | 1 | 1995-01-17 | Removed From Ground | Used Oil | 300 | Bare Steel | Bare Steel | Gravity Fed | Y |  | Y
9047104 | 2 | 1995-01-01 | Removed From Ground | Used Oil | 550 | Marked Unknown | Unknown | Gravity Fed | Y |  | Y
9047104 | 3 | 2008-04-18 | Removed From Ground | Gas | 6000 | Unknown | Unknown |  | N |  | N
9047104 | 3 |  | Currently In Use | Gas | 6000 | Unknown | Unknown |  | N |  | N
9047104 | 4 | 2008-04-18 | Removed From Ground | Gas | 6000 | Unknown | Unknown |  | N |  | N
9047104 | 4 |  | Currently In Use | Gas | 6000 | Unknown | Unknown |  | N |  | N
9047105 | 1 | 1995-02-10 | Removed From Ground | Diesel | 20000 | Not Marked/Unknown | Unknown | Not Marked
9047105 | 2 | 1995-01-01 | Currently In Use | Diesel | 20000 | Composite | Fiberglass Reinforced Plastic | Pressure |  | 1995-01-01 |  | 1995-01-01
9047106 | 1 | 1994-11-08 | Currently In Use | Gas | 10000 | Fiberglass Double Walled | Double Walled Flex | Pressure |  | 1994-11-11 |  | 1994-11-11
9047106 | 2 | 1994-11-08 | Currently In Use | Gas | 6000 | Fiberglass Double Walled | Double Walled Flex | Pressure |  | 1994-11-11 |  | 1994-11-11
9047106 | 3 | 1994-11-08 | Currently In Use | Gas | 6000 | Fiberglass Double Walled | Double Walled Flex | Pressure |  | 1994-11-11 |  | 1994-11-11
9047107 | 1 | 1991-11-21 | Removed From Ground | Other | 10000 | Not Marked/Unknown | Not Marked | Not Marked
9047108 | HS-2 | 1994-07-28 | Removed From Ground | Other | 7200 | Concrete | Bare Steel | Gravity Fed
9047109 | HS-1 | 1994-07-28 | Removed From Ground | Other | 5400 | Concrete | Bare Steel | Gravity Fed
9047110 | CS-1 | 1994-07-28 | Removed From Ground | Other | 5400 | Concrete | Bare Steel | Gravity Fed
9047111 | CS-2 | 1994-07-28 | Removed From Ground | Other | 5400 | Concrete | Bare Steel | Gravity Fed
9047112 | CS-3 | 1994-07-28 | Removed From Ground | Other | 7200 | Concrete | Bare Steel | Gravity Fed
9047113 | ET1 | 1993-10-22 | Removed From Ground | Other | 50000 | Bare Steel | Unknown | Not Marked
9047113 | ET2 | 1993-10-22 | Removed From Ground | Other | 50000 | Bare Steel | Unknown | Not Marked
9047113 | ET3 | 1993-10-22 | Removed From Ground | Other | 50000 | Bare Steel | Unknown | Not Marked
9047113 | ET4 | 1993-10-22 | Removed From Ground | Other | 50000 | Bare Steel | Unknown | Not Marked
9047113 | ET5 | 1993-10-22 | Removed From Ground | Other | 1600 | Bare Steel | Unknown | Not Marked
9047114 | HT-4 | 1993-10-22 | Removed From Ground | Other | 560 | Bare Steel | Not Marked | Not Marked
9047115 | CT-4 | 1993-10-22 | Removed From Ground | Other | 1500 | Bare Steel | Not Marked | Not Marked
9047116 | CT-5 | 1993-10-22 | Removed From Ground | Other | 1500 | Bare Steel | Not Marked | Not Marked
9047119 | HT-5 | 1993-10-22 | Removed From Ground | Other | 1000 | Bare Steel | Not Marked | Not Marked
9047120 | HT-6 | 1993-10-22 | Removed From Ground | Other | 560 | Bare Steel | Not Marked | Not Marked
9047121 | 1 |  | Removed From Ground Date Unknown | Other |  | Not Marked/Unknown | Unknown | Not Marked
9047122 | 1 |  | Removed From Ground Date Unknown | Other |  | Not Marked/Unknown | Unknown | Not Marked
9047123 | FT-1 | 1993-10-22 | Removed From Ground | Other | 50000 | Bare Steel | Not Marked | Not Marked
9047123 | FT-2 | 1993-10-22 | Removed From Ground | Other | 50000 | Bare Steel | Not Marked | Not Marked
9047123 | FT-3 | 1993-10-22 | Removed From Ground | Other | 50000 | Bare Steel | Not Marked | Not Marked
9047123 | FT-4 | 1993-10-22 | Removed From Ground | Other | 50000 | Bare Steel | Not Marked | Not Marked
9047123 | FT-5 | 1993-10-22 | Removed From Ground | Other | 50000 | Bare Steel | Not Marked | Not Marked
9047123 | FT-6 | 1993-10-22 | Removed From Ground | Other | 50000 | Bare Steel | Not Marked | Not Marked
9047123 | FT-7 | 1993-10-22 | Removed From Ground | Other | 1600 | Bare Steel | Not Marked | Not Marked
9047126 | HT-11 | 1993-10-22 | Removed From Ground | Other | 1000 | Bare Steel | Bare Steel | Suction: No Valve At The Tank
9047128 | HT-9 | 1993-10-22 | Removed From Ground | Other | 1000 | Bare Steel | Bare Steel | Suction: No Valve At The Tank
9047129 | ET-6 | 1993-10-22 | Removed From Ground | Other | 560 | Bare Steel | Bare Steel | Suction: No Valve At The Tank
9047130 | HT-3 | 1993-10-22 | Removed From Ground | Other | 1500 | Bare Steel | Bare Steel | Suction: No Valve At The Tank
9047131 | HT-2 | 1993-10-22 | Removed From Ground | Other | 1000 | Bare Steel | Bare Steel | Suction: No Valve At The Tank
9047132 | JT-1 | 1993-10-22 | Removed From Ground | Other | 25000 | Bare Steel | Bare Steel | Suction: No Valve At The Tank
9047134 | HT-1 | 1993-10-22 | Removed From Ground | Other | 1500 | Bare Steel | Not Marked | Not Marked
9047135 | HT-7 | 1993-10-22 | Removed From Ground | Other | 1000 | Bare Steel | Bare Steel | Suction: No Valve At The Tank
9047136 | HT-10 | 1993-10-22 | Removed From Ground | Other | 560 | Bare Steel | Not Marked | Not Marked
9047139 | HT-8 | 1993-10-22 | Removed From Ground | Other | 560 | Bare Steel | Not Marked | Not Marked
9047140 | HT-12 | 1993-10-22 | Removed From Ground | Other | 560 | Bare Steel | Not Marked | Not Marked
9047141 | CT-2 | 1993-10-22 | Removed From Ground | Other | 6000 | Bare Steel | Not Marked | Not Marked
9047143 | 1 |  | Removed From Ground Date Unknown | Other |  | Not Marked/Unknown | Not Marked | Not Marked
9047144 | 1 |  | Removed From Ground Date Unknown | Other |  | Not Marked/Unknown | Not Marked | Not Marked
9047145 | BT-1 | 1993-10-22 | Removed From Ground | Other | 25000 | Bare Steel | Not Marked | Not Marked
9047145 | BT-10 | 1993-10-22 | Removed From Ground | Other | 1000 | Bare Steel | Not Marked | Not Marked
9047145 | BT-11 | 1993-10-22 | Removed From Ground | Other | 1000 | Bare Steel | Not Marked | Not Marked
9047145 | BT-12 | 1993-10-22 | Removed From Ground | Other | 12000 | Bare Steel | Not Marked | Not Marked
9047145 | BT-13 | 1993-10-22 | Removed From Ground | Other | 12000 | Bare Steel | Not Marked | Not Marked
9047145 | BT-14 | 1993-10-22 | Removed From Ground | Other | 12000 | Bare Steel | Not Marked | Not Marked
9047145 | BT-15 | 1993-10-22 | Removed From Ground | Other | 12000 | Bare Steel | Not Marked | Not Marked
9047145 | BT-16 | 1993-10-22 | Removed From Ground | Other | 1015 | Bare Steel | Bare Steel | Suction: No Valve At The Tank
9047145 | BT-17 | 1993-10-22 | Removed From Ground | Other | 1000 | Bare Steel | Bare Steel | Suction: No Valve At The Tank
9047145 | BT-18 | 1993-10-22 | Removed From Ground | Other | 1000 | Bare Steel | Not Marked | Not Marked
9047145 | BT-19 | 1994-07-28 | Removed From Ground | Other | 1000 | Bare Steel | Bare Steel | Suction: No Valve At The Tank
9047145 | BT-2 | 1993-10-22 | Removed From Ground | Other | 25000 | Bare Steel | Not Marked | Not Marked
9047145 | BT-3 | 1993-10-22 | Removed From Ground | Other | 25000 | Bare Steel | Not Marked | Not Marked
9047145 | BT-4 | 1993-10-22 | Removed From Ground | Other | 25000 | Bare Steel | Not Marked | Not Marked
9047145 | BT-5 | 1993-10-22 | Removed From Ground | Other | 25000 | Bare Steel | Not Marked | Not Marked
9047145 | BT-6 | 1993-10-22 | Removed From Ground | Other | 25000 | Bare Steel | Not Marked | Not Marked
9047145 | BT-7 | 1993-10-22 | Removed From Ground | Other | 25000 | Bare Steel | Not Marked | Not Marked
9047145 | BT-8 | 1993-10-22 | Removed From Ground | Other | 25000 | Bare Steel | Not Marked | Not Marked
9047145 | BT-9 | 1993-10-22 | Removed From Ground | Other | 1000 | Bare Steel | Bare Steel | Suction: No Valve At The Tank
9047146 | IT-1 | 1993-10-22 | Removed From Ground | Other | 25000 | Bare Steel | Not Marked | Not Marked
9047146 | IT-10 | 1993-10-22 | Removed From Ground | Other | 25000 | Bare Steel | Not Marked | Not Marked
9047146 | IT-11 | 1993-10-22 | Removed From Ground | Other | 25000 | Bare Steel | Not Marked | Not Marked
9047146 | IT-12 | 1993-10-22 | Removed From Ground | Other | 25000 | Bare Steel | Not Marked | Not Marked
9047146 | IT-13 | 1993-10-22 | Removed From Ground | Other | 25000 | Bare Steel | Not Marked | Not Marked
9047146 | IT-14 | 1993-10-22 | Removed From Ground | Other | 25000 | Bare Steel | Not Marked | Not Marked
9047146 | IT-15 | 1993-10-22 | Removed From Ground | Other | 25000 | Bare Steel | Not Marked | Not Marked
9047146 | IT-16 | 1993-10-22 | Removed From Ground | Other | 25000 | Bare Steel | Not Marked | Not Marked
9047146 | IT-2 | 1993-10-22 | Removed From Ground | Other | 25000 | Bare Steel | Not Marked | Not Marked
9047146 | IT-3 | 1993-10-22 | Removed From Ground | Other | 25000 | Bare Steel | Not Marked | Not Marked
9047146 | IT-4 | 1993-10-22 | Removed From Ground | Other | 25000 | Bare Steel | Not Marked | Not Marked
9047146 | IT-5 | 1993-10-22 | Removed From Ground | Other | 25000 | Bare Steel | Not Marked | Not Marked
9047146 | IT-6 | 1993-10-22 | Removed From Ground | Other | 25000 | Bare Steel | Not Marked | Not Marked
9047146 | IT-7 | 1993-10-22 | Removed From Ground | Other | 25000 | Bare Steel | Not Marked | Not Marked
9047146 | IT-8 | 1993-10-22 | Removed From Ground | Other | 25000 | Bare Steel | Not Marked | Not Marked
9047146 | IT-9 | 1993-10-22 | Removed From Ground | Other | 25000 | Bare Steel | Not Marked | Not Marked
9047147 | 1 | 1996-01-12 | Removed From Ground | Diesel | 1 | Bare Steel | Bare Steel | Suction: No Valve At The Tank
9047148 | 1 | 1995-09-18 | Removed From Ground | Gas | 8000 | Marked Unknown | Unknown | Not Marked
9047148 | 2 | 1995-09-18 | Removed From Ground | Gas | 4000 | Marked Unknown | Unknown | Not Marked
9047148 | 3 | 1995-09-18 | Removed From Ground | Gas | 4000 | Marked Unknown | Unknown | Not Marked
9047148 | 4 | 1995-07-12 | Currently In Use | Gas | 12000 | Epoxy | Double Walled Flex | Pressure |  | 1995-08-01 |  | 1995-08-01
9047148 | 5 | 2009-07-01 | Temporarily Out Of Use | Gas | 8000 | Epoxy | Double Walled Flex | Pressure |  | 1995-08-01 |  | 1995-08-01
9047149 | 1 | 1999-12-15 | Removed From Ground | Gas | 4000 | Bare Steel | Bare Steel | Pressure
9047149 | 2 | 1999-12-15 | Removed From Ground | Gas | 3000 | Bare Steel | Bare Steel | Pressure
9047149 | 3 | 1999-12-15 | Removed From Ground | Gas | 2000 | Bare Steel | Bare Steel | Pressure
9047149 | 4 | 1998-10-04 | Currently In Use | Gas | 8000 | Composite | Fiberglass Reinforced Plastic | Pressure |  | 1998-10-04 |  | 1998-10-04
9047149 | 5 | 1998-10-04 | Currently In Use | Gas | 4000 | Composite | Fiberglass Reinforced Plastic | Pressure |  | 1998-10-04 |  | 1998-10-04
9047149 | 6 | 1998-10-04 | Currently In Use | Diesel | 3000 | Composite | Fiberglass Reinforced Plastic | Pressure |  | 1998-10-04 |  | 1998-10-04
9047150 | 1 | 2012-04-10 | Removed From Ground | Gas | 3000 | Steel-Impressed Current | Cathodically Protected | Pressure |  | 1998-08-01 |  | 1998-08-01
9047150 | 2 | 2012-04-10 | Removed From Ground | Gas | 3000 | Steel-Impressed Current | Cathodically Protected | Pressure |  | 1998-08-01 |  | 1998-08-01
9047150 | 3 | 2012-04-10 | Removed From Ground | Gas | 3000 | Steel-Impressed Current | Cathodically Protected | Pressure |  | 1998-08-01 |  | 1998-08-01
9047150 | 4 | 2012-04-10 | Removed From Ground | Diesel | 3000 | Steel-Impressed Current | Cathodically Protected | Pressure |  | 1998-08-01 |  | 1998-08-01
9047150 | 5 | 2012-04-10 | Removed From Ground | Kerosene | 500 | Unknown | Unknown |  | N |  | N
9047150 | 6 | 2012-04-10 | Removed From Ground | Used Oil | 250 | Unknown | Unknown |  | N |  | N
9047151 | 1 |  | Removed From Ground Date Unknown | Gas | 1000 | Marked Unknown | Unknown | Not Marked
9047151 | 2 |  | Removed From Ground Date Unknown | Gas | 500 | Marked Unknown | Unknown | Not Marked
9047152 | 1 | 1991-02-26 | Currently In Use | Gas | 20000 | Composite | Fiberglass/Double Walled | Pressure |  | 1991-02-26 |  | 1991-02-26
9047152 | 2A | 1991-02-26 | Currently In Use | Diesel | 5000 | Composite | Fiberglass/Double Walled | Pressure |  | 1991-02-26 |  | 1991-02-26
9047152 | 2B | 1991-02-26 | Currently In Use | Gas | 6000 | Composite | Fiberglass/Double Walled | Pressure | N | 1991-02-26 | N | 1991-02-26
9047152 | 2C | 1991-02-26 | Currently In Use | Gas | 9000 | Composite | Fiberglass/Double Walled | Pressure | N | 1991-02-26 | N | 1991-02-26
9047153 | 1 | 1974-07-15 | Currently In Use | Gas | 6000 | Cathodically Protected Steel | Cathodically Protected | Pressure |  | 1997-05-01 |  | 1997-05-01
9047153 | 2 | 1974-07-15 | Currently In Use | Gas | 4000 | Cathodically Protected Steel | Cathodically Protected | Pressure |  | 1997-05-01 |  | 1997-05-01
9047153 | 3 | 1974-07-15 | Currently In Use | Gas | 6000 | Cathodically Protected Steel | Cathodically Protected | Pressure |  | 1997-05-01 |  | 1997-05-01
9047155 | 1 | 2011-12-08 | Temporarily Out Of Use | Gas | 4000 | Steel-Impressed Current | Cathodically Protected | Pressure |  | 1998-12-01 |  | 1998-12-01
9047155 | 2 | 2011-12-08 | Temporarily Out Of Use | Gas | 6000 | Steel-Impressed Current | Cathodically Protected | Pressure |  | 1998-12-01 |  | 1998-12-01
9047155 | 3 | 1984-01-01 | Currently In Use | Gas | 6000 | Steel-Impressed Current | Cathodically Protected | Pressure |  | 1998-12-01 |  | 1998-12-01
9047156 | 1 | 2013-02-04 | Temporarily Out Of Use | Gas | 10000 | Fiberglass | Fiberglass Reinforced Plastic | Pressure |  | 1987-10-01 |  | 1987-10-01
9047156 | 2 | 2013-02-04 | Temporarily Out Of Use | Gas | 10000 | Fiberglass | Fiberglass Reinforced Plastic | Pressure |  | 1987-10-01 |  | 1987-10-01
9047156 | 3 | 2013-02-04 | Temporarily Out Of Use | Gas | 10000 | Fiberglass | Fiberglass Reinforced Plastic | Pressure |  | 1987-10-01 |  | 1987-10-01
9047156 | 4 | 2001-11-01 | Removed From Ground | Used Oil |  | Unknown | Unknown |  | N |  | N
9047157 | 1 | 1998-07-07 | Removed From Ground | Gas | 550 | Bare Steel | Galvanized Steel | Not Marked
9047158 | 1 | 1996-05-08 | Removed From Ground | Gas | 1000 | Bare Steel | Galvanized Steel | Suction: Valve At The Tank
9047158 | 2 | 1996-05-08 | Removed From Ground | Diesel | 1000 | Bare Steel | Galvanized Steel | Suction: Valve At The Tank
9047158 | 3 | 1996-05-08 | Removed From Ground | Used Oil | 300 | Unknown | Not Marked | Not Marked | Y |  | Y
9047160 | 1 | 1989-09-20 | Currently In Use | Gas | 10000 | STIP-3 | Fiberglass Reinforced Plastic | Pressure |  | 1989-09-20 |  | 1989-09-20
9047160 | 2 | 1989-09-20 | Currently In Use | Gas | 10000 | STIP-3 | Fiberglass Reinforced Plastic | Pressure |  | 1989-09-20 |  | 1989-09-20
9047160 | 3 | 1989-09-20 | Currently In Use | Gas | 10000 | STIP-3 | Fiberglass Reinforced Plastic | Pressure |  | 1989-09-20 |  | 1989-09-20
9047160 | 4 | 1989-09-20 | Currently In Use | Diesel | 10000 | STIP-3 | Fiberglass Reinforced Plastic | Pressure |  | 1989-09-20 |  | 1989-09-20
9047161 | 1 | 1995-06-01 | Removed From Ground | Gas |  | Not Marked/Unknown | Not Marked | Not Marked
9047163 | 101 | 1995-10-05 | Removed From Ground | Gas | 4000 | Marked Unknown | Unknown | Not Marked
9047163 | 102 | 1995-10-05 | Removed From Ground | Gas | 3000 | Marked Unknown | Unknown | Not Marked
9047163 | 103 | 1995-10-05 | Removed From Ground | Gas | 3000 | Marked Unknown | Unknown | Not Marked
9047163 | 104 | 1995-10-05 | Removed From Ground | Gas | 1000 | Marked Unknown | Unknown | Not Marked
9047163 | 105 | 1995-10-05 | Removed From Ground | Kerosene | 700 | Marked Unknown | Unknown | Not Marked
9047164 | 1 | 2016-06-10 | Removed From Ground | Diesel | 12000 | Composite | Fiberglass Reinforced Plastic | Pressure |  | 1992-05-12 |  | 1992-05-12
9047164 | 2 | 1992-10-01 | Currently In Use | Diesel | 12000 | Composite | Fiberglass Reinforced Plastic | Pressure |  | 1992-05-12 |  | 1992-05-12
9047165 | 1 | 1982-04-30 | Currently In Use | Gas | 10000 | Steel-Impressed Current | Fiberglass Reinforced Plastic | Pressure |  | 1998-11-01 |  | 1998-11-01
9047165 | 2 | 1982-04-30 | Currently In Use | Gas | 10000 | Steel-Impressed Current | Fiberglass Reinforced Plastic | Pressure |  | 1998-11-01 |  | 1998-11-01
9047165 | 3 | 1982-04-30 | Currently In Use | Gas | 10000 | Steel-Impressed Current | Fiberglass Reinforced Plastic | Pressure |  | 1998-11-01 |  | 1998-11-01
9047166 | 1 | 1998-11-01 | Removed From Ground | Gas | 5000 | Not Marked/Unknown | Not Marked | Not Marked
9047166 | 2 | 1998-11-01 | Removed From Ground | Diesel | 10000 | Not Marked/Unknown | Not Marked | Not Marked
9047167 | 1 | 1997-02-01 | Removed From Ground | Gas | 8000 | Not Marked/Unknown | Not Marked | Not Marked
9047167 | 2 | 1997-02-01 | Removed From Ground | Gas | 8000 | Not Marked/Unknown | Not Marked | Not Marked
9047167 | 3 | 1997-02-01 | Removed From Ground | Gas | 8000 | Not Marked/Unknown | Not Marked | Not Marked
9047167 | 4 | 1997-02-11 | Currently In Use | Gas | 8000 | Composite | Double Walled Flex | Pressure |  | 1997-02-16 12:00 | Y | 1997-02-16 12:00
9047167 | 5 | 1997-02-11 | Currently In Use | Gas | 12000 | Composite | Double Walled Flex | Pressure |  | 1997-02-16 12:00 | Y | 1997-02-16 12:00
9047168 | 1 | 2004-11-20 | Removed From Ground | Gas | 2000 | Cathodically Protected Steel | Fiberglass Reinforced Plastic | Pressure |  | 1989-08-08 |  | 1989-08-08
9047169 | 1 | 1995-07-01 | Removed From Ground | Empty |  | Marked Unknown | Unknown | Not Marked
9047171 | 1 | 1996-05-01 | Removed From Ground | Gas | 2000 | Marked Unknown | Unknown | Not Marked
9047171 | 2 | 1996-05-01 | Removed From Ground | Gas | 2000 | Marked Unknown | Unknown | Not Marked
9047171 | 3 | 1998-05-01 | Removed From Ground | Used Oil | 500 | Not Marked/Unknown | Not Marked | Not Marked | Y |  | Y
9047171 | 4 | 1998-05-01 | Removed From Ground | Other | 500 | Marked Unknown | Secondary Containment | Not Marked
9047172 | 1 | 1996-02-27 | Removed From Ground | Heating Oil | 2000 | Marked Unknown | Unknown | Not Marked
9047172 | 2 | 1996-02-27 | Removed From Ground | Heating Oil |  | Not Marked/Unknown | Not Marked | Not Marked
9047173 | 1 | 1995-03-01 | Currently In Use | Gas | 8000 | Steel-Galvanic | Fiberglass Reinforced Plastic | Pressure |  | 1995-03-01 |  | 1995-03-01
9047173 | 2 | 1995-03-01 | Currently In Use | Gas | 8000 | Steel-Galvanic | Fiberglass Reinforced Plastic | Pressure |  | 1995-03-01 |  | 1995-03-01
9047173 | 3 | 1995-03-01 | Currently In Use | Gas | 4000 | Steel-Galvanic | Fiberglass Reinforced Plastic | Pressure |  | 1995-03-01 |  | 1995-03-01
9047179 | 1 | 1996-12-01 | Removed From Ground | Empty | 10000 | Marked Unknown | Unknown | Not Marked
9047179 | 2 | 1996-12-01 | Removed From Ground | Empty | 10000 | Marked Unknown | Unknown | Not Marked
9047179 | 3 | 1998-12-01 | Removed From Ground | Empty | 10000 | Marked Unknown | Unknown | Not Marked
9047179 | 4 | 1996-12-01 | Removed From Ground | Empty | 10000 | Marked Unknown | Unknown | Not Marked
9047179 | 5 | 1998-12-01 | Removed From Ground | Used Oil | 1000 | Marked Unknown | Unknown | Not Marked | Y |  | Y
9047181 | 271108 | 1996-02-28 | Currently In Use | Gas | 10000 | Composite | Double Walled Flex | Pressure |  | 1996-02-28 |  | 1996-02-28
9047181 | 271110 | 1996-02-28 | Currently In Use | Gas | 10000 | Composite | Double Walled Flex | Pressure |  | 1996-02-28 |  | 1996-02-28
9047181 | 271112 | 1996-02-28 | Currently In Use | Diesel | 10000 | Composite | Double Walled Flex | Pressure |  | 1996-02-28 |  | 1996-02-28
9047185 | 1 | 2008-04-09 | Removed From Ground | Gas | 1000 | Marked Unknown | Unknown | Not Marked
9047185 | 2 | 2008-04-09 | Removed From Ground | Gas | 1000 | Marked Unknown | Unknown | Not Marked
9047186 | 1 | 1986-06-01 | Removed From Ground | Other |  | Not Marked/Unknown | Unknown | Not Marked
9047187 | 1 | 1996-09-06 | Removed From Ground | Used Oil | 500 | Not Marked/Unknown | Not Marked | Not Marked | Y |  | Y
9047188 | 1 | 1996-09-13 | Removed From Ground | Empty | 20000 | Not Marked/Unknown | Not Marked | Not Marked
9047188 | 2 | 1996-09-13 | Removed From Ground | Empty | 10000 | Not Marked/Unknown | Not Marked | Not Marked
9047190 | 1 | 1996-09-09 | Currently In Use | Gas | 10000 | Composite | Double Walled Flex | Pressure |  | 1996-09-09 |  | 1996-09-09
9047190 | 2 | 1996-09-09 | Currently In Use | Gas | 10000 | Composite | Double Walled Flex | Pressure |  | 1996-09-09 |  | 1996-09-09
9047190 | 3 | 1996-09-09 | Currently In Use | Diesel | 10000 | Composite | Double Walled Flex | Pressure |  | 1996-09-09 |  | 1996-09-09
9047190 | 4 | 1996-09-09 | Currently In Use | Diesel | 15000 | Composite | Double Walled Flex | Pressure |  | 1996-09-09 |  | 1996-09-09
9047190 | 5 | 1996-09-09 | Currently In Use | Diesel | 15000 | Composite | Double Walled Flex | Pressure |  | 1996-09-09 |  | 1996-09-09
9047190 | 6 | 2007-01-01 | Currently In Use | Diesel | 20000 | Tank Jacket | Fiberglass/Double Walled | Suction: No Valve At The Tank | N | 2007-01-01 | N | 2007-01-01
9047191 | 1 | 1990-01-01 | Currently In Use | Gas | 6000 | Steel-Galvanic | Fiberglass Reinforced Plastic | Pressure |  | 1996-12-01 |  | 1996-12-01
9047191 | 2 | 1990-01-01 | Currently In Use | Gas | 6000 | Steel-Galvanic | Fiberglass Reinforced Plastic | Pressure |  | 1996-12-01 |  | 1996-12-01
9047191 | 3 | 1990-01-01 | Currently In Use | Gas | 6000 | Steel-Galvanic | Fiberglass Reinforced Plastic | Pressure |  | 1996-12-01 |  | 1996-12-01
9047191 | 4 | 1990-01-01 | Currently In Use | Gas | 6000 | Steel-Galvanic | Fiberglass Reinforced Plastic | Pressure |  | 1996-12-01 |  | 1996-12-01
9047192 | 1 | 1997-05-01 | Removed From Ground | Gas | 500 | Not Marked/Unknown | Not Marked | Not Marked
9047193 | 1 |  | Removed From Ground Date Unknown | Gas | 1000 | Bare Steel | Bare Steel | Not Marked
9047194 | 1 | 1997-04-25 | Removed From Ground | Diesel | 3000 | Not Marked/Unknown | Not Marked | Not Marked
9047194 | 2 | 1997-04-25 | Removed From Ground | Gas | 500 | Bare Steel | Bare Steel | Not Marked
9047194 | 3 | 1997-04-25 | Removed From Ground | Gas | 500 | Bare Steel | Bare Steel | Not Marked
9047194 | 4 | 1997-04-25 | Removed From Ground | Gas | 2000 | Bare Steel | Bare Steel | Not Marked
9047194 | 5 | 1997-04-25 | Removed From Ground | Gas | 1000 | Bare Steel | Bare Steel | Not Marked
9047194 | 6 | 1997-04-25 | Removed From Ground | Gas | 250 | Bare Steel | Bare Steel | Not Marked
9047195 | 001 |  | Currently In Use | Diesel | 8000 | Cathodically Protected Steel | Fiberglass Reinforced Plastic | Pressure |  | 1996-03-28 |  | 1996-03-28
9047196 | 1 | 1997-06-01 | Removed From Ground | Diesel | 500 | Not Marked/Unknown | Not Marked | Not Marked
9047196 | 2 | 1997-06-01 | Removed From Ground | Kerosene | 3000 | Not Marked/Unknown | Not Marked | Not Marked
9047197 | 1 | 1999-01-01 | Removed From Ground | Other | 1000 | Not Marked/Unknown | Not Marked | Not Marked
9047197 | 2 | 1999-01-01 | Removed From Ground | Other | 1000 | Not Marked/Unknown | Not Marked | Not Marked
9047198 | 1 | 1997-11-10 | Removed From Ground | Gas | 550 | Bare Steel | Bare Steel | Not Marked
9047198 | 2 | 1997-11-10 | Removed From Ground | Gas | 550 | Bare Steel | Bare Steel | Not Marked
9047199 | 1 | 1997-11-15 | Removed From Ground | Gas | 1000 | Bare Steel | Bare Steel | Not Marked
9047200 | 1 | 1998-01-13 | Removed From Ground | Gas | 1000 | Not Marked/Unknown | Not Marked | Not Marked
9047200 | 2 | 1998-01-13 | Removed From Ground | Gas | 1000 | Not Marked/Unknown | Not Marked | Not Marked
9047200 | 3 | 1998-01-13 | Removed From Ground | Kerosene | 250 | Not Marked/Unknown | Not Marked | Not Marked
9047200 | 4 | 1998-02-04 | Removed From Ground | Used Oil | 500 | Not Marked/Unknown | Not Marked | Not Marked | Y |  | Y
9047201 | 1 | 1997-12-16 | Currently In Use | Gas | 500 | Epoxy | Steel/Secondary Containment | Suction: No Valve At The Tank |  | 1997-12-16 12:00 |  | 1997-12-16 12:00
9047201 | 2 | 1997-12-16 | Currently In Use | Diesel | 280 | Epoxy | Cathodically Protected | Suction: No Valve At The Tank |  | 1997-12-16 12:00 |  | 1997-12-16 12:00
9047201 | 3 | 1997-12-16 | Currently In Use | Kerosene | 280 | Epoxy | Cathodically Protected | Suction: No Valve At The Tank |  | 1997-12-16 12:00 |  | 1997-12-16 12:00
9047202 | 1 | 1997-10-31 | Removed From Ground | Gas | 0 | Not Marked/Unknown | Not Marked | Not Marked
9047202 | 2 | 1997-10-31 | Removed From Ground | Gas | 0 | Not Marked/Unknown | Not Marked | Not Marked
9047202 | 3 | 1997-10-31 | Removed From Ground | Diesel | 0 | Not Marked/Unknown | Not Marked | Not Marked
9047202 | 4 | 1997-10-31 | Removed From Ground | Gas | 0 | Not Marked/Unknown | Not Marked | Not Marked
9047204 | 1 | 1998-09-02 | Removed From Ground | Diesel | 4000 | Not Marked/Unknown | Not Marked | Not Marked
9047204 | 2 | 1998-09-02 | Removed From Ground | Diesel | 4000 | Not Marked/Unknown | Not Marked | Not Marked
9047205 | 1 | 1998-05-27 | Removed From Ground | Gas | 1200 | Not Marked/Unknown | Not Marked | Not Marked
9047205 | 2 | 1998-05-27 | Removed From Ground | Gas | 1200 | Not Marked/Unknown | Not Marked | Not Marked
9047207 | 1 | 1998-07-28 | Removed From Ground | Used Oil | 500 | Bare Steel | Not Marked | Not Marked | Y |  | Y
9047208 | 1 | 1997-01-01 | Currently In Use | Gas | 10000 | Composite | Fiberglass/Double Walled | Pressure |  | 1997-01-01 |  | 1997-01-01
9047208 | 2 | 1997-01-01 | Currently In Use | Gas | 10000 | Composite | Fiberglass/Double Walled | Pressure |  | 1997-01-01 |  | 1997-01-01
9047208 | 3A | 1997-01-01 | Currently In Use | Gas | 6000 | Composite | Fiberglass/Double Walled | Pressure |  | 1997-01-01 |  | 1997-01-01
9047208 | 3B | 1997-01-01 | Currently In Use | Diesel | 4000 | Composite | Fiberglass/Double Walled | Pressure |  | 1997-01-01 |  | 1997-01-01
9047209 | 1 | 2012-09-20 | Removed From Ground | Diesel | 12000 | Composite | Double Walled Flex | Pressure |  | 1998-04-08 |  | 1998-04-08
9047210 | 1 | 1998-10-28 | Removed From Ground | Used Oil | 500 | Not Marked/Unknown | Not Marked | Not Marked | Y |  | Y
9047211 | 1 | 1990-01-01 | Removed From Ground | Gas | 2000 | Bare Steel | Bare Steel | Not Marked
9047211 | 2 | 1990-01-01 | Removed From Ground | Gas | 2000 | Bare Steel | Bare Steel | Not Marked
9047211 | 3 | 1990-01-01 | Removed From Ground | Gas | 2000 | Bare Steel | Bare Steel | Not Marked
9047212 | 1 | 1989-03-15 | Currently In Use | Gas | 6000 | STIP-3 | Fiberglass Reinforced Plastic | Pressure |  | 1989-03-01 |  | 1989-03-01
9047212 | 2 | 1989-03-15 | Currently In Use | Diesel | 10000 | STIP-3 | Fiberglass Reinforced Plastic | Pressure |  | 1989-03-01 |  | 1989-03-01
9047213 | 1 | 1998-12-22 | Removed From Ground | Gas | 1000 | Bare Steel | Galvanized Steel | Suction: Valve At The Tank
9047214 | 1 | 1999-02-01 | Removed From Ground | Gas | 4000 | Cathodically Protected Steel | Not Marked | Not Marked
9047215 | 2 | 1998-12-01 | Currently In Use | Diesel | 10000 | Fiberglass Double Walled | Fiberglass/Double Walled | Pressure |  | 1998-12-20 |  | 1998-12-20
9047216 | 1 | 1999-04-26 | Removed From Ground | Gas | 500 | Not Marked/Unknown | Not Marked | Not Marked
9047216 | 2 | 1999-04-26 | Removed From Ground | Gas | 500 | Not Marked/Unknown | Not Marked | Not Marked
9047216 | 3 | 1999-04-26 | Removed From Ground | Gas | 500 | Not Marked/Unknown | Not Marked | Not Marked
9047217 | 1 | 1996-02-14 | Removed From Ground | Diesel | 6000 | Bare Steel | Galvanized Steel | Gravity Fed
9047218 | 1 | 1996-02-15 | Removed From Ground | Other | 3000 | Bare Steel | Galvanized Steel | Gravity Fed
9047219 | 1 | 1999-07-01 | Removed From Ground | Gas | 6000 | Bare Steel | Bare Steel | Suction: No Valve At The Tank
9047219 | 2A | 1999-07-01 | Currently In Use | Gas | 3000 | Epoxy | Steel/Secondary Containment | Suction: No Valve At The Tank |  | 1999-07-01 |  | 1999-07-01
9047219 | 2B | 1999-07-01 | Currently In Use | Diesel | 5000 | Epoxy | Steel/Secondary Containment | Suction: No Valve At The Tank |  | 1999-07-01 |  | 1999-07-01
9047220 | 1 | 1996-05-03 | Removed From Ground | Gas | 3000 | Not Marked/Unknown | Not Marked | Not Marked
9047221 | 1 | 1999-08-31 | Currently In Use | Gas | 10152 | Composite | Double Walled Flex | Pressure |  | 1999-09-16 |  | 1999-09-16
9047221 | 2 | 1999-08-31 | Currently In Use | Gas | 10152 | Composite | Double Walled Flex | Pressure |  | 1999-09-16 |  | 1999-09-16
9047221 | 3 | 1999-08-31 | Currently In Use | Gas | 10152 | Composite | Double Walled Flex | Pressure |  | 1999-09-16 |  | 1999-09-16
9047221 | 4 | 1999-08-31 | Currently In Use | Diesel | 10152 | Composite | Double Walled Flex | Pressure |  | 1999-09-16 |  | 1999-09-16
9047222 | 1 | 2000-03-01 | Removed From Ground | Gas | 500 | Bare Steel | Bare Steel | Not Marked
9047222 | 2 | 2000-03-01 | Removed From Ground | Gas | 500 | Bare Steel | Bare Steel | Not Marked
9047223 | 1 | 2000-06-09 | Currently In Use | Diesel | 15000 | Composite | Secondary Containment | Pressure |  | 2000-06-09 |  | 2000-06-09
9047224 | 1A | 2000-10-20 | Currently In Use | Gas | 13000 | Composite | Fiberglass Reinforced Plastic | Pressure |  | 2000-10-24 |  | 2000-10-24
9047224 | 1B | 2000-10-20 | Currently In Use | Gas | 7000 | Composite | Fiberglass Reinforced Plastic | Pressure |  | 2000-10-24 |  | 2000-10-24
9047225 | 1 | 1997-11-14 | Currently In Use | Gas | 10000 | Composite | Cathodically Protected | Pressure |  | 1997-11-14 |  | 1997-11-14
9047225 | 2 | 1997-11-14 | Currently In Use | Gas | 10000 | Composite | Cathodically Protected | Pressure |  | 1997-11-14 |  | 1997-11-14
9047225 | 3 | 1997-11-14 | Currently In Use | Gas | 10000 | Composite | Cathodically Protected | Pressure |  | 1997-11-14 |  | 1997-11-14
9047226 | 1 | 2011-12-09 | Currently In Use | Gas | 10000 | Composite | Fiberglass Reinforced Plastic | Pressure |  | 2001-02-01 |  | 2001-02-01
9047226 | 2 | 2011-12-09 | Currently In Use | Gas | 8000 | Composite | Fiberglass Reinforced Plastic | Pressure |  | 2001-02-01 |  | 2001-02-01
9047226 | 3 | 2011-12-09 | Currently In Use | Diesel | 4000 | Composite | Fiberglass Reinforced Plastic | Pressure |  | 2001-02-01 |  | 2001-02-01
9047227 | 1 | 2001-05-28 | Removed From Ground | Gas | 550 | Bare Steel | Galvanized Steel | Suction: Valve At The Tank
9047227 | 2 | 2001-05-28 | Removed From Ground | Gas | 550 | Bare Steel | Galvanized Steel | Suction: Valve At The Tank
9047227 | 3 | 2001-05-28 | Removed From Ground | Gas | 550 | Bare Steel | Galvanized Steel | Suction: Valve At The Tank
9047228 | 1 | 2001-07-01 | Currently In Use | Gas | 20000 | Fiberglass Double Walled | Double Walled Flex | Pressure |  | 2001-08-01 |  | 2001-08-01
9047228 | 2 | 2001-07-01 | Currently In Use | Gas | 12000 | Fiberglass Double Walled | Double Walled Flex | Pressure |  | 2001-08-01 |  | 2001-08-01
9047229 | 1 | 2001-05-03 | Currently In Use | Gas | 20000 | Fiberglass Double Walled | Double Walled Flex | Pressure |  | 2001-05-04 |  | 2001-05-04
9047229 | 2 | 2001-05-03 | Currently In Use | Gas | 12000 | Fiberglass Double Walled | Double Walled Flex | Pressure |  | 2001-05-04 |  | 2001-05-04
9047230 | 1 | 2001-10-01 | Currently In Use | Gas | 10000 | Composite | Double Walled Flex | Pressure |  | 2001-10-01 |  | 2001-10-01
9047230 | 2 | 2001-10-01 | Currently In Use | Gas | 10000 | Composite | Double Walled Flex | Pressure |  | 2001-10-01 |  | 2001-10-01
9047230 | 3 | 2001-10-01 | Currently In Use | Gas | 10000 | Composite | Double Walled Flex | Pressure |  | 2001-10-01 |  | 2001-10-01
9047230 | 4 | 2001-10-01 | Currently In Use | Diesel | 10000 | Composite | Double Walled Flex | Pressure |  | 2001-10-01 |  | 2001-10-01
9047231 | 1 | 2001-07-01 | Removed From Ground | Gas | 4500 | Bare Steel | Unknown | Suction: No Valve At The Tank
9047232 | 1 | 2001-10-01 | Removed From Ground | Gas | 8000 | Cathodically Protected Steel | Fiberglass Reinforced Plastic | Pressure
9047232 | 2 | 2001-10-01 | Removed From Ground | Gas | 8000 | Cathodically Protected Steel | Fiberglass Reinforced Plastic | Pressure
9047232 | 3 | 2001-10-01 | Removed From Ground | Gas | 8000 | Cathodically Protected Steel | Fiberglass Reinforced Plastic | Pressure
9047233 | 1 | 2002-03-20 | Removed From Ground | Used Oil | 550 | Marked Unknown | Unknown | Gravity Fed
9048001 | 1 | 2005-03-09 | Removed From Ground | Not Marked/Tank Removed | 12000 | Fiberglass | Fiberglass Reinforced Plastic | Pressure |  | 1988-06-01 |  | 1988-06-01
9048001 | 2 | 2005-03-09 | Removed From Ground | Empty | 10000 | Fiberglass | Fiberglass Reinforced Plastic | Pressure |  | 1988-06-01 |  | 1988-06-01
9048001 | 3 | 2005-03-09 | Removed From Ground | Empty | 10000 | Fiberglass | Fiberglass Reinforced Plastic | Pressure |  | 1988-06-01 |  | 1988-06-01
9048002 | 1 | 1988-01-01 | Removed From Ground | Gas | 10000 | Fiberglass | Fiberglass Reinforced Plastic | Pressure
9048002 | 2 | 1988-01-01 | Removed From Ground | Gas | 10000 | Not Marked/Unknown | Fiberglass Reinforced Plastic | Pressure
9048002 | 3 | 1988-01-01 | Removed From Ground | Gas | 10000 | Fiberglass | Fiberglass Reinforced Plastic | Pressure
9048002 | 4 | 1988-01-01 | Removed From Ground | Diesel | 10000 | Bare Steel | Galvanized Steel | Not Marked
9048002 | 5 | 2017-02-10 | Removed From Ground | Gas | 12000 | Fiberglass | Fiberglass/Double Walled | Pressure |  | 1993-05-01 |  | 1993-05-01
9048002 | 6 | 2017-02-10 | Removed From Ground | Diesel | 12000 | Fiberglass | Fiberglass/Double Walled | Pressure |  | 1993-05-01 |  | 1993-05-01
9048002 | 7 | 2017-02-10 | Removed From Ground | Gas | 12000 | Fiberglass | Fiberglass/Double Walled | Pressure |  | 1993-05-01 |  | 1993-05-01
9048004 | 1 | 1987-09-01 | Currently In Use | Gas | 10000 | Fiberglass | Fiberglass Reinforced Plastic | Pressure |  | 1994-01-31 |  | 1994-01-31
9048004 | 2 | 1987-09-01 | Currently In Use | Gas | 10000 | Fiberglass | Fiberglass Reinforced Plastic | Pressure |  | 1994-01-31 |  | 1994-01-31
9048004 | 3 | 1987-09-01 | Currently In Use | Gas | 10000 | Fiberglass | Fiberglass Reinforced Plastic | Pressure |  | 1994-01-31 |  | 1994-01-31
9048004 | 4 | 1987-09-01 | Currently In Use | Diesel | 10000 | Fiberglass | Fiberglass Reinforced Plastic | Pressure |  | 1994-01-31 |  | 1994-01-31
9048005 | 1 | 2001-11-08 | Removed From Ground | Diesel | 275 | Cathodically Protected Steel | Double Walled | Not Marked |  | 1997-12-30 |  | 1997-12-30
9048005 | 1 |  | Currently In Use | Diesel | 275 | Cathodically Protected Steel | Double Walled | Not Marked |  | 1997-12-30 |  | 1997-12-30
9048006 | 1 | 1998-01-01 | Removed From Ground | Diesel | 8000 | Cathodically Protected Steel | Fiberglass Reinforced Plastic | Not Marked
9048007 | 1 | 1988-01-01 | Currently In Use | Gas | 10000 | Steel-Galvanic | Fiberglass Reinforced Plastic | Pressure |  | 1995-02-22 |  | 1995-02-22
9048007 | 2 | 1988-01-01 | Currently In Use | Diesel | 8000 | Steel-Galvanic | Fiberglass Reinforced Plastic | Pressure |  | 1995-02-22 |  | 1995-02-22
9048007 | 3 | 1988-01-01 | Currently In Use | Gas | 8000 | Steel-Galvanic | Fiberglass Reinforced Plastic | Pressure |  | 1995-02-22 |  | 1995-02-22
9048008 | 157462 | 2009-12-03 | Currently In Use | Gas | 8000 | STIP-3 | Fiberglass Reinforced Plastic | Pressure |  | 1990-01-10 |  | 1990-01-10
9048008 | 157471 | 2009-12-03 | Currently In Use | Gas | 8000 | STIP-3 | Fiberglass Reinforced Plastic | Pressure |  | 1990-01-10 |  | 1990-01-10
9048008 | 157491 | 2009-12-03 | Currently In Use | Diesel | 8000 | STIP-3 | Fiberglass Reinforced Plastic | Pressure |  | 1990-01-10 |  | 1990-01-10
9048009 | 1 | 2000-09-13 | Removed From Ground | Used Oil | 550 | Fiberglass | Double Walled | Gravity Fed | Y |  | Y | 1998-06-01
9048009 | 2 | 2000-09-13 | Removed From Ground | Used Oil | 550 | Double Walled | Cathodically Protected | Gravity Fed | Y |  | Y | 1998-06-01
9048010 | 1 | 2000-09-26 | Removed From Ground | Gas | 10000 | Steel-Galvanic | Galvanized Steel | Pressure |  | 1989-06-01 |  | 1989-06-01
9048010 | 2 | 2000-09-26 | Removed From Ground | Gas | 10000 | Steel-Galvanic | Galvanized Steel | Pressure |  | 1989-06-01 |  | 1989-06-01
9048010 | 3 | 2000-09-26 | Removed From Ground | Gas | 10000 | Steel-Galvanic | Galvanized Steel | Pressure |  | 1989-06-01 |  | 1989-06-01
9048010 | 4 | 2000-09-26 | Removed From Ground | Gas | 10000 | Steel-Galvanic | Galvanized Steel | Pressure |  | 1989-06-01 |  | 1989-06-01
9048010 | 5 | 2000-09-27 | Currently In Use | Gas | 10000 | Fiberglass Double Walled | Double Walled Flex | Pressure |  | 2000-10-29 |  | 2000-10-26
9048010 | 6 | 2000-09-27 | Currently In Use | Gas | 10000 | Fiberglass Double Walled | Double Walled Flex | Pressure |  | 2000-10-29 |  | 2000-10-29
9048010 | 7 | 2000-09-27 | Currently In Use | Gas | 10000 | Fiberglass Double Walled | Double Walled Flex | Pressure |  | 2000-10-29 |  | 2000-10-29
9048010 | 8 | 2000-09-27 | Currently In Use | Diesel | 10000 | Fiberglass Double Walled | Double Walled Flex | Pressure |  | 2000-10-29 |  | 2000-10-29
9048011 | 1 |  | Removed From Ground Date Unknown | Used Oil | 1000 | Cathodically Protected Steel | Galvanized Steel | Not Marked | Y |  | Y
9048011 | 2 |  | Removed From Ground Date Unknown | Other | 2000 | Cathodically Protected Steel | Galvanized Steel | Not Marked
9048011 | 3 |  | Removed From Ground Date Unknown | Other | 3000 | Cathodically Protected Steel | Galvanized Steel | Not Marked
9048012 | 003 | 2009-06-25 | Removed From Ground | Gas | 2000 | Composite | Secondary Containment | Suction: No Valve At The Tank |  | 2000-04-10 |  | 2000-04-10
9048012 | 1 | 1994-03-01 | Removed From Ground | Gas | 1000 | Bare Steel | Galvanized Steel | Not Marked
9048012 | 2 | 2003-03-07 | Removed From Ground | Gas | 2000 | Unknown | Cathodically Protected | Suction: Valve At The Tank |  | 1994-03-04 |  | 1994-03-04
9048013 | DIESEL | 1987-07-01 | Currently In Use | Diesel | 8000 | Steel-Impressed Current | Fiberglass Reinforced Plastic | Pressure |  | 1987-07-01 |  | 1987-07-01
9048013 | K1 | 1987-07-01 | Currently In Use | Diesel | 2000 | Steel-Impressed Current | Fiberglass Reinforced Plastic | Pressure |  | 1987-07-01 |  | 1987-07-01
9048013 | LEADFREE | 1987-07-01 | Currently In Use | Gas | 10000 | Steel-Impressed Current | Fiberglass Reinforced Plastic | Pressure |  | 1987-07-01 |  | 1987-07-01
9048013 | PREM | 1987-07-01 | Currently In Use | Gas | 10000 | Steel-Impressed Current | Fiberglass Reinforced Plastic | Pressure |  | 1987-07-01 |  | 1987-07-01
9048013 | REGULAR | 1987-07-01 | Currently In Use | Gas | 10000 | Steel-Impressed Current | Fiberglass Reinforced Plastic | Pressure |  | 1987-07-01 |  | 1987-07-01
9048014 | 180990 | 1990-11-15 | Currently In Use | Gas | 8000 | STIP-3 | Fiberglass Reinforced Plastic | Pressure |  | 1990-11-01 |  | 1990-11-01
9048014 | 180991-A | 1990-11-15 | Currently In Use | Gas | 4000 | STIP-3 | Fiberglass Reinforced Plastic | Pressure |  | 1990-11-01 |  | 1990-11-01
9048014 | 180991-B | 1990-11-15 | Currently In Use | Gas | 4000 | STIP-3 | Fiberglass Reinforced Plastic | Pressure | N | 1990-11-01 | N | 1990-11-01
9048015 | L049767 | 1988-01-01 | Currently In Use | Gas | 8000 | Steel-Galvanic | Fiberglass Reinforced Plastic | Pressure |  | 1996-01-01 |  | 1996-01-01
9048015 | L049788 | 1988-01-01 | Currently In Use | Gas | 8000 | Steel-Galvanic | Fiberglass Reinforced Plastic | Pressure |  | 1996-01-01 |  | 1996-01-01
9048015 | L049792 | 1988-01-01 | Currently In Use | Gas | 8000 | Steel-Galvanic | Fiberglass Reinforced Plastic | Pressure |  | 1996-01-01 |  | 1996-01-01
9048016 | 1 | 1990-04-01 | Currently In Use | Gas | 10000 | Steel-Galvanic | Fiberglass/Double Walled | Pressure |  | 1990-04-01 |  | 1990-04-01
9048016 | 2 | 1990-04-01 | Currently In Use | Gas | 10000 | Steel-Galvanic | Fiberglass/Double Walled | Pressure |  | 1990-04-01 |  | 1990-04-01
9048016 | 3 | 1990-04-01 | Currently In Use | Diesel | 10000 | Steel-Galvanic | Fiberglass/Double Walled | Pressure |  | 1990-04-01 |  | 1990-04-01
9048019 | 1 | 2010-02-01 | Removed From Ground | Gas | 10000 | Composite | Fiberglass Reinforced Plastic | Pressure |  | 1991-04-17 |  | 1991-04-17
9048019 | 2 | 2010-02-01 | Removed From Ground | Gas | 12000 | Composite | Fiberglass Reinforced Plastic | Pressure |  | 1991-04-17 |  | 1991-04-17
9048019 | 3 | 2010-02-01 | Removed From Ground | Gas | 12000 | Composite | Fiberglass Reinforced Plastic | Pressure |  | 1991-04-17 |  | 1991-04-17
9048020 | 710G1 |  | Removed From Ground Date Unknown | Gas | 1000 | Bare Steel | Unknown | Suction: No Valve At The Tank
9048020 | 710G2 |  | Removed From Ground Date Unknown | Diesel | 1000 | Bare Steel | Unknown | Suction: No Valve At The Tank
9048021 | 1 |  | Removed From Ground Date Unknown | Gas | 250 | Bare Steel | Galvanized Steel | Suction: No Valve At The Tank
9048021 | 2 |  | Removed From Ground Date Unknown | Gas | 1000 | Bare Steel | Galvanized Steel | Suction: No Valve At The Tank
9048021 | 3 |  | Removed From Ground Date Unknown | Gas | 1000 | Bare Steel | Galvanized Steel | Suction: No Valve At The Tank
9048021 | 4 |  | Removed From Ground Date Unknown | Gas | 1000 | Bare Steel | Galvanized Steel | Suction: No Valve At The Tank
9048021 | 5 | 1997-04-15 | Currently In Use | Gas | 7000 | Composite | Fiberglass Reinforced Plastic | Pressure |  | 1997-04-15 |  | 1997-04-15
9048021 | 6 | 1997-04-15 | Currently In Use | Gas | 3000 | Composite | Fiberglass Reinforced Plastic | Pressure |  | 1997-04-15 |  | 1997-04-15
9048024 | 709D1 | 2003-11-07 | Removed From Ground | Diesel | 1000 | Cathodically Protected Steel | Galvanized Steel | Suction: No Valve At The Tank
9048024 | 709D1 |  | Temporarily Out Of Use | Diesel | 1000 | Cathodically Protected Steel | Galvanized Steel | Suction: No Valve At The Tank
9048024 | 709G1 | 2003-11-07 | Removed From Ground | Gas | 2000 | Cathodically Protected Steel | Galvanized Steel | Suction: No Valve At The Tank
9048024 | 709G1 |  | Temporarily Out Of Use | Gas | 2000 | Cathodically Protected Steel | Galvanized Steel | Suction: No Valve At The Tank
9048025 | 10780-1 | 1993-03-15 | Removed From Ground | Empty | 1000 | Bare Steel | Unknown | Not Marked
9048026 | 1 | 1989-01-02 | Currently In Use | Gas | 12000 | Fiberglass | Fiberglass Reinforced Plastic | Pressure |  | 1989-01-02 |  | 1989-01-02
9048026 | 2 | 1989-01-02 | Currently In Use | Diesel | 12000 | Fiberglass | Fiberglass Reinforced Plastic | Pressure |  | 1989-01-02 |  | 1989-01-02
9048029 | 1 | 1992-03-01 | Currently In Use | Gas | 12000 | Composite Double Walled | Fiberglass/Double Walled | Pressure |  | 1992-03-01 |  | 1992-03-01
9048029 | 2 | 1992-03-01 | Currently In Use | Diesel | 12000 | Composite Double Walled | Fiberglass/Double Walled | Pressure |  | 1992-03-01 |  | 1992-03-01
9048029 | 3 | 1992-03-01 | Currently In Use | Gas | 12000 | Composite Double Walled | Fiberglass/Double Walled | Pressure |  | 1992-03-01 |  | 1992-03-01
9048030 | 1 | 1988-01-01 | Currently In Use | Gas | 8000 | Cathodically Protected Steel | Fiberglass Reinforced Plastic | Pressure |  | 1992-10-29 |  | 1993-07-09
9048030 | 2 | 1988-01-01 | Currently In Use | Gas | 10000 | Cathodically Protected Steel | Fiberglass Reinforced Plastic | Pressure |  | 1992-10-29 |  | 1993-07-09
9048030 | 3 | 1988-01-01 | Currently In Use | Gas | 10000 | Cathodically Protected Steel | Fiberglass Reinforced Plastic | Pressure |  | 1992-10-29 |  | 1993-07-09
9048030 | 4 | 1988-01-01 | Currently In Use | Diesel | 4000 | Cathodically Protected Steel | Fiberglass Reinforced Plastic | Pressure |  | 1992-10-29 |  | 1993-07-09
9048031 | 1 | 1992-08-12 | Removed From Ground | Gas | 4000 | Bare Steel | Galvanized Steel | Suction: No Valve At The Tank
9048031 | 2 | 1992-08-12 | Removed From Ground | Gas | 4000 | Bare Steel | Galvanized Steel | Suction: No Valve At The Tank
9048031 | 3 | 1992-08-12 | Removed From Ground | Kerosene | 1000 | Bare Steel | Galvanized Steel | Suction: No Valve At The Tank
9048032 | 1 | 1993-05-19 | Removed From Ground | Gas |  | Marked Unknown | Unknown | Not Marked
9048032 | 2 | 1993-05-19 | Removed From Ground | Gas |  | Marked Unknown | Unknown | Not Marked
9048034 | 1 | 1993-01-01 | Removed From Ground | Diesel | 3500 | Bare Steel | Bare Steel | Suction: Valve At The Tank
9048034 | 2 | 1999-01-04 | Removed From Ground | Diesel | 8000 | Bare Steel | Bare Steel | Suction: Valve At The Tank
9048034 | 3 | 1993-01-01 | Removed From Ground | Gas | 1000 | Not Marked/Unknown | Not Marked | Not Marked
9048034 | 4 |  | Removed From Ground Date Unknown | Not Marked/Tank Removed |  | Unknown | Unknown |  | N |  | N
9048035 | 1 |  | Removed From Ground Date Unknown | Gas | 500 | Not Marked/Unknown | Not Marked | Not Marked
9048035 | 2 |  | Removed From Ground Date Unknown | Gas | 500 | Not Marked/Unknown | Not Marked | Not Marked
9048036 | 1 | 1980-11-30 | Currently In Use | Gas | 10000 | Steel-Impressed Current | Fiberglass/Double Walled | Pressure |  | 1997-06-01 |  | 1997-06-01
9048036 | 2 | 1980-11-30 | Currently In Use | Gas | 10000 | Steel-Impressed Current | Fiberglass/Double Walled | Pressure |  | 1997-06-01 |  | 1997-06-01
9048036 | 3 | 1980-11-30 | Currently In Use | Diesel | 10000 | Steel-Impressed Current | Impressed Current | Pressure |  | 1997-06-01 |  | 1997-06-01
9048037 | 1 | 1993-01-29 | Removed From Ground | Gas | 560 | Bare Steel | Galvanized Steel | Suction: No Valve At The Tank
9048037 | 2 | 1993-01-29 | Removed From Ground | Gas | 560 | Bare Steel | Galvanized Steel | Suction: No Valve At The Tank
9048037 | 3 | 1993-01-29 | Removed From Ground | Gas | 1060 | Bare Steel | Galvanized Steel | Suction: No Valve At The Tank
9048038 | 1 | 1993-08-01 | Removed From Ground | Gas | 500 | Not Marked/Unknown | Not Marked | Not Marked
9048038 | 1 |  | Currently In Use | Gas | 500 | Not Marked/Unknown | Not Marked | Not Marked
9048038 | 2 | 1993-08-01 | Removed From Ground | Gas | 1000 | Not Marked/Unknown | Not Marked | Not Marked
9048038 | 2 |  | Currently In Use | Gas | 1000 | Not Marked/Unknown | Not Marked | Not Marked
9048039 | 1 | 1989-10-15 | Removed From Ground | Gas | 4000 | Bare Steel | Unknown | Pressure
9048039 | 2 | 1989-10-15 | Removed From Ground | Gas | 4000 | Bare Steel | Unknown | Pressure
9048039 | 3 | 1989-10-15 | Removed From Ground | Gas | 3000 | Bare Steel | Unknown | Pressure
9048040 | 1 | 1992-09-25 | Removed From Ground | Empty | 560 | Bare Steel | Galvanized Steel | Not Marked
9048040 | 2 | 1992-09-25 | Removed From Ground | Empty | 1000 | Bare Steel | Galvanized Steel | Not Marked
9048040 | 3 | 1992-09-25 | Removed From Ground | Empty | 4000 | Bare Steel | Galvanized Steel | Not Marked
9048041 | 1 | 1994-04-05 | Removed From Ground | Gas | 5000 | Bare Steel | Galvanized Steel | Suction: Valve At The Tank
9048041 | 2 | 1994-04-05 | Removed From Ground | Gas | 5000 | Bare Steel | Galvanized Steel | Suction: Valve At The Tank
9048041 | 3 | 1994-04-05 | Removed From Ground | Gas | 5000 | Bare Steel | Galvanized Steel | Suction: Valve At The Tank
9048042 | 1 | 1994-03-07 | Removed From Ground | Diesel | 10000 | Bare Steel | Galvanized Steel | Suction: No Valve At The Tank
9048043 | 1 | 1995-05-25 | Removed From Ground | Diesel | 350 | Bare Steel | Galvanized Steel | Gravity Fed
9048043 | 2 | 1995-05-25 | Removed From Ground | Diesel | 500 | Bare Steel | Galvanized Steel | Gravity Fed
9048044 | 1 | 1994-09-23 | Removed From Ground | Gas | 550 | Bare Steel | Bare Steel | Suction: Valve At The Tank
9048045 | 1 | 1994-10-17 | Permanently Out Of Use | Gas | 2000 | Not Marked/Unknown | Not Marked | Not Marked
9048045 | 2 | 1994-10-17 | Permanently Out Of Use | Diesel | 2000 | Not Marked/Unknown | Not Marked | Not Marked
9048046 | 1 | 1994-12-06 | Removed From Ground | Diesel | 10000 | Composite | Bare Steel | Pressure
9048047 | 1 | 1983-03-18 | Currently In Use | Gas | 4000 | Steel-Impressed Current | Impressed Current | Suction: No Valve At The Tank |  | 1998-01-01 |  | 1998-01-01
9048047 | 2 | 1983-03-18 | Currently In Use | Diesel | 4000 | Steel-Impressed Current | Impressed Current | Suction: No Valve At The Tank |  | 1998-01-01 |  | 1998-01-01
9048047 | 3 | 1983-03-18 | Currently In Use | Gas | 4000 | Steel-Impressed Current | Impressed Current | Suction: No Valve At The Tank |  | 1998-01-01 |  | 1998-01-01
9048048 | 1 | 1994-04-10 | Removed From Ground | Gas | 940 | Double Walled | Galvanized Steel | Suction: No Valve At The Tank
9048049 | 1 | 1987-01-01 | Currently In Use | Gas | 10000 | STIP-3 | Fiberglass/Double Walled | Pressure |  | 1993-06-01 |  | 1993-06-01
9048049 | 2 | 1987-01-01 | Currently In Use | Gas | 8000 | STIP-3 | Fiberglass/Double Walled | Pressure |  | 1993-06-01 |  | 1993-06-01
9048049 | 3 | 1987-01-01 | Currently In Use | Gas | 8000 | STIP-3 | Fiberglass/Double Walled | Pressure |  | 1993-06-01 |  | 1993-06-01
9048050 | 1 | 1987-04-01 | Currently In Use | Gas | 8000 | STIP-3 | Double Walled Flex | Pressure |  | 1987-04-01 |  | 1987-04-01
9048050 | 2 | 1987-04-01 | Currently In Use | Gas | 10000 | STIP-3 | Double Walled Flex | Pressure |  | 1987-04-01 |  | 1987-04-01
9048050 | 3 | 1987-04-01 | Currently In Use | Gas | 8000 | STIP-3 | Double Walled Flex | Pressure |  | 1987-04-01 |  | 1987-04-01
9048050 | 4 | 2009-09-29 | Removed From Ground | Kerosene | 1000 | STIP-3 | Galvanic | Suction: No Valve At The Tank |  | 1987-04-01 |  | 1987-04-01
9048052 | 1 | 1995-03-01 | Removed From Ground | Gas | 2000 | Not Marked/Unknown | Unknown | Not Marked
9048052 | 2 | 1995-03-01 | Removed From Ground | Gas | 2000 | Not Marked/Unknown | Unknown | Not Marked
9048052 | 3 | 1995-03-01 | Removed From Ground | Gas | 8000 | Not Marked/Unknown | Unknown | Not Marked
9048052 | 4 | 1995-03-01 | Removed From Ground | Gas | 8000 | Not Marked/Unknown | Unknown | Not Marked
9048052 | 5 | 2001-11-01 | Currently In Use | Gas | 10000 | Epoxy | Fiberglass Reinforced Plastic | Pressure | N | 2001-11-01 | N | 2001-11-01
9048052 | 6 | 2001-11-01 | Currently In Use | Gas | 10000 | Epoxy | Fiberglass Reinforced Plastic | Pressure | N | 2001-11-01 | N | 2001-11-01
9048053 | 1 | 1995-05-04 | Removed From Ground | Empty | 1000 | Bare Steel | Copper | Suction: No Valve At The Tank
9048054 | 1 | 1984-04-07 | Currently In Use | Diesel | 4000 | Steel-Impressed Current | Cathodically Protected | Pressure |  | 1996-07-01 |  | 1996-07-01
9048054 | 2 | 1984-04-07 | Currently In Use | Gas | 6000 | Steel-Impressed Current | Cathodically Protected | Pressure |  | 1996-07-01 |  | 1996-07-01
9048054 | 3 | 1984-04-07 | Currently In Use | Gas | 6000 | Steel-Impressed Current | Cathodically Protected | Pressure |  | 1996-07-01 |  | 1996-07-01
9048054 | 4 | 1984-04-07 | Currently In Use | Gas | 6000 | Steel-Impressed Current | Cathodically Protected | Pressure |  | 1996-07-01 |  | 1996-07-01
9048055 | 1 | 2003-04-28 | Removed From Ground | Gas | 1000 | Steel-Galvanic | Fiberglass Reinforced Plastic | Suction: Valve At The Tank |  | 1992-06-01 |  | 1992-06-01
9048055 | 2 | 2003-04-28 | Removed From Ground | Diesel | 1000 | Steel-Galvanic | Fiberglass Reinforced Plastic | Suction: Valve At The Tank |  | 1992-06-01 |  | 1992-06-01
9048056 | 1 | 1990-08-22 | Currently In Use | Gas | 8000 | STIP-3 | Fiberglass Reinforced Plastic | Pressure |  | 1990-08-22 |  | 1990-08-22
9048056 | 2 | 1990-08-22 | Currently In Use | Gas | 8000 | STIP-3 | Fiberglass Reinforced Plastic | Pressure |  | 1990-08-22 |  | 1990-08-22
9048056 | 3 | 1990-08-22 | Currently In Use | Gas | 8000 | STIP-3 | Fiberglass Reinforced Plastic | Pressure |  | 1990-08-22 |  | 1990-08-22
9048057 | 1 | 2004-07-02 | Temporarily Out Of Use | Diesel | 8000 | Bare Steel | Bare Steel | Pressure |  | 2007-03-06 12:00 |  | 2007-03-06 12:00
9048057 | 2 | 2004-07-02 | Temporarily Out Of Use | Diesel | 4000 | Bare Steel | Bare Steel | Pressure |  | 2007-03-06 12:00 |  | 2007-03-06 12:00
9048057 | 3 | 1997-10-01 | Currently In Use | Diesel | 8000 | Composite | Fiberglass Reinforced Plastic | Pressure |  | 1997-10-01 |  | 1997-10-01
9048057 | 4 | 1997-10-01 | Currently In Use | Diesel | 8000 | Composite | Fiberglass Reinforced Plastic | Pressure |  | 1997-10-01 |  | 1997-10-01
9048058 | 1PREM | 1994-11-01 | Currently In Use | Gas | 10000 | Cathodically Protected Steel | Cathodically Protected | Pressure |  | 1994-11-01 |  | 1994-11-01
9048058 | 2UL | 1994-11-01 | Currently In Use | Gas | 10000 | Cathodically Protected Steel | Cathodically Protected | Pressure |  | 1994-11-01 |  | 1994-11-01
9048058 | DS1 | 1994-11-01 | Currently In Use | Diesel | 10000 | Cathodically Protected Steel | Cathodically Protected | Pressure |  | 1994-11-01 |  | 1994-11-01
9048058 | K-1 | 1994-11-01 | Currently In Use | Kerosene | 2000 | Cathodically Protected Steel | Cathodically Protected | Pressure |  | 1994-11-01 |  | 1994-11-01
9048059 | P3139849 | 2005-10-27 | Removed From Ground | Gas | 6000 | Epoxy | Fiberglass Reinforced Plastic | Not Marked |  | 1989-08-07 |  | 1989-08-08
9048059 | UL98010 | 2005-10-27 | Removed From Ground | Gas | 6000 | Epoxy | Fiberglass Reinforced Plastic | Not Marked |  | 1989-08-07 |  | 1989-08-07
9048059 | UL98040 | 2005-10-27 | Removed From Ground | Gas | 8000 | Epoxy | Fiberglass Reinforced Plastic | Not Marked |  | 1989-08-07 |  | 1989-08-07
9048059 | UL98059 | 2005-10-27 | Removed From Ground | Diesel | 1000 | Epoxy | Fiberglass Reinforced Plastic | Not Marked |  | 1989-08-07 |  | 1989-08-08
9048060 | 1 | 2011-10-20 | Temporarily Out Of Use | Gas | 1000 | Steel-Impressed Current | Cathodically Protected | Suction: Valve At The Tank |  | 1998-11-15 |  | 1998-11-15
9048060 | 2 | 1976-08-12 | Currently In Use | Diesel | 10000 | Steel-Impressed Current | Cathodically Protected | Suction: Valve At The Tank |  | 1998-11-15 |  | 1998-11-15
9048061 | DIESEL | 2013-03-06 | Temporarily Out Of Use | Diesel | 8000 | Cathodically Protected Steel | Cathodically Protected | Suction: Valve At The Tank |  | 1997-01-03 |  | 1997-01-03
9048061 | RU | 2013-03-06 | Temporarily Out Of Use | Gas | 10000 | Cathodically Protected Steel | Cathodically Protected | Suction: Valve At The Tank |  | 1997-01-03 |  | 1997-01-03
9048061 | UNL+ | 2011-08-26 | Temporarily Out Of Use | Gas | 8000 | Cathodically Protected Steel | Cathodically Protected | Suction: Valve At The Tank |  | 1997-01-03 |  | 1997-01-03
9048062 | 1 | 1996-02-01 | Currently In Use | Gas | 12000 | Fiberglass | Fiberglass Reinforced Plastic | Pressure |  | 1996-02-01 |  | 1996-02-01
9048062 | 2 | 1996-02-01 | Currently In Use | Gas | 8000 | Fiberglass | Fiberglass Reinforced Plastic | Pressure |  | 1996-02-01 |  | 1996-02-01
9048062 | PU1 | 1995-11-28 | Removed From Ground | Gas | 6000 | Bare Steel | Galvanized Steel | Suction: Valve At The Tank
9048062 | RU2 | 1995-11-28 | Removed From Ground | Gas | 8000 | Bare Steel | Galvanized Steel | Suction: Valve At The Tank
9048062 | UT3 | 1995-11-28 | Removed From Ground | Gas | 6000 | Bare Steel | Not Marked | Not Marked
9048063 | 1 | 2000-04-01 | Removed From Ground | Gas | 4000 | Bare Steel | Galvanized Steel | Suction: Valve At The Tank
9048063 | 2 | 2000-04-01 | Removed From Ground | Gas | 4000 | Bare Steel | Galvanized Steel | Suction: Valve At The Tank
9048063 | 3 | 2000-04-01 | Removed From Ground | Gas | 1000 | Bare Steel | Galvanized Steel | Suction: Valve At The Tank
9048063 | 4 | 2000-04-01 | Removed From Ground | Gas | 1000 | Bare Steel | Galvanized Steel | Suction: Valve At The Tank
9048063 | 5 | 2000-04-01 | Removed From Ground | Diesel | 1000 | Bare Steel | Galvanized Steel | Suction: Valve At The Tank
9048063 | 6 | 2000-04-01 | Removed From Ground | Kerosene | 1000 | Bare Steel | Galvanized Steel | Suction: Valve At The Tank
9048063 | 7 | 2008-10-14 | Temporarily Out Of Use | Gas | 8000 | Fiberglass | Fiberglass Reinforced Plastic | Pressure |  | 2000-08-01 |  | 2000-08-01
9048063 | 8 | 2008-10-14 | Temporarily Out Of Use | Gas | 8000 | Fiberglass | Fiberglass Reinforced Plastic | Pressure |  | 2000-08-01 |  | 2000-08-01
9048063 | 9A | 2008-10-14 | Temporarily Out Of Use | Diesel | 4000 | Fiberglass | Fiberglass Reinforced Plastic | Pressure |  | 2000-08-01 |  | 2000-08-01
9048063 | 9B | 2008-10-14 | Temporarily Out Of Use | Diesel | 4000 | Fiberglass | Fiberglass Reinforced Plastic | Pressure |  | 2000-08-01 |  | 2000-08-01
9048064 | 1 | 1989-01-01 | Temporarily Out Of Use | Gas | 10000 | Steel-Galvanic | Fiberglass Reinforced Plastic | Suction: Valve At The Tank |  | 1989-01-01 |  | 1989-01-01
9048064 | 2 | 1986-01-01 | Temporarily Out Of Use | Diesel | 500 | Steel-Impressed Current | Impressed Current | Suction: Valve At The Tank |  | 1998-11-01 |  | 1998-11-01
9048064 | 3 | 2009-11-19 | Temporarily Out Of Use | Diesel | 500 | Steel-Impressed Current | Impressed Current | Suction: Valve At The Tank |  | 1998-11-01 |  | 1998-11-01
9048065 | 1 | 2012-06-29 | Removed From Ground | Gas | 2000 | Steel-Galvanic | Galvanic | Suction: No Valve At The Tank |  | 1988-10-12 |  | 1988-10-12
9048066 | 1 | 1998-02-01 | Currently In Use | Gas | 10000 | Steel-Impressed Current | Impressed Current | Pressure |  | 1998-02-01 |  | 1998-02-01
9048066 | 2 | 1998-02-01 | Currently In Use | Diesel | 4000 | Steel-Impressed Current | Impressed Current | Pressure |  | 1998-02-01 |  | 1998-02-01
9048066 | 3 | 1998-02-01 | Currently In Use | Gas | 4000 | Steel-Impressed Current | Impressed Current | Pressure |  | 1998-02-01 |  | 1998-02-01
9048066 | 4 | 1998-02-01 | Currently In Use | Gas | 4000 | Steel-Impressed Current | Impressed Current | Gravity Fed |  | 1998-02-01 |  | 1998-02-01
9048066 | 5 | 2004-08-11 | Removed From Ground Date Unknown | Diesel | 4000 | Cathodically Protected Steel | Cathodically Protected | Pressure |  | 1998-02-01 |  | 1998-02-01
9048067 | 1 | 1994-12-01 | Currently In Use | Gas | 12000 | Fiberglass | Fiberglass/Double Walled | Pressure |  | 1994-12-01 |  | 1994-12-01
9048067 | 2 | 1994-12-01 | Currently In Use | Gas | 12000 | Fiberglass | Fiberglass/Double Walled | Pressure |  | 1994-12-01 |  | 1994-12-01
9048067 | 3 | 1994-12-01 | Currently In Use | Gas | 12000 | Fiberglass | Fiberglass/Double Walled | Pressure |  | 1994-12-01 |  | 1994-12-01
9048068 | 1 | 2007-08-06 | Removed From Ground | Gas | 12000 | Steel-Galvanic | Double Walled | Pressure |  | 1994-03-01 |  | 1994-03-01
9048068 | 2 | 2007-08-06 | Removed From Ground | Gas | 10000 | Steel-Galvanic | Double Walled | Pressure |  | 1994-03-01 |  | 1994-03-01
9048068 | 3 | 2007-08-06 | Removed From Ground | Gas | 10000 | Steel-Galvanic | Double Walled | Pressure |  | 1994-03-01 |  | 1994-03-01
9048069 | 1 | 2008-03-28 | Removed From Ground | Gas | 10000 | Steel-Galvanic | Galvanic | Pressure |  | 1992-07-15 |  | 1992-07-15
9048069 | 2 | 2008-03-28 | Removed From Ground | Gas | 10000 | Steel-Galvanic | Galvanic | Pressure |  | 1992-07-15 |  | 1992-07-15
9048069 | 3 | 2008-03-28 | Removed From Ground | Gas | 10000 | Steel-Galvanic | Galvanic | Pressure |  | 1992-07-15 |  | 1992-07-15
9048070 | 1 | 1990-06-01 | Currently In Use | Gas | 10000 | Fiberglass | Fiberglass Reinforced Plastic | Pressure |  | 1990-06-01 |  | 1990-06-01
9048070 | 2 | 1990-06-01 | Currently In Use | Gas | 10000 | Fiberglass | Fiberglass Reinforced Plastic | Pressure |  | 1990-06-01 |  | 1990-06-01
9048070 | 3 | 1990-06-01 | Currently In Use | Gas | 10000 | Fiberglass | Fiberglass Reinforced Plastic | Pressure |  | 1990-06-01 |  | 1990-06-01
9048070 | 4 | 1990-06-01 | Currently In Use | Diesel | 4000 | Fiberglass | Fiberglass Reinforced Plastic | Pressure |  | 1990-06-01 |  | 1990-06-01
9048071 | 1 | 1998-02-01 | Currently In Use | Gas | 8000 | STIP-3 | Impressed Current | Pressure |  | 1998-02-01 |  | 1998-02-01
9048071 | 2 | 1998-02-01 | Currently In Use | Gas | 8000 | STIP-3 | Impressed Current | Pressure |  | 1998-02-01 |  | 1998-02-01
9048071 | 3 | 1998-02-01 | Currently In Use | Gas | 10000 | STIP-3 | Impressed Current | Pressure |  | 1998-02-01 |  | 1998-02-01
9048072 | 1 | 2009-04-01 | Removed From Ground | Diesel | 8000 | Cathodically Protected Steel | Fiberglass Reinforced Plastic | Suction: No Valve At The Tank |  | 1995-08-06 |  | 1995-08-06
9048073 | 1 | 1995-11-16 | Removed From Ground | Used Oil | 6000 | Marked Unknown | Unknown | Not Marked | Y |  | Y
9048077 | 1 | 2001-08-08 | Removed From Ground | Gas | 4000 | Bare Steel | Bare Steel | Pressure
9048077 | 2 | 2001-08-08 | Removed From Ground | Gas | 4000 | Bare Steel | Bare Steel | Pressure
9048077 | 3 | 2001-08-08 | Removed From Ground | Kerosene | 1000 | Bare Steel | Bare Steel | Pressure
9048077 | 4 | 2001-08-08 | Removed From Ground | Gas | 10000 | Bare Steel | Bare Steel | Pressure
9048078 | 1 | 1988-04-01 | Currently In Use | Gas | 12000 | Cathodically Protected Steel | Fiberglass Reinforced Plastic | Pressure |  | 1996-04-01 |  | 1996-04-01
9048078 | 2 | 1988-04-01 | Currently In Use | Diesel | 10000 | Cathodically Protected Steel | Fiberglass Reinforced Plastic | Pressure |  | 1996-04-01 |  | 1996-04-01
9048078 | 3 | 1996-04-01 | Currently In Use | Gas | 10000 | Cathodically Protected Steel | Fiberglass Reinforced Plastic | Pressure |  | 1996-04-01 |  | 1996-04-01
9048078 | 4 | 1996-04-01 | Currently In Use | Diesel | 12000 | Cathodically Protected Steel | Fiberglass Reinforced Plastic | Pressure |  | 1996-04-01 |  | 1996-04-01
9048078 | 5 | 1996-04-01 | Currently In Use | Kerosene | 2000 | Cathodically Protected Steel | Fiberglass Reinforced Plastic | Pressure |  | 1996-04-01 |  | 1996-04-01
9048079 | 1 | 1998-04-01 | Currently In Use | Gas | 4000 | Steel-Impressed Current | Impressed Current | Suction: Valve At The Tank |  | 1998-08-26 |  | 1998-08-26
9048079 | 2 | 1998-04-01 | Currently In Use | Gas | 3000 | Steel-Impressed Current | Impressed Current | Suction: Valve At The Tank |  | 1998-08-26 |  | 1998-08-26
9048081 | 0 | 1984-01-01 | Removed From Ground | Gas |  | Not Marked/Unknown | Not Marked | Not Marked
9048082 | 1 | 1997-01-01 | Removed From Ground | Used Oil | 1000 | Not Marked/Unknown | Not Marked | Not Marked | Y |  | Y
9048083 | 1 |  | Permanently Out Of Use | Diesel | 550 | Bare Steel | Bare Steel | Suction: Valve At The Tank
9048084 | 1 |  | Permanently Out Of Use | Diesel | 250 | Bare Steel | Bare Steel | Suction: Valve At The Tank
9048085 | 1 | 1997-06-01 | Currently In Use | Gas | 12000 | Fiberglass | Double Walled | Pressure | N | 1997-06-01 | N | 1997-06-01
9048085 | 2 | 1997-06-01 | Currently In Use | Gas | 10000 | Fiberglass | Double Walled | Pressure | N | 1997-06-01 | N | 1997-06-01
9048085 | 3 | 1997-06-01 | Currently In Use | Diesel | 6000 | Fiberglass | Double Walled | Pressure | N | 1997-06-01 | N | 1997-06-01
9048086 | 1 | 2012-01-01 | Removed From Ground | Diesel | 2000 | Cathodically Protected Steel | Cathodically Protected | Not Marked |  | 1997-11-21 |  | 1997-11-21
9048086 | 2 | 2005-05-13 | Currently In Use | Diesel | 25000 | EPOXY/DOUBLE WALLED | Fiberglass/Double Walled | Pressure | N | 2005-05-13 | N | 2005-05-13
9048087 | 1 | 1989-11-01 | Removed From Ground | Diesel | 10000 | Bare Steel | Bare Steel | Suction: No Valve At The Tank
9048087 | 2 | 1989-11-01 | Removed From Ground | Gas | 10000 | Bare Steel | Galvanized Steel | Not Marked
9048087 | 3 | 1989-11-01 | Removed From Ground | Diesel | 12000 | Bare Steel | Galvanized Steel | Not Marked
9048087 | 4 | 1989-11-01 | Removed From Ground | Diesel | 500 | Bare Steel | Bare Steel | Suction: No Valve At The Tank
9048088 | 1 | 2016-12-13 | Currently In Use | Gas | 15000 | Composite Double Walled | Fiberglass/Double Walled | Pressure |  | 1998-07-15 |  | 1998-07-15
9048088 | 2 | 2016-12-13 | Currently In Use | Diesel | 12000 | Composite Double Walled | Fiberglass/Double Walled | Pressure |  | 1998-07-15 |  | 1998-07-15
9048088 | 3 | 2016-12-13 | Currently In Use | Gas | 12000 | Composite Double Walled | Fiberglass Reinforced Plastic | Pressure |  | 1998-07-15 |  | 1998-07-15
9048089 | 1 | 1999-07-28 | Currently In Use | Gas | 12000 | Fiberglass Double Walled | Double Walled Flex | Pressure |  | 1999-07-30 |  | 1999-07-30
9048089 | 2 | 1999-07-28 | Currently In Use | Gas | 12000 | Fiberglass Double Walled | Double Walled Flex | Pressure |  | 1999-07-30 |  | 1999-07-30
9048090 | 1 | 1999-08-30 | Removed From Ground | Gas | 6600 | Bare Steel | Galvanized Steel | Suction: Valve At The Tank
9048090 | 2 | 1999-08-30 | Removed From Ground | Gas | 6600 | Bare Steel | Galvanized Steel | Suction: Valve At The Tank
9048090 | 3 | 1999-08-30 | Removed From Ground | Gas | 4000 | Bare Steel | Galvanized Steel | Suction: Valve At The Tank
9048091 | 1 | 1999-08-31 | Currently In Use | Diesel | 12000 | Fiberglass | Fiberglass/Double Walled | Pressure |  | 1999-09-03 |  | 1999-09-03
9048092 | 1 | 2007-11-01 | Removed From Ground | Diesel | 10000 | Composite | Fiberglass Reinforced Plastic | Pressure |  | 1995-10-05 |  | 1995-10-05
9048092 | 2 | 2007-11-01 | Removed From Ground | Diesel | 10000 | Composite | Fiberglass Reinforced Plastic | Pressure |  | 1995-10-05 |  | 1995-10-05
9048092 | 3 | 2007-11-01 | Removed From Ground | Gas | 1500 | Composite | Fiberglass Reinforced Plastic | Pressure |  | 1995-10-05 |  | 1995-10-05
9048093 | 1 | 2016-03-15 | Removed From Ground | Gas | 2000 | Steel-Impressed Current | Fiberglass Reinforced Plastic | Pressure | N | 1998-10-01 | N | 1998-10-01
9048093 | 2 | 2016-03-15 | Removed From Ground | Gas | 2000 | Steel-Impressed Current | Fiberglass Reinforced Plastic | Pressure | N | 1998-10-01 | N | 1998-10-01
9048093 | 3 | 2016-03-15 | Removed From Ground | Gas | 2000 | Steel-Impressed Current | Fiberglass Reinforced Plastic | Pressure | N | 1998-10-01 | N | 1998-10-01
9048093 | 4 | 2016-03-15 | Removed From Ground | Kerosene | 1000 | Steel-Impressed Current | Impressed Current | Suction: No Valve At The Tank | N | 1998-10-01 | N | 1998-10-01
9048094 | 1 | 1999-06-29 | Currently In Use | Diesel | 12000 | Composite | Double Walled | Pressure |  | 1999-06-29 |  | 1999-09-29
9048095 | 1 | 2016-12-13 | Currently In Use | Gas | 20000 | Composite Double Walled | Fiberglass/Double Walled | Pressure |  | 2000-08-01 |  | 2000-08-01
9048095 | 2 | 2016-12-13 | Currently In Use | Diesel | 12000 | Composite Double Walled | Fiberglass/Double Walled | Pressure | N | 2000-08-01 | N | 2000-08-01
9048095 | 3 | 2016-12-13 | Currently In Use | Gas | 12000 | Composite Double Walled | Fiberglass/Double Walled | Pressure | N | 2000-08-01 | N | 2000-08-01
9048096 | 1 | 2001-07-20 | Currently In Use | Gas | 10000 | Composite | Double Walled | Pressure |  | 2001-07-20 |  | 2001-07-20
9048096 | 2 | 2001-07-20 | Currently In Use | Gas | 10000 | Composite | Double Walled | Pressure |  | 2001-07-20 |  | 2001-07-20
9048096 | 3 | 2001-07-20 | Currently In Use | Diesel | 8000 | Composite | Double Walled | Pressure |  | 2001-07-20 |  | 2001-07-20
9048097 | 1 | 2001-07-23 | Currently In Use | Gas | 10000 | Fiberglass | Fiberglass Reinforced Plastic | Pressure |  | 2001-07-23 |  | 2001-07-23
9048097 | 2 | 2001-07-23 | Currently In Use | Gas | 12000 | Fiberglass | Fiberglass Reinforced Plastic | Pressure |  | 2001-07-23 |  | 2001-07-23
9048098 | 1 | 2001-09-06 | Currently In Use | Gas | 4000 | Composite | Fiberglass Reinforced Plastic | Suction: No Valve At The Tank |  | 2001-09-06 |  | 2001-09-06
9048099 | 1 | 2000-11-01 | Currently In Use | Diesel | 20000 | Double Walled | Fiberglass Reinforced Plastic | Pressure |  | 2000-11-01 |  | 2000-11-01
9048099 | 2 | 2000-11-01 | Currently In Use | Diesel | 20000 | Double Walled | Fiberglass Reinforced Plastic | Pressure |  | 2000-11-01 |  | 2000-11-01
9048099 | 3 | 2000-11-01 | Currently In Use | Diesel | 20000 | Double Walled | Fiberglass Reinforced Plastic | Pressure |  | 2000-11-01 |  | 2000-11-01
9048100 | 1 | 2001-06-01 | Currently In Use | Gas | 20000 | Fiberglass Double Walled | Double Walled Flex | Pressure |  | 2001-08-01 |  | 2001-08-01
9048100 | 2 | 2001-06-01 | Currently In Use | Gas | 20000 | Fiberglass Double Walled | Double Walled Flex | Pressure |  | 2001-08-01 |  | 2001-08-01
9048100 | 3 | 2001-06-01 | Currently In Use | Gas | 12000 | Fiberglass Double Walled | Double Walled Flex | Pressure |  | 2001-08-01 |  | 2001-08-01
9049003 | 1 | 1991-01-01 | Removed From Ground | Gas | 500 | Cathodically Protected Steel | Cathodically Protected | Not Marked
9049004 | 1 | 1997-11-01 | Removed From Ground | Gas | 8000 | Bare Steel | Galvanized Steel | Suction: Valve At The Tank
9049004 | 2 | 1997-11-01 | Removed From Ground | Gas | 8000 | Bare Steel | Galvanized Steel | Suction: Valve At The Tank
9049004 | 3A | 1997-12-07 | Currently In Use | Diesel | 6000 | Epoxy | Fiberglass Reinforced Plastic | Pressure |  | 1997-12-01 12:00 | Y | 1997-12-01 12:00
9049004 | 3B | 1997-12-07 | Currently In Use | Diesel | 6000 | Epoxy | Fiberglass Reinforced Plastic | Pressure | N | 1997-12-07 12:00 | Y | 1997-12-07 12:00
9049004 | 4 | 1997-12-07 | Currently In Use | Gas | 8000 | Epoxy | Fiberglass Reinforced Plastic | Pressure |  | 1997-12-01 12:00 | Y | 1997-12-01 12:00
9049004 | 5 | 1997-12-07 | Currently In Use | Gas | 12000 | Epoxy | Fiberglass Reinforced Plastic | Pressure |  | 1997-12-01 12:00 | Y | 1997-12-01 12:00
9049006 | 1 |  | Removed From Ground Date Unknown | Diesel | 8000 | Bare Steel | Not Marked | Not Marked
9049006 | 2 |  | Removed From Ground Date Unknown | Gas | 2500 | Bare Steel | Not Marked | Not Marked
9049007 | D | 1979-01-01 | Currently In Use | Diesel | 4000 | Cathodically Protected Steel | Cathodically Protected | Suction: Valve At The Tank |  | 1998-12-01 |  | 1998-12-01
9049007 | K | 1979-01-01 | Currently In Use | Diesel | 4000 | Cathodically Protected Steel | Cathodically Protected | Suction: Valve At The Tank |  | 1998-12-01 |  | 1998-12-01
9049007 | P | 1981-01-01 | Currently In Use | Gas | 3000 | Cathodically Protected Steel | Cathodically Protected | Suction: Valve At The Tank |  | 1998-12-01 |  | 1998-12-01
9049007 | R | 1981-01-01 | Currently In Use | Gas | 8000 | Cathodically Protected Steel | Cathodically Protected | Suction: Valve At The Tank |  | 1998-12-01 |  | 1998-12-01
9049007 | UNL | 1981-01-01 | Currently In Use | Gas | 6000 | Cathodically Protected Steel | Cathodically Protected | Suction: Valve At The Tank |  | 1998-12-01 |  | 1998-12-01
9049009 | R | 2001-01-01 | Temporarily Out Of Use | Gas | 4000 | Bare Steel | Galvanized Steel | Not Marked
9049009 | RUL | 2001-01-01 | Temporarily Out Of Use | Gas | 4000 | Bare Steel | Galvanized Steel | Not Marked
9049009 | SUL | 2001-01-01 | Temporarily Out Of Use | Gas | 4000 | Bare Steel | Galvanized Steel | Not Marked
9049010 | 1 | 1989-06-01 | Currently In Use | Gas | 8000 | Steel-Galvanic | Fiberglass Reinforced Plastic | Pressure |  | 1989-06-01 |  | 1989-06-01
9049010 | 2 | 1989-06-01 | Currently In Use | Gas | 8000 | Steel-Galvanic | Fiberglass Reinforced Plastic | Pressure |  | 1989-06-01 |  | 1989-06-01
9049010 | 3 | 1989-06-01 | Currently In Use | Gas | 8000 | Steel-Galvanic | Fiberglass Reinforced Plastic | Pressure |  | 1989-06-01 |  | 1989-06-01
9049010 | 4 | 2009-05-15 | Currently In Use | Diesel | 6000 | Composite Double Walled | Fiberglass/Double Walled | Pressure | N | 2009-05-17 | N | 2009-05-17
9049011 | 1 | 1989-01-20 | Removed From Ground | Other |  | Bare Steel | Galvanized Steel | Not Marked
9049012 | 1 | 1996-01-01 | Removed From Ground | Diesel | 560 | Bare Steel | Bare Steel | Suction: No Valve At The Tank
9049013 | 1 | 1991-07-01 | Currently In Use | Gas | 8000 | Steel-Galvanic | Fiberglass Reinforced Plastic | Suction: No Valve At The Tank |  | 1991-07-01 |  | 1991-07-01
9049013 | 2 | 1991-07-01 | Currently In Use | Gas | 6000 | Steel-Galvanic | Fiberglass Reinforced Plastic | Suction: No Valve At The Tank |  | 1991-07-01 |  | 1991-07-01
9049013 | 3 | 1991-07-01 | Currently In Use | Gas | 6000 | Steel-Galvanic | Fiberglass Reinforced Plastic | Suction: No Valve At The Tank |  | 1991-07-01 |  | 1991-07-01
9049013 | 4 | 1991-07-01 | Removed From Ground | Diesel | 4000 | Bare Steel | Bare Steel | Suction: Valve At The Tank
9049013 | 5 | 1991-07-01 | Removed From Ground | Diesel | 4000 | Bare Steel | Bare Steel | Suction: Valve At The Tank
9049013 | 6 | 1991-07-01 | Removed From Ground | Gas | 1000 | Bare Steel | Bare Steel | Suction: No Valve At The Tank
9049013 | 7 | 1991-07-01 | Removed From Ground | Gas | 1000 | Bare Steel | Bare Steel | Suction: No Valve At The Tank
9049014 | 1 | 1988-09-01 | Removed From Ground | Gas | 3000 | Bare Steel | Not Marked | Not Marked
9049014 | 2 | 1988-09-01 | Removed From Ground | Diesel | 500 | Bare Steel | Not Marked | Not Marked
9049014 | 3 | 1988-09-01 | Removed From Ground | Diesel | 3000 | Bare Steel | Not Marked | Not Marked
9049014 | 4 | 1988-11-01 | Removed From Ground | Diesel | 1000 | Bare Steel | Not Marked | Not Marked
9049014 | 5 | 1988-10-01 | Removed From Ground | Diesel | 500 | Bare Steel | Not Marked | Not Marked
9049014 | 6 | 1988-11-01 | Removed From Ground | Gas | 500 | Bare Steel | Not Marked | Not Marked
9049014 | 7 | 1988-08-01 | Removed From Ground | Diesel | 500 | Bare Steel | Not Marked | Not Marked
9049016 | 1 | 1999-04-27 | Removed From Ground | Diesel | 20000 | Bare Steel | Galvanized Steel | Suction: No Valve At The Tank
9049016 | 2 | 1999-04-27 | Removed From Ground | Gas | 4000 | Bare Steel | Galvanized Steel | Suction: No Valve At The Tank
9049016 | 3A | 1999-04-27 | Currently In Use | Diesel | 12000 | Composite | Double Walled | Suction: No Valve At The Tank |  | 1999-04-27 |  | 1999-04-27
9049016 | 3B | 1999-04-27 | Currently In Use | Gas | 3000 | Composite | Double Walled | Suction: No Valve At The Tank |  | 1999-04-27 |  | 1999-04-27
9049017 | 1 | 1994-03-01 | Removed From Ground | Diesel | 1000 | Bare Steel | Galvanized Steel | Not Marked
9049017 | 2 | 1994-03-01 | Removed From Ground | Gas | 1000 | Bare Steel | Galvanized Steel | Not Marked
9049018 | 1 | 2007-09-20 | Removed From Ground | Gas | 10000 | Steel-Impressed Current | Cathodically Protected | Pressure |  | 1998-12-28 |  | 1998-12-28
9049018 | 2 | 1999-05-01 | Removed From Ground | Diesel | 500 | Bare Steel | Galvanized Steel | Not Marked
9049022 | 1 | 1991-11-05 | Removed From Ground | Gas | 1000 | Not Marked/Unknown | Not Marked | Not Marked
9049022 | 2 | 1991-11-05 | Removed From Ground | Gas | 1000 | Not Marked/Unknown | Not Marked | Not Marked
9049024 | 1 | 1998-09-01 | Removed From Ground | Gas | 1000 | Bare Steel | Galvanized Steel | Suction: No Valve At The Tank
9049024 | 2 | 1998-09-01 | Removed From Ground | Diesel | 500 | Bare Steel | Galvanized Steel | Suction: No Valve At The Tank
9049025 | 1 | 1970-01-01 | Currently In Use | Gas | 8000 | Steel-Impressed Current | Cathodically Protected | Pressure |  | 1998-09-28 |  | 1998-09-28
9049025 | 2 | 1970-01-01 | Currently In Use | Gas | 8000 | Steel-Impressed Current | Cathodically Protected | Pressure |  | 1998-09-28 |  | 1998-09-28
9049025 | 3 | 1970-01-01 | Currently In Use | Gas | 4000 | Steel-Impressed Current | Cathodically Protected | Pressure |  | 1998-09-28 |  | 1998-09-28
9049027 | 1 |  | Closed In Ground Date Unknown | Heating Oil | 1000 | Marked Unknown | Unknown | Pressure
9049029 | 1 | 1991-10-01 | Currently In Use | Diesel | 12000 | STIP-3 | Fiberglass Reinforced Plastic | Pressure |  | 1991-10-01 |  | 1991-10-01
9049030 | DIESEL | 1998-05-01 | Removed From Ground | Diesel | 550 | Bare Steel | Galvanized Steel | Suction: Valve At The Tank
9049030 | GASOLINE | 1998-05-01 | Removed From Ground | Gas | 1000 | Bare Steel | Galvanized Steel | Suction: Valve At The Tank
9049032 | 1 | 1995-08-14 | Currently In Use | Gas | 8000 | STIP-3 | Fiberglass Reinforced Plastic | Suction: No Valve At The Tank |  | 1995-08-14 |  | 1995-08-14
9049032 | 2 | 1995-08-14 | Currently In Use | Gas | 4000 | STIP-3 | Fiberglass Reinforced Plastic | Suction: No Valve At The Tank |  | 1995-08-14 |  | 1995-08-14
9049032 | 3 | 1995-08-14 | Currently In Use | Gas | 4000 | STIP-3 | Fiberglass Reinforced Plastic | Suction: No Valve At The Tank |  | 1995-08-14 |  | 1995-08-14
9049032 | 4A | 2014-09-23 | Temporarily Out Of Use | Diesel | 16000 | Composite | Double Walled Flex | Pressure | N | 2002-03-13 | N | 2002-03-13
9049032 | 4B | 2014-09-23 | Temporarily Out Of Use | Diesel | 4000 | Composite | Double Walled Flex | Pressure | N | 2002-03-13 | N | 2002-03-13
9049033 | 1 | 1995-08-15 | Removed From Ground | Diesel | 1000 | Not Marked/Unknown | Not Marked | Not Marked
9049033 | 2 | 1998-06-01 | Removed From Ground | Diesel | 500 | Marked Unknown | Unknown | Not Marked
9049033 | 3 | 1998-06-01 | Currently In Use | Diesel | 500 | Composite | Fiberglass Reinforced Plastic | Suction: No Valve At The Tank |  | 1998-06-01 |  | 1998-06-01
9049034 | 1 | 1998-11-01 | Removed From Ground | Gas | 10000 | Not Marked/Unknown | Not Marked | Not Marked
9049037 | 1 | 1995-05-01 | Removed From Ground | Gas | 4000 | Not Marked/Unknown | Not Marked | Not Marked
9049037 | 2 | 1996-05-01 | Removed From Ground | Gas | 4000 | Not Marked/Unknown | Not Marked | Not Marked
9049037 | 3 | 1996-05-01 | Removed From Ground | Gas | 4000 | Not Marked/Unknown | Not Marked | Not Marked
9049038 | 1-RUL | 1996-05-01 | Currently In Use | Gas | 10000 | STIP-3 | Fiberglass Reinforced Plastic | Pressure |  | 1996-05-01 |  | 1996-05-01
9049038 | 2-SUL | 1996-05-01 | Currently In Use | Gas | 6000 | STIP-3 | Fiberglass Reinforced Plastic | Pressure |  | 1996-05-01 |  | 1996-05-01
9049038 | 3-HSF | 1996-05-01 | Currently In Use | Diesel | 10000 | STIP-3 | Fiberglass Reinforced Plastic | Pressure |  | 1996-05-01 |  | 1996-05-01
9049038 | 4-HSF | 1996-05-01 | Currently In Use | Diesel | 10000 | STIP-3 | Fiberglass Reinforced Plastic | Pressure |  | 1996-05-01 |  | 1996-05-01
9049039 | 1 | 1996-07-18 | Removed From Ground | Gas |  | Not Marked/Unknown | Not Marked | Not Marked
9049039 | 2 | 1996-07-18 | Removed From Ground | Gas |  | Not Marked/Unknown | Not Marked | Not Marked
9049039 | 3 | 1996-07-18 | Removed From Ground | Gas |  | Not Marked/Unknown | Not Marked | Not Marked
9049040 | 1 | 2006-07-30 | Removed From Ground | Gas | 1000 | Not Marked/Unknown | Not Marked | Not Marked
9049040 | 2 | 2006-07-30 | Removed From Ground | Gas | 1000 | Not Marked/Unknown | Not Marked | Not Marked
9049041 | 1 | 1996-11-26 | Currently In Use | Gas | 12000 | Epoxy | Fiberglass Reinforced Plastic | Pressure |  | 1996-11-26 |  | 1996-11-26
9049041 | 2 | 1996-11-26 | Currently In Use | Gas | 12000 | Epoxy | Fiberglass Reinforced Plastic | Pressure |  | 1996-11-26 |  | 1996-11-26
9049041 | 3 | 1996-11-26 | Currently In Use | Gas | 12000 | Epoxy | Fiberglass Reinforced Plastic | Pressure |  | 1996-11-26 |  | 1996-11-26
9049043 | 1 | 1988-10-01 | Currently In Use | Gas | 6000 | STIP-3 | Galvanic | Suction: No Valve At The Tank |  | 1988-10-01 |  | 1988-10-01
9049043 | 2 | 1988-10-01 | Currently In Use | Gas | 6000 | STIP-3 | Galvanic | Suction: No Valve At The Tank |  | 1988-10-01 |  | 1988-10-01
9049043 | 3 | 1988-10-01 | Currently In Use | Diesel | 6000 | STIP-3 | Galvanic | Suction: No Valve At The Tank |  | 1988-10-01 |  | 1988-10-01
9049043 | 4 | 1988-10-01 | Currently In Use | Diesel | 10000 | STIP-3 | Galvanic | Suction: No Valve At The Tank |  | 1988-10-01 |  | 1988-10-01
9049044 | 1A | 1996-10-30 | Currently In Use | Gas | 6000 | Steel-Galvanic | Double Walled | Pressure |  | 1996-11-01 |  | 1996-11-01
9049044 | 1B | 1996-10-30 | Currently In Use | Gas | 9000 | Steel-Galvanic | Double Walled | Pressure |  | 1996-11-01 |  | 1996-11-01
9049044 | 2A | 1996-10-30 | Currently In Use | Diesel | 7000 | Steel-Galvanic | Double Walled | Pressure |  | 1996-11-01 |  | 1996-11-01
9049044 | 2B | 1996-10-30 | Currently In Use | Diesel | 3000 | Steel-Galvanic | Double Walled | Pressure |  | 1996-11-01 |  | 1996-11-01
9049094 | 1 |  | Removed From Ground Date Unknown | Gas | 2000 | Cathodically Protected Steel | Cathodically Protected | Suction: No Valve At The Tank
9049094 | 2 |  | Removed From Ground Date Unknown | Gas | 2000 | Cathodically Protected Steel | Cathodically Protected | Suction: No Valve At The Tank
9049094 | 3 |  | Removed From Ground Date Unknown | Gas | 2000 | Cathodically Protected Steel | Cathodically Protected | Suction: No Valve At The Tank
9049094 | 4 |  | Removed From Ground Date Unknown | Gas | 2000 | Cathodically Protected Steel | Cathodically Protected | Suction: No Valve At The Tank
9049094 | 5 |  | Removed From Ground Date Unknown | Kerosene | 550 | Cathodically Protected Steel | Cathodically Protected | Suction: No Valve At The Tank
9049094 | 6 |  | Removed From Ground Date Unknown | Used Oil | 550 | Cathodically Protected Steel | Cathodically Protected | Suction: No Valve At The Tank | Y |  | Y
9050001 | 1&2 | 1991-05-01 | Removed From Ground | Gas | 20000 | Bare Steel | Galvanized Steel | Not Marked
9050001 | 3 | 1991-05-01 | Removed From Ground | Gas | 8000 | Bare Steel | Galvanized Steel | Not Marked
9050001 | 4 | 1991-05-01 | Removed From Ground | Diesel | 8000 | Bare Steel | Galvanized Steel | Not Marked
9050001 | 5 | 1991-09-01 | Currently In Use | Gas | 10000 | Steel-Galvanic | Fiberglass Reinforced Plastic | Pressure |  | 1991-09-01 |  | 1991-09-01
9050001 | 6 | 1991-09-01 | Currently In Use | Gas | 8000 | Steel-Galvanic | Fiberglass Reinforced Plastic | Pressure |  | 1991-09-01 |  | 1991-09-01
9050002 | 1 | 1991-11-27 | Removed From Ground | Gas | 1000 | Not Marked/Unknown | Not Marked | Not Marked
9050003 | 1 | 1993-11-23 | Removed From Ground | Gas | 10000 | Bare Steel | Galvanized Steel | Gravity Fed
9050003 | 2 | 1993-11-23 | Removed From Ground | Diesel | 10000 | Bare Steel | Galvanized Steel | Gravity Fed
9050004 | 1 | 1992-07-01 | Removed From Ground | Heating Oil | 10000 | Not Marked/Unknown | Not Marked | Not Marked
9050005 | 3 | 1990-01-31 | Removed From Ground | Gas | 750 | Bare Steel | Bare Steel | Suction: Valve At The Tank
9050005 | 4 | 1990-01-31 | Removed From Ground | Diesel | 750 | Bare Steel | Bare Steel | Suction: Valve At The Tank
9050005 | 6 |  | Currently In Use | Heating Oil | 10000 | Fiberglass | Fiberglass Reinforced Plastic | Suction: Valve At The Tank |  | 1997-11-01 |  | 1997-11-01
9050007 | 1 | 1998-09-14 | Removed From Ground | Other | 1000 | Steel-Galvanic | Cathodically Protected | Suction: No Valve At The Tank |  | 1990-01-02 |  | 1990-01-02
9050008 | 1 | 1997-02-17 | Removed From Ground | Diesel | 10000 | Marked Unknown | Unknown | Not Marked
9050008 | 2 | 1997-01-01 | Currently In Use | Diesel | 10000 | Fiberglass | Fiberglass/Double Walled | Pressure |  | 1997-01-01 |  | 1997-01-01
9050009 | 1 | 1984-10-20 | Currently In Use | Gas | 5000 | Steel-Impressed Current | Impressed Current | Pressure |  | 1998-11-12 12:00 | Y | 1998-11-12 12:00
9050009 | 2 | 1984-10-20 | Currently In Use | Gas | 10000 | Steel-Impressed Current | Impressed Current | Pressure |  | 1998-11-12 12:00 | Y | 1998-11-12 12:00
9050009 | 3 | 1984-10-20 | Currently In Use | Diesel | 8000 | Steel-Impressed Current | Impressed Current | Pressure |  | 1998-11-12 12:00 | Y | 1998-11-12 12:00
9050009 | 4 | 1960-04-15 | Currently In Use | Gas | 2000 | Steel-Impressed Current | Impressed Current | Suction: Valve At The Tank |  | 1998-11-12 12:00 | Y | 1998-11-12 12:00
9050010 | 1 | 2016-05-03 | Temporarily Out Of Use | Gas | 8000 | Steel-Impressed Current | Cathodically Protected | Pressure |  | 1998-08-01 |  | 1998-08-01
9050010 | 2 | 2016-05-03 | Temporarily Out Of Use | Gas | 8000 | Steel-Impressed Current | Cathodically Protected | Pressure |  | 1998-08-01 |  | 1998-08-01
9050010 | 3 | 2016-05-03 | Temporarily Out Of Use | Diesel | 2000 | Steel-Impressed Current | Cathodically Protected | Suction: No Valve At The Tank |  | 1998-08-01 |  | 1998-08-01
9050011 | 1 | 2006-09-14 | Temporarily Out Of Use | Gas | 8000 | Cathodically Protected Steel | Cathodically Protected | Pressure |  | 1990-01-01 |  | 1990-01-01
9050011 | 2 | 2006-09-14 | Temporarily Out Of Use | Gas | 6000 | Cathodically Protected Steel | Cathodically Protected | Pressure |  | 1990-01-01 |  | 1990-01-01
9050011 | 3 | 2006-09-14 | Temporarily Out Of Use | Gas | 6000 | Cathodically Protected Steel | Cathodically Protected | Pressure |  | 1990-01-01 |  | 1990-01-01
9050012 | 1 |  | Removed From Ground Date Unknown | Diesel | 2000 | Bare Steel | Galvanized Steel | Not Marked
9050013 | 1 | 2002-01-29 | Removed From Ground | Gas | 10000 | Bare Steel | Galvanized Steel | Suction: No Valve At The Tank
9050013 | 2 | 2002-01-29 | Removed From Ground | Diesel | 10000 | Bare Steel | Galvanized Steel | Suction: No Valve At The Tank
9050013 | 3 | 2002-01-29 | Removed From Ground | Gas | 6000 | Bare Steel | Galvanized Steel | Suction: No Valve At The Tank
9050014 | 1 | 1991-11-14 | Currently In Use | Gas | 10000 | Epoxy | Fiberglass Reinforced Plastic | Pressure |  | 1991-11-14 |  | 1991-11-14
9050014 | 2 | 1991-11-14 | Currently In Use | Gas | 6000 | Epoxy | Fiberglass Reinforced Plastic | Pressure |  | 1991-11-14 |  | 1991-11-14
9050014 | 3 | 1991-11-14 | Currently In Use | Gas | 5000 | Epoxy | Fiberglass Reinforced Plastic | Pressure |  | 1991-11-14 |  | 1991-11-14
9050016 | 1 | 1997-03-21 | Removed From Ground | Diesel | 5000 | Marked Unknown | Unknown | Not Marked
9050016 | 2 | 1997-01-29 | Currently In Use | Diesel | 2500 | Fiberglass Double Walled | Fiberglass Reinforced Plastic | Suction: Valve At The Tank |  | 1997-01-29 12:00 |  | 1997-01-29 12:00
9050017 | 1 | 2006-03-01 | Removed From Ground | Diesel | 1000 | Fiberglass Double Walled | Fiberglass/Double Walled | Suction: No Valve At The Tank |  |  |  | 1997-01-23
9050017 | 2 | 2014-05-20 | Temporarily Out Of Use | Diesel | 2500 | Fiberglass Double Walled | Fiberglass Reinforced Plastic | Suction: No Valve At The Tank | N | 2006-03-01 | N | 2006-03-01
9050018 | 1 | 1997-02-17 | Removed From Ground | Diesel | 1000 | Bare Steel | Copper | Suction: No Valve At The Tank
9050018 | 2 | 1997-02-17 | Removed From Ground | Diesel | 550 | Bare Steel | Copper | Suction: No Valve At The Tank
9050018 | 3 | 2014-05-20 | Temporarily Out Of Use | Diesel | 2500 | Fiberglass Double Walled | Fiberglass Reinforced Plastic | Suction: No Valve At The Tank |  | 1997-01-23 |  | 1997-01-23
9050019 | 1 | 1997-02-17 | Removed From Ground | Used Oil | 1000 | Bare Steel | Galvanized Steel | Not Marked | Y |  | Y
9050020 | 1 | 1997-11-30 | Removed From Ground | Diesel | 15000 | Bare Steel | Copper | Not Marked
9050020 | 2 | 1997-11-30 | Removed From Ground | Diesel | 10000 | Not Marked/Unknown | Not Marked | Not Marked
9050022 | 1 | 1996-12-17 | Removed From Ground | Diesel | 500 | Bare Steel | Copper | Suction: No Valve At The Tank
9050022 | 2 | 2014-05-20 | Temporarily Out Of Use | Diesel | 600 | Fiberglass Double Walled | Fiberglass Reinforced Plastic | Suction: No Valve At The Tank |  | 1997-01-23 |  | 1997-01-23
9050023 | 1 | 1997-02-10 | Removed From Ground | Diesel | 500 | Bare Steel | Copper | Suction: No Valve At The Tank
9050023 | 2 | 1997-01-23 | Currently In Use | Diesel | 2500 | Fiberglass Double Walled | Fiberglass/Double Walled | Suction: No Valve At The Tank |  | 1997-01-23 |  | 1997-01-23
9050024 | 1 | 1996-12-17 | Removed From Ground | Diesel | 500 | Double Walled | Copper | Suction: No Valve At The Tank
9050024 | 2 | 1997-01-23 | Currently In Use | Diesel | 600 | Fiberglass Double Walled | Fiberglass Reinforced Plastic | Suction: No Valve At The Tank |  | 1997-01-23 |  | 1997-01-23
9050025 | 1 | 1999-06-21 | Closed In Ground | Diesel | 550 | Bare Steel | Copper | Not Marked
9050026 | 1 | 1997-01-16 | Closed In Ground | Diesel | 2000 | Bare Steel | Galvanized Steel | Not Marked
9050027 | 1 | 1996-12-10 | Removed From Ground | Gas | 500 | Marked Unknown | Unknown | Not Marked
9050028 | 1 | 1996-12-06 | Removed From Ground | Gas | 500 | Marked Unknown | Unknown | Not Marked
9050029 | 1 | 1996-12-23 | Removed From Ground | Diesel | 500 | Bare Steel | Bare Steel | Not Marked
9050029 | 2 | 2014-05-20 | Temporarily Out Of Use | Diesel | 600 | Fiberglass Double Walled | Fiberglass Reinforced Plastic | Suction: Valve At The Tank |  | 1997-01-23 |  | 1997-01-23
9050031 | 1 | 1998-08-01 | Currently In Use | Gas |  | Composite | Fiberglass Reinforced Plastic | Pressure |  | 1998-08-01 |  | 1998-08-01
9050031 | 2 | 1998-08-01 | Currently In Use | Gas |  | Composite | Fiberglass Reinforced Plastic | Pressure |  | 1998-08-01 |  | 1998-08-01
9050032 | 2 | 1999-09-10 | Currently In Use | Other | 12000 | Cathodically Protected Steel | Cathodically Protected | Pressure |  | 1998-12-01 |  | 1998-12-01
9050032 | 2 |  | Removed From Ground Date Unknown | Other | 12000 | Cathodically Protected Steel | Cathodically Protected | Pressure |  | 1998-12-01 |  | 1998-12-01
9050032 | 3A | 2016-05-25 | Removed From Ground | Other | 6000 | Cathodically Protected Steel | Cathodically Protected | Pressure |  | 1998-12-01 |  | 1998-12-01
9050032 | 3B | 2016-05-25 | Removed From Ground | Other | 10000 | Cathodically Protected Steel | Cathodically Protected | Pressure |  | 1998-12-01 |  | 1998-12-01
9050033 | 1 | 1998-10-01 | Currently In Use | Gas | 12000 | Composite | Fiberglass Reinforced Plastic | Pressure |  | 1998-10-01 |  | 1998-10-01
9050033 | 2 | 1998-10-01 | Currently In Use | Gas | 8000 | Composite | Fiberglass Reinforced Plastic | Pressure |  | 1998-10-01 |  | 1998-10-01
9050034 | 1 | 1998-12-15 | Currently In Use | Gas | 10000 | Composite | Double Walled | Pressure |  | 1998-12-01 |  | 1998-12-01
9050034 | 2 | 1998-12-15 | Currently In Use | Gas | 10000 | Composite | Double Walled | Pressure |  | 1998-12-01 |  | 1998-12-01
9050034 | 3 | 1998-12-15 | Currently In Use | Diesel | 10000 | Composite | Double Walled | Pressure |  | 1998-12-01 |  | 1998-12-01
9050035 | 1 | 2000-03-01 | Removed From Ground | Empty | 1000 | Bare Steel | Bare Steel | Suction: No Valve At The Tank
9050035 | 2 | 2000-03-01 | Removed From Ground | Empty | 1000 | Bare Steel | Bare Steel | Suction: No Valve At The Tank
9050035 | 3 | 2000-03-01 | Removed From Ground | Empty | 1000 | Bare Steel | Bare Steel | Suction: No Valve At The Tank
9050036 | 1 | 1999-06-30 | Currently In Use | Gas | 12000 | Composite | Fiberglass Reinforced Plastic | Pressure |  | 1999-06-21 |  | 1999-06-21
9050036 | 2 | 1999-06-30 | Currently In Use | Gas | 12000 | Composite | Fiberglass Reinforced Plastic | Pressure |  | 1999-06-21 |  | 1999-06-21
9050036 | 3 | 1999-06-30 | Currently In Use | Diesel | 6000 | Composite | Fiberglass Reinforced Plastic | Pressure |  | 1999-06-21 |  | 1999-06-21
9050038 | 1 | 1999-10-15 | Currently In Use | Diesel | 12000 | Double Walled | Double Walled | Pressure |  | 1999-10-15 |  | 1999-10-15
9050039 | 1 | 2000-04-04 | Currently In Use | Gas | 12000 | Epoxy | Double Walled | Pressure |  | 2000-04-12 |  | 2000-04-12
9050039 | 2 | 2000-04-04 | Currently In Use | Gas | 10000 | Epoxy | Double Walled | Pressure |  | 2000-04-12 |  | 2000-04-12
9050039 | 3 | 2000-04-04 | Currently In Use | Diesel | 10000 | Epoxy | Double Walled | Pressure |  | 2000-04-12 |  | 2000-04-12
9050040 | 1 | 2008-11-15 | Removed From Ground | Diesel | 550 | Bare Steel | Bare Steel | Not Marked
9050040 | 2 | 2008-03-28 | Removed From Ground | Diesel | 10000 | Bare Steel | Bare Steel | Not Marked
9050040 | 3 | 2008-05-01 | Currently In Use | Diesel | 15000 | Fiberglass Double Walled | Fiberglass/Double Walled | Suction: Valve At The Tank | N | 2008-05-01 | N | 2008-05-01
9050204 | 1 | 2008-01-30 | Removed From Ground | Gas | 3000 | Cathodically Protected Steel | Cathodically Protected | Suction: Valve At The Tank |  | 1998-09-01 |  | 1998-09-01
9050204 | 2 | 2008-01-30 | Removed From Ground | Gas | 3000 | Cathodically Protected Steel | Cathodically Protected | Suction: Valve At The Tank |  | 1998-09-01 |  | 1998-09-01
9050204 | 3 | 2008-01-30 | Removed From Ground | Gas | 4000 | Cathodically Protected Steel | Cathodically Protected | Suction: Valve At The Tank |  | 1998-09-01 |  | 1998-09-01
9051001 | 1 | 1989-04-01 | Currently In Use | Gas | 10000 | Composite | Fiberglass Reinforced Plastic | Pressure |  | 1996-07-09 |  | 1996-07-09
9051001 | 2 | 1989-04-01 | Currently In Use | Gas | 10000 | Composite | Fiberglass Reinforced Plastic | Pressure |  | 1996-07-09 |  | 1996-07-09
9051001 | 3 | 1989-04-01 | Currently In Use | Gas | 10000 | Composite | Fiberglass Reinforced Plastic | Pressure |  | 1996-07-09 |  | 1996-07-09
9051001 | 4 | 1989-04-01 | Currently In Use | Diesel | 10000 | Composite | Fiberglass Reinforced Plastic | Pressure |  | 1996-07-09 |  | 1996-07-09
9051002 | 1 | 1986-01-01 | Currently In Use | Gas | 6000 | Steel-Galvanic | Fiberglass Reinforced Plastic | Pressure |  | 1998-06-01 |  | 1998-06-01
9051002 | 2 | 1986-01-01 | Currently In Use | Gas | 6000 | Steel-Galvanic | Fiberglass Reinforced Plastic | Pressure |  | 1998-06-01 |  | 1998-06-01
9051002 | 3 | 2017-01-31 | Temporarily Out Of Use | Gas | 2000 | Steel-Galvanic | Fiberglass Reinforced Plastic | Pressure |  | 1998-06-01 |  | 1998-06-01
9051002 | 4 | 1986-01-01 | Currently In Use | Gas | 6000 | Steel-Galvanic | Fiberglass Reinforced Plastic | Pressure |  | 1998-06-01 |  | 1998-06-01
9051003 | 1 | 1993-11-02 | Removed From Ground | Diesel | 500 | Marked Unknown | Not Marked | Not Marked
9051003 | 2 | 1993-12-03 | Currently In Use | Diesel | 600 | Excavation Liner | Fiberglass Reinforced Plastic | Suction: No Valve At The Tank |  | 1993-12-01 |  | 1993-12-01
9051004 | 1 | 1986-01-01 | Currently In Use | Gas | 6000 | Steel-Galvanic | Cathodically Protected | Pressure |  | 1986-01-01 |  | 1986-01-01
9051004 | 2 | 1986-01-01 | Currently In Use | Gas | 6000 | Steel-Galvanic | Cathodically Protected | Pressure |  | 1986-01-01 |  | 1986-01-01
9051004 | 3 | 1986-01-01 | Currently In Use | Gas | 6000 | Steel-Galvanic | Cathodically Protected | Pressure |  | 1986-01-01 |  | 1986-01-01
9051005 | 1A | 1990-01-01 | Currently In Use | Diesel | 5000 | Composite | Fiberglass Reinforced Plastic | Pressure |  | 1990-01-01 12:00 |  | 1990-01-01 12:00
9051005 | 1B | 2011-11-03 | Temporarily Out Of Use | Diesel | 5000 | Composite | Fiberglass Reinforced Plastic | Pressure | N | 1990-01-01 | N | 1990-01-01
9051005 | 2 | 1990-01-01 | Currently In Use | Gas | 10000 | Composite | Fiberglass Reinforced Plastic | Pressure |  | 1990-01-01 12:00 |  | 1990-01-01 12:00
9051005 | 3A | 1990-01-01 | Currently In Use | Gas | 5000 | Composite | Fiberglass Reinforced Plastic | Pressure |  | 1990-01-01 12:00 |  | 1990-01-01 12:00
9051005 | 3B | 1990-01-01 | Currently In Use | Gas | 5000 | Composite | Fiberglass Reinforced Plastic | Pressure |  | 1990-01-01 12:00 |  | 1990-01-01 12:00
9051005 | 4 | 1990-06-01 | Removed From Ground | Gas | 8020 | Bare Steel | Galvanized Steel | Not Marked
9051005 | 5 | 1990-06-01 | Removed From Ground | Gas | 8020 | Bare Steel | Galvanized Steel | Not Marked
9051005 | 6 | 1990-06-01 | Removed From Ground | Gas | 8020 | Bare Steel | Galvanized Steel | Not Marked
9051005 | 7 | 1990-06-01 | Removed From Ground | Diesel | 8020 | Bare Steel | Galvanized Steel | Not Marked
9051006 | 1 | 1993-02-08 | Removed From Ground | Gas | 300 | Bare Steel | Bare Steel | Not Marked
9051007 | 1 | 1987-04-07 | Currently In Use | Gas | 8000 | Steel-Galvanic | Galvanic | Pressure |  | 1994-01-01 |  | 1994-01-01
9051007 | 2 | 1987-04-07 | Currently In Use | Gas | 8000 | Steel-Galvanic | Galvanic | Pressure |  | 1994-01-01 |  | 1994-01-01
9051007 | 3 | 1987-04-07 | Currently In Use | Diesel | 8000 | Steel-Galvanic | Galvanic | Pressure |  | 1994-01-01 |  | 1994-01-01
9051007 | 4 | 1987-04-07 | Currently In Use | Gas | 3000 | Steel-Galvanic | Galvanic | Pressure |  | 1994-01-01 |  | 1994-01-01
9051008 | 1 | 1993-08-19 | Removed From Ground | Gas | 1000 | Marked Unknown | Galvanized Steel | Suction: Valve At The Tank
9051008 | 2 | 1993-08-19 | Removed From Ground | Gas | 1000 | Marked Unknown | Galvanized Steel | Suction: Valve At The Tank
9051009 | 1 | 1994-05-05 | Removed From Ground | Gas | 1000 | Bare Steel | Bare Steel | Pressure
9051010 | 1 | 1994-04-11 | Removed From Ground | Gas | 500 | Bare Steel | Galvanized Steel | Suction: No Valve At The Tank
9051010 | 2 | 1994-04-11 | Removed From Ground | Gas | 500 | Bare Steel | Galvanized Steel | Suction: No Valve At The Tank
9051011 | 1 | 1998-12-01 | Currently In Use | Gas | 3008 | Steel-Impressed Current | Cathodically Protected | Suction: Valve At The Tank |  | 1998-12-01 |  | 1998-12-01
9051011 | 2 | 1998-12-01 | Currently In Use | Gas | 3008 | Steel-Impressed Current | Cathodically Protected | Suction: Valve At The Tank |  | 1998-12-01 |  | 1998-12-01
9051011 | 3 | 1998-12-01 | Currently In Use | Gas | 3008 | Steel-Impressed Current | Cathodically Protected | Suction: Valve At The Tank |  | 1998-12-01 |  | 1998-12-01
9051012 | 1 | 2016-11-22 | Temporarily Out Of Use | Gas | 2000 | Steel-Galvanic | Fiberglass Reinforced Plastic | Suction: Valve At The Tank |  | 1989-09-01 |  | 1989-09-01
9051012 | 2 | 2016-11-22 | Temporarily Out Of Use | Gas | 2000 | Steel-Galvanic | Fiberglass Reinforced Plastic | Suction: Valve At The Tank |  | 1989-09-01 |  | 1989-09-01
9051013 | 1 | 1992-10-01 | Currently In Use | Gas | 8000 | STIP-3 | Fiberglass Reinforced Plastic | Pressure |  | 1992-10-01 |  | 1992-10-01
9051013 | 2 | 1992-10-01 | Currently In Use | Gas | 8000 | STIP-3 | Fiberglass Reinforced Plastic | Pressure |  | 1992-10-01 |  | 1992-10-01
9051013 | 3 | 1992-10-01 | Currently In Use | Gas | 8000 | STIP-3 | Fiberglass Reinforced Plastic | Pressure |  | 1992-10-01 |  | 1992-10-01
9051015 | 1 | 1986-01-01 | Currently In Use | Gas | 4000 | Steel-Galvanic | Fiberglass Reinforced Plastic | Suction: No Valve At The Tank |  | 1996-08-01 |  | 1996-08-01
9051015 | 2 | 1996-08-01 | Currently In Use | Diesel | 10000 | Composite | Fiberglass Reinforced Plastic | Pressure |  | 1996-08-01 |  | 1996-08-01
9051015 | 3 | 1996-07-01 | Closed In Ground | Gas | 4500 | Bare Steel | Galvanized Steel | Suction: Valve At The Tank
9051016 | DUMMY |  | Currently In Use | Empty | 0 | Not Marked/Unknown | Not Marked | Not Marked
9051017 | 1 | 1986-01-01 | Currently In Use | Gas | 10000 | Steel-Galvanic | Double Walled Flex | Pressure |  | 1998-12-01 |  | 1998-12-01
9051017 | 2 | 1986-01-01 | Currently In Use | Gas | 10000 | Steel-Galvanic | Double Walled Flex | Pressure |  | 1998-12-01 |  | 1998-12-01
9051017 | 3 | 1986-01-01 | Currently In Use | Gas | 10000 | Steel-Galvanic | Double Walled Flex | Pressure |  | 1998-12-01 |  | 1998-12-01
9051018 | 1 | 1986-01-01 | Temporarily Out Of Use | Gas | 6000 | Steel-Galvanic | Galvanic | Pressure |  | 1998-07-01 |  | 1998-07-01
9051018 | 2 | 1986-01-01 | Temporarily Out Of Use | Gas | 6000 | Steel-Galvanic | Galvanic | Pressure |  | 1998-07-01 |  | 1998-07-01
9051019 | 1 | 2016-12-21 | Removed From Ground | Gas | 12000 | Fiberglass | Single Wall Flex | Pressure |  | 1995-06-28 |  | 1995-05-10
9051019 | 2 | 2016-12-21 | Removed From Ground | Gas | 10000 | Fiberglass | Single Wall Flex | Pressure |  | 1995-06-28 |  | 1995-05-10
9051019 | 3 | 2016-12-21 | Removed From Ground | Gas | 6000 | Fiberglass | Single Wall Flex | Pressure |  | 1995-06-28 |  | 1995-05-10
9051020 | 1 | 1998-04-27 | Removed From Ground | Gas | 2000 | Bare Steel | Galvanized Steel | Suction: Valve At The Tank
9051020 | 2 | 1998-04-27 | Removed From Ground | Gas | 550 | Bare Steel | Galvanized Steel | Suction: Valve At The Tank
9051020 | 3 | 1998-04-27 | Removed From Ground | Gas | 1050 | Bare Steel | Galvanized Steel | Suction: Valve At The Tank
9051020 | 4 | 1998-04-27 | Removed From Ground | Gas | 550 | Not Marked/Unknown | Not Marked | Not Marked
9051021 | 1A | 1995-10-15 | Currently In Use | Gas | 9000 | Composite | Double Walled Flex | Pressure |  | 1995-10-15 |  | 1995-10-15
9051021 | 1B | 1995-10-15 | Currently In Use | Gas | 3000 | Composite | Double Walled Flex | Pressure |  | 1995-10-15 |  | 1995-10-15
9051021 | 1C | 1995-10-15 | Currently In Use | Gas | 3000 | Composite | Double Walled Flex | Pressure |  | 1995-10-15 |  | 1995-10-15
9051022 | 219541 | 2004-12-01 | Removed From Ground | Gas | 2000 | Steel-Galvanic | Fiberglass Reinforced Plastic | Suction: No Valve At The Tank |  | 1995-12-05 |  | 1995-12-05
9051022 | 219542 | 2004-12-01 | Removed From Ground | Gas | 3000 | Steel-Galvanic | Fiberglass Reinforced Plastic | Suction: No Valve At The Tank |  | 1995-12-05 |  | 1995-12-05
9051026 | 1A | 1995-12-18 | Currently In Use | Gas | 6000 | Composite | Single Wall Flex | Pressure |  | 1995-12-19 |  | 1995-12-19
9051026 | 1B | 1995-12-18 | Currently In Use | Gas | 4000 | Composite | Single Wall Flex | Pressure |  | 1995-12-19 |  | 1995-12-19
9051026 | 1C | 1995-12-18 | Currently In Use | Diesel | 2000 | Composite | Single Wall Flex | Pressure |  | 1995-12-19 |  | 1995-12-19
9051029 | 1 | 1997-05-28 | Removed From Ground | Gas | 4000 | Not Marked/Unknown | Not Marked | Not Marked
9051029 | 2 | 1997-05-28 | Removed From Ground | Diesel | 4000 | Not Marked/Unknown | Not Marked | Not Marked
9051029 | 3 | 1997-05-28 | Removed From Ground | Gas | 4000 | Not Marked/Unknown | Not Marked | Not Marked
9051030 | 1 | 1996-07-01 | Currently In Use | Gas | 9000 | Tank Jacket | Fiberglass Reinforced Plastic | Pressure |  | 1996-07-01 |  | 1996-07-01
9051030 | 1A | 1996-07-01 | Currently In Use | Gas | 6000 | Tank Jacket | Fiberglass Reinforced Plastic | Pressure |  | 1996-04-01 |  | 1996-04-01
9051030 | 2 | 1996-07-02 | Currently In Use | Diesel | 8000 | Tank Jacket | Fiberglass/Double Walled | Pressure |  | 1996-07-01 |  | 1996-07-01
9051030 | 2A | 1996-07-02 | Currently In Use | Diesel | 2000 | Tank Jacket | Fiberglass/Double Walled | Pressure |  | 1996-07-01 |  | 1996-07-01
9051030 | 3 | 2014-01-17 | Currently In Use | Gas | 18000 | Tank Jacket | Fiberglass/Double Walled | Pressure | N | 2014-01-17 | N | 2014-01-17
9051030 | 3A | 2014-01-17 | Currently In Use | Diesel | 7000 | Tank Jacket | Fiberglass/Double Walled | Pressure | N | 2014-01-17 | N | 2014-01-17
9051031 | 1A | 1997-01-09 | Currently In Use | Gas | 10000 | Composite | Fiberglass Reinforced Plastic | Pressure |  | 1997-01-15 12:00 | Y | 1997-01-15 12:00
9051031 | 1B | 1997-01-09 | Currently In Use | Kerosene | 2000 | Composite | Fiberglass Reinforced Plastic | Pressure |  | 1997-01-15 12:00 | Y | 1997-01-15 12:00
9051031 | 2A | 1997-01-09 | Currently In Use | Gas | 4000 | Composite | Fiberglass Reinforced Plastic | Pressure |  | 1997-01-15 12:00 | Y | 1997-01-15 12:00
9051031 | 2B | 1997-01-09 | Currently In Use | Diesel | 4000 | Composite | Fiberglass Reinforced Plastic | Pressure |  | 1997-01-15 12:00 | Y | 1997-01-15 12:00
9051032 | 1 |  | Removed From Ground Date Unknown | Gas | 5000 | Not Marked/Unknown | Not Marked | Not Marked
9051032 | 2 |  | Removed From Ground Date Unknown | Gas | 5000 | Not Marked/Unknown | Not Marked | Not Marked
9051033 | 1 | 1999-05-01 | Currently In Use | Gas | 10000 | Composite | Fiberglass Reinforced Plastic | Pressure |  | 1999-06-01 |  | 1999-06-01
9051033 | 2 | 1999-05-01 | Currently In Use | Gas | 6000 | Composite | Fiberglass Reinforced Plastic | Pressure |  | 1999-06-01 |  | 1999-06-01
9051034 | 1 | 1999-06-01 | Currently In Use | Diesel | 12000 | Composite | Fiberglass Reinforced Plastic | Pressure |  | 1999-07-01 |  | 1999-07-01
9051034 | 2 | 1999-06-01 | Currently In Use | Gas | 12000 | Composite | Fiberglass Reinforced Plastic | Pressure |  | 1999-07-01 |  | 1999-07-01
9051035 | 1A | 1999-11-01 | Currently In Use | Gas | 8000 | Fiberglass | Fiberglass Reinforced Plastic | Pressure |  | 1999-11-01 12:00 | Y | 1999-11-01 12:00
9051035 | 1B | 1999-11-01 | Currently In Use | Gas | 4000 | Fiberglass | Fiberglass Reinforced Plastic | Pressure | N | 1999-11-01 | N | 1999-11-01
9051036 | 1 | 2007-04-13 | Removed From Ground | Diesel | 1000 | Marked Unknown | Unknown | Not Marked
9051037 | 1 | 2000-10-04 | Removed From Ground | Gas | 500 | Not Marked/Unknown | Not Marked | Not Marked
9051037 | 2 | 2000-10-04 | Removed From Ground | Gas | 500 | Not Marked/Unknown | Not Marked | Not Marked
9052001 | 001 |  | Removed From Ground Date Unknown | Gas |  | Not Marked/Unknown | Not Marked | Not Marked
9052001 | 1 |  | Removed From Ground Date Unknown | Gas |  | Marked Unknown | Unknown | Not Marked
9052002 | 1 | 1990-08-31 | Removed From Ground | Gas | 1000 | Not Marked/Unknown | Unknown | Not Marked
9052003 | 1 | 1990-07-18 | Removed From Ground | Gas | 6000 | Cathodically Protected Steel | Galvanized Steel | Not Marked
9052003 | 2 | 1990-07-18 | Removed From Ground | Gas | 8000 | Cathodically Protected Steel | Galvanized Steel | Not Marked
9052003 | 3 | 1990-07-18 | Removed From Ground | Gas | 8000 | Cathodically Protected Steel | Galvanized Steel | Not Marked
9052003 | 4 | 1990-07-18 | Removed From Ground | Used Oil | 550 | Cathodically Protected Steel | Galvanized Steel | Not Marked | Y |  | Y
9052004 | 1 |  | Removed From Ground Date Unknown | Diesel | 500 | Bare Steel | Galvanized Steel | Not Marked
9052005 | 1 | 1991-05-01 | Removed From Ground | Gas | 2000 | Bare Steel | Galvanized Steel | Not Marked
9052005 | 2 | 1991-05-01 | Removed From Ground | Diesel | 560 | Bare Steel | Galvanized Steel | Not Marked
9052005 | 3 | 2007-10-09 | Removed From Ground | Gas | 1000 | Steel-Galvanic | Cathodically Protected | Suction: No Valve At The Tank |  | 1991-01-01 |  | 1991-01-01
9052005 | 4 | 2007-10-09 | Removed From Ground | Diesel | 1000 | Steel-Galvanic | Cathodically Protected | Suction: No Valve At The Tank |  | 1991-01-01 |  | 1991-01-01
9052006 | 1 | 1998-04-01 | Removed From Ground | Empty | 1000 | Bare Steel | Galvanized Steel | Not Marked
9052006 | 2 | 1998-04-01 | Removed From Ground | Empty | 560 | Bare Steel | Galvanized Steel | Not Marked
9052006 | 3 | 1998-04-01 | Removed From Ground | Empty | 280 | Bare Steel | Galvanized Steel | Not Marked
9052007 | 1 |  | Closed In Ground Date Unknown | Empty | 1000 | Bare Steel | Galvanized Steel | Not Marked
9052007 | 2 |  | Closed In Ground Date Unknown | Empty | 1000 | Bare Steel | Galvanized Steel | Not Marked
9052007 | 3 |  | Closed In Ground Date Unknown | Empty | 560 | Bare Steel | Galvanized Steel | Not Marked
9052008 | 1 | 1999-02-22 | Removed From Ground | Gas | 8000 | Bare Steel | Galvanized Steel | Suction: No Valve At The Tank
9052008 | 2 | 1999-02-22 | Removed From Ground | Gas | 4000 | Bare Steel | Galvanized Steel | Suction: No Valve At The Tank
9052008 | 3 | 1999-02-22 | Removed From Ground | Gas | 1000 | Bare Steel | Galvanized Steel | Suction: No Valve At The Tank
9052009 | 1 | 2013-01-29 | Removed From Ground | Gas | 8000 | Cathodically Protected Steel | Fiberglass Reinforced Plastic | Pressure |  | 1990-10-01 |  | 1990-10-01
9052009 | 2 | 2013-01-29 | Removed From Ground | Gas | 8000 | Cathodically Protected Steel | Fiberglass Reinforced Plastic | Pressure |  | 1990-10-01 |  | 1990-10-01
9052009 | 3 | 2013-01-29 | Removed From Ground | Gas | 6000 | Cathodically Protected Steel | Fiberglass Reinforced Plastic | Pressure |  | 1990-10-01 |  | 1990-10-01
9052010 | 1 | 1989-08-01 | Currently In Use | Gas | 1000 | Cathodically Protected Steel | Cathodically Protected | Suction: No Valve At The Tank |  | 1989-08-01 |  | 1989-08-01
9052010 | 2 | 1989-08-01 | Currently In Use | Gas | 1000 | Cathodically Protected Steel | Cathodically Protected | Suction: No Valve At The Tank |  | 1989-08-01 |  | 1989-08-01
9052010 | 3 | 1989-08-01 | Currently In Use | Gas | 1000 | Cathodically Protected Steel | Cathodically Protected | Suction: No Valve At The Tank |  | 1989-08-01 |  | 1989-08-01
9052010 | 4 | 1989-08-01 | Currently In Use | Gas | 1000 | Cathodically Protected Steel | Cathodically Protected | Suction: No Valve At The Tank |  | 1989-08-01 |  | 1989-08-01
9052010 | 5 |  | Removed From Ground Date Unknown | Diesel | 1000 | Bare Steel | Bare Steel | Suction: No Valve At The Tank
9052011 | 1 | 1989-01-01 | Currently In Use | Gas | 8000 | Steel-Galvanic | Fiberglass Reinforced Plastic | Not Marked |  | 1989-09-15 12:00 |  | 1989-09-15 12:00
9052011 | 2 | 1989-01-01 | Currently In Use | Diesel | 8000 | Steel-Galvanic | Fiberglass Reinforced Plastic | Not Marked |  | 1989-09-15 12:00 |  | 1989-09-15 12:00
9052011 | 3 | 1989-01-01 | Currently In Use | Used Oil | 550 | Steel-Galvanic | Fiberglass Reinforced Plastic | Not Marked | Y | 1989-09-15 12:00 | Y | 1989-09-15 12:00
9052012 | 1 |  | Permanently Out Of Use | Diesel | 10000 | Bare Steel | Galvanized Steel | Not Marked
9052013 | 105D1 | 2005-01-26 | Removed From Ground | Diesel | 1000 | Cathodically Protected Steel | Galvanized Steel | Suction: Valve At The Tank
9052013 | 105G1 | 2005-01-26 | Removed From Ground | Gas | 1000 | Cathodically Protected Steel | Galvanized Steel | Suction: Valve At The Tank
9052014 | 1 | 1975-01-01 | Currently In Use | Gas | 8000 | Cathodically Protected Steel | Fiberglass Reinforced Plastic | Pressure |  | 2002-05-01 |  | 2002-05-01
9052014 | 2 | 1975-01-01 | Currently In Use | Gas | 8000 | Cathodically Protected Steel | Fiberglass Reinforced Plastic | Pressure |  | 2002-05-01 |  | 2002-05-01
9052014 | 3 | 1975-01-01 | Currently In Use | Diesel | 8000 | Cathodically Protected Steel | Fiberglass Reinforced Plastic | Suction: No Valve At The Tank |  | 2002-05-01 |  | 2002-05-01
9052016 | 1 | 1993-05-28 | Removed From Ground | Used Oil | 500 | Marked Unknown | Unknown | Not Marked | Y |  | Y
9052017 | 1 | 1992-06-01 | Removed From Ground | Empty | 3000 | Bare Steel | Galvanized Steel | Not Marked
9052019 | 1 | 1992-04-22 | Removed From Ground | Other |  | Not Marked/Unknown | Galvanized Steel | Not Marked
9052019 | 2 | 1992-04-22 | Removed From Ground | Other |  | Not Marked/Unknown | Galvanized Steel | Not Marked
9052021 | 1 | 1986-09-17 | Currently In Use | Gas | 8200 | Cathodically Protected Steel | Cathodically Protected | Pressure |  | 1998-07-01 |  | 1998-07-01
9052021 | 2 | 1986-09-17 | Currently In Use | Diesel | 8200 | Cathodically Protected Steel | Cathodically Protected | Pressure |  | 1998-07-01 |  | 1998-07-01
9052021 | 3 | 1986-09-17 | Currently In Use | Gas | 6000 | Cathodically Protected Steel | Cathodically Protected | Pressure |  | 1998-07-01 |  | 1998-07-01
9052022 | 1 | 1999-11-19 | Removed From Ground | Diesel | 10000 | Bare Steel | Galvanized Steel | Not Marked
9052023 | 1 | 1995-05-11 | Removed From Ground | Gas | 2000 | Bare Steel | Galvanized Steel | Not Marked
9052023 | 2 | 1995-05-11 | Removed From Ground | Diesel | 1000 | Not Marked/Unknown | Unknown | Not Marked
9052023 | 3 | 1995-05-11 | Removed From Ground | Used Oil | 300 | Marked Unknown | Unknown | Not Marked | Y |  | Y
9052024 | 1 | 1999-03-03 | Removed From Ground | Gas | 1060 | Bare Steel | Galvanized Steel | Suction: Valve At The Tank
9052024 | 2 | 1999-03-03 | Removed From Ground | Gas | 560 | Bare Steel | Galvanized Steel | Suction: Valve At The Tank
9052024 | 3 | 1999-03-03 | Removed From Ground | Gas | 560 | Bare Steel | Galvanized Steel | Suction: Valve At The Tank
9052025 | 1 | 1979-09-15 | Currently In Use | Gas | 8000 | Steel-Impressed Current | Cathodically Protected | Suction: Valve At The Tank |  | 1998-09-07 |  | 1998-09-07
9052025 | 2 | 1979-09-15 | Currently In Use | Gas | 4000 | Steel-Impressed Current | Cathodically Protected | Suction: Valve At The Tank |  | 1998-09-07 |  | 1998-09-07
9052025 | 3 | 1979-09-15 | Temporarily Out Of Use | Gas | 2000 | Steel-Impressed Current | Cathodically Protected | Suction: Valve At The Tank |  | 1998-09-07 |  | 1998-09-07
9052026 | 1 | 2006-04-11 | Removed From Ground | Gas | 6000 | Steel-Impressed Current | Cathodically Protected | Suction: Valve At The Tank |  | 1998-04-10 |  | 1998-04-10
9052026 | 2 | 2006-04-11 | Removed From Ground | Gas | 4000 | Steel-Impressed Current | Cathodically Protected | Suction: Valve At The Tank |  | 1998-04-10 |  | 1998-04-10
9052026 | 3 | 2006-04-11 | Removed From Ground | Gas | 3000 | Steel-Impressed Current | Cathodically Protected | Suction: Valve At The Tank |  | 1998-04-10 |  | 1998-04-10
9052027 | 1 | 1998-11-02 | Removed From Ground | Gas | 1060 | Bare Steel | Galvanized Steel | Suction: Valve At The Tank
9052027 | 2 | 1998-11-02 | Removed From Ground | Gas | 1060 | Bare Steel | Galvanized Steel | Suction: Valve At The Tank
9052027 | 3 | 1998-11-02 | Removed From Ground | Gas | 1060 | Bare Steel | Galvanized Steel | Suction: Valve At The Tank
9052027 | 4 | 1998-11-02 | Removed From Ground | Gas | 1060 | Bare Steel | Galvanized Steel | Suction: Valve At The Tank
9052027 | 5 | 1998-11-02 | Removed From Ground | Gas | 6000 | Bare Steel | Galvanized Steel | Pressure
9052027 | 6 | 1998-11-02 | Removed From Ground | Diesel | 3000 | Bare Steel | Galvanized Steel | Suction: Valve At The Tank
9052028 | 1 | 2006-02-01 | Removed From Ground | Diesel | 6000 | Composite | Fiberglass Reinforced Plastic | Suction: Valve At The Tank
9052028 | 2 | 2006-02-01 | Removed From Ground | Gas | 6000 | Epoxy | Fiberglass Reinforced Plastic | Suction: Valve At The Tank
9052028 | 3 | 2006-02-01 | Removed From Ground | Gas | 6000 | Epoxy | Fiberglass Reinforced Plastic | Suction: Valve At The Tank
9052028 | 4 | 2006-02-01 | Removed From Ground | Gas | 4000 | Epoxy | Fiberglass Reinforced Plastic | Suction: Valve At The Tank
9052029 | 1 | 1999-11-15 | Removed From Ground | Gas | 2000 | Cathodically Protected Steel | Galvanized Steel | Suction: Valve At The Tank
9052029 | 2 | 1999-11-15 | Removed From Ground | Gas | 2000 | Not Marked/Unknown | Not Marked | Not Marked
9052030 | 1 | 1997-10-20 | Removed From Ground | Gas | 2000 | Cathodically Protected Steel | Galvanized Steel | Suction: Valve At The Tank |  | 1990-11-14
9052030 | 2 | 1997-10-20 | Removed From Ground | Gas | 1000 | Cathodically Protected Steel | Galvanized Steel | Suction: Valve At The Tank |  | 1990-11-14
9052031 | 1 | 2009-12-08 | Temporarily Out Of Use | Gas | 2000 | Steel-Galvanic | Cathodically Protected | Suction: No Valve At The Tank |  | 1998-03-07 |  | 1998-03-07
9052031 | 2 | 2009-12-08 | Temporarily Out Of Use | Gas | 2000 | Steel-Galvanic | Cathodically Protected | Suction: No Valve At The Tank |  | 1998-03-17 |  | 1998-03-17
9052032 | 1 | 2004-09-24 | Temporarily Out Of Use | Gas | 1000 | Cathodically Protected Steel | Cathodically Protected | Suction: No Valve At The Tank |  | 1998-11-18 |  | 1998-11-18
9052032 | 2 | 2004-09-24 | Temporarily Out Of Use | Gas | 1000 | Cathodically Protected Steel | Cathodically Protected | Suction: No Valve At The Tank |  | 1998-11-18 |  | 1998-11-18
9052032 | 3 | 2004-09-24 | Temporarily Out Of Use | Gas | 1000 | Cathodically Protected Steel | Cathodically Protected | Suction: No Valve At The Tank |  | 1998-11-18 |  | 1998-11-18
9052033 | 1 | 1991-05-23 | Temporarily Out Of Use | Gas | 7000 | Cathodically Protected Steel | Fiberglass Reinforced Plastic | Pressure |  | 1991-05-23 |  | 1991-05-23
9052034 | 1 | 1997-10-29 | Removed From Ground | Gas | 1000 | Bare Steel | Galvanized Steel | Suction: Valve At The Tank
9052034 | 2 | 1997-10-29 | Removed From Ground | Diesel | 1000 | Bare Steel | Galvanized Steel | Suction: Valve At The Tank
9052035 | 1 | 1998-11-01 | Removed From Ground | Gas | 4000 | Bare Steel | Galvanized Steel | Pressure
9052035 | 2 | 1998-11-01 | Removed From Ground | Gas | 4000 | Bare Steel | Galvanized Steel | Pressure
9052035 | 3 | 1998-11-01 | Removed From Ground | Gas | 2000 | Bare Steel | Galvanized Steel | Pressure
9052035 | 4 | 1998-11-01 | Removed From Ground | Diesel | 2000 | Bare Steel | Galvanized Steel | Suction: Valve At The Tank
9052035 | 5 | 1998-12-01 | Currently In Use | Gas | 10000 | Composite | Fiberglass Reinforced Plastic | Pressure |  | 1998-12-01 |  | 1998-12-01
9052035 | 6 | 1998-12-01 | Currently In Use | Gas | 8000 | Composite | Fiberglass Reinforced Plastic | Pressure |  | 1998-12-01 |  | 1998-12-01
9052035 | 7A | 1998-12-01 | Currently In Use | Diesel | 2000 | Composite | Fiberglass Reinforced Plastic | Suction: No Valve At The Tank |  | 1998-12-01 |  | 1998-12-01
9052035 | 7B | 1998-12-01 | Currently In Use | Kerosene | 2000 | Composite | Fiberglass Reinforced Plastic | Suction: No Valve At The Tank |  | 1998-12-01 |  | 1998-12-01
9052036 | 1 | 1999-11-15 | Removed From Ground | Gas | 1000 | Bare Steel | Galvanized Steel | Suction: Valve At The Tank
9052036 | 2 | 1999-11-15 | Removed From Ground | Gas | 560 | Bare Steel | Galvanized Steel | Suction: Valve At The Tank
9052037 | 1 | 2015-06-11 | Temporarily Out Of Use | Gas | 10000 | Double Walled | Double Walled | Pressure |  | 1995-04-18 |  | 1995-04-18
9052037 | 2 | 2015-06-11 | Temporarily Out Of Use | Gas | 10000 | Double Walled | Double Walled | Pressure |  | 1995-04-18 |  | 1995-04-18
9052037 | 3 | 2015-06-11 | Temporarily Out Of Use | Gas | 10000 | Double Walled | Double Walled | Pressure |  | 1995-04-18 |  | 1995-04-18
9052037 | 4 | 2012-03-20 | Temporarily Out Of Use | Kerosene | 4000 | Double Walled | Double Walled | Pressure |  | 1995-04-18 |  | 1995-04-18
9052040 | 1A | 1985-01-01 | Currently In Use | Gas | 8000 | Fiberglass | Cathodically Protected | Suction: Valve At The Tank |  | 1998-05-27 |  | 1998-05-27
9052040 | 1B | 1985-01-01 | Currently In Use | Gas | 8000 | Fiberglass | Cathodically Protected | Suction: Valve At The Tank |  | 1998-05-27 |  | 1998-05-27
9052040 | A |  | Removed From Ground Date Unknown | Gas | 1000 | Bare Steel | Unknown | Not Marked | N |  | N
9052040 | B |  | Removed From Ground Date Unknown | Gas | 560 | Bare Steel | Unknown | Not Marked | N |  | N
9052040 | C |  | Removed From Ground Date Unknown | Gas | 280 | Bare Steel | Unknown | Not Marked | N |  | N
9052041 | 1 | 1998-12-28 | Removed From Ground | Gas | 550 | Not Marked/Unknown | Not Marked | Not Marked
9052041 | 2 | 1998-12-01 | Removed From Ground | Gas | 1000 | Not Marked/Unknown | Not Marked | Not Marked
9052041 | 3 | 1998-12-01 | Removed From Ground | Gas | 1000 | Not Marked/Unknown | Not Marked | Not Marked
9052041 | 4 | 2012-05-11 | Temporarily Out Of Use | Gas | 1000 | Composite | Fiberglass Reinforced Plastic | Suction: No Valve At The Tank |  | 1998-12-28 |  | 1998-12-28
9052042 | 1 | 1996-02-01 | Removed From Ground | Other | 1000 | Marked Unknown | Unknown | Not Marked
9052042 | 2 | 1996-02-01 | Removed From Ground | Other | 1000 | Marked Unknown | Unknown | Not Marked
9052042 | 3 | 1996-02-08 | Permanently Out Of Use | Other | 1000 | Marked Unknown | Unknown | Not Marked
9052042 | 4 | 1996-02-08 | Permanently Out Of Use | Other | 1000 | Marked Unknown | Unknown | Not Marked
9052043 | 1 | 2006-02-22 | Removed From Ground Date Unknown | Gas | 560 | Bare Steel | Galvanized Steel | Suction: Valve At The Tank
9052044 | 1 | 1994-01-01 | Removed From Ground | Gas |  | Not Marked/Unknown | Not Marked | Not Marked
9052044 | 2 | 1996-01-01 | Removed From Ground | Diesel |  | Not Marked/Unknown | Not Marked | Not Marked
9052045 | 1 | 1996-08-05 | Removed From Ground | Gas | 500 | Not Marked/Unknown | Not Marked | Not Marked
9052046 | 1 | 1996-08-30 | Currently In Use | Empty |  | Marked Unknown | Unknown | Not Marked
9052047 | 1 | 1996-08-05 | Removed From Ground | Gas | 1000 | Bare Steel | Bare Steel | Suction: Valve At The Tank
9052048 | 1 | 1999-01-01 | Removed From Ground | Gas | 1000 | Bare Steel | Galvanized Steel | Suction: No Valve At The Tank
9052048 | 2 | 1999-01-01 | Removed From Ground | Gas | 1000 | Bare Steel | Galvanized Steel | Suction: No Valve At The Tank
9052048 | 3 | 1999-02-15 | Currently In Use | Gas | 8000 | Composite | Fiberglass Reinforced Plastic | Pressure |  | 1999-02-15 |  | 1999-02-15
9052048 | 4 | 1999-02-15 | Currently In Use | Gas | 8000 | Composite | Fiberglass Reinforced Plastic | Pressure |  | 1999-02-15 |  | 1999-02-15
9052049 | 001 |  | Removed From Ground Date Unknown | Gas | 500 | Not Marked/Unknown | Not Marked | Not Marked
9052050 | 1 | 1998-12-01 | Currently In Use | Gas | 10000 | Composite | Fiberglass Reinforced Plastic | Suction: Valve At The Tank |  | 1998-12-01 |  | 1998-12-01
9052050 | 2 | 1998-12-01 | Currently In Use | Diesel | 10000 | Composite | Fiberglass Reinforced Plastic | Suction: Valve At The Tank |  | 1998-12-01 |  | 1998-12-01
9052051 | 1 | 1991-04-01 | Currently In Use | Gas | 1000 | Cathodically Protected Steel | Cathodically Protected | Suction: No Valve At The Tank |  | 1991-04-01 |  | 1991-04-01
9052052 | 1 | 1999-03-30 | Currently In Use | Gas | 6000 | Composite | Fiberglass Reinforced Plastic | Suction: No Valve At The Tank |  | 1999-03-30 |  | 1999-03-30
9052053 | 1 | 2015-05-29 | Currently In Use | Gas | 12000 | Composite Double Walled | Fiberglass/Double Walled | Pressure |  | 1999-10-01 12:00 | Y | 1999-10-01 12:00
9052053 | 2 | 2015-05-29 | Currently In Use | Diesel | 12000 | Composite Double Walled | Fiberglass/Double Walled | Pressure |  | 1999-10-01 12:00 | Y | 1999-10-01 12:00
9052053 | 3 | 2015-05-29 | Currently In Use | Gas | 12000 | Composite Double Walled | Fiberglass/Double Walled | Pressure |  | 1999-10-01 12:00 | Y | 1999-10-01 12:00
9052054 | 1 | 2012-11-08 | Temporarily Out Of Use | Gas | 2500 | Fiberglass Double Walled | Fiberglass Reinforced Plastic | Suction: No Valve At The Tank |  | 2000-10-24 |  | 2000-10-24
9053001 | 1 | 1991-07-29 | Permanently Out Of Use | Empty | 500 | Not Marked/Unknown | Not Marked | Not Marked
9053002 | 1 | 1997-09-16 | Removed From Ground | Diesel | 15000 | Bare Steel | Galvanized Steel | Pressure
9053002 | 2 | 1997-09-01 | Removed From Ground | Used Oil | 1000 | Bare Steel | Galvanized Steel | Gravity Fed | Y |  | Y
9053003 | 1 | 1987-01-01 | Currently In Use | Gas | 8000 | STIP-3 | Fiberglass Reinforced Plastic | Pressure |  | 2008-08-13 12:00 |  | 2008-08-13 12:00
9053003 | 2 | 1987-01-01 | Currently In Use | Gas | 6000 | STIP-3 | Fiberglass Reinforced Plastic | Pressure |  | 2008-08-13 12:00 |  | 2008-08-13 12:00
9053003 | 3 | 1987-01-01 | Currently In Use | Gas | 6000 | STIP-3 | Fiberglass Reinforced Plastic | Pressure |  | 2008-08-13 12:00 |  | 2008-08-13 12:00
9053003 | 4 | 1987-01-01 | Currently In Use | Gas | 4000 | STIP-3 | Fiberglass Reinforced Plastic | Pressure |  | 2008-08-13 12:00 |  | 2008-08-13 12:00
9053004 | 1 | 1974-01-01 | Currently In Use | Gas | 10000 | Steel-Impressed Current | Cathodically Protected | Suction: No Valve At The Tank |  | 1997-08-01 |  | 1997-08-01
9053004 | 2 | 1974-01-01 | Currently In Use | Gas | 10000 | Steel-Impressed Current | Cathodically Protected | Suction: Valve At The Tank |  | 1997-08-01 |  | 1997-08-01
9053004 | 3 | 1974-01-01 | Currently In Use | Gas | 10000 | Steel-Impressed Current | Cathodically Protected | Suction: No Valve At The Tank |  | 1997-08-01 |  | 1997-08-01
9053005 | 1 | 2010-09-14 | Currently In Use | Gas | 6000 | Steel-Impressed Current | Fiberglass/Double Walled | Pressure |  | 1990-05-01 |  | 1990-05-01
9053005 | 2 | 2010-09-14 | Currently In Use | Gas | 6000 | Steel-Impressed Current | Fiberglass/Double Walled | Pressure |  | 1990-05-01 |  | 1990-05-01
9053005 | 3 | 2010-09-14 | Currently In Use | Gas | 8000 | Steel-Impressed Current | Fiberglass/Double Walled | Pressure |  | 1990-05-01 |  | 1990-05-01
9053005 | 4 | 2010-09-14 | Currently In Use | Diesel | 8000 | Steel-Impressed Current | Fiberglass/Double Walled | Pressure |  | 1990-05-01 |  | 1990-05-01
9053006 | 1 | 1974-01-01 | Currently In Use | Gas | 6000 | Steel-Impressed Current | Impressed Current | Suction: No Valve At The Tank |  | 2010-08-04 12:00 |  | 2010-08-04 12:00
9053006 | 2 | 1974-01-01 | Currently In Use | Gas | 6000 | Steel-Impressed Current | Impressed Current | Suction: No Valve At The Tank |  | 2010-08-04 12:00 |  | 2010-08-04 12:00
9053006 | 3 | 1974-01-01 | Currently In Use | Gas | 10000 | Steel-Impressed Current | Impressed Current | Suction: No Valve At The Tank |  | 2010-08-04 12:00 |  | 2010-08-04 12:00
9053007 | 1 | 1974-01-01 | Temporarily Out Of Use | Gas | 10000 | Steel-Impressed Current | Impressed Current | Suction: Valve At The Tank |  | 2011-10-17 12:00 |  | 2010-08-10 12:00
9053007 | 2 | 1974-01-01 | Temporarily Out Of Use | Gas | 10000 | Steel-Impressed Current | Impressed Current | Suction: Valve At The Tank |  | 2011-10-17 12:00 |  | 2010-08-10 12:00
9053009 | 1 | 2003-05-09 | Currently In Use | Diesel | 8000 | Steel-Galvanic | Cathodically Protected | Pressure |  | 1988-07-15 |  | 1988-07-15
9053009 | 2 | 2003-05-09 | Currently In Use | Gas | 8000 | Steel-Galvanic | Cathodically Protected | Pressure |  | 1988-07-15 |  | 1988-07-15
9053009 | 3 | 2003-05-09 | Currently In Use | Gas | 8000 | Steel-Galvanic | Cathodically Protected | Pressure |  | 1988-07-15 |  | 1988-07-15
9053009 | 4 | 2003-05-09 | Currently In Use | Gas | 8000 | Steel-Galvanic | Cathodically Protected | Pressure |  | 1988-07-15 |  | 1988-07-15
9053010 | 1 | 1991-09-01 | Removed From Ground | Gas | 7500 | Bare Steel | Bare Steel | Not Marked
9053010 | 2 |  | Closed In Ground Date Unknown | Diesel | 10000 | Bare Steel | Bare Steel | Not Marked
9053010 | 3 | 1999-10-01 | Removed From Ground | Empty | 25000 | Marked Unknown | Unknown | Not Marked
9053010 | 4 | 1991-04-17 | Removed From Ground | Gas | 1000 | Bare Steel | Galvanized Steel | Not Marked
9053011 | 1 | 1998-04-02 | Removed From Ground | Gas | 1000 | Bare Steel | Galvanized Steel | Suction: No Valve At The Tank
9053011 | 2 | 1998-04-02 | Removed From Ground | Gas | 1000 | Bare Steel | Galvanized Steel | Suction: No Valve At The Tank
9053012 | 1 | 1985-01-01 | Removed From Ground | Gas | 2000 | Bare Steel | Galvanized Steel | Suction: Valve At The Tank
9053012 | 2 | 1985-01-01 | Removed From Ground | Gas | 500 | Bare Steel | Galvanized Steel | Suction: Valve At The Tank
9053012 | 3 | 1985-01-01 | Removed From Ground | Gas | 500 | Bare Steel | Galvanized Steel | Suction: Valve At The Tank
9053014 | 1 |  | Removed From Ground Date Unknown | Diesel | 1000 | Bare Steel | Galvanized Steel | Gravity Fed
9053014 | 2 |  | Removed From Ground Date Unknown | Gas | 1000 | Bare Steel | Galvanized Steel | Gravity Fed
9053015 | 1 | 1999-12-21 | Removed From Ground | Gas | 1000 | Bare Steel | Galvanized Steel | Suction: Valve At The Tank
9053015 | 2 | 1999-12-21 | Removed From Ground | Gas | 1000 | Bare Steel | Not Marked | Not Marked
9053016 | 1 | 1987-04-17 | Currently In Use | Gas | 8200 | Epoxy | Fiberglass Reinforced Plastic | Pressure |  | 2009-05-28 12:00 |  | 2009-05-28 12:00
9053016 | 2 | 1987-04-17 | Currently In Use | Gas | 8200 | Epoxy | Fiberglass Reinforced Plastic | Pressure |  | 2009-05-28 12:00 |  | 2009-05-28 12:00
9053016 | 3 | 1987-04-17 | Currently In Use | Gas | 8200 | Epoxy | Fiberglass Reinforced Plastic | Pressure |  | 2009-05-28 12:00 |  | 2009-05-28 12:00
9053017 | 1 | 1988-05-24 | Currently In Use | Gas | 2000 | STIP-3 | Bare Steel | Suction: Valve At The Tank |  | 1998-05-26 |  | 1998-05-26
9053017 | 2 | 1988-05-24 | Temporarily Out Of Use | Gas | 2000 | STIP-3 | Bare Steel | Suction: Valve At The Tank |  | 1998-05-26 |  | 1998-05-26
9053018 | 2000 | 2017-02-24 | Temporarily Out Of Use | Diesel | 2000 | Cathodically Protected Steel | Fiberglass Reinforced Plastic | Pressure |  | 1995-01-01 |  | 1995-01-01
9053018 | 4000 | 2017-02-24 | Temporarily Out Of Use | Gas | 4000 | Cathodically Protected Steel | Fiberglass Reinforced Plastic | Pressure |  | 1993-07-20 |  | 1993-07-20
9053019 | 1 | 1975-09-22 | Currently In Use | Gas | 6000 | Steel-Impressed Current | Cathodically Protected | Suction: No Valve At The Tank |  | 1998-11-01 |  | 1998-11-01
9053019 | 2 | 1975-02-09 | Currently In Use | Gas | 2000 | Steel-Impressed Current | Cathodically Protected | Suction: No Valve At The Tank |  | 1998-11-01 |  | 1998-11-01
9053220 | 1 | 1991-04-01 | Currently In Use | Gas | 6000 | STIP-3 | Fiberglass Reinforced Plastic | Suction: No Valve At The Tank |  | 1991-04-01 |  | 1991-04-01
9053220 | 2 | 1991-04-01 | Currently In Use | Gas | 2000 | STIP-3 | Fiberglass Reinforced Plastic | Suction: No Valve At The Tank |  | 1991-04-01 |  | 1991-04-01
9053220 | 3 | 2005-07-01 | Currently In Use | Gas | 10000 | Composite | Fiberglass Reinforced Plastic | Pressure | N | 2005-08-01 | N | 2005-08-01
9053222 | 1 | 2010-05-16 | Temporarily Out Of Use | Gas | 2000 | Cathodically Protected Steel | Cathodically Protected | Suction: Valve At The Tank |  | 1998-12-01 |  | 1998-12-01
9053222 | 2 | 2010-08-16 | Temporarily Out Of Use | Gas | 2000 | Cathodically Protected Steel | Cathodically Protected | Suction: Valve At The Tank |  | 1998-12-01 |  | 1998-12-01
9053222 | 3 | 2010-08-16 | Temporarily Out Of Use | Gas | 2000 | Cathodically Protected Steel | Cathodically Protected | Suction: Valve At The Tank |  | 1998-12-01 |  | 1998-12-01
9053223 | 1 | 1981-06-01 | Currently In Use | Gas | 4000 | Bare Steel | Bare Steel | Suction: Valve At The Tank |  | 1995-01-01 |  | 1995-01-01
9053223 | 2 | 1981-06-01 | Currently In Use | Gas | 4000 | Bare Steel | Bare Steel | Suction: Valve At The Tank |  | 1995-01-01 |  | 1995-01-01
9053223 | 3 | 1981-06-01 | Currently In Use | Diesel | 2000 | Bare Steel | Bare Steel | Suction: No Valve At The Tank |  | 1981-01-01 |  | 1981-01-01
9053224 | 1 | 1999-08-03 | Closed In Ground | Gas | 1 | Bare Steel | Bare Steel | Suction: Valve At The Tank
9053224 | 2 | 1999-08-03 | Closed In Ground | Gas | 1 | Bare Steel | Bare Steel | Suction: Valve At The Tank
9053224 | 3 | 1999-08-03 | Closed In Ground | Gas | 1 | Bare Steel | Bare Steel | Suction: Valve At The Tank
9053224 | 4 | 1999-08-03 | Closed In Ground | Gas | 1 | Bare Steel | Bare Steel | Suction: Valve At The Tank
9053224 | 5A | 2009-05-20 | Temporarily Out Of Use | Gas | 2000 | Composite | Fiberglass Reinforced Plastic | Suction: No Valve At The Tank |  | 1999-09-09 |  | 1999-09-09
9053224 | 5B | 2009-05-20 | Temporarily Out Of Use | Gas | 1000 | Composite | Fiberglass Reinforced Plastic | Suction: No Valve At The Tank |  | 1999-09-09 |  | 1999-09-09
9053225 | 1 | 1990-08-01 | Currently In Use | Gas | 6000 | Cathodically Protected Steel | Cathodically Protected | Pressure |  | 1990-08-01 |  | 1990-08-01
9053225 | 2 | 1990-08-01 | Currently In Use | Gas | 3000 | Cathodically Protected Steel | Cathodically Protected | Pressure |  | 1990-08-01 |  | 1990-08-01
9053225 | 3 | 1990-08-01 | Currently In Use | Kerosene | 2000 | Cathodically Protected Steel | Cathodically Protected | Pressure |  | 1990-08-01 |  | 1990-08-01
9053225 | 4 | 1992-06-01 | Currently In Use | Diesel | 4000 | Cathodically Protected Steel | Cathodically Protected | Pressure |  | 1990-08-01 |  | 1990-08-01
9053226 | 1 | 1998-11-19 | Removed From Ground | Gas | 5000 | Bare Steel | Galvanized Steel | Suction: Valve At The Tank
9053226 | 2 | 1998-11-19 | Removed From Ground | Gas | 4000 | Bare Steel | Galvanized Steel | Suction: Valve At The Tank
9053226 | 3 | 1998-11-19 | Removed From Ground | Diesel | 10000 | Bare Steel | Galvanized Steel | Suction: Valve At The Tank
9053227 | 1 | 2004-12-31 | Temporarily Out Of Use | Gas | 8000 | Cathodically Protected Steel | Fiberglass Reinforced Plastic | Pressure |  | 1989-07-01 |  | 1989-07-01
9053227 | 2 | 2004-12-31 | Temporarily Out Of Use | Gas | 8000 | Cathodically Protected Steel | Fiberglass Reinforced Plastic | Pressure |  | 1989-07-01 |  | 1989-07-01
9053227 | 3 | 2004-12-31 | Temporarily Out Of Use | Gas | 8000 | Cathodically Protected Steel | Fiberglass Reinforced Plastic | Pressure |  | 1989-07-01 |  | 1989-07-01
9053227 | 4 | 2004-12-31 | Temporarily Out Of Use | Diesel | 1000 | Cathodically Protected Steel | Fiberglass Reinforced Plastic | Suction: Valve At The Tank |  | 1989-07-01 |  | 1989-07-01
9053228 | 1 | 1987-01-01 | Currently In Use | Gas | 8000 | Cathodically Protected Steel | Fiberglass Reinforced Plastic | Pressure |  | 1994-07-01 |  | 1994-07-01
9053228 | 2 | 1987-01-01 | Currently In Use | Gas | 8000 | Cathodically Protected Steel | Fiberglass Reinforced Plastic | Pressure |  | 1994-07-01 |  | 1994-07-01
9053228 | 3 | 1987-01-01 | Currently In Use | Diesel | 8000 | Cathodically Protected Steel | Fiberglass Reinforced Plastic | Pressure |  | 1994-07-01 |  | 1994-07-01
9053228 | 4 | 1987-01-01 | Currently In Use | Gas | 8000 | Cathodically Protected Steel | Fiberglass Reinforced Plastic | Pressure |  | 1994-07-01 |  | 1994-07-01
9053229 | 1A | 1998-10-01 | Removed From Ground | Gas | 6000 | Composite | Fiberglass Reinforced Plastic | Suction: No Valve At The Tank |  | 1995-07-20 |  | 1995-07-20
9053229 | 2A | 1998-10-01 | Removed From Ground | Gas | 4000 | Not Marked/Unknown | Not Marked | Not Marked |  | 1995-07-20 |  | 1995-07-20
9053230 | 1 | 2009-03-09 | Currently In Use | Gas | 10000 | STIP-3 | Fiberglass Reinforced Plastic | Pressure |  | 1994-09-01 |  | 1994-09-01
9053230 | 2 | 2009-03-09 | Currently In Use | Gas | 8000 | STIP-3 | Fiberglass Reinforced Plastic | Pressure |  | 1994-09-01 |  | 1994-09-01
9053231 | 1UNL | 1997-09-09 | Removed From Ground | Gas |  | Bare Steel | Bare Steel | Suction: Valve At The Tank
9053231 | 2PLUS | 1997-09-09 | Removed From Ground | Gas |  | Bare Steel | Bare Steel | Suction: Valve At The Tank
9053231 | 3PRE | 1997-09-09 | Removed From Ground | Gas |  | Bare Steel | Bare Steel | Suction: Valve At The Tank
9053231 | 4A | 2006-11-22 | Removed From Ground | Gas | 1000 | Composite | Fiberglass Reinforced Plastic | Suction: No Valve At The Tank |  | 1997-09-01 |  | 1997-09-01
9053231 | 4B | 2006-11-22 | Removed From Ground | Gas | 1000 | Composite | Fiberglass Reinforced Plastic | Suction: No Valve At The Tank |  | 1997-09-01 |  | 1997-09-01
9053233 | 1UNL | 1999-03-31 | Removed From Ground | Gas | 1000 | Bare Steel | Galvanized Steel | Suction: Valve At The Tank
9053233 | PLUS | 1999-03-31 | Removed From Ground | Gas | 1000 | Bare Steel | Galvanized Steel | Suction: Valve At The Tank
9053234 | 1 | 2012-10-23 | Removed From Ground | Diesel | 270 | Cathodically Protected Steel | Copper | Suction: No Valve At The Tank |  | 1999-04-06 |  | 1999-04-06
9053236 | 1 | 2005-05-06 | Removed From Ground | Gas | 1000 | Bare Steel | Galvanized Steel | Suction: No Valve At The Tank
9053236 | 2 | 2005-05-06 | Removed From Ground | Gas | 1000 | Bare Steel | Galvanized Steel | Suction: No Valve At The Tank
9053236 | 3 | 2005-05-06 | Removed From Ground | Kerosene | 1 | Bare Steel | Galvanized Steel | Suction: No Valve At The Tank
9053237 | 1 |  | Removed From Ground Date Unknown | Gas | 1 | Bare Steel | Galvanized Steel | Suction: Valve At The Tank
9053237 | 2 |  | Removed From Ground Date Unknown | Gas | 1 | Bare Steel | Galvanized Steel | Suction: Valve At The Tank
9053238 | 1A | 1995-07-25 | Currently In Use | Gas | 4000 | Steel-Galvanic | Fiberglass Reinforced Plastic | Pressure |  | 1998-07-25 |  | 1998-07-25
9053238 | 1B | 1995-07-25 | Currently In Use | Gas | 2000 | Steel-Galvanic | Fiberglass Reinforced Plastic | Pressure |  | 1998-07-25 |  | 1998-07-25
9053238 | 2A | 1995-07-25 | Currently In Use | Diesel | 1000 | Steel-Galvanic | Fiberglass Reinforced Plastic | Pressure |  | 1998-07-25 |  | 1998-07-25
9053238 | 2B | 1995-07-25 | Currently In Use | Kerosene | 2000 | Steel-Galvanic | Fiberglass Reinforced Plastic | Pressure |  | 1998-07-25 |  | 1998-07-25
9053239 | 1A | 1995-06-14 | Currently In Use | Gas | 8000 | Composite | Fiberglass Reinforced Plastic | Pressure |  | 1995-06-14 |  | 1995-06-14
9053239 | 1B | 1995-06-14 | Currently In Use | Diesel | 4000 | Composite | Fiberglass Reinforced Plastic | Pressure |  | 1995-06-14 12:00 |  | 1995-06-14 12:00
9053240 | 1 | 1999-09-28 | Removed From Ground | Gas |  | Not Marked/Unknown | Not Marked | Not Marked
9053240 | 2 | 1999-09-28 | Removed From Ground | Gas |  | Not Marked/Unknown | Not Marked | Not Marked
9053240 | 3A | 2011-10-24 | Currently In Use | Gas | 4000 | Fiberglass | Fiberglass Reinforced Plastic | Suction: No Valve At The Tank |  | 1999-09-17 |  | 1999-09-17
9053240 | 3B | 2011-10-24 | Currently In Use | Gas | 2000 | Fiberglass | Fiberglass Reinforced Plastic | Suction: No Valve At The Tank |  | 1999-09-17 |  | 1999-09-17
9053241 | 1A | 2016-06-09 | Currently In Use | Gas | 4000 | Composite | Fiberglass Reinforced Plastic | Pressure |  | 1995-02-01 |  | 1995-02-01
9053241 | 1B | 2016-06-09 | Currently In Use | Diesel | 4000 | Composite | Fiberglass Reinforced Plastic | Pressure | N | 1995-02-01 | N | 1995-02-01
9053242 | 1 | 1996-01-01 | Removed From Ground | Gas | 4000 | Not Marked/Unknown | Not Marked | Not Marked
9053242 | 2 | 1996-01-01 | Removed From Ground | Gas | 4000 | Not Marked/Unknown | Not Marked | Not Marked
9053243 | 1 | 2002-08-01 | Removed From Ground | Gas | 4000 | Steel-Impressed Current | Cathodically Protected | Pressure |  | 1999-01-27 |  | 1999-01-27
9053243 | 1 |  | Currently In Use | Gas | 4000 | Steel-Impressed Current | Cathodically Protected | Pressure |  | 1999-01-27 |  | 1999-01-27
9053243 | 2 | 2002-08-01 | Removed From Ground | Gas | 4000 | Steel-Impressed Current | Cathodically Protected | Pressure |  | 1999-01-27 |  | 1999-01-27
9053243 | 2 |  | Currently In Use | Gas | 4000 | Steel-Impressed Current | Cathodically Protected | Pressure |  | 1999-01-27 |  | 1999-01-27
9053243 | 3 | 2002-08-01 | Removed From Ground | Gas | 4000 | Steel-Impressed Current | Cathodically Protected | Pressure |  | 1999-01-27 |  | 1999-01-27
9053243 | 3 |  | Currently In Use | Gas | 4000 | Steel-Impressed Current | Cathodically Protected | Pressure |  | 1999-01-27 |  | 1999-01-27
9053243 | 4 | 2002-08-01 | Removed From Ground | Gasohol | 4000 | Steel-Impressed Current | Cathodically Protected | Pressure |  | 1999-01-27 |  | 1999-01-27
9053243 | 4 |  | Currently In Use | Gasohol | 4000 | Steel-Impressed Current | Cathodically Protected | Pressure |  | 1999-01-27 |  | 1999-01-27
9053244 | 1 | 1997-09-01 | Removed From Ground | Gas | 6000 | Not Marked/Unknown | Not Marked | Not Marked
9053244 | 2 | 1997-09-01 | Removed From Ground | Gas | 6000 | Not Marked/Unknown | Not Marked | Not Marked
9053244 | 3 | 1997-09-01 | Removed From Ground | Gas | 1000 | Not Marked/Unknown | Not Marked | Not Marked
9053245 | 1 | 1998-03-16 | Removed From Ground | Gas | 6000 | Not Marked/Unknown | Not Marked | Not Marked
9053245 | 2 | 1998-03-16 | Removed From Ground | Gas | 6000 | Not Marked/Unknown | Not Marked | Not Marked
9053246 | 1A | 1998-12-01 | Currently In Use | Gas | 6000 | Composite | Fiberglass Reinforced Plastic | Pressure |  | 1998-12-01 |  | 1998-12-01
9053246 | 1B | 1998-12-01 | Currently In Use | Gas | 4000 | Composite | Fiberglass Reinforced Plastic | Pressure |  | 1998-12-01 |  | 1998-12-01
9053246 | 1C | 1998-12-01 | Currently In Use | Diesel | 2000 | Composite | Fiberglass Reinforced Plastic | Pressure |  | 1998-12-01 |  | 1998-12-01
9053247 | 1 | 1998-11-01 | Removed From Ground | Gas | 5000 | Bare Steel | Galvanized Steel | Suction: Valve At The Tank
9053247 | 2 | 1998-11-01 | Removed From Ground | Gas | 4000 | Bare Steel | Galvanized Steel | Suction: Valve At The Tank
9053247 | 3 | 1998-11-01 | Removed From Ground | Diesel | 10000 | Bare Steel | Galvanized Steel | Suction: Valve At The Tank
9053247 | 4A | 1998-11-01 | Currently In Use | Gas | 6000 | Composite | Fiberglass Reinforced Plastic | Pressure |  | 1998-11-01 |  | 1998-11-01
9053247 | 4B | 1998-11-01 | Currently In Use | Gas | 6000 | Composite | Fiberglass Reinforced Plastic | Pressure |  | 1998-11-01 |  | 1998-11-01
9053247 | 5 | 1998-11-01 | Currently In Use | Diesel | 10000 | Composite | Fiberglass Reinforced Plastic | Pressure |  | 1998-11-01 |  | 1998-11-01
9053248 | 1A | 1998-10-01 | Currently In Use | Gas | 6000 | Composite | Cathodically Protected | Suction: No Valve At The Tank |  | 1998-10-01 |  | 1998-10-01
9053248 | 1B | 1998-10-01 | Currently In Use | Gas | 2000 | Composite | Cathodically Protected | Suction: No Valve At The Tank | N | 1998-10-01 | N | 1998-10-01
9053248 | 1C | 1998-10-01 | Currently In Use | Diesel | 2000 | Composite | Cathodically Protected | Suction: No Valve At The Tank | N | 1998-10-01 | N | 1998-10-01
9053249 | 1A | 2016-07-28 | Temporarily Out Of Use | Gas | 4000 | Composite | Fiberglass Reinforced Plastic | Suction: No Valve At The Tank |  | 2000-02-28 |  | 2000-02-28
9053249 | 1B | 2016-07-28 | Temporarily Out Of Use | Gas | 2000 | Composite | Fiberglass Reinforced Plastic | Suction: No Valve At The Tank |  | 2000-02-28 |  | 2000-02-28
9053249 | 2A | 2016-07-28 | Temporarily Out Of Use | Diesel | 4000 | Composite | Fiberglass Reinforced Plastic | Pressure |  | 2001-08-02 |  | 2001-08-02
9053249 | 2B | 2016-07-28 | Temporarily Out Of Use | Kerosene | 2000 | Composite | Fiberglass Reinforced Plastic | Suction: No Valve At The Tank |  | 2001-08-02 |  | 2001-08-02
9053250 | 1 | 1999-12-29 | Removed From Ground | Gas | 550 | Not Marked/Unknown | Not Marked | Not Marked
9053250 | 2 | 1999-12-29 | Removed From Ground | Gas | 550 | Not Marked/Unknown | Not Marked | Not Marked
9053251 | 1 | 2000-12-01 | Currently In Use | Diesel | 12000 | Composite | Fiberglass Reinforced Plastic | Pressure |  | 2001-02-01 |  | 2000-02-01
9053252 | 1A | 2001-01-25 | Currently In Use | Gas | 9000 | Composite | Fiberglass/Double Walled | Pressure |  | 2001-01-30 |  | 2001-01-30
9053252 | 1B | 2001-01-25 | Currently In Use | Gas | 6000 | Composite | Fiberglass/Double Walled | Pressure |  | 2001-01-30 |  | 2001-01-30
9053252 | 2 | 2001-01-25 | Currently In Use | Diesel | 6000 | Composite | Fiberglass/Double Walled | Pressure |  | 2001-12-20 |  | 2001-12-20
9053253 | 1 | 2001-08-01 | Currently In Use | Gas | 10000 | Composite | Fiberglass Reinforced Plastic | Pressure |  | 2001-05-01 |  | 2001-05-01
9053253 | 2 | 2001-08-01 | Currently In Use | Diesel | 8000 | Composite | Fiberglass Reinforced Plastic | Pressure |  | 2001-05-01 |  | 2001-05-01
9053254 | 1 | 2001-07-01 | Currently In Use | Diesel | 15000 | Composite | Fiberglass Reinforced Plastic | Pressure |  | 2001-07-01 |  | 2001-07-01
9053254 | 2 | 2001-07-01 | Currently In Use | Diesel | 6000 | Composite | Fiberglass Reinforced Plastic | Pressure |  | 2001-07-01 |  | 2001-07-01
9053254 | 3 | 2001-07-01 | Currently In Use | Gas | 6000 | Composite | Fiberglass Reinforced Plastic | Pressure |  | 2001-07-01 |  | 2001-07-01
9053255 | 1 | 1993-10-01 | Currently In Use | Gas | 8000 | Cathodically Protected Steel | Fiberglass Reinforced Plastic | Pressure |  | 2011-08-12 12:00 |  | 1993-10-01 12:00
9053255 | 2 | 1993-10-01 | Currently In Use | Gas | 6000 | Cathodically Protected Steel | Fiberglass Reinforced Plastic | Pressure |  | 2011-08-12 12:00 |  | 1993-10-01 12:00
9053255 | 3 | 1993-10-01 | Currently In Use | Diesel | 4000 | Cathodically Protected Steel | Fiberglass Reinforced Plastic | Pressure |  | 2011-08-12 12:00 |  | 1993-10-01 12:00
9053255 | 4 | 1993-10-01 | Currently In Use | Kerosene | 1000 | Cathodically Protected Steel | Fiberglass Reinforced Plastic | Suction: No Valve At The Tank |  | 2011-08-12 12:00 |  | 1993-10-01 12:00
9054001 | 1 | 1990-10-01 | Removed From Ground | Diesel | 560 | Bare Steel | Galvanized Steel | Not Marked
9054001 | 2 | 1990-10-01 | Removed From Ground | Gas | 560 | Bare Steel | Galvanized Steel | Not Marked
9054001 | 3 | 2008-05-14 | Removed From Ground | Diesel | 1000 | Steel-Galvanic | Cathodically Protected | Suction: No Valve At The Tank |  | 1990-01-01 |  | 1990-01-01
9054001 | 4 | 2008-05-14 | Removed From Ground | Gas | 550 | Steel-Galvanic | Cathodically Protected | Suction: No Valve At The Tank |  | 1990-01-01 |  | 1990-01-01
9054002 | 1 |  | Removed From Ground Date Unknown | Diesel | 4000 | Cathodically Protected Steel | Fiberglass Reinforced Plastic | Not Marked
9054002 | 2 |  | Removed From Ground Date Unknown | Gas | 4000 | Cathodically Protected Steel | Fiberglass Reinforced Plastic | Not Marked
9054004 | DUMMY |  | Currently In Use | Other |  | Marked Unknown | Unknown | Not Marked
9054005 | 113 | 1998-08-20 | Removed From Ground | Diesel | 500 | Bare Steel | Galvanized Steel | Not Marked
9054005 | 115 | 1996-06-26 | Removed From Ground | Diesel | 250 | Bare Steel | Galvanized Steel | Not Marked
9054006 | 248 | 1996-03-24 | Removed From Ground | Gas | 25000 | Bare Steel | Galvanized Steel | Not Marked
9054006 | 249 | 1993-03-19 | Removed From Ground | Diesel | 25000 | Bare Steel | Galvanized Steel | Not Marked
9054007 | 1 | 1997-07-16 | Removed From Ground | Gas | 6000 | Fiberglass | Fiberglass Reinforced Plastic | Suction: Valve At The Tank
9054008 | 1 | 1994-11-01 | Removed From Ground | Gas | 3000 | Bare Steel | Galvanized Steel | Suction: Valve At The Tank
9054008 | 2 | 1994-11-01 | Removed From Ground | Gas | 3000 | Bare Steel | Galvanized Steel | Suction: Valve At The Tank
9054008 | 3 | 1994-11-01 | Removed From Ground | Gas | 3000 | Bare Steel | Galvanized Steel | Suction: Valve At The Tank
9054008 | 4 | 1994-11-01 | Removed From Ground | Diesel | 550 | Bare Steel | Galvanized Steel | Suction: Valve At The Tank
9054008 | 5 | 1994-11-01 | Removed From Ground | Used Oil | 550 | Bare Steel | Galvanized Steel | Suction: Valve At The Tank | Y |  | Y
9054009 | 1 | 1994-10-26 | Removed From Ground | Empty | 500 | Bare Steel | Unknown | Not Marked
9054009 | 2 | 1994-10-26 | Removed From Ground | Diesel | 1000 | Bare Steel | Unknown | Not Marked
9054010 | 1 | 1994-07-15 | Removed From Ground | Gas | 3000 | Bare Steel | Not Marked | Not Marked
9054010 | 2 | 1997-07-15 | Removed From Ground | Gas | 4000 | Bare Steel | Unknown | Not Marked | N |  | N
9054011 | 1 | 1995-03-24 | Removed From Ground | Gas | 8000 | Bare Steel | Bare Steel | Pressure
9054011 | 2 | 1995-03-28 | Removed From Ground | Gas | 8000 | Bare Steel | Bare Steel | Pressure
9054011 | 3 | 1995-03-27 | Removed From Ground | Gas | 8000 | Bare Steel | Bare Steel | Pressure
9054011 | 4 | 1995-04-01 | Currently In Use | Gas | 10000 | Composite | Fiberglass Reinforced Plastic | Pressure |  | 1995-04-01 |  | 1995-04-01
9054011 | 5 | 1995-04-01 | Currently In Use | Diesel | 4000 | Composite | Fiberglass Reinforced Plastic | Pressure |  | 1995-04-01 |  | 1995-04-01
9054011 | 6A | 1995-04-01 | Currently In Use | Gas | 5000 | Composite | Fiberglass Reinforced Plastic | Pressure |  | 1995-04-01 |  | 1995-04-01
9054011 | 6B | 1995-04-01 | Currently In Use | Gas | 5000 | Composite | Fiberglass Reinforced Plastic | Pressure |  | 1995-04-01 |  | 1995-04-01
9054011 | 7 | 1988-05-01 | Currently In Use | Kerosene | 1000 | STIP-3 | Fiberglass Reinforced Plastic | Suction: No Valve At The Tank |  | 1988-05-01 |  | 1988-05-01
9054012 | 1 | 1991-01-01 | Currently In Use | Gas | 6000 | Cathodically Protected Steel | Galvanized Steel | Pressure |  | 1991-01-01 |  | 1991-01-01
9054012 | 2 | 1991-01-01 | Currently In Use | Gas | 6000 | Cathodically Protected Steel | Galvanized Steel | Pressure |  | 1991-01-01 |  | 1991-01-01
9054012 | 3 | 1991-01-01 | Currently In Use | Gas | 6000 | Cathodically Protected Steel | Galvanized Steel | Pressure |  | 1991-01-01 |  | 1991-01-01
9054013 | T-1 | 1971-01-01 | Currently In Use | Gas | 5000 | Steel-Impressed Current | Impressed Current | Suction: Valve At The Tank |  | 1998-10-01 |  | 1998-10-01
9054013 | T-2 | 1971-01-01 | Currently In Use | Gas | 3000 | Steel-Impressed Current | Impressed Current | Suction: Valve At The Tank |  | 1998-10-01 |  | 1998-10-01
9054014 | 1A | 1992-01-01 | Currently In Use | Gas | 6000 | Cathodically Protected Steel | Galvanized Steel | Suction: No Valve At The Tank |  | 1992-01-01 |  | 1992-01-01
9054014 | 1B | 1992-01-01 | Currently In Use | Gas | 2000 | Cathodically Protected Steel | Galvanized Steel | Suction: No Valve At The Tank |  | 1992-01-01 |  | 1992-01-01
9054015 | 1 | 1988-01-01 | Currently In Use | Gas | 4000 | Epoxy | Fiberglass Reinforced Plastic | Pressure |  | 1996-06-01 |  | 1996-06-01
9054015 | 2 | 1988-01-01 | Currently In Use | Gas | 4000 | Epoxy | Fiberglass Reinforced Plastic | Pressure |  | 1996-06-01 |  | 1996-06-01
9054015 | 3 | 1988-01-01 | Currently In Use | Gas | 4000 | Epoxy | Fiberglass Reinforced Plastic | Pressure |  | 1996-06-01 |  | 1996-06-01
9054016 | PLUS | 2002-08-12 | Removed From Ground | Gas | 4000 | Cathodically Protected Steel | Cathodically Protected | Pressure |  | 1990-08-01 |  | 1990-08-01
9054016 | PREM | 2002-08-12 | Removed From Ground | Gas | 8000 | Cathodically Protected Steel | Cathodically Protected | Pressure |  | 1990-08-01 |  | 1990-08-01
9054016 | UL | 2002-08-12 | Removed From Ground | Gas | 8000 | Cathodically Protected Steel | Cathodically Protected | Pressure |  | 1990-08-01 |  | 1990-08-01
9054021 | 1A | 1996-08-15 | Currently In Use | E10 | 12000 | Composite | Double Walled | Pressure |  | 1996-08-15 |  | 1996-08-15
9054021 | 1B | 1996-08-15 | Currently In Use | Gas | 8000 | Composite | Double Walled | Pressure |  | 1996-08-15 |  | 1996-08-15
9054022 | 1A | 2015-03-03 | Temporarily Out Of Use | Diesel | 4000 | Composite | Fiberglass Reinforced Plastic | Pressure |  | 1996-12-20 |  | 1996-12-20
9054022 | 1B | 2015-03-03 | Temporarily Out Of Use | Gas | 8000 | Composite | Fiberglass Reinforced Plastic | Pressure |  | 1996-12-20 |  | 1996-12-20
9054023 | 1 | 1997-03-01 | Currently In Use | Diesel | 12000 | Composite | Fiberglass Reinforced Plastic | Pressure |  | 1997-03-03 |  | 1997-03-03
9054023 | 2-A | 1997-03-01 | Currently In Use | Gas | 4000 | Composite | Fiberglass Reinforced Plastic | Pressure |  | 1997-03-03 |  | 1997-03-03
9054023 | 2-B | 1997-03-01 | Currently In Use | Gas | 4000 | Composite | Fiberglass Reinforced Plastic | Pressure |  | 1997-03-03 |  | 1997-03-03
9054024 | 1 | 1998-12-01 | Currently In Use | Gas | 10000 | Composite | Fiberglass Reinforced Plastic | Pressure |  | 1998-12-01 |  | 1998-12-01
9054024 | 2 | 1998-12-01 | Currently In Use | Diesel | 6000 | Composite | Fiberglass Reinforced Plastic | Pressure |  | 1998-12-01 |  | 1998-12-01
9054025 | 1 | 1991-01-01 | Removed From Ground | Gas |  | Not Marked/Unknown | Not Marked | Not Marked
9054026 | 1A | 2000-05-01 | Currently In Use | Gas | 12000 | Composite | Double Walled | Pressure |  | 2000-05-01 |  | 2000-05-01
9054026 | 1B | 2000-05-01 | Currently In Use | Gas | 3000 | Composite | Double Walled | Pressure |  | 2000-05-01 |  | 2000-05-01
9054026 | 2A | 2000-05-01 | Currently In Use | Diesel | 9000 | Composite | Double Walled | Pressure |  | 2000-05-01 |  | 2000-05-01
9054026 | 2B | 2000-05-01 | Currently In Use | Kerosene | 3000 | Composite | Double Walled | Pressure |  | 2000-05-01 |  | 2000-05-01
9055002 | 1 | 1991-06-13 | Removed From Ground | Heating Oil | 550 | Bare Steel | Galvanized Steel | Not Marked
9055002 | 2 | 1999-09-01 | Removed From Ground | Diesel | 550 | Cathodically Protected Steel | Galvanized Steel | Not Marked
9055003 | 1 | 1992-11-12 | Permanently Out Of Use | Other | 1000 | Bare Steel | Galvanized Steel | Suction: Valve At The Tank
9055003 | 2 | 1992-11-12 | Permanently Out Of Use | Other | 560 | Bare Steel | Galvanized Steel | Not Marked
9055003 | 3 | 1992-11-12 | Permanently Out Of Use | Other | 560 | Bare Steel | Galvanized Steel | Not Marked
9055004 | 1 | 1992-03-03 | Currently In Use | Gas | 12000 | STIP-3 | Fiberglass/Double Walled | Pressure |  | 1992-03-03 |  | 1992-03-03
9055006 | 1 | 2005-08-31 | Removed From Ground | Gas | 6000 | Cathodically Protected Steel | Fiberglass Reinforced Plastic | Suction: No Valve At The Tank |  | 1989-05-23 |  | 1989-05-23
9055006 | 2 | 2005-08-31 | Removed From Ground | Gas | 6000 | Cathodically Protected Steel | Fiberglass Reinforced Plastic | Suction: No Valve At The Tank |  | 1989-05-23 |  | 1989-05-23
9055006 | 3 | 2005-08-31 | Removed From Ground | Gas | 6000 | Cathodically Protected Steel | Fiberglass Reinforced Plastic | Suction: No Valve At The Tank |  | 1989-05-23 |  | 1989-05-23
9055007 | 1 | 1988-12-20 | Removed From Ground | Diesel | 500 | Bare Steel | Galvanized Steel | Not Marked
9055007 | 2 | 1988-12-20 | Removed From Ground | Gas | 500 | Bare Steel | Galvanized Steel | Not Marked
9055008 | 1A | 1992-07-30 | Currently In Use | Diesel | 17000 | Composite | Fiberglass Reinforced Plastic | Pressure |  | 1992-08-06 |  | 1992-08-06
9055008 | 1B | 1992-07-30 | Currently In Use | Diesel | 3000 | Composite | Fiberglass Reinforced Plastic | Pressure |  | 1992-08-06 |  | 1992-08-06
9055009 | 1 | 1983-01-01 | Currently In Use | Gas | 2000 | Steel-Impressed Current | Impressed Current | Suction: No Valve At The Tank |  | 1999-02-01 |  | 1999-02-01
9055009 | 2 | 1983-01-01 | Currently In Use | Gas | 1000 | Steel-Impressed Current | Impressed Current | Suction: No Valve At The Tank |  | 1999-02-01 |  | 1999-02-01
9055009 | 3 | 1983-01-01 | Currently In Use | Gas | 4000 | Steel-Impressed Current | Impressed Current | Suction: No Valve At The Tank |  | 1999-02-01 |  | 1999-02-01
9055009 | 4 | 1983-01-01 | Currently In Use | Gas | 6000 | Steel-Impressed Current | Impressed Current | Suction: No Valve At The Tank |  | 1999-02-01 |  | 1999-02-01
9055009 | 5 | 1983-01-01 | Currently In Use | Kerosene | 1000 | Steel-Impressed Current | Impressed Current | Suction: No Valve At The Tank |  | 1999-02-01 |  | 1999-02-01
9055010 | 1 |  | Removed From Ground Date Unknown | Empty | 1000 | Not Marked/Unknown | Not Marked | Not Marked
9055010 | 2 |  | Removed From Ground Date Unknown | Empty | 1000 | Not Marked/Unknown | Not Marked | Not Marked
9055011 | 1 | 1995-05-01 | Closed In Ground | Gas | 1000 | Double Walled | Galvanized Steel | Suction: No Valve At The Tank
9055013 | DIESEL9 | 2012-12-11 | Removed From Ground | Diesel | 3000 | Steel-Impressed Current | Cathodically Protected | Suction: No Valve At The Tank |  | 1998-05-01 |  | 1998-05-01
9055013 | NL1 | 2012-12-11 | Removed From Ground | Gas | 3000 | Steel-Impressed Current | Cathodically Protected | Suction: No Valve At The Tank |  | 1998-05-01 |  | 1998-05-01
9055013 | PLUS2 | 2012-12-11 | Removed From Ground | Gas | 3000 | Steel-Impressed Current | Cathodically Protected | Suction: No Valve At The Tank |  | 1998-05-01 |  | 1998-05-01
9055013 | SUPER3 | 2012-12-11 | Removed From Ground | Gas | 3000 | Steel-Impressed Current | Cathodically Protected | Suction: No Valve At The Tank |  | 1998-05-01 |  | 1998-05-01
9055014 | DIESEL9 | 1999-12-14 | Removed From Ground | Diesel | 1000 | Bare Steel | Galvanized Steel | Suction: Valve At The Tank
9055014 | KERO4 | 1999-12-14 | Removed From Ground | Kerosene | 1000 | Bare Steel | Galvanized Steel | Suction: Valve At The Tank
9055015 | 1 | 1998-12-01 | Currently In Use | Gas | 1000 | Steel-Impressed Current | Impressed Current | Suction: No Valve At The Tank |  | 1998-12-01 |  | 1998-12-01
9055015 | 2 | 1998-12-01 | Currently In Use | Gas | 2000 | Steel-Impressed Current | Impressed Current | Suction: No Valve At The Tank |  | 1998-12-01 |  | 1998-12-01
9055016 | PLUS | 2016-03-14 | Currently In Use | Gas | 6000 | Cathodically Protected Steel | Fiberglass Reinforced Plastic | Pressure |  | 1988-09-01 |  | 1988-09-01
9055016 | RU1 | 2016-03-14 | Currently In Use | Gas | 6000 | Cathodically Protected Steel | Fiberglass Reinforced Plastic | Pressure |  | 1988-09-01 |  | 1988-09-01
9055016 | SUPER | 2016-03-14 | Currently In Use | Gas | 6000 | Cathodically Protected Steel | Fiberglass Reinforced Plastic | Pressure |  | 1988-09-01 |  | 1988-09-01
9055017 | 1NOLEAD | 2006-10-17 | Temporarily Out Of Use | Gas | 3000 | Cathodically Protected Steel | Cathodically Protected | Suction: No Valve At The Tank |  | 1997-04-01 |  | 1997-04-01
9055017 | 2PLUS | 2006-10-17 | Temporarily Out Of Use | Gas | 4000 | Epoxy | Cathodically Protected | Suction: No Valve At The Tank |  | 1992-01-01 12:00 |  | 1992-01-01 12:00
9055017 | 3SUPER | 2006-10-17 | Temporarily Out Of Use | Gas | 3000 | Cathodically Protected Steel | Cathodically Protected | Suction: No Valve At The Tank |  | 1997-04-01 |  | 1997-04-01
9055017 | 9DIESEL | 2006-10-17 | Temporarily Out Of Use | Diesel | 5000 | Cathodically Protected Steel | Cathodically Protected | Suction: No Valve At The Tank |  | 1997-04-01 |  | 1997-04-01
9055018 | 1 | 2006-12-28 | Removed From Ground | Gas | 8000 | STIP-3 | Bare Steel | Pressure |  | 1995-06-01 |  | 1995-06-01
9055018 | 10 | 2007-01-10 | Currently In Use | Kerosene | 1000 | Fiberglass | Double Walled Flex | Pressure | N | 2007-01-10 | N | 2007-01-10
9055018 | 11 | 2013-09-01 | Currently In Use | Gas | 5000 | Fiberglass Double Walled | Double Walled Flex | Pressure | N | 2013-09-01 | N | 2013-09-01
9055018 | 12 | 2013-09-01 | Currently In Use | Gas | 3000 | Fiberglass Double Walled | Double Walled Flex | Pressure | N | 2013-09-01 | N | 2013-09-01
9055018 | 2 | 2006-12-28 | Removed From Ground | Gas | 5000 | STIP-3 | Bare Steel | Pressure |  | 1995-06-01 |  | 1995-06-01
9055018 | 3 | 2006-12-28 | Removed From Ground | Diesel | 5000 | STIP-3 | Bare Steel | Pressure |  | 1995-06-01 |  | 1995-06-01
9055018 | 4 | 2006-12-28 | Removed From Ground | Gas | 3000 | STIP-3 | Bare Steel | Pressure |  | 1995-06-01 |  | 1995-06-01
9055018 | 5 | 2006-12-28 | Removed From Ground | Kerosene | 1000 | STIP-3 | Bare Steel | Pressure |  | 1995-06-01 |  | 1995-06-01
9055018 | 6 | 2007-01-10 | Currently In Use | Gas | 12000 | Fiberglass | Double Walled Flex | Pressure | N | 2007-01-10 | N | 2007-01-10
9055018 | 7 | 2007-01-10 | Currently In Use | Gas | 6000 | Fiberglass | Double Walled Flex | Pressure | N | 2007-01-10 | N | 2007-01-10
9055018 | 8 | 2007-01-10 | Currently In Use | Diesel | 6000 | Fiberglass | Double Walled Flex | Pressure | N | 2007-01-10 | N | 2007-01-10
9055018 | 9 | 2007-01-10 | Currently In Use | Diesel | 2000 | Fiberglass | Double Walled Flex | Pressure | N | 2007-01-10 | N | 2007-01-10
9055019 | PLUS | 1988-05-11 | Currently In Use | Diesel | 6000 | Composite | Fiberglass Reinforced Plastic | Pressure |  | 1999-02-19 |  | 1999-02-19
9055019 | RUL | 1988-05-11 | Currently In Use | Diesel | 6000 | Composite | Fiberglass Reinforced Plastic | Pressure |  | 1999-02-19 |  | 1999-02-19
9055019 | SUPER | 1988-05-11 | Currently In Use | Gas | 6000 | Composite | Fiberglass Reinforced Plastic | Pressure |  | 1999-12-19 |  | 1999-12-19
9055019 | UL | 1999-02-10 | Currently In Use | Gas | 10000 | Composite | Fiberglass Reinforced Plastic | Pressure |  | 1999-02-19 |  | 1999-02-19
9055020 | PLUS2 | 1999-12-01 | Removed From Ground | Gas | 550 | Not Marked/Unknown | Not Marked | Not Marked
9055020 | PREM3 | 1999-12-01 | Removed From Ground | Gas | 550 | Not Marked/Unknown | Not Marked | Not Marked
9055020 | UL1 | 1999-12-01 | Removed From Ground | Gas | 1000 | Not Marked/Unknown | Not Marked | Not Marked
9055021 | 1 | 1997-03-04 | Removed From Ground | Gas | 20000 | Bare Steel | Galvanized Steel | Not Marked
9055021 | 2 | 1997-03-04 | Removed From Ground | Diesel | 10000 | Bare Steel | Galvanized Steel | Not Marked
9055021 | 3 | 1997-02-28 | Currently In Use | Gas | 10000 | Fiberglass | Fiberglass Reinforced Plastic | Suction: No Valve At The Tank |  | 1997-02-28 |  | 1997-02-28
9055021 | 4 | 1997-02-28 | Currently In Use | Diesel | 10000 | Fiberglass | Fiberglass Reinforced Plastic | Suction: No Valve At The Tank |  | 1997-02-28 |  | 1997-02-28
9055022 | 1 | 1997-08-01 | Closed In Ground | Gas | 1000 | Not Marked/Unknown | Not Marked | Not Marked
9055023 | 1 | 1972-05-01 | Temporarily Out Of Use | Gas | 10000 | Steel-Impressed Current | Impressed Current | Pressure |  | 1997-04-20 |  | 1997-04-20
9055023 | 2 | 1972-05-01 | Temporarily Out Of Use | Gas | 10000 | Steel-Impressed Current | Impressed Current | Pressure |  | 1997-04-20 |  | 1997-04-20
9055023 | 3 | 1972-05-01 | Temporarily Out Of Use | Gas | 6000 | Steel-Impressed Current | Impressed Current | Pressure |  | 1997-04-20 |  | 1997-04-20
9055023 | 4 | 1988-07-10 | Temporarily Out Of Use | Gas | 4000 | Steel-Impressed Current | Impressed Current | Suction: No Valve At The Tank |  | 1997-04-20 |  | 1997-04-20
9055024 | 1 | 1995-09-06 | Currently In Use | Gas |  | Not Marked/Unknown | Not Marked | Not Marked
9055024 | 2 | 1995-09-06 | Currently In Use | Gas |  | Not Marked/Unknown | Not Marked | Not Marked
9055025 | 1 | 2002-01-16 | Removed From Ground | Gas | 1000 | Not Marked/Unknown | Not Marked | Not Marked
9055025 | 2 | 2002-01-16 | Removed From Ground | Gas | 1000 | Not Marked/Unknown | Not Marked | Not Marked
9055026 | 1 | 1998-09-09 | Removed From Ground | Gas | 1000 | Bare Steel | Galvanized Steel | Suction: No Valve At The Tank
9055026 | 2 | 1998-09-09 | Removed From Ground | Diesel | 550 | Bare Steel | Galvanized Steel | Suction: No Valve At The Tank
9055027 | 1 | 1996-02-01 | Removed From Ground | Gas | 8000 | Bare Steel | Bare Steel | Suction: Valve At The Tank
9055027 | 2 | 1996-02-01 | Removed From Ground | Gas | 3000 | Bare Steel | Bare Steel | Suction: Valve At The Tank
9055027 | 3 | 1996-02-01 | Removed From Ground | Gas | 3000 | Bare Steel | Bare Steel | Suction: Valve At The Tank
9055027 | 4 | 1996-02-01 | Removed From Ground | Diesel | 1000 | Bare Steel | Bare Steel | Suction: Valve At The Tank
9055030 | 1 | 1991-01-01 | Removed From Ground | Empty |  | Bare Steel | Bare Steel | Not Marked
9055030 | 1401 | 2007-12-04 | Currently In Use | Gas | 8000 | STIP-3 | Fiberglass Reinforced Plastic | Pressure |  | 1998-12-01 |  | 1998-12-01
9055030 | 1402 | 2007-12-04 | Currently In Use | Gas | 5000 | STIP-3 | Fiberglass Reinforced Plastic | Pressure |  | 1998-12-01 |  | 1998-12-01
9055030 | 1403 | 2007-12-04 | Currently In Use | Gas | 5000 | STIP-3 | Fiberglass Reinforced Plastic | Pressure |  | 1998-12-01 |  | 1998-12-01
9055030 | 1404 | 2007-12-04 | Currently In Use | Diesel | 5000 | STIP-3 | Fiberglass Reinforced Plastic | Pressure |  | 1998-12-01 |  | 1998-12-01
9055030 | 1405 | 2013-08-21 | Temporarily Out Of Use | Kerosene | 1000 | STIP-3 | Fiberglass Reinforced Plastic | Suction: No Valve At The Tank |  | 1998-12-01 |  | 1998-12-01
9055030 | 2 | 1991-01-01 | Removed From Ground | Empty |  | Bare Steel | Bare Steel | Not Marked
9055030 | 3 | 1991-01-01 | Removed From Ground | Empty |  | Bare Steel | Bare Steel | Not Marked
9055030 | 4 | 1991-01-01 | Removed From Ground | Diesel |  | Bare Steel | Bare Steel | Not Marked
9055031 | 1 | 1997-01-01 | Currently In Use | Gas | 12000 | Composite | Double Walled Flex | Pressure |  | 1997-06-01 |  | 1997-06-01
9055031 | 2 | 1997-01-01 | Currently In Use | Gas | 6000 | Composite | Double Walled Flex | Pressure |  | 1997-06-01 |  | 1997-06-01
9055031 | 3 | 1997-01-01 | Currently In Use | Gas | 6000 | Composite | Double Walled Flex | Pressure |  | 1997-06-01 |  | 1997-06-01
9055031 | 4 | 1997-01-01 | Currently In Use | Diesel | 4000 | Composite | Double Walled Flex | Pressure |  | 1997-06-01 |  | 1997-06-01
9055031 | 5 | 1997-01-01 | Currently In Use | Diesel | 4000 | Composite | Double Walled Flex | Pressure |  | 1997-06-01 |  | 1997-06-01
9055032 | 1 | 1997-09-01 | Removed From Ground | Empty | 2000 | Bare Steel | Bare Steel | Suction: Valve At The Tank
9055032 | 2 | 1997-09-01 | Removed From Ground | Empty | 2000 | Bare Steel | Bare Steel | Suction: Valve At The Tank
9055032 | 3 | 1997-09-01 | Removed From Ground | Empty | 1000 | Bare Steel | Bare Steel | Suction: Valve At The Tank
9055032 | 4 | 1997-09-01 | Removed From Ground | Empty | 6000 | Bare Steel | Bare Steel | Suction: Valve At The Tank
9055032 | 5 | 1997-09-01 | Removed From Ground | Empty | 6000 | Bare Steel | Bare Steel | Suction: Valve At The Tank
9055033 | 1 | 1997-09-15 | Currently In Use | Gas | 12000 | Fiberglass | Single Wall Flex | Pressure |  | 1997-09-15 |  | 1997-09-15
9055033 | 2 | 1997-09-15 | Currently In Use | Gas | 6000 | Fiberglass | Single Wall Flex | Pressure |  | 1997-09-15 |  | 1997-09-15
9055033 | 3 | 1997-09-15 | Currently In Use | Diesel | 6000 | Fiberglass | Single Wall Flex | Pressure |  | 1997-09-15 |  | 1997-09-15
9055033 | 4 | 1997-09-15 | Currently In Use | Kerosene | 2000 | Fiberglass | Single Wall Flex | Pressure |  | 1997-09-15 |  | 1997-09-15
9055033 | 5 | 1997-09-15 | Currently In Use | Diesel | 2000 | Fiberglass | Single Wall Flex | Pressure | N | 1997-09-15 | N | 1997-09-15
9055034 | 1 | 1997-11-25 | Currently In Use | Gas | 10000 | Composite | Fiberglass Reinforced Plastic | Pressure |  | 1997-11-25 |  | 1997-11-25
9055034 | 2 | 1997-11-25 | Currently In Use | Gas | 6000 | Composite | Fiberglass Reinforced Plastic | Pressure |  | 1997-11-25 |  | 1997-11-25
9055034 | 3 | 1997-11-25 | Currently In Use | Gas | 6000 | Composite | Fiberglass Reinforced Plastic | Pressure |  | 1997-11-25 |  | 1997-11-25
9055034 | 4 | 1997-11-25 | Currently In Use | Diesel | 5000 | Composite | Fiberglass Reinforced Plastic | Pressure |  | 1997-11-25 |  | 1997-11-25
9055035 | 1 | 2015-03-31 | Currently In Use | Gas | 2000 | Fiberglass | Fiberglass Reinforced Plastic | Suction: No Valve At The Tank |  | 1998-11-05 |  | 1998-11-05
9055035 | 2 | 2015-03-31 | Currently In Use | Gas | 1000 | Fiberglass | Fiberglass Reinforced Plastic | Suction: No Valve At The Tank |  | 1998-11-05 |  | 1998-05-05
9055035 | NLEAD1 | 1999-04-01 | Removed From Ground | Gas | 1000 | Bare Steel | Unknown | Not Marked | N |  | N
9055035 | SUPER3 | 1999-04-01 | Removed From Ground | Gas | 1000 | Bare Steel | Unknown | Not Marked | N |  | N
9055036 | 1 | 1999-03-18 | Closed In Ground | Gas | 1000 | Marked Unknown | Unknown | Not Marked
9055037 | 1 | 2000-11-01 | Removed From Ground | Gas | 500 | Bare Steel | Bare Steel | Not Marked
9055039 | 1 | 2001-12-01 | Removed From Ground | Gas | 8000 | Bare Steel | Bare Steel | Suction: No Valve At The Tank
9055039 | 2 | 2001-12-01 | Removed From Ground | Gas | 8000 | Not Marked/Unknown | Not Marked | Not Marked
9055039 | 3 | 2001-12-01 | Removed From Ground | Gas | 4000 | Not Marked/Unknown | Not Marked | Not Marked
9055039 | 4 | 2001-12-01 | Removed From Ground | Other | 550 | Bare Steel | Not Marked | Not Marked
9055040 | 1 | 2016-07-26 | Removed From Ground | Gas | 6000 | STIP-3 | Fiberglass Reinforced Plastic | Suction: No Valve At The Tank
9055040 | 2 | 2016-07-26 | Removed From Ground | Gas | 6000 | STIP-3 | Fiberglass Reinforced Plastic | Suction: No Valve At The Tank
9055040 | 3 | 2016-07-26 | Removed From Ground | Gas | 10000 | STIP-3 | Fiberglass Reinforced Plastic | Suction: No Valve At The Tank
9055040 | 4 | 2016-07-26 | Removed From Ground | Diesel | 4000 | STIP-3 | Fiberglass Reinforced Plastic | Suction: No Valve At The Tank
9055040 | 5 | 2016-07-26 | Removed From Ground | Kerosene | 3000 | STIP-3 | Fiberglass Reinforced Plastic | Suction: No Valve At The Tank
9055041 | 1 | 2001-10-12 | Currently In Use | Gas | 10000 | Composite | Fiberglass Reinforced Plastic | Pressure |  | 2001-10-15 |  | 2001-10-15
9055041 | 2 | 2001-10-12 | Currently In Use | Gas | 8000 | Composite | Fiberglass Reinforced Plastic | Pressure |  | 2001-10-15 |  | 2001-10-15
9055042 | 1 | 2001-08-08 | Currently In Use | Diesel | 15000 | Fiberglass | Fiberglass Reinforced Plastic | Pressure |  | 2001-08-10 |  | 2001-08-10
9055042 | 2 | 2001-08-08 | Currently In Use | Gas | 12000 | Fiberglass | Fiberglass Reinforced Plastic | Pressure |  | 2001-08-10 |  | 2001-08-10
9055042 | 3 | 2001-08-08 | Currently In Use | Gas | 10000 | Fiberglass | Fiberglass Reinforced Plastic | Pressure |  | 2001-08-10 |  | 2001-08-10
9055042 | 4 | 2001-08-08 | Currently In Use | Kerosene | 1000 | Fiberglass | Fiberglass Reinforced Plastic | Suction: No Valve At The Tank |  | 2001-08-10 |  | 2001-08-10
9056001 | 1 | 1991-03-06 | Removed From Ground | Gas | 560 | Bare Steel | Galvanized Steel | Not Marked
9056001 | 2 | 1991-03-06 | Removed From Ground | Gas | 560 | Bare Steel | Galvanized Steel | Not Marked
9056002 | 1 | 1990-01-26 | Removed From Ground | Other |  | Not Marked/Unknown | Not Marked | Not Marked
9056004 | 1 | 2017-01-18 | Removed From Ground | Gas | 10000 | Steel-Galvanic | Fiberglass Reinforced Plastic | Pressure |  | 1994-05-26 |  | 1994-05-26
9056004 | 2 | 2017-01-18 | Removed From Ground | Gas | 10000 | Steel-Galvanic | Fiberglass Reinforced Plastic | Pressure |  | 1994-05-26 |  | 1994-05-26
9056004 | 3 | 2017-01-19 | Removed From Ground | Gas | 10000 | Steel-Galvanic | Fiberglass Reinforced Plastic | Pressure |  | 1994-05-26 |  | 1994-05-26
9056004 | 4 | 2017-01-20 | Removed From Ground | Diesel | 10000 | Steel-Galvanic | Fiberglass Reinforced Plastic | Pressure |  | 1994-05-26 |  | 1994-05-26
9056006 | 1 |  | Removed From Ground Date Unknown | Gas | 1 | Bare Steel | Galvanized Steel | Not Marked
9056006 | 2 |  | Removed From Ground Date Unknown | Gas | 1 | Bare Steel | Galvanized Steel | Not Marked
9056007 | 1 | 1992-01-21 | Removed From Ground | Gas | 8000 | Bare Steel | Galvanized Steel | Not Marked
9056007 | 2 | 1992-01-21 | Removed From Ground | Gas | 8000 | Bare Steel | Galvanized Steel | Not Marked
9056007 | 3 | 1992-01-21 | Removed From Ground | Gas | 8000 | Bare Steel | Galvanized Steel | Not Marked
9056007 | 4 | 1992-01-21 | Removed From Ground | Diesel | 8000 | Bare Steel | Galvanized Steel | Not Marked
9056009 | 1 | 1988-01-01 | Removed From Ground | Diesel | 272 | Bare Steel | Unknown | Suction: Valve At The Tank
9056010 | 1 | 2008-05-28 | Removed From Ground | Diesel | 2000 | Fiberglass | Fiberglass Reinforced Plastic | Not Marked |  | 1990-01-08 |  | 1990-01-08
9056011 | 1 | 2001-10-31 | Removed From Ground | Diesel | 275 | Cathodically Protected Steel | Double Walled | Not Marked |  | 1997-12-30 |  | 1997-12-30
9056011 | 1 |  | Currently In Use | Diesel | 275 | Cathodically Protected Steel | Double Walled | Not Marked |  | 1997-12-30 |  | 1997-12-30
9056012 | 1 | 1987-12-01 | Currently In Use | Gas | 10000 | STIP-3 | Fiberglass Reinforced Plastic | Pressure |  | 1987-12-01 |  | 1987-12-01
9056012 | 2 | 1987-12-01 | Currently In Use | Gas | 10000 | STIP-3 | Fiberglass Reinforced Plastic | Pressure |  | 1987-12-01 |  | 1987-12-01
9056012 | 3 | 1987-12-01 | Currently In Use | Diesel | 10000 | STIP-3 | Fiberglass Reinforced Plastic | Pressure |  | 1987-12-01 |  | 1987-12-01
9056012 | 4 | 1987-12-01 | Currently In Use | Kerosene | 2000 | STIP-3 | Fiberglass Reinforced Plastic | Pressure |  | 1987-12-01 |  | 1987-12-01
9056015 | 1 | 1988-11-01 | Currently In Use | Gas | 8000 | STIP-3 | Cathodically Protected | Pressure |  | 1994-10-20 |  | 1994-10-20
9056015 | 2 | 1988-11-01 | Currently In Use | Gas | 8000 | STIP-3 | Fiberglass Reinforced Plastic | Pressure |  | 1994-10-20 |  | 1994-10-20
9056015 | 3 | 1988-11-01 | Currently In Use | Gas | 8000 | STIP-3 | Fiberglass Reinforced Plastic | Pressure |  | 1994-10-20 |  | 1994-10-20
9056015 | 4 | 1988-11-01 | Currently In Use | Diesel | 6000 | STIP-3 | Fiberglass Reinforced Plastic | Pressure |  | 1994-10-20 |  | 1994-10-20
9056016 | 1 | 1987-04-01 | Currently In Use | Gas | 10000 | Fiberglass | Fiberglass/Double Walled | Pressure |  | 1987-01-01 |  | 1987-01-01
9056016 | 2 | 1987-04-01 | Currently In Use | Gas | 10000 | Fiberglass | Fiberglass/Double Walled | Pressure |  | 1987-01-01 |  | 1987-01-01
9056016 | 3 | 1987-04-01 | Currently In Use | Gas | 10000 | Fiberglass | Fiberglass/Double Walled | Pressure |  | 1987-01-01 |  | 1987-01-01
9056016 | 4 | 1987-04-01 | Currently In Use | Used Oil | 1000 | Fiberglass | Fiberglass/Double Walled | Gravity Fed | Y | 2010-10-22 12:00 | Y | 1987-01-01 12:00
9056017 | 1 | 1992-03-30 | Removed From Ground | Gas | 4000 | Bare Steel | Galvanized Steel | Suction: No Valve At The Tank
9056020 | 1 | 1992-01-01 | Currently In Use | Gas | 5000 | Composite | Fiberglass Reinforced Plastic | Pressure |  | 1992-01-01 12:00 | Y | 1992-01-01 12:00
9056020 | 2 | 1992-01-01 | Currently In Use | Gas | 10000 | Composite | Fiberglass Reinforced Plastic | Pressure |  | 1992-01-01 12:00 | Y | 1992-01-01 12:00
9056020 | 3 | 1992-01-01 | Currently In Use | Gas | 5000 | Composite | Fiberglass Reinforced Plastic | Pressure |  | 1992-01-01 12:00 | Y | 1992-01-01 12:00
9056021 | 1 | 1992-04-13 | Removed From Ground | Gas | 4000 | Bare Steel | Bare Steel | Suction: No Valve At The Tank
9056021 | 2 | 1992-04-13 | Removed From Ground | Gas | 4000 | Bare Steel | Bare Steel | Suction: No Valve At The Tank
9056021 | 3 | 1992-04-13 | Removed From Ground | Gas | 4000 | Bare Steel | Bare Steel | Suction: No Valve At The Tank
9056021 | 4 | 1992-04-13 | Removed From Ground | Gas | 4000 | Bare Steel | Bare Steel | Suction: No Valve At The Tank
9056022 | 1 | 1995-03-25 | Removed From Ground | Gas | 500 | Marked Unknown | Unknown | Not Marked
9056023 | 1 | 1998-11-10 | Removed From Ground | Gas | 10000 | Cathodically Protected Steel | Galvanized Steel | Suction: Valve At The Tank
9056025 | 1 | 1987-04-01 | Currently In Use | Gas | 6000 | STIP-3 | Fiberglass Reinforced Plastic | Pressure |  | 1998-01-01 |  | 1998-01-01
9056025 | 2 | 1987-04-01 | Currently In Use | Gas | 6000 | STIP-3 | Fiberglass Reinforced Plastic | Pressure |  | 1998-01-01 |  | 1998-01-01
9056025 | 3 | 1987-04-01 | Currently In Use | Gas | 6000 | STIP-3 | Fiberglass Reinforced Plastic | Pressure |  | 1998-01-01 |  | 1998-01-01
9056025 | 4 | 1987-04-01 | Currently In Use | Diesel | 8000 | STIP-3 | Fiberglass Reinforced Plastic | Pressure |  | 1998-01-01 |  | 1998-01-01
9056025 | 5 | 1998-01-01 | Currently In Use | Kerosene | 500 | Concrete | Fiberglass Reinforced Plastic | Suction: No Valve At The Tank |  | 1998-01-01 |  | 1998-01-01
9056026 | 1 | 2008-09-04 | Temporarily Out Of Use | Gas | 4000 | Steel-Impressed Current | Cathodically Protected | Suction: Valve At The Tank |  | 1998-08-26 |  | 1998-08-26
9056026 | 2 | 2008-09-04 | Temporarily Out Of Use | Gas | 4000 | Steel-Impressed Current | Cathodically Protected | Suction: Valve At The Tank |  | 1998-08-26 |  | 1998-08-26
9056027 | 1 | 1989-11-01 | Currently In Use | Gas | 8200 | Steel-Galvanic | Cathodically Protected | Pressure |  | 1989-11-01 |  | 1989-11-01
9056027 | 2 | 1989-11-01 | Currently In Use | Gas | 8200 | Steel-Galvanic | Cathodically Protected | Pressure |  | 1989-11-01 |  | 1989-11-01
9056027 | 3 | 1989-11-01 | Currently In Use | Gas | 8200 | Steel-Galvanic | Cathodically Protected | Pressure |  | 1989-11-01 |  | 1989-11-01
9056027 | 4 | 1989-11-01 | Currently In Use | Diesel | 8200 | Steel-Galvanic | Cathodically Protected | Pressure |  | 1989-11-01 |  | 1989-11-01
9056027 | 5 | 1989-11-01 | Currently In Use | Kerosene | 1000 | Steel-Galvanic | Cathodically Protected | Pressure |  | 1989-11-01 |  | 1989-11-01
9056028 | 1 | 2005-10-29 | Removed From Ground | Diesel | 4000 | Cathodically Protected Steel | Cathodically Protected | Suction: Valve At The Tank |  | 1996-06-01 |  | 1996-06-01
9056028 | 2 | 2005-10-29 | Removed From Ground | Gas | 4000 | Cathodically Protected Steel | Cathodically Protected | Suction: Valve At The Tank | N | 1996-06-01 | N | 1996-06-01
9056028 | 3 | 2005-10-29 | Removed From Ground | Gas | 2000 | Cathodically Protected Steel | Cathodically Protected | Suction: Valve At The Tank | N | 1996-06-01 | N | 1996-06-01
9056028 | 4 | 2005-10-29 | Removed From Ground | Kerosene | 1000 | Cathodically Protected Steel | Cathodically Protected | Suction: Valve At The Tank | N | 1996-06-01 | N | 1996-06-01
9056028 | 5 | 2005-10-29 | Removed From Ground | Gas | 4000 | Cathodically Protected Steel | Cathodically Protected | Suction: Valve At The Tank | N | 1996-06-01 | N | 1996-06-01
9056028 | 6 | 2005-11-01 | Temporarily Out Of Use | Gas | 8000 | Composite | Fiberglass/Double Walled | Pressure | N | 2005-11-01 | N | 2005-11-01
9056028 | 7 | 2005-11-01 | Temporarily Out Of Use | Gas | 4000 | Composite | Fiberglass/Double Walled | Pressure | N | 2005-11-01 | N | 2005-11-01
9056028 | 8 | 2005-11-01 | Temporarily Out Of Use | Diesel | 8000 | Composite | Fiberglass/Double Walled | Pressure | N | 2005-11-01 | N | 2005-11-01
9056028 | 9 | 2005-11-01 | Temporarily Out Of Use | Diesel | 4000 | Composite | Fiberglass/Double Walled | Pressure | N | 2005-11-01 | N | 2005-11-01
9056029 | 1 | 1994-03-24 | Currently In Use | Diesel | 2000 | Fiberglass Double Walled | Fiberglass Reinforced Plastic | Suction: Valve At The Tank |  | 1994-03-25 |  | 1994-03-25
9056031 | 1 | 1994-01-01 | Currently In Use | Gas | 10000 | Composite | Fiberglass Reinforced Plastic | Pressure |  | 1994-08-01 |  | 1994-08-01
9056031 | 2 | 1994-01-01 | Currently In Use | Gas | 10000 | Composite | Fiberglass Reinforced Plastic | Pressure |  | 1994-08-01 |  | 1994-08-01
9056031 | 3 | 1994-01-01 | Currently In Use | Gas | 10000 | Composite | Fiberglass Reinforced Plastic | Pressure |  | 1994-08-01 |  | 1994-08-01
9056031 | 4A | 1994-01-01 | Currently In Use | Diesel | 6000 | Composite | Fiberglass Reinforced Plastic | Pressure |  | 1994-08-01 |  | 1994-08-01
9056031 | 4B | 1994-01-01 | Currently In Use | Kerosene | 2000 | Composite | Fiberglass Reinforced Plastic | Pressure | N | 1994-08-01 | N | 1994-08-01
9056032 | 1 | 1994-09-01 | Removed From Ground | Used Oil | 750 | Bare Steel | Copper | Suction: No Valve At The Tank | Y |  | Y
9056032 | 2 | 1994-09-01 | Removed From Ground | Other | 550 | Bare Steel | Copper | Suction: No Valve At The Tank
9056033 | 1 | 1994-08-31 | Currently In Use | Gas | 10000 | Composite | Fiberglass/Double Walled | Pressure |  | 1994-08-31 |  | 1994-08-31
9056033 | 2 | 1994-08-31 | Currently In Use | Gas | 10000 | Composite | Fiberglass/Double Walled | Pressure |  | 1994-08-31 |  | 1994-08-31
9056033 | 3 | 1994-08-31 | Currently In Use | Gas | 10000 | Composite | Fiberglass/Double Walled | Pressure |  | 1994-08-31 |  | 1994-08-31
9056033 | 4 | 1994-08-31 | Currently In Use | Diesel | 6000 | Composite | Fiberglass/Double Walled | Pressure |  | 1994-08-31 |  | 1994-08-31
9056033 | 5 | 1994-08-31 | Currently In Use | Diesel | 2000 | Composite | Fiberglass/Double Walled | Pressure |  | 1994-08-31 |  | 1994-08-31
9056034 | 1 | 1994-10-15 | Removed From Ground | Diesel | 550 | Composite | Bare Steel | Suction: No Valve At The Tank
9056034 | 2 | 2010-10-21 | Removed From Ground | Diesel | 1000 | Fiberglass Double Walled | Fiberglass Reinforced Plastic | Pressure |  | 1994-12-14 |  | 1994-12-14
9056035 | 1 | 1997-06-24 | Removed From Ground | Diesel | 500 | Bare Steel | Galvanized Steel | Suction: No Valve At The Tank
9056036 | 1 | 2001-06-11 | Removed From Ground | Diesel | 1000 | STIP-3 | Fiberglass Reinforced Plastic | Suction: Valve At The Tank |  | 1997-12-01 |  | 1997-12-01
9056037 | 1 | 1998-12-23 | Removed From Ground | Gas | 1000 | Bare Steel | Galvanized Steel | Suction: No Valve At The Tank
9056039 | 1 | 1994-10-01 | Currently In Use | Gas | 10000 | Composite | Fiberglass Reinforced Plastic | Pressure |  | 1994-10-01 |  | 1994-10-01
9056039 | 2 | 1994-10-01 | Currently In Use | Gas | 10000 | Composite | Fiberglass Reinforced Plastic | Pressure |  | 1994-10-01 |  | 1994-10-01
9056039 | 3 | 1994-10-01 | Currently In Use | Gas | 10000 | Composite | Fiberglass Reinforced Plastic | Pressure |  | 1994-10-01 |  | 1994-10-01
9056039 | 4A | 1994-10-01 | Currently In Use | Diesel | 6000 | Composite | Fiberglass Reinforced Plastic | Pressure |  | 1994-10-01 |  | 1994-10-01
9056039 | 4B | 1994-10-01 | Currently In Use | Diesel | 2000 | Composite | Fiberglass Reinforced Plastic | Pressure | N | 1994-10-01 | N | 1994-10-01
9056040 | 1 | 1995-03-01 | Removed From Ground | Gas | 2000 | Not Marked/Unknown | Unknown | Not Marked
9056041 | 1 | 1982-01-01 | Currently In Use | Gas | 10000 | Steel-Impressed Current | Fiberglass Reinforced Plastic | Pressure |  | 1995-04-01 |  | 1995-04-01
9056041 | 2 | 1982-01-01 | Currently In Use | Gas | 10000 | Steel-Impressed Current | Fiberglass Reinforced Plastic | Pressure |  | 1995-04-01 |  | 1995-04-01
9056041 | 3 | 1982-01-01 | Currently In Use | Gas | 10000 | Steel-Impressed Current | Fiberglass Reinforced Plastic | Pressure |  | 1995-04-01 |  | 1995-04-01
9056041 | 4 | 1982-01-01 | Currently In Use | Diesel | 10000 | Steel-Impressed Current | Fiberglass Reinforced Plastic | Pressure | N | 1995-04-01 | N | 1995-04-01
9056041 | 5 | 1995-04-01 | Currently In Use | Kerosene | 2000 | Composite | Fiberglass Reinforced Plastic | Pressure | N | 1995-04-01 | N | 1995-04-01
9056042 | 1 | 1984-01-01 | Currently In Use | Gas | 10000 | Steel-Impressed Current | Cathodically Protected | Pressure |  | 1998-04-01 |  | 1998-04-01
9056042 | 2 | 2013-06-18 | Temporarily Out Of Use | Gas | 10000 | Steel-Impressed Current | Cathodically Protected | Pressure |  | 1998-04-01 |  | 1998-04-01
9056042 | 3 | 1984-01-01 | Currently In Use | Gas | 10000 | Steel-Impressed Current | Cathodically Protected | Pressure |  | 1998-04-01 |  | 1998-04-01
9056042 | 4 | 2013-06-18 | Temporarily Out Of Use | Diesel | 6000 | Steel-Impressed Current | Cathodically Protected | Pressure |  | 1998-04-01 |  | 1998-04-01
9056042 | 5 | 1984-01-01 | Currently In Use | Kerosene | 2000 | Steel-Impressed Current | Cathodically Protected | Pressure |  | 1998-04-01 |  | 1998-04-01
9056043 | 1 | 2005-11-07 | Removed From Ground | Gas | 3000 | STIP-3 | Fiberglass Reinforced Plastic | Suction: Valve At The Tank |  | 1999-02-01 |  | 1999-02-01
9056043 | 2 | 2005-11-07 | Removed From Ground | Diesel | 1000 | STIP-3 | Fiberglass Reinforced Plastic | Suction: Valve At The Tank |  | 1999-02-01 |  | 1999-02-01
9056044 | DIESEL | 1996-08-27 | Permanently Out Of Use | Used Oil | 1000 | Cathodically Protected Steel | Cathodically Protected | Not Marked
9056044 | LEADED1000 | 1996-08-27 | Permanently Out Of Use | Gas | 1000 | Not Marked/Unknown | Not Marked | Not Marked
9056044 | PREM6000 | 2011-09-15 | Currently In Use | Gas | 6000 | Fiberglass | Fiberglass Reinforced Plastic | Pressure |  | 1998-02-01 |  | 1998-02-01
9056044 | UL8000 | 2011-09-15 | Currently In Use | Gas | 8000 | Fiberglass | Fiberglass Reinforced Plastic | Pressure |  | 1998-02-01 |  | 1998-02-01
9056045 | RU1 | 1990-09-01 | Currently In Use | Diesel | 10000 | Fiberglass Double Walled | Fiberglass/Double Walled | Pressure |  | 1990-09-01 |  | 1990-09-01
9056046 | 1 | 2011-09-16 | Currently In Use | Gas | 8000 | Composite | Fiberglass Reinforced Plastic | Pressure |  | 1990-03-01 |  | 1990-03-01
9056046 | 2 | 2011-09-16 | Currently In Use | Gas | 6000 | Composite | Fiberglass Reinforced Plastic | Pressure |  | 1990-03-01 |  | 1990-03-01
9056046 | 3 | 2011-09-16 | Currently In Use | Gas | 6000 | Composite | Fiberglass Reinforced Plastic | Pressure |  | 1990-03-01 |  | 1990-03-01
9056046 | 4 | 2011-09-16 | Currently In Use | Diesel | 6000 | Composite | Fiberglass Reinforced Plastic | Pressure |  | 1990-03-01 |  | 1990-03-01
9056047 | 1 | 1988-09-15 | Currently In Use | Used Oil | 5000 | STIP-3 | Impressed Current | Suction: No Valve At The Tank | Y | 2008-08-01 12:00 | Y | 2008-08-01 12:00
9056047 | 103163 | 2008-06-09 | Removed From Ground | Diesel | 10000 | STIP-3 | Fiberglass Reinforced Plastic | Pressure |  | 1988-09-16 |  | 1988-09-16
9056047 | 103218 | 2008-06-09 | Removed From Ground | Gas | 10000 | STIP-3 | Fiberglass Reinforced Plastic | Pressure |  | 1988-09-16 |  | 1988-06-16
9056047 | 2 | 2008-07-16 | Currently In Use | Gas | 30000 | Fiberglass Double Walled | Fiberglass/Double Walled | Pressure | N | 2008-08-13 | N | 2008-08-01
9056047 | 3 | 2008-07-16 | Currently In Use | Diesel | 25000 | Fiberglass Double Walled | Fiberglass/Double Walled | Pressure | N | 2008-08-13 | N | 2008-08-01
9056048 | 1 | 2003-08-14 | Removed From Ground | Gas | 12000 | Double Walled | Cathodically Protected | Pressure |  | 1998-11-01 |  | 1998-11-01
9056048 | 2 | 2010-06-02 | Closed In Ground | Diesel | 2000 | Double Walled | Galvanized Steel | Suction: No Valve At The Tank |  | 1998-05-01 |  | 1998-05-01
9056049 | 1 | 1988-08-01 | Currently In Use | Gas | 10000 | STIP-3 | Fiberglass Reinforced Plastic | Pressure |  | 1988-08-01 |  | 1988-08-01
9056049 | 2 | 1988-08-01 | Currently In Use | Gas | 10000 | STIP-3 | Fiberglass Reinforced Plastic | Pressure |  | 1988-08-01 |  | 1988-08-01
9056049 | 3 | 2013-02-26 | Temporarily Out Of Use | Diesel | 8000 | STIP-3 | Fiberglass Reinforced Plastic | Pressure |  | 1988-08-01 |  | 1988-08-01
9056051 | 1 | 1995-09-15 | Currently In Use | Gas | 15000 | Fiberglass | Fiberglass Reinforced Plastic | Pressure |  | 1995-09-15 |  | 1995-09-15
9056051 | 2 | 1995-09-15 | Currently In Use | Gas | 6000 | Fiberglass | Fiberglass Reinforced Plastic | Pressure |  | 1995-09-15 |  | 1995-09-15
9056051 | 3 | 1995-09-15 | Currently In Use | Diesel | 4000 | Fiberglass | Fiberglass Reinforced Plastic | Pressure |  | 1995-09-15 |  | 1995-09-15
9056052 | 1 | 1994-07-20 | Currently In Use | Gas | 10000 | Composite | Fiberglass Reinforced Plastic | Pressure |  | 1994-07-20 |  | 1994-07-20
9056052 | 2 | 1994-07-20 | Currently In Use | Gas | 10000 | Composite | Fiberglass Reinforced Plastic | Pressure |  | 1994-07-20 |  | 1994-07-20
9056052 | 3 | 1994-07-20 | Currently In Use | Gas | 6000 | Composite | Fiberglass Reinforced Plastic | Pressure |  | 1994-07-20 |  | 1994-07-20
9056053 | 1 | 1998-09-30 | Removed From Ground | Diesel | 10000 | Bare Steel | Galvanized Steel | Suction: No Valve At The Tank
9056053 | 2 | 1998-11-05 | Removed From Ground | Diesel | 5000 | Bare Steel | Galvanized Steel | Suction: No Valve At The Tank
9056053 | 3 | 2015-02-06 | Temporarily Out Of Use | Diesel | 12000 | Composite | Fiberglass Reinforced Plastic | Pressure |  | 1998-11-10 |  | 1998-11-10
9056054 | 1 | 1996-05-06 | Closed In Ground | Diesel | 6000 | Not Marked/Unknown | Not Marked | Not Marked
9056054 | 1 |  | Currently In Use | Diesel | 6000 | Not Marked/Unknown | Not Marked | Not Marked
9056054 | 2 | 1996-05-06 | Closed In Ground | Diesel | 6000 | Not Marked/Unknown | Not Marked | Not Marked
9056054 | 2 |  | Currently In Use | Diesel | 6000 | Not Marked/Unknown | Not Marked | Not Marked
9056055 | 1 | 1998-06-01 | Removed From Ground | Gas | 4000 | Marked Unknown | Galvanized Steel | Not Marked
9056055 | 2 | 1998-06-01 | Removed From Ground | Diesel | 8000 | Marked Unknown | Unknown | Not Marked
9056055 | 3 | 1998-06-01 | Removed From Ground | Diesel | 6000 | Marked Unknown | Unknown | Not Marked
9056055 | 4 | 1998-06-01 | Removed From Ground | Diesel | 8000 | Marked Unknown | Unknown | Not Marked
9056059 | 1 | 1990-01-01 | Removed From Ground | Diesel | 4000 | Not Marked/Unknown | Not Marked | Not Marked
9056059 | 2 | 1990-01-01 | Removed From Ground | Used Oil | 6000 | Not Marked/Unknown | Not Marked | Not Marked
9056059 | 3 | 1990-01-01 | Removed From Ground | Used Oil | 10000 | Not Marked/Unknown | Not Marked | Not Marked
9056059 | 4 | 1996-01-01 | Removed From Ground | Empty | 10000 | Not Marked/Unknown | Not Marked | Not Marked
9056059 | 5 | 1990-01-01 | Removed From Ground | Used Oil | 10000 | Not Marked/Unknown | Not Marked | Not Marked
9056059 | 6 | 2014-08-25 | Temporarily Out Of Use | Gas | 12000 | Epoxy | Double Walled | Pressure |  | 1996-01-01 |  | 1996-01-01
9056059 | 7 | 2014-08-25 | Temporarily Out Of Use | Gas | 10000 | Epoxy | Double Walled | Pressure |  | 1996-01-01 |  | 1996-01-01
9056060 | 1 | 1960-01-01 | Removed From Ground | Gas |  | Not Marked/Unknown | Not Marked | Not Marked
9056062 | 1 |  | Removed From Ground Date Unknown | Gas | 10000 | Not Marked/Unknown | Not Marked | Not Marked
9056063 | 1 | 1997-09-30 | Removed From Ground | Used Oil | 550 | Bare Steel | Not Marked | Gravity Fed | Y |  | Y
9056065 | 1 | 1997-12-01 | Removed From Ground | Gas | 2000 | Bare Steel | Galvanized Steel | Suction: No Valve At The Tank
9056065 | 2 | 1997-12-01 | Removed From Ground | Gas | 2000 | Bare Steel | Galvanized Steel | Suction: No Valve At The Tank
9056066 | 1 | 2001-08-29 | Currently In Use | Diesel | 12000 | Composite | Fiberglass Reinforced Plastic | Pressure |  | 2001-08-31 |  | 2001-08-31
9056066 | M145174 | 1997-05-02 | Currently In Use | Gas | 12000 | Composite | Fiberglass Reinforced Plastic | Pressure |  | 1997-05-05 |  | 1997-05-05
9056066 | M145200 | 1997-05-02 | Currently In Use | Gas | 10000 | Composite | Fiberglass Reinforced Plastic | Pressure |  | 1997-05-05 |  | 1997-05-05
9056067 | 1A | 1993-07-01 | Currently In Use | Gas | 12000 | Fiberglass | Fiberglass/Double Walled | Pressure |  | 1993-07-01 |  | 1993-07-01
9056067 | 1B | 1993-07-01 | Currently In Use | Gas | 8000 | Fiberglass | Fiberglass/Double Walled | Pressure | N | 1993-07-01 | N | 1993-07-01
9056067 | 2 | 1993-07-01 | Currently In Use | Diesel | 4000 | Fiberglass | Fiberglass/Double Walled | Pressure |  | 1993-07-01 |  | 1993-07-01
9056068 | 1 | 1998-07-01 | Currently In Use | Gas | 12000 | Fiberglass | Fiberglass/Double Walled | Pressure |  | 1998-07-01 |  | 1998-07-01
9056068 | 2 | 1998-07-01 | Currently In Use | Gas | 8000 | Fiberglass | Fiberglass/Double Walled | Pressure |  | 1998-07-01 |  | 1998-07-01
9056068 | 3 | 1998-07-01 | Currently In Use | Diesel | 4000 | Fiberglass | Fiberglass/Double Walled | Pressure |  | 1998-07-01 |  | 1998-07-01
9056068 | 4 | 1998-07-01 | Currently In Use | Diesel | 2000 | Fiberglass | Fiberglass/Double Walled | Suction: No Valve At The Tank |  | 1998-07-01 |  | 1998-07-01
9056069 | 1 | 1998-12-19 | Removed From Ground | Diesel | 500 | Not Marked/Unknown | Not Marked | Not Marked
9056070 | 1 | 1998-10-15 | Currently In Use | Gas | 10000 | Composite | Double Walled | Pressure |  | 1998-10-15 |  | 1998-10-15
9056070 | 2 | 1998-10-15 | Currently In Use | Gas | 10000 | Composite | Double Walled | Pressure |  | 1998-10-15 |  | 1998-10-15
9056070 | 3 | 1998-10-15 | Currently In Use | Gas | 10000 | Composite | Double Walled | Pressure |  | 1998-10-15 |  | 1998-10-15
9056070 | 4 | 1998-10-15 | Currently In Use | Diesel | 6000 | Composite | Double Walled | Pressure |  | 1998-10-15 |  | 1998-10-15
9056071 | 1 | 1998-09-07 | Currently In Use | Gas | 10000 | Epoxy | Fiberglass/Double Walled | Pressure |  | 1998-09-24 |  | 1998-09-24
9056071 | 2 | 1998-09-07 | Currently In Use | Gas | 8000 | Epoxy | Fiberglass/Double Walled | Pressure |  | 1998-09-24 |  | 1998-09-24
9056072 | 1 | 1998-10-01 | Currently In Use | Gas | 12000 | Fiberglass | Fiberglass Reinforced Plastic | Pressure |  | 1998-10-01 |  | 1998-10-01
9056072 | 2 | 1998-10-01 | Currently In Use | Gas | 6000 | Fiberglass | Fiberglass Reinforced Plastic | Pressure |  | 1998-10-01 |  | 1998-10-01
9056072 | 3 | 1998-10-01 | Currently In Use | Gas | 6000 | Fiberglass | Fiberglass Reinforced Plastic | Pressure |  | 1998-10-01 |  | 1998-10-01
9056072 | 4 | 1998-10-01 | Currently In Use | Diesel | 12000 | Fiberglass | Fiberglass Reinforced Plastic | Pressure |  | 1998-10-01 |  | 1998-10-01
9056072 | 5 | 1998-10-01 | Currently In Use | Diesel | 4000 | Fiberglass | Fiberglass Reinforced Plastic | Pressure |  | 1998-10-01 |  | 1998-10-01
9056072 | 6 | 1998-10-01 | Currently In Use | Kerosene | 2000 | Fiberglass | Fiberglass Reinforced Plastic | Pressure |  | 1998-10-01 |  | 1998-10-01
9056073 | 1 | 1996-08-22 | Currently In Use | Other | 5000 | EPOXY/DOUBLE WALLED | Steel/Secondary Containment | Suction: No Valve At The Tank |  | 1996-08-01 |  | 1996-08-01
9056073 | 2 | 1996-08-22 | Currently In Use | Other | 5000 | EPOXY/DOUBLE WALLED | Steel/Secondary Containment | Suction: No Valve At The Tank |  | 1996-08-01 |  | 1996-08-01
9056073 | 3 | 2012-11-09 | Currently In Use | Other | 5000 | EPOXY/DOUBLE WALLED | Steel/Secondary Containment | Suction: No Valve At The Tank |  | 1996-08-01 |  | 1996-08-01
9056073 | 4 | 1996-08-22 | Currently In Use | Other | 5000 | EPOXY/DOUBLE WALLED | Steel/Secondary Containment | Suction: No Valve At The Tank |  | 1996-08-01 |  | 1996-08-01
9056074 | 1 | 2000-03-01 | Removed From Ground | Empty | 250 | Bare Steel | Unknown | Not Marked
9056074 | 2 | 2000-03-01 | Removed From Ground | Empty | 250 | Bare Steel | Unknown | Not Marked
9056075 | 1 | 2000-04-30 | Removed From Ground | Used Oil | 250 | Bare Steel | Not Marked | Suction: No Valve At The Tank | Y |  | Y
9057001 | 1 | 1991-07-24 | Removed From Ground | Heating Oil | 500 | Bare Steel | Unknown | Not Marked
9057002 | 1 | 1991-04-23 | Removed From Ground | Diesel | 10000 | Not Marked/Unknown | Not Marked | Not Marked
9057003 | 1 |  | Removed From Ground Date Unknown | Gas | 500 | Marked Unknown | Unknown | Not Marked
9057004 | 1 | 1992-03-31 | Removed From Ground | Gas | 2000 | Marked Unknown | Unknown | Not Marked
9057004 | 2 | 1992-03-31 | Removed From Ground | Gas | 2000 | Marked Unknown | Unknown | Not Marked
9057004 | 3 | 1992-03-31 | Removed From Ground | Diesel | 2000 | Marked Unknown | Unknown | Not Marked
9057006 | 1 | 2015-11-01 | Removed From Ground | Gas | 1000 | Bare Steel | Galvanized Steel | Not Marked
9057006 | 2 | 1994-11-15 | Removed From Ground | Gas | 1000 | Bare Steel | Galvanized Steel | Not Marked
9057006 | 3 | 1994-01-15 | Removed From Ground | Diesel | 4000 | Bare Steel | Galvanized Steel | Not Marked
9057007 | 1 | 2013-01-21 | Removed From Ground | Gas | 1000 | Steel-Impressed Current | Fiberglass Reinforced Plastic | Suction: Valve At The Tank |  | 1998-12-01 |  | 1998-12-01
9057007 | 2 | 2013-01-21 | Removed From Ground | Gas | 1000 | Not Marked/Unknown | Fiberglass Reinforced Plastic | Suction: Valve At The Tank |  | 1998-12-01 |  | 1998-12-01
9057009 | 1 | 1987-02-01 | Currently In Use | Gas | 8000 | Cathodically Protected Steel | Fiberglass Reinforced Plastic | Pressure |  | 1998-12-01 |  | 1998-12-01
9057009 | 2 | 1987-02-01 | Currently In Use | Gas | 8000 | Cathodically Protected Steel | Fiberglass Reinforced Plastic | Pressure |  | 1998-12-01 |  | 1998-12-01
9057009 | 3 | 1986-01-01 | Currently In Use | Gas | 8000 | Cathodically Protected Steel | Fiberglass Reinforced Plastic | Pressure |  | 1998-12-01 |  | 1998-12-01
9057010 | 1 | 1986-07-01 | Currently In Use | Gas | 8000 | Cathodically Protected Steel | Fiberglass Reinforced Plastic | Pressure |  | 1998-04-10 12:00 | Y | 1998-04-10 12:00
9057010 | 2 | 1986-07-01 | Currently In Use | Gas | 8000 | Cathodically Protected Steel | Fiberglass Reinforced Plastic | Pressure |  | 1998-04-10 12:00 | Y | 1998-04-10 12:00
9057010 | 3 | 1986-07-01 | Currently In Use | Diesel | 8000 | Cathodically Protected Steel | Fiberglass Reinforced Plastic | Pressure |  | 1998-04-10 12:00 | Y | 1998-04-10 12:00
9057011 | 1 | 1990-08-07 | Removed From Ground | Gas | 5000 | Bare Steel | Bare Steel | Not Marked
9057011 | 2 | 1990-08-07 | Removed From Ground | Gas | 2000 | Bare Steel | Bare Steel | Not Marked
9057011 | 3 | 1990-08-07 | Removed From Ground | Gas | 584 | Bare Steel | Bare Steel | Not Marked
9057012 | 1 | 1998-11-17 | Removed From Ground | Gas | 3000 | Cathodically Protected Steel | Galvanized Steel | Suction: No Valve At The Tank
9057012 | 2A | 2005-07-25 | Removed From Ground | Gas | 3000 | Composite | Cathodically Protected | Suction: Valve At The Tank |  | 1999-01-28 |  | 1999-01-28
9057012 | 2B | 2005-07-25 | Removed From Ground | Diesel | 1000 | Composite | Cathodically Protected | Suction: No Valve At The Tank |  | 1999-01-28 |  | 1999-01-28
9057013 | 1 | 1996-09-03 | Removed From Ground | Gas | 10000 | Bare Steel | Galvanized Steel | Not Marked
9057013 | 2 | 1996-09-03 | Removed From Ground | Gas | 10000 | Bare Steel | Galvanized Steel | Not Marked
9057013 | 3 | 1996-09-03 | Removed From Ground | Gas | 5000 | Bare Steel | Galvanized Steel | Not Marked
9057014 | 1 | 1993-02-01 | Removed From Ground | Gas | 2000 | Cathodically Protected Steel | Galvanized Steel | Suction: Valve At The Tank
9057015 | 1 | 2003-08-25 | Currently In Use | Diesel | 5000 | Steel-Impressed Current | Fiberglass Reinforced Plastic | Pressure |  | 1996-06-01 |  | 1996-06-01
9057015 | 2 | 2003-08-25 | Currently In Use | Gas | 6110 | Steel-Impressed Current | Fiberglass Reinforced Plastic | Pressure |  | 1996-06-01 |  | 1996-06-01
9057015 | 3 | 2003-08-25 | Currently In Use | Gas | 8000 | Steel-Impressed Current | Fiberglass Reinforced Plastic | Pressure |  | 1996-06-01 |  | 1996-06-01
9057015 | 4 | 2003-08-25 | Currently In Use | Gas | 10000 | Steel-Impressed Current | Fiberglass Reinforced Plastic | Pressure |  | 1996-06-01 |  | 1996-06-01
9057017 | 1 |  | Removed From Ground Date Unknown | Gas | 6100 | Bare Steel | Galvanized Steel | Not Marked
9057017 | 2 |  | Removed From Ground Date Unknown | Gas | 6100 | Bare Steel | Galvanized Steel | Not Marked
9057017 | 3 |  | Removed From Ground Date Unknown | Diesel | 2005 | Bare Steel | Galvanized Steel | Not Marked
9057017 | 4 |  | Removed From Ground Date Unknown | Diesel | 2005 | Bare Steel | Galvanized Steel | Not Marked
9057017 | 5 | 1999-06-30 | Currently In Use | Gas | 15000 | Composite | Fiberglass Reinforced Plastic | Pressure |  | 1999-06-30 |  | 1999-06-30
9057017 | 6 | 1999-06-30 | Currently In Use | Gas | 10000 | Composite | Fiberglass Reinforced Plastic | Pressure |  | 1999-06-30 |  | 1999-06-30
9057017 | 7 | 1999-06-30 | Currently In Use | Other | 6000 | Composite | Fiberglass Reinforced Plastic | Pressure |  | 1999-06-30 |  | 1999-06-30
9057017 | 8 | 1999-06-30 | Currently In Use | Other | 5000 | Composite | Fiberglass Reinforced Plastic | Pressure |  | 1999-06-30 |  | 1999-06-30
9057019 | 1 | 1989-01-01 | Currently In Use | Gas | 8000 | Cathodically Protected Steel | Fiberglass Reinforced Plastic | Pressure |  | 1989-05-10 |  | 1989-05-10
9057019 | 2 | 1989-01-01 | Currently In Use | Gas | 8000 | Cathodically Protected Steel | Fiberglass Reinforced Plastic | Pressure |  | 1989-05-10 |  | 1989-05-10
9057019 | 3 | 1989-01-01 | Currently In Use | Gas | 8000 | Cathodically Protected Steel | Fiberglass Reinforced Plastic | Pressure |  | 1989-05-10 |  | 1989-05-10
9057020 | 1 | 1991-01-01 | Removed From Ground | Gas | 1000 | Bare Steel | Galvanized Steel | Not Marked
9057021 | 1 | 1989-11-29 | Removed From Ground | Diesel | 10000 | Marked Unknown | Unknown | Not Marked
9057021 | 2 | 1989-11-29 | Removed From Ground | Used Oil |  | Marked Unknown | Unknown | Not Marked | Y |  | Y
9057021 | 3 | 1989-11-29 | Removed From Ground | Used Oil |  | Marked Unknown | Unknown | Not Marked | Y |  | Y
9057021 | 4 | 1993-05-19 | Removed From Ground | Used Oil | 1000 | Not Marked/Unknown | Not Marked | Not Marked | Y |  | Y
9057021 | 5 | 2011-03-01 | Removed From Ground | Diesel | 10000 | Steel-Galvanic | Cathodically Protected | Suction: Valve At The Tank |  | 1990-01-05 |  | 1990-01-05
9057022 | 1 | 1992-01-14 | Removed From Ground | Gas | 5000 | Bare Steel | Galvanized Steel | Suction: No Valve At The Tank
9057022 | 2 | 1992-01-14 | Removed From Ground | Gas | 5000 | Bare Steel | Galvanized Steel | Suction: No Valve At The Tank
9057022 | 3 | 1992-01-14 | Removed From Ground | Gas | 5000 | Bare Steel | Galvanized Steel | Suction: No Valve At The Tank
9057022 | 4 | 1992-01-14 | Removed From Ground | Gas | 5000 | Bare Steel | Galvanized Steel | Suction: No Valve At The Tank
9057022 | 5 | 1992-10-14 | Removed From Ground | Gas | 5000 | Bare Steel | Galvanized Steel | Suction: No Valve At The Tank
9057022 | 6 | 1992-01-14 | Removed From Ground | Used Oil | 550 | Bare Steel | Galvanized Steel | Gravity Fed | Y |  | Y
9057022 | 7 | 1992-01-14 | Removed From Ground | Other | 550 | Bare Steel | Galvanized Steel | Gravity Fed
9057023 | 1 | 1970-01-01 | Permanently Out Of Use | Diesel | 1000 | Bare Steel | Unknown | Not Marked
9057023 | 2 | 1970-01-01 | Permanently Out Of Use | Diesel | 1000 | Bare Steel | Unknown | Not Marked
9057023 | 3 | 1970-01-01 | Permanently Out Of Use | Diesel | 1000 | Bare Steel | Unknown | Not Marked
9057024 | 1 | 1992-04-13 | Removed From Ground | Gas | 5000 | Not Marked/Unknown | Not Marked | Not Marked
9057024 | 2 | 1992-04-13 | Removed From Ground | Gas | 5000 | Not Marked/Unknown | Not Marked | Not Marked
9057024 | 3 | 1992-04-13 | Removed From Ground | Gas | 5000 | Not Marked/Unknown | Not Marked | Not Marked
9057024 | 4 | 1992-04-13 | Removed From Ground | Gas | 5000 | Not Marked/Unknown | Not Marked | Not Marked
9057025 | 1 | 1992-02-01 | Currently In Use | Gas | 10000 | Composite | Double Walled/Sec. Containment | Pressure |  | 1992-02-24 |  | 1992-02-24
9057025 | 2 | 1992-02-24 | Currently In Use | Gas | 10000 | Composite | Double Walled/Sec. Containment | Pressure |  | 1992-02-24 |  | 1992-02-24
9057025 | 3 | 1992-02-24 | Currently In Use | Diesel | 10000 | Composite | Double Walled/Sec. Containment | Pressure |  | 1992-02-24 |  | 1992-02-24
9057025 | 4 | 1992-02-24 | Currently In Use | Gas | 2000 | Composite | Double Walled | Pressure |  | 1992-02-24 |  | 1992-02-24
9057026 | 1 | 1990-01-01 | Currently In Use | Gas | 10000 | Fiberglass | Fiberglass Reinforced Plastic | Pressure |  | 1990-01-01 |  | 1990-01-01
9057026 | 2 | 1990-01-01 | Currently In Use | Gas | 10000 | Fiberglass | Fiberglass Reinforced Plastic | Pressure |  | 1990-01-01 |  | 1990-01-01
9057026 | 3 | 1990-01-01 | Currently In Use | Gas | 10000 | Fiberglass | Fiberglass Reinforced Plastic | Pressure |  | 1990-01-01 |  | 1990-01-01
9057026 | 4 | 1990-01-01 | Currently In Use | Diesel | 10000 | Fiberglass | Fiberglass Reinforced Plastic | Pressure |  | 1990-01-01 |  | 1990-01-01
9057026 | 5 | 1990-01-01 | Currently In Use | Kerosene | 2000 | Fiberglass | Fiberglass Reinforced Plastic | Suction: Valve At The Tank |  | 1990-01-01 |  | 1990-01-01
9057028 | A | 1984-01-01 | Removed From Ground | Gas | 4000 | Bare Steel | Unknown | Not Marked
9057028 | B | 1984-01-01 | Removed From Ground | Gas | 4000 | Bare Steel | Unknown | Not Marked
9057029 | 1 | 2015-03-24 | Removed From Ground | Diesel | 10000 | Fiberglass | Fiberglass Reinforced Plastic | Pressure |  | 1990-01-01 |  | 1990-01-01
9057030 | 1 | 1993-07-01 | Removed From Ground | Diesel | 12000 | Double Walled | Fiberglass Reinforced Plastic | Pressure
9057030 | 2 | 1993-07-26 | Removed From Ground | Other | 1000 | Double Walled | Fiberglass Reinforced Plastic | Pressure
9057030 | 3 | 1993-07-26 | Removed From Ground | Gas | 12000 | Double Walled | Fiberglass Reinforced Plastic | Suction: Valve At The Tank
9057031 | 1 | 1992-05-01 | Currently In Use | Gas | 10000 | STIP-3 | Fiberglass Reinforced Plastic | Pressure |  | 1992-05-01 |  | 1992-05-01
9057031 | 2 | 1992-05-01 | Currently In Use | Gas | 10000 | STIP-3 | Fiberglass Reinforced Plastic | Pressure |  | 1992-05-01 |  | 1992-05-01
9057031 | 3 | 1992-05-01 | Currently In Use | Gas | 10000 | STIP-3 | Fiberglass Reinforced Plastic | Pressure |  | 1992-05-01 |  | 1992-05-01
9057031 | 4 | 1992-05-01 | Currently In Use | Kerosene | 2000 | STIP-3 | Fiberglass Reinforced Plastic | Pressure |  | 1992-05-01 |  | 1992-05-01
9057032 | 4 | 1987-07-01 | Removed From Ground | Diesel | 2000 | Bare Steel | Galvanized Steel | Not Marked
9057033 | 1 | 2003-08-26 | Temporarily Out Of Use | Gas | 1000 | Steel-Impressed Current | Cathodically Protected | Suction: No Valve At The Tank |  | 1999-06-01 |  | 1999-06-01
9057033 | 2 | 2003-08-26 | Temporarily Out Of Use | Gas | 5000 | Steel-Impressed Current | Cathodically Protected | Suction: No Valve At The Tank |  | 1999-06-01 |  | 1999-06-01
9057033 | 3 | 2003-08-26 | Temporarily Out Of Use | Gas | 5000 | Steel-Impressed Current | Cathodically Protected | Suction: No Valve At The Tank |  | 1999-06-01 |  | 1999-06-01
9057038 | 1 |  | Permanently Out Of Use | Other | 1 | Marked Unknown | Unknown | Not Marked
9057039 | 1 | 1992-09-01 | Removed From Ground | Other | 2000 | Bare Steel | Galvanized Steel | Suction: No Valve At The Tank
9057039 | 205931 | 1998-10-30 | Removed From Ground | Other | 2000 | Steel-Galvanic | Cathodically Protected | Suction: No Valve At The Tank |  | 1992-09-01 |  | 1992-09-01
9057040 | 1 | 1991-07-01 | Currently In Use | Gas | 8000 | STIP-3 | Fiberglass Reinforced Plastic | Pressure |  | 1991-07-01 |  | 1991-07-01
9057040 | 2 | 1991-07-01 | Currently In Use | Gas | 8000 | STIP-3 | Fiberglass Reinforced Plastic | Pressure |  | 1991-07-01 |  | 1991-07-01
9057041 | 1 | 1993-06-01 | Removed From Ground | Heating Oil | 550 | Not Marked/Unknown | Not Marked | Suction: Valve At The Tank
9057042 | 1 | 1993-05-06 | Removed From Ground | Empty | 500 | Not Marked/Unknown | Not Marked | Not Marked
9057044 | GAS | 1993-07-19 | Removed From Ground | Gas | 1000 | Not Marked/Unknown | Bare Steel | Pressure
9057044 | PROP | 1993-07-19 | Removed From Ground | Propane | 500 | Marked Unknown | Bare Steel | Pressure
9057044 | V22 | 1993-07-20 | Removed From Ground | Heating Oil | 30000 | Bare Steel | Bare Steel | Pressure
9057044 | V23 | 1993-07-22 | Removed From Ground | Heating Oil | 20000 | Bare Steel | Bare Steel | Pressure
9057044 | V24 | 1993-07-19 | Closed In Ground | Heating Oil | 20000 | Bare Steel | Bare Steel | Pressure
9057046 | 1 | 1993-04-23 | Currently In Use | Gas | 10000 | Composite | Fiberglass Reinforced Plastic | Pressure |  | 1993-04-23 |  | 1993-04-23
9057046 | 2 | 1993-04-23 | Currently In Use | Gas | 10000 | Composite | Fiberglass Reinforced Plastic | Pressure |  | 1993-04-23 |  | 1993-04-23
9057046 | 3 | 1993-04-23 | Currently In Use | Gas | 10000 | Composite | Fiberglass Reinforced Plastic | Pressure |  | 1993-04-23 |  | 1993-04-23
9057046 | 4 | 1993-04-23 | Currently In Use | Gas | 2000 | Composite | Fiberglass Reinforced Plastic | Pressure |  | 1993-04-23 |  | 1993-04-23
9057047 | 1 | 1997-05-20 | Removed From Ground | Gas | 10000 | Fiberglass | Fiberglass Reinforced Plastic | Suction: No Valve At The Tank
9057047 | 2 | 1997-05-20 | Removed From Ground | Diesel | 10000 | Fiberglass | Fiberglass Reinforced Plastic | Suction: No Valve At The Tank
9057048 | 1 | 1991-06-01 | Removed From Ground | Gas | 12000 | Bare Steel | Unknown | Pressure
9057048 | 2 | 1987-08-01 | Removed From Ground | Gas | 3000 | Bare Steel | Unknown | Pressure
9057048 | 3 | 1991-06-01 | Removed From Ground | Used Oil | 550 | Bare Steel | Unknown | Gravity Fed | Y |  | Y
9057049 | 1 | 1993-10-14 | Removed From Ground | Gas | 2000 | Bare Steel | Galvanized Steel | Suction: No Valve At The Tank
9057049 | 2 | 1993-10-14 | Removed From Ground | Diesel | 2000 | Bare Steel | Galvanized Steel | Suction: No Valve At The Tank
9057049 | 204693 | 2002-06-18 | Removed From Ground | Diesel | 1000 | Steel-Galvanic | Cathodically Protected | Suction: No Valve At The Tank |  | 1993-10-15 |  | 1993-10-15
9057049 | 204703 | 2002-06-18 | Removed From Ground | Gas | 1000 | Steel-Galvanic | Cathodically Protected | Suction: No Valve At The Tank |  | 1993-10-15 |  | 1993-10-15
9057049 | 3 | 1993-10-11 | Removed From Ground | Gas | 1 | Bare Steel | Galvanized Steel | Suction: No Valve At The Tank
9057050 | 1 | 1993-12-16 | Removed From Ground | Gas | 4000 | Bare Steel | Bare Steel | Suction: No Valve At The Tank
9057050 | 2 | 1993-12-16 | Removed From Ground | Gas | 4000 | Bare Steel | Bare Steel | Suction: No Valve At The Tank
9057050 | 3 | 1993-12-16 | Removed From Ground | Gas | 2000 | Bare Steel | Bare Steel | Suction: No Valve At The Tank
9057051 | 1 | 1993-12-13 | Removed From Ground | Gas | 10000 | Bare Steel | Galvanized Steel | Pressure
9057051 | 2 | 1993-12-13 | Removed From Ground | Gas | 10000 | Bare Steel | Galvanized Steel | Pressure
9057051 | 3 | 1993-12-13 | Removed From Ground | Gas | 1000 | Bare Steel | Galvanized Steel | Suction: No Valve At The Tank
9057051 | 4 | 1993-12-13 | Removed From Ground | Gas | 1000 | Bare Steel | Galvanized Steel | Suction: No Valve At The Tank
9057051 | 5 | 1993-12-13 | Removed From Ground | Used Oil | 500 | Bare Steel | Galvanized Steel | Not Marked | Y |  | Y
9057053 | 1 | 1993-06-01 | Currently In Use | Gas | 10000 | Cathodically Protected Steel | Fiberglass Reinforced Plastic | Pressure |  | 1993-06-01 |  | 1993-06-01
9057053 | 2 | 1993-06-01 | Currently In Use | Gas | 10000 | Cathodically Protected Steel | Fiberglass Reinforced Plastic | Pressure |  | 1993-06-01 |  | 1993-06-01
9057053 | 3 | 1993-06-01 | Currently In Use | Kerosene | 2000 | Cathodically Protected Steel | Fiberglass Reinforced Plastic | Pressure |  | 1993-06-01 |  | 1993-06-01
9057054 | 1 | 1986-03-01 | Currently In Use | Gas | 6000 | STIP-3 | Fiberglass Reinforced Plastic | Pressure |  | 1986-03-01 |  | 1986-03-01
9057054 | 2 | 1986-03-01 | Currently In Use | Gas | 6000 | STIP-3 | Fiberglass Reinforced Plastic | Pressure |  | 1986-03-01 |  | 1986-03-01
9057054 | 3 | 1986-03-01 | Currently In Use | Gas | 6000 | STIP-3 | Fiberglass Reinforced Plastic | Pressure |  | 1986-03-01 |  | 1986-03-01
9057055 | 1 | 1991-12-01 | Currently In Use | Gas | 10000 | Cathodically Protected Steel | Fiberglass Reinforced Plastic | Pressure |  | 1991-12-01 |  | 1991-12-01
9057055 | 2 | 1991-12-01 | Currently In Use | Gas | 6000 | Cathodically Protected Steel | Fiberglass Reinforced Plastic | Pressure |  | 1991-12-01 |  | 1991-12-01
9057056 | 1 | 1992-09-01 | Currently In Use | Gas | 10000 | Steel-Impressed Current | Fiberglass Reinforced Plastic | Pressure |  | 1992-09-01 |  | 1992-09-01
9057056 | 2 | 1992-09-01 | Currently In Use | Gas | 6000 | Steel-Impressed Current | Fiberglass Reinforced Plastic | Pressure |  | 1992-09-01 |  | 1992-09-01
9057057 | 1 | 1990-09-01 | Currently In Use | Gas | 8000 | Cathodically Protected Steel | Fiberglass Reinforced Plastic | Pressure |  | 1990-09-01 |  | 1990-09-01
9057057 | 2 | 1990-09-01 | Currently In Use | Gas | 8000 | Cathodically Protected Steel | Fiberglass Reinforced Plastic | Pressure |  | 1990-09-01 |  | 1990-09-01
9057057 | 3 | 1990-09-01 | Currently In Use | Gas | 8000 | Cathodically Protected Steel | Fiberglass Reinforced Plastic | Not Marked |  | 1990-09-01 |  | 1990-09-01
9057057 | 4 | 1990-09-01 | Currently In Use | Diesel | 8000 | Cathodically Protected Steel | Fiberglass Reinforced Plastic | Not Marked |  | 1990-09-01 |  | 1990-09-01
9057058 | 1 |  | Permanently Out Of Use | Gas | 1000 | Marked Unknown | Unknown | Not Marked
9057058 | 2 |  | Permanently Out Of Use | Gas | 1000 | Marked Unknown | Unknown | Not Marked
9057059 | 1 | 1994-03-09 | Removed From Ground | Gas | 500 | Bare Steel | Bare Steel | Suction: No Valve At The Tank
9057059 | 2 | 1994-03-09 | Removed From Ground | Gas | 500 | Bare Steel | Bare Steel | Suction: No Valve At The Tank
9057059 | 3 | 1994-03-09 | Removed From Ground | Gas | 1000 | Bare Steel | Bare Steel | Suction: No Valve At The Tank
9057059 | 4 | 1994-03-09 | Removed From Ground | Gas | 1000 | Bare Steel | Bare Steel | Suction: No Valve At The Tank
9057059 | 5 | 1994-03-09 | Removed From Ground | Gas | 1000 | Bare Steel | Bare Steel | Suction: No Valve At The Tank
9057059 | 6 | 1994-03-09 | Removed From Ground | Gas | 1000 | Bare Steel | Bare Steel | Suction: No Valve At The Tank
9057060 | 1 | 1995-06-01 | Closed In Ground | Used Oil | 550 | Not Marked/Unknown | Unknown | Not Marked | Y |  | Y
9057061 | 1 | 1988-12-01 | Currently In Use | Gas | 8000 | STIP-3 | Galvanic | Pressure |  | 1999-01-12 |  | 1999-01-12
9057061 | 2 | 1988-12-01 | Currently In Use | Gas | 8000 | STIP-3 | Galvanic | Pressure |  | 1999-01-12 |  | 1999-01-12
9057061 | 3 | 2013-09-03 | Temporarily Out Of Use | Gas | 8000 | STIP-3 | Galvanic | Pressure |  | 1999-01-12 |  | 1999-01-12
9057062 | 1 | 1988-08-17 | Currently In Use | Gas | 8000 | STIP-3 | Fiberglass Reinforced Plastic | Pressure |  | 1988-08-18 |  | 1988-08-18
9057062 | 2 | 1988-08-17 | Currently In Use | Gas | 8000 | STIP-3 | Fiberglass Reinforced Plastic | Pressure |  | 1988-08-18 |  | 1988-08-18
9057062 | 3 | 1988-08-17 | Currently In Use | Gas | 8000 | STIP-3 | Fiberglass Reinforced Plastic | Pressure |  | 1988-08-18 |  | 1988-08-18
9057063 | 1 | 1992-11-13 | Removed From Ground | Gas | 500 | Not Marked/Unknown | Not Marked | Not Marked
9057064 | 1 | 1994-06-30 | Removed From Ground | Diesel | 10000 | Fiberglass | Cathodically Protected | Suction: Valve At The Tank
9057065 | 1 | 1996-12-04 | Removed From Ground | Gas | 1000 | Not Marked/Unknown | Not Marked | Not Marked
9057065 | 2 | 1996-12-04 | Removed From Ground | Gas | 1000 | Not Marked/Unknown | Not Marked | Not Marked
9057066 | 1 | 1998-02-13 | Removed From Ground | Gas | 1000 | Marked Unknown | Bare Steel | Suction: No Valve At The Tank
9057067 | 1 | 1994-09-01 | Removed From Ground | Gas | 1000 | Bare Steel | Galvanized Steel | Pressure
9057067 | 2 | 1994-09-01 | Removed From Ground | Diesel | 1000 | Bare Steel | Galvanized Steel | Pressure
9057067 | 3 | 1995-06-01 | Removed From Ground | Diesel | 10000 | Bare Steel | Galvanized Steel | Pressure
9057068 | 1 | 1995-01-19 | Removed From Ground | Gas | 3000 | Bare Steel | Bare Steel | Pressure
9057068 | 2 | 1995-01-19 | Removed From Ground | Gas | 3000 | Bare Steel | Bare Steel | Pressure
9057068 | 3 | 1995-01-19 | Removed From Ground | Gas | 3000 | Bare Steel | Bare Steel | Pressure
9057068 | 4 | 1995-01-19 | Removed From Ground | Gas | 3000 | Bare Steel | Bare Steel | Pressure
9057068 | 5 | 1995-03-01 | Currently In Use | Gas | 15000 | Composite | Fiberglass Reinforced Plastic | Pressure |  | 1995-03-01 |  | 1995-03-01
9057068 | 6 | 1995-03-01 | Currently In Use | Gas | 10000 | Composite | Fiberglass Reinforced Plastic | Pressure |  | 1995-03-01 |  | 1995-03-01
9057068 | 7 | 1995-03-01 | Currently In Use | Diesel | 4000 | Composite | Fiberglass Reinforced Plastic | Pressure |  | 1995-03-01 |  | 1995-03-01
9057069 | 1 | 1996-11-06 | Removed From Ground | Gas | 550 | Bare Steel | Bare Steel | Suction: Valve At The Tank
9057070 | 1 | 1994-06-18 | Removed From Ground | Gas | 1000 | Bare Steel | Galvanized Steel | Suction: No Valve At The Tank
9057070 | 2 | 1994-06-18 | Removed From Ground | Gas | 1000 | Bare Steel | Galvanized Steel | Suction: No Valve At The Tank
9057073 | 1 | 1995-02-23 | Removed From Ground | Gas | 6000 | Not Marked/Unknown | Unknown | Not Marked
9057073 | 2 | 1995-02-23 | Removed From Ground | Gas | 6000 | Not Marked/Unknown | Unknown | Not Marked
9057073 | 3 | 1995-02-23 | Removed From Ground | Gas | 6000 | Not Marked/Unknown | Unknown | Not Marked
9057073 | 4 | 1995-02-25 | Removed From Ground | Gas | 6000 | Not Marked/Unknown | Unknown | Not Marked
9057074 | 1 | 2012-05-10 | Removed From Ground | Gas | 2000 | Steel-Impressed Current | Cathodically Protected | Suction: Valve At The Tank |  | 1998-11-01 |  | 1998-11-01
9057074 | 2 | 2012-05-10 | Removed From Ground | Gas | 4000 | Steel-Impressed Current | Cathodically Protected | Suction: Valve At The Tank |  | 1998-11-01 |  | 1998-11-01
9057074 | 3 | 2012-05-10 | Removed From Ground | Diesel | 12000 | Fiberglass | Fiberglass Reinforced Plastic | Suction: Valve At The Tank |  | 1998-11-01 |  | 1998-11-01
9057074 | 4 | 2012-05-10 | Removed From Ground | Gas | 4000 | Cathodically Protected Steel | Fiberglass Reinforced Plastic | Suction: Valve At The Tank |  | 1998-11-01 |  | 1998-11-01
9057075 | 1 | 1995-06-01 | Removed From Ground | Gas | 1000 | Epoxy | Galvanized Steel | Suction: Valve At The Tank
9057077 | 1 | 2005-03-13 | Removed From Ground | Gas | 8000 | Cathodically Protected Steel | Cathodically Protected | Suction: No Valve At The Tank |  | 1998-03-01 |  | 1998-03-01
9057077 | 2 | 2005-03-13 | Removed From Ground | Gas | 8000 | Cathodically Protected Steel | Cathodically Protected | Suction: No Valve At The Tank |  | 1998-03-01 |  | 1998-03-01
9057077 | 3 | 2005-03-13 | Removed From Ground | Gas | 10000 | Cathodically Protected Steel | Fiberglass Reinforced Plastic | Suction: No Valve At The Tank |  | 1998-03-01 |  | 1998-03-01
9057078 | 1 | 1979-01-01 | Closed In Ground | Empty | 1000 | Bare Steel | Galvanized Steel | Not Marked
9057078 | 2 | 1998-06-01 | Removed From Ground | Diesel | 15000 | Bare Steel | Copper | Suction: Valve At The Tank
9057078 | 3 | 1998-06-01 | Removed From Ground | Diesel | 1500 | Bare Steel | Galvanized Steel | Suction: Valve At The Tank
9057078 | 4 | 2004-01-20 | Removed From Ground | Diesel | 4000 | Fiberglass | Fiberglass Reinforced Plastic | Suction: No Valve At The Tank |  | 1998-06-01 |  | 1998-06-01
9057078 | 5 | 2004-01-20 | Removed From Ground | Diesel | 15000 | Steel-Impressed Current | Double Walled | Suction: No Valve At The Tank |  | 1998-06-01 |  | 1998-06-01
9057079 | 1 | 1975-07-01 | Currently In Use | Diesel | 10000 | Steel-Impressed Current | Cathodically Protected | Suction: No Valve At The Tank |  | 1998-05-28 |  | 1998-06-03
9057080 | 1 | 2012-02-03 | Removed From Ground | Gas | 1000 | Steel-Impressed Current | Cathodically Protected | Suction: No Valve At The Tank |  | 1999-02-11 |  | 1999-02-11
9057080 | 2 | 2012-02-03 | Removed From Ground | Gas | 1000 | Steel-Impressed Current | Cathodically Protected | Suction: No Valve At The Tank |  | 1999-02-11 |  | 1999-02-11
9057080 | 3 | 2012-02-03 | Removed From Ground | Gas | 1000 | Steel-Impressed Current | Cathodically Protected | Suction: No Valve At The Tank |  | 1999-02-11 |  | 1999-02-11
9057080 | 4 | 1998-12-22 | Removed From Ground | Gas | 1000 | Bare Steel | Galvanized Steel | Suction: No Valve At The Tank
9057081 | 1 | 1998-06-16 | Currently In Use | Gas | 6000 | Steel-Impressed Current | Cathodically Protected | Pressure |  | 1998-06-18 |  | 1998-06-18
9057081 | 2 | 2008-11-05 | Temporarily Out Of Use | Gas | 6000 | Steel-Impressed Current | Cathodically Protected | Pressure |  | 1998-06-18 |  | 1998-06-18
9057081 | 3 | 2008-11-05 | Temporarily Out Of Use | Gas | 6000 | Steel-Impressed Current | Cathodically Protected | Pressure |  | 1998-06-18 |  | 1998-06-18
9057082 | 1 | 1994-03-01 | Currently In Use | Gas | 12000 | STIP-3 | Fiberglass Reinforced Plastic | Pressure |  | 1994-03-01 |  | 1994-03-01
9057082 | 2 | 1994-03-01 | Currently In Use | Gas | 8000 | STIP-3 | Fiberglass Reinforced Plastic | Pressure |  | 1994-03-01 |  | 1994-03-01
9057082 | 3 | 1994-03-01 | Currently In Use | Diesel | 12000 | STIP-3 | Fiberglass Reinforced Plastic | Pressure |  | 1994-03-01 |  | 1994-03-01
9057082 | 4 | 1994-03-01 | Currently In Use | Kerosene | 1000 | STIP-3 | Fiberglass Reinforced Plastic | Pressure |  | 1994-03-01 |  | 1994-03-01
9057083 | 1 | 1998-10-12 | Removed From Ground | Diesel | 4000 | Bare Steel | Galvanized Steel | Suction: No Valve At The Tank
9057083 | 2 | 1998-10-12 | Removed From Ground | Diesel | 4000 | Bare Steel | Galvanized Steel | Suction: No Valve At The Tank
9057084 | 1AST |  | Currently In Use | Diesel | 650 | Bare Steel | Copper | Suction: Valve At The Tank
9057085 | RU12 | 1997-01-20 | Removed From Ground | Gas | 6000 | Bare Steel | Galvanized Steel | Suction: No Valve At The Tank
9057087 | 1 | 1994-07-05 | Currently In Use | Gas | 8000 | Steel-Impressed Current | Fiberglass Reinforced Plastic | Pressure |  | 1994-07-05 |  | 1994-07-05
9057087 | 2 | 1994-07-05 | Currently In Use | Gas | 6000 | Steel-Impressed Current | Fiberglass Reinforced Plastic | Pressure |  | 1994-07-05 |  | 1994-07-05
9057089 | 1 | 2001-06-27 | Removed From Ground | Empty | 4000 | Bare Steel | Galvanized Steel | Suction: Valve At The Tank
9057089 | 2 | 2001-06-27 | Removed From Ground | Empty | 2000 | Bare Steel | Galvanized Steel | Suction: Valve At The Tank
9057089 | 3 | 2001-06-27 | Removed From Ground | Empty | 2000 | Bare Steel | Galvanized Steel | Suction: Valve At The Tank
9057090 | 1 | 1997-05-12 | Removed From Ground | Gas | 10000 | Fiberglass | Galvanized Steel | Suction: Valve At The Tank
9057090 | 2 | 1997-05-12 | Removed From Ground | Diesel | 10000 | Fiberglass | Galvanized Steel | Suction: Valve At The Tank
9057091 | 1 | 2014-07-11 | Temporarily Out Of Use | Diesel | 10000 | Steel-Impressed Current | Cathodically Protected | Suction: Valve At The Tank |  | 1999-12-17 |  | 1999-12-17
9057092 | 1 | 1988-09-01 | Currently In Use | Gas | 10000 | Steel-Impressed Current | Impressed Current | Pressure |  | 1988-06-01 |  | 1988-09-01
9057092 | 2 | 1988-09-01 | Currently In Use | Gas | 10000 | Steel-Impressed Current | Impressed Current | Pressure |  | 1998-06-01 |  | 1988-09-01
9057092 | 3 | 1988-09-01 | Currently In Use | Diesel | 6000 | Steel-Impressed Current | Impressed Current | Pressure |  | 1998-06-01 |  | 1988-09-01
9057093 | 1 | 1996-08-01 | Currently In Use | Gas | 2000 | Steel-Impressed Current | Impressed Current | Suction: No Valve At The Tank |  | 1997-08-16 |  | 1997-08-16
9057093 | 2 | 1996-08-01 | Currently In Use | Gas | 2000 | Steel-Impressed Current | Impressed Current | Suction: No Valve At The Tank |  | 1997-08-16 |  | 1997-08-16
9057094 | 1 | 1987-06-01 | Currently In Use | Gas | 6110 | STIP-3 | Cathodically Protected | Pressure |  | 1998-11-01 |  | 1998-11-01
9057094 | 2 | 1987-06-01 | Currently In Use | Gas | 6110 | STIP-3 | Cathodically Protected | Pressure |  | 1998-11-01 |  | 1998-11-01
9057094 | 3 | 1987-06-01 | Currently In Use | Gas | 6110 | STIP-3 | Cathodically Protected | Pressure |  | 1998-11-01 |  | 1998-11-01
9057095 | 1 | 2004-07-07 | Temporarily Out Of Use | Diesel | 10000 | Cathodically Protected Steel | Cathodically Protected | Suction: No Valve At The Tank |  | 1994-08-01 |  | 1994-08-01
9057096 | 1 | 2000-02-01 | Removed From Ground | Gas | 10000 | Cathodically Protected Steel | Galvanized Steel | Suction: Valve At The Tank
9057096 | 2 | 2000-02-01 | Removed From Ground | Gas | 10000 | Cathodically Protected Steel | Galvanized Steel | Suction: Valve At The Tank
9057097 | 1 |  | Closed In Ground Date Unknown | Gas |  | Not Marked/Unknown | Not Marked | Not Marked
9057097 | 2 | 2002-04-24 | Removed From Ground | Not Marked/Tank Removed |  | Unknown | Unknown | Not Marked | N |  | N
9057097 | 3 | 2002-04-24 | Removed From Ground | Not Marked/Tank Removed |  | Unknown | Unknown | Not Marked | N |  | N
9057098 | 1 | 2016-11-15 | Currently In Use | Gas | 20000 | Composite | Double Walled Flex | Pressure |  | 1995-11-01 |  | 1995-11-01
9057098 | 2 | 2016-11-15 | Currently In Use | Gas | 10000 | Composite | Double Walled Flex | Pressure |  | 1995-11-01 |  | 1995-11-01
9057098 | 3 | 2016-11-15 | Currently In Use | Diesel | 20000 | Composite | Double Walled Flex | Pressure |  | 1995-11-01 |  | 1995-11-01
9057098 | 4 | 2016-11-15 | Currently In Use | Kerosene | 4000 | Composite | Double Walled Flex | Pressure |  | 1995-11-01 |  | 1995-11-01
9057099 | 1 | 1995-12-05 | Removed From Ground | Gas | 4000 | Marked Unknown | Unknown | Not Marked
9057099 | 2 | 1995-12-01 | Removed From Ground | Gas | 4000 | Marked Unknown | Unknown | Not Marked
9057099 | 3 | 1997-09-22 | Currently In Use | Gas | 10000 | Cathodically Protected Steel | Fiberglass Reinforced Plastic | Suction: Valve At The Tank |  | 1997-09-22 |  | 1997-09-22
9057099 | 4 | 1997-09-22 | Currently In Use | Gas | 8000 | Cathodically Protected Steel | Fiberglass Reinforced Plastic | Suction: Valve At The Tank |  | 1997-09-22 |  | 1997-09-22
9057107 | 1 | 2012-02-15 | Currently In Use | Gas | 10000 | STIP-3 | Double Walled | Not Marked |  | 1996-06-05 |  | 1996-06-05
9057107 | 2 | 2012-02-15 | Currently In Use | Gas | 10000 | STIP-3 | Double Walled | Not Marked |  | 1996-06-05 |  | 1996-06-05
9057107 | 3 | 2012-02-15 | Currently In Use | Gas | 10000 | STIP-3 | Double Walled | Not Marked |  | 1996-06-05 |  | 1996-06-05
9057108 | 1 |  | Removed From Ground Date Unknown | Gas |  | Marked Unknown | Unknown | Not Marked
9057108 | 1 |  | Temporarily Out Of Use | Gas |  | Marked Unknown | Unknown | Not Marked
9057108 | 2 |  | Removed From Ground Date Unknown | Gas |  | Marked Unknown | Unknown | Not Marked
9057108 | 2 |  | Temporarily Out Of Use | Gas |  | Marked Unknown | Unknown | Not Marked
9057108 | 3 |  | Removed From Ground Date Unknown | Gas |  | Marked Unknown | Unknown | Not Marked
9057108 | 3 |  | Temporarily Out Of Use | Gas |  | Marked Unknown | Unknown | Not Marked
9057108 | 4 |  | Removed From Ground Date Unknown | Gas |  | Marked Unknown | Unknown | Not Marked
9057108 | 4 |  | Temporarily Out Of Use | Gas |  | Marked Unknown | Unknown | Not Marked
9057110 | 1 | 2003-05-30 | Currently In Use | Gas | 20000 | Composite | Double Walled | Pressure |  | 1996-07-01 |  | 1996-07-01
9057110 | 2 | 2003-05-30 | Currently In Use | Gas | 10000 | Composite | Double Walled | Pressure |  | 1996-07-01 |  | 1996-07-01
9057110 | 3 | 2003-05-30 | Currently In Use | Diesel | 12000 | Composite | Double Walled | Pressure |  | 1996-07-01 |  | 1996-07-01
9057110 | 4 | 2003-05-30 | Currently In Use | Kerosene | 4000 | Composite | Double Walled | Pressure |  | 1996-07-01 |  | 1996-07-01
9057111 | 1 |  | Removed From Ground Date Unknown | Diesel | 3000 | Not Marked/Unknown | Not Marked | Not Marked
9057112 | 1 | 1996-10-17 | Removed From Ground | Gas | 1160 | Marked Unknown | Unknown | Not Marked
9057112 | 2 | 1996-10-17 | Removed From Ground | Diesel | 1160 | Marked Unknown | Unknown | Not Marked
9057112 | 3 | 1996-10-17 | Removed From Ground | Used Oil | 1000 | Marked Unknown | Unknown | Not Marked
9057115 | 1 | 1996-12-12 | Currently In Use | Gas | 10000 | Composite | Double Walled | Pressure |  | 1996-12-14 |  | 1996-12-14
9057115 | 2 | 1996-12-12 | Currently In Use | Gas | 10000 | Composite | Double Walled | Pressure |  | 1996-12-14 |  | 1996-12-14
9057115 | 3 | 1996-12-12 | Currently In Use | Gas | 10000 | Composite | Double Walled | Pressure |  | 1996-12-14 |  | 1996-12-14
9057116 | 1 | 2016-11-04 | Temporarily Out Of Use | Diesel | 20000 | Steel-Impressed Current | Fiberglass Reinforced Plastic | Pressure |  | 1990-06-25 |  | 1990-06-25
9057117 | 1 |  | Removed From Ground Date Unknown | Gas | 1000 | Bare Steel | Bare Steel | Suction: Valve At The Tank
9057117 | 2 |  | Removed From Ground Date Unknown | Diesel | 550 | Bare Steel | Bare Steel | Suction: Valve At The Tank
9057117 | 3 |  | Removed From Ground Date Unknown | Other | 550 | Bare Steel | Bare Steel | Pressure
9057117 | 4 |  | Removed From Ground Date Unknown | Other | 550 | Bare Steel | Bare Steel | Pressure
9057117 | 5 |  | Removed From Ground Date Unknown | Used Oil | 550 | Bare Steel | Bare Steel | Gravity Fed | Y |  | Y
9057119 | 1 | 1997-09-01 | Currently In Use | Gas | 15000 | Composite | Fiberglass Reinforced Plastic | Pressure |  | 1997-09-01 |  | 1997-09-01
9057119 | 2 | 1997-09-01 | Currently In Use | Gas | 10000 | Composite | Fiberglass Reinforced Plastic | Pressure |  | 1997-09-01 |  | 1997-09-01
9057119 | 3 | 1997-09-01 | Currently In Use | Diesel | 8000 | Composite | Fiberglass Reinforced Plastic | Pressure |  | 1997-09-01 |  | 1997-09-01
9057120 | 1 | 1997-11-17 | Permanently Out Of Use | Gas | 1000 | Marked Unknown | Unknown | Not Marked
9057120 | 2 | 1997-11-17 | Permanently Out Of Use | Gas | 1000 | Marked Unknown | Unknown | Not Marked
9057120 | 3 | 1997-11-17 | Permanently Out Of Use | Gas | 1000 | Marked Unknown | Unknown | Not Marked
9057120 | 4 | 1997-11-17 | Permanently Out Of Use | Gas | 1000 | Marked Unknown | Unknown | Not Marked
9057120 | 5 | 1997-11-17 | Permanently Out Of Use | Kerosene | 500 | Marked Unknown | Unknown | Not Marked
9057120 | 6 | 1997-11-17 | Permanently Out Of Use | Used Oil | 500 | Marked Unknown | Unknown | Not Marked | Y |  | Y
9057122 | 1 | 1998-04-21 | Removed From Ground | Gas | 1000 | Bare Steel | Not Marked | Not Marked
9057122 | 2 | 1998-04-21 | Removed From Ground | Gas | 1000 | Bare Steel | Not Marked | Not Marked
9057122 | 3 | 1998-04-21 | Removed From Ground | Gas | 1000 | Bare Steel | Not Marked | Not Marked
9057123 | 1 | 1998-05-01 | Removed From Ground | Gas | 3000 | Not Marked/Unknown | Not Marked | Not Marked
9057123 | 2 | 1998-05-01 | Removed From Ground | Gas | 3000 | Not Marked/Unknown | Not Marked | Not Marked
9057123 | 3 | 1998-05-01 | Removed From Ground | Gas | 1000 | Not Marked/Unknown | Not Marked | Not Marked
9057123 | 4 | 1998-05-01 | Removed From Ground | Diesel | 500 | Not Marked/Unknown | Not Marked | Not Marked
9057124 | 1 | 1998-07-06 | Removed From Ground | Gas | 2000 | Bare Steel | Galvanized Steel | Suction: Valve At The Tank
9057124 | 2 | 1998-07-06 | Removed From Ground | Diesel | 2000 | Bare Steel | Galvanized Steel | Suction: Valve At The Tank
9057124 | 3 | 1998-07-06 | Removed From Ground | Diesel | 1000 | Bare Steel | Bare Steel | Suction: Valve At The Tank
9057125 | 1 | 1998-08-06 | Removed From Ground | Other |  | Not Marked/Unknown | Not Marked | Not Marked
9057125 | 2 | 1998-08-06 | Removed From Ground | Other |  | Not Marked/Unknown | Not Marked | Not Marked
9057126 | 1 | 2006-01-17 | Currently In Use | Gas | 12000 | Fiberglass | Fiberglass Reinforced Plastic | Pressure |  | 1998-03-01 |  | 1998-03-01
9057126 | 2 | 2006-01-17 | Currently In Use | Gas | 8000 | Fiberglass | Fiberglass Reinforced Plastic | Pressure |  | 1998-03-01 |  | 1998-03-01
9057126 | 3 | 2006-01-17 | Currently In Use | Diesel | 6000 | Fiberglass | Fiberglass Reinforced Plastic | Pressure |  | 1998-03-01 |  | 1998-03-01
9057127 | 1 | 1960-01-01 | Removed From Ground | Gas |  | Bare Steel | Not Marked | Not Marked
9057127 | 2 | 1960-01-01 | Removed From Ground | Gas |  | Not Marked/Unknown | Not Marked | Not Marked
9057128 | 1 |  | Currently In Use | Diesel | 500 | Not Marked/Unknown | Not Marked | Not Marked
9057130 | 1 | 1997-07-01 | Currently In Use | Gas | 8000 | Steel-Galvanic | Cathodically Protected | Pressure |  | 1997-07-02 |  | 1997-07-02
9057130 | 2 | 1997-07-01 | Currently In Use | Gas | 8000 | Steel-Galvanic | Cathodically Protected | Pressure |  | 1997-07-02 |  | 1997-07-02
9057130 | 3 | 1997-07-01 | Currently In Use | Diesel | 8000 | Steel-Galvanic | Cathodically Protected | Pressure |  | 1997-07-02 |  | 1997-07-02
9057131 | 1 | 1998-06-01 | Removed From Ground | Gas | 1000 | Bare Steel | Bare Steel | Not Marked
9057132 | 1 | 1998-12-30 | Removed From Ground | Used Oil | 250 | Not Marked/Unknown | Not Marked | Not Marked | Y |  | Y
9057133 | 1 | 1999-05-06 | Currently In Use | Gas | 6000 | STIP-3 | Fiberglass Reinforced Plastic | Pressure |  | 1988-12-01 |  | 1988-12-01
9057133 | 2 | 1999-05-06 | Currently In Use | Diesel | 6000 | STIP-3 | Fiberglass Reinforced Plastic | Pressure |  | 1988-12-01 |  | 1988-12-01
9057133 | 3 | 1999-05-06 | Currently In Use | Gas | 6000 | STIP-3 | Fiberglass Reinforced Plastic | Pressure |  | 1988-12-01 |  | 1988-12-01
9057133 | 4 | 1999-05-06 | Currently In Use | Diesel | 12000 | STIP-3 | Fiberglass Reinforced Plastic | Pressure |  | 1988-12-01 |  | 1988-12-01
9057133 | 5 | 2006-07-01 | Currently In Use | Diesel | 12000 | Composite | Fiberglass Reinforced Plastic | Pressure | N | 2006-07-01 | N | 2006-07-01
9057133 | 6 | 2006-07-01 | Currently In Use | Diesel | 12000 | Composite | Fiberglass Reinforced Plastic | Pressure | N | 2006-07-01 | N | 2006-07-01
9057133 | 7 | 2007-02-01 | Currently In Use | Diesel | 20000 | Composite | Fiberglass Reinforced Plastic | Suction: No Valve At The Tank | N | 2007-02-01 | N | 2007-02-01
9057133 | 8 | 2007-02-01 | Currently In Use | Diesel | 20000 | Composite | Fiberglass Reinforced Plastic | Suction: No Valve At The Tank | N | 2007-02-01 | N | 2007-02-01
9057133 | 9 | 2007-02-01 | Currently In Use | Diesel | 20000 | Composite | Fiberglass Reinforced Plastic | Pressure | N | 2007-02-01 | N | 2007-02-01
9057134 | 1 | 1999-07-21 | Removed From Ground | Diesel | 1000 | Not Marked/Unknown | Not Marked | Not Marked
9057135 | 1 | 2000-05-20 | Removed From Ground | Gas | 500 | Bare Steel | Unknown | Not Marked
9057136 | 1 | 2001-05-25 | Currently In Use | Gas | 15000 | Composite | Fiberglass Reinforced Plastic | Pressure |  | 2001-05-25 12:00 | Y | 2001-05-25 12:00
9057136 | 2 | 2001-05-25 | Currently In Use | Gas | 8000 | Composite | Fiberglass Reinforced Plastic | Pressure |  | 2001-05-25 12:00 | Y | 2001-05-25 12:00
9057136 | 3A | 2001-05-25 | Currently In Use | Gas | 3000 | Composite | Fiberglass Reinforced Plastic | Pressure |  | 2001-05-25 12:00 | Y | 2001-05-25 12:00
9057136 | 3B | 2001-05-25 | Currently In Use | Diesel | 1000 | Composite | Fiberglass Reinforced Plastic | Suction: No Valve At The Tank |  | 2001-05-25 12:00 | Y | 2001-05-25 12:00
9057137 | 2 | 2001-10-15 | Currently In Use | Gas | 8000 | Epoxy | Fiberglass Reinforced Plastic | Pressure |  | 2001-10-15 |  | 2001-10-15
9057137 | 3 | 2001-10-15 | Currently In Use | Diesel | 12000 | Epoxy | Fiberglass Reinforced Plastic | Pressure |  | 2001-10-15 |  | 2001-10-15
9057138 | 1 | 2001-07-01 | Temporarily Out Of Use | Gas | 10000 | Double Walled | Double Walled | Pressure |  | 2001-07-01 |  | 2001-07-01
9057138 | 2 | 2001-07-01 | Temporarily Out Of Use | Gas | 20000 | Double Walled | Double Walled | Pressure |  | 2001-07-01 |  | 2001-07-01
9058001 | 1 | 1993-03-08 | Removed From Ground | Gas | 2000 | Bare Steel | Galvanized Steel | Not Marked
9058001 | 2 | 1993-03-08 | Removed From Ground | Gas | 2000 | Bare Steel | Galvanized Steel | Not Marked
9058001 | 3 | 1993-03-08 | Removed From Ground | Gas | 3000 | Bare Steel | Galvanized Steel | Not Marked
9058001 | 4 | 1993-03-08 | Removed From Ground | Diesel | 1000 | Bare Steel | Galvanized Steel | Not Marked
9058002 | 1 | 1998-11-03 | Currently In Use | Gas | 8000 | Lined Interior | Impressed Current | Pressure |  | 2005-01-06 12:00 | Y | 2005-01-06 12:00
9058002 | 2 | 1998-11-03 | Currently In Use | Gas | 4010 | Lined Interior | Impressed Current | Pressure |  | 2005-01-06 12:00 | Y | 2005-01-06 12:00
9058002 | 3 | 2014-03-04 | Currently In Use | Diesel | 5000 | Lined Interior | Impressed Current | Pressure |  | 2005-01-06 12:00 | Y | 2005-01-06 12:00
9058004 | 1 | 1986-12-15 | Currently In Use | Diesel | 8000 | Composite | Fiberglass Reinforced Plastic | Pressure |  | 1994-12-22 |  | 1994-12-22
9058004 | 2 | 1986-12-15 | Currently In Use | Gas | 8000 | Composite | Fiberglass Reinforced Plastic | Pressure |  | 1994-12-22 |  | 1994-12-22
9058004 | 3 | 1986-12-15 | Currently In Use | Gas | 8000 | Composite | Fiberglass Reinforced Plastic | Pressure |  | 1994-12-22 |  | 1994-12-22
9058005 | 1 | 1993-04-15 | Currently In Use | Gas | 10000 | Steel-Galvanic | Galvanic | Pressure |  | 1993-06-15 |  | 1993-06-15
9058007 | 1 | 1991-01-01 | Removed From Ground | Used Oil | 750 | Bare Steel | Galvanized Steel | Not Marked | Y |  | Y
9058008 | 1 | 2009-08-24 | Currently In Use | Diesel | 10000 | Steel-Impressed Current | Impressed Current | Suction: Valve At The Tank |  | 1997-11-01 |  | 1997-11-01
9058008 | 2 | 2009-08-24 | Currently In Use | Gas | 10000 | Steel-Impressed Current | Impressed Current | Pressure |  | 1994-12-14 |  | 1994-12-14
9058008 | 3 | 2009-08-24 | Currently In Use | Gas | 10000 | Steel-Impressed Current | Impressed Current | Pressure |  | 1994-12-14 |  | 1994-12-14
9058008 | 4 | 2009-08-24 | Currently In Use | Gas | 6000 | Steel-Impressed Current | Impressed Current | Pressure |  | 1994-12-14 |  | 1994-12-14
9058010 | 1 | 1989-01-01 | Currently In Use | Gas | 8000 | Composite | Fiberglass Reinforced Plastic | Pressure |  | 1989-01-01 |  | 1989-01-01
9058010 | 2 | 1989-01-01 | Currently In Use | Gas | 8000 | Composite | Fiberglass Reinforced Plastic | Pressure |  | 1989-01-01 |  | 1989-01-01
9058010 | 3 | 1989-01-01 | Currently In Use | Gas | 10000 | Composite | Fiberglass Reinforced Plastic | Pressure |  | 1989-01-01 |  | 1989-01-01
9058011 | 1 | 1998-10-16 | Removed From Ground | Diesel | 10000 | Cathodically Protected Steel | Fiberglass Reinforced Plastic | Pressure |  | 1993-11-10 |  | 1993-11-10
9058011 | 2 | 1998-10-16 | Removed From Ground | Gas | 10000 | Cathodically Protected Steel | Fiberglass Reinforced Plastic | Pressure |  | 1993-11-10 |  | 1993-11-10
9058011 | 3 | 1998-10-16 | Removed From Ground | Gas | 10000 | Cathodically Protected Steel | Fiberglass Reinforced Plastic | Pressure |  | 1993-11-10 |  | 1993-11-10
9058011 | 4 | 1998-10-16 | Removed From Ground | Gas | 10000 | Cathodically Protected Steel | Fiberglass Reinforced Plastic | Pressure |  | 1993-11-10 |  | 1993-11-10
9058011 | 5 | 1998-10-16 | Removed From Ground | Kerosene | 5000 | Cathodically Protected Steel | Fiberglass Reinforced Plastic | Pressure |  | 1993-11-10 |  | 1993-11-10
9058011 | 6 | 1998-12-01 | Currently In Use | Gas | 10000 | Double Walled | Double Walled | Pressure |  | 1998-12-01 |  | 1998-12-01
9058011 | 7 | 1998-12-01 | Currently In Use | Gas | 10000 | Double Walled | Double Walled | Pressure |  | 1998-12-01 |  | 1998-12-01
9058011 | 8 | 1998-12-01 | Currently In Use | Gas | 10000 | Double Walled | Double Walled | Pressure |  | 1998-12-01 |  | 1998-12-01
9058012 | 1 | 1996-02-09 | Removed From Ground | Used Oil | 500 | Bare Steel | Unknown | Not Marked | Y |  | Y
9058013 | 1 | 1991-07-31 | Removed From Ground | Gas | 550 | Bare Steel | Galvanized Steel | Not Marked
9058013 | 2 | 1991-07-31 | Removed From Ground | Gas | 550 | Bare Steel | Galvanized Steel | Not Marked
9058014 | 1 | 2015-12-28 | Temporarily Out Of Use | Diesel | 10000 | STIP-3 | Fiberglass Reinforced Plastic | Pressure |  | 1988-07-01 |  | 1988-07-01
9058014 | 2 | 2015-06-02 | Removed From Ground | Kerosene | 3000 | Cathodically Protected Steel | Fiberglass Reinforced Plastic | Suction: Valve At The Tank |  | 1988-07-01 |  | 1988-07-01
9058014 | 3 | 2016-02-29 | Temporarily Out Of Use | Gas | 8000 | STIP-3 | Fiberglass Reinforced Plastic | Pressure |  | 1988-07-01 |  | 1988-07-01
9058014 | 4 | 2016-02-29 | Temporarily Out Of Use | Gas | 8000 | STIP-3 | Fiberglass Reinforced Plastic | Pressure |  | 1988-07-01 |  | 1988-07-01
9058014 | 5 | 2016-02-29 | Temporarily Out Of Use | Gas | 10000 | STIP-3 | Fiberglass Reinforced Plastic | Pressure |  | 1988-07-01 |  | 1988-07-01
9058015 | 4201 | 2003-04-30 | Currently In Use | Gasohol | 10000 | Composite | Fiberglass Reinforced Plastic | Pressure |  | 1990-08-15 |  | 1990-08-15
9058015 | 4202 | 2016-01-11 | Temporarily Out Of Use | Gasohol | 10000 | Composite | Fiberglass Reinforced Plastic | Pressure |  | 1990-08-15 |  | 1990-08-15
9058015 | 4203 | 2003-04-30 | Currently In Use | Gasohol | 10000 | Composite | Fiberglass Reinforced Plastic | Pressure |  | 1990-08-15 |  | 1990-08-15
9058015 | 4204 | 2003-04-30 | Currently In Use | Gasohol | 8000 | Composite | Fiberglass Reinforced Plastic | Pressure |  | 1990-08-15 |  | 1990-08-15
9058016 | 1 | 1991-10-28 | Removed From Ground | Diesel | 560 | Bare Steel | Galvanized Steel | Suction: Valve At The Tank
9058016 | 2 | 1991-10-28 | Removed From Ground | Gas | 2000 | Cathodically Protected Steel | Cathodically Protected | Suction: No Valve At The Tank
9058016 | 3 | 1998-02-24 | Removed From Ground | Diesel | 1000 | Cathodically Protected Steel | Cathodically Protected | Suction: No Valve At The Tank |  | 1991-11-08 |  | 1991-11-08
9058016 | 4 | 1998-02-24 | Removed From Ground | Gas | 1000 | Cathodically Protected Steel | Cathodically Protected | Suction: No Valve At The Tank |  | 1991-11-08 |  | 1991-11-08
9058018 | D | 1988-06-01 | Currently In Use | Diesel | 8000 | Steel-Galvanic | Fiberglass Reinforced Plastic | Pressure |  | 1995-05-01 |  | 1995-05-01
9058018 | K-1 | 1988-06-01 | Currently In Use | Diesel | 8000 | Steel-Galvanic | Fiberglass Reinforced Plastic | Suction: Valve At The Tank |  | 1995-05-01 |  | 1995-05-01
9058018 | PREM | 1988-06-01 | Currently In Use | Gas | 8000 | Steel-Galvanic | Fiberglass Reinforced Plastic | Pressure |  | 1995-05-01 |  | 1995-05-01
9058018 | UL | 1988-06-01 | Currently In Use | Gas | 8000 | Steel-Galvanic | Fiberglass Reinforced Plastic | Pressure |  | 1995-05-01 |  | 1995-05-01
9058018 | ULP | 1988-06-01 | Currently In Use | Gas | 8000 | Steel-Galvanic | Fiberglass Reinforced Plastic | Pressure |  | 1995-05-01 |  | 1995-05-01
9058019 | 1 | 1993-05-11 | Currently In Use | Gas | 10000 | STIP-3 | Fiberglass Reinforced Plastic | Pressure |  | 1993-05-11 |  | 1993-05-11
9058019 | 2 | 1993-05-11 | Currently In Use | Gas | 8000 | STIP-3 | Fiberglass Reinforced Plastic | Pressure |  | 1993-05-11 |  | 1993-05-11
9058020 | 5 | 1998-01-12 | Removed From Ground | Empty | 2000 | Bare Steel | Galvanized Steel | Not Marked
9058020 | 6 | 1998-01-12 | Removed From Ground | Empty | 2000 | Bare Steel | Galvanized Steel | Not Marked
9058021 | 1 | 1998-01-14 | Currently In Use | Gas | 10000 | Composite | Fiberglass Reinforced Plastic | Suction: No Valve At The Tank |  | 1998-01-14 |  | 1998-01-14
9058021 | 2 | 2013-06-13 | Removed From Ground | Diesel | 1000 | Unknown | Unknown |  | N |  | N
9058021 | 3 | 2013-08-30 | Removed From Ground | Other | 2000 | Unknown |  |  | N |  | N
9058021 | 4SO | 1998-04-20 | Removed From Ground | Gas | 2000 | Bare Steel | Galvanized Steel | Not Marked
9058021 | 5 | 2016-01-04 | Removed From Ground | Kerosene | 1000 | Unknown |  |  | N |  | N
9058023 | 1 | 1994-04-16 | Removed From Ground | Gas | 8000 | Bare Steel | Galvanized Steel | Suction: No Valve At The Tank
9058023 | 2 | 2005-04-22 | Removed From Ground | Gas | 8000 | Unknown | Cathodically Protected | Suction: Valve At The Tank |  | 1994-04-19 |  | 1994-04-19
9058024 | 1 | 1988-02-01 | Currently In Use | Gas | 2000 | Steel-Impressed Current | Impressed Current | Suction: Valve At The Tank |  | 1996-01-01 |  | 1996-01-01
9058024 | 2 | 2014-02-24 | Currently In Use | Diesel | 2000 | Steel-Impressed Current | Impressed Current | Suction: Valve At The Tank |  | 1996-01-01 |  | 1996-01-01
9058025 | 1 | 1998-10-22 | Removed From Ground | Gas | 3000 | Bare Steel | Galvanized Steel | Not Marked
9058025 | 2 | 1998-10-22 | Removed From Ground | Empty | 1000 | Bare Steel | Galvanized Steel | Not Marked
9058025 | 3 | 1998-10-22 | Removed From Ground | Diesel | 2000 | Bare Steel | Galvanized Steel | Not Marked
9058026 | 1 | 1989-01-01 | Currently In Use | Gas | 12000 | Composite Double Walled | Single Wall Flex | Pressure |  | 1989-01-01 |  | 1989-01-01
9058026 | 2 | 1989-01-01 | Currently In Use | Diesel | 12000 | Composite Double Walled | Single Wall Flex | Pressure |  | 1989-01-01 |  | 1989-01-01
9058026 | 3 | 1989-01-01 | Currently In Use | Gas | 12000 | Composite Double Walled | Single Wall Flex | Pressure |  | 1989-01-01 |  | 1989-01-01
9058027 | 1 | 2003-03-17 | Removed From Ground | Gas | 10000 | Fiberglass | Fiberglass Reinforced Plastic | Pressure |  | 1989-01-01 |  | 1989-01-01
9058027 | 2 | 2003-03-17 | Removed From Ground | Gas | 10000 | Fiberglass | Fiberglass Reinforced Plastic | Pressure |  | 1989-01-01 |  | 1988-01-01
9058027 | 3 | 2003-03-17 | Removed From Ground | Gas | 10000 | Fiberglass | Fiberglass Reinforced Plastic | Pressure |  | 1989-01-01 |  | 1989-01-01
9058027 | 4 | 2003-03-17 | Removed From Ground | Diesel | 10000 | Fiberglass | Fiberglass Reinforced Plastic | Pressure | N | 1997-01-01 | N | 1997-01-01
9058028 | 1 | 1991-12-18 | Removed From Ground | Gas | 2000 | Bare Steel | Not Marked | Not Marked
9058029 | DUMMY |  | Permanently Out Of Use | Gas |  | Marked Unknown | Unknown | Not Marked
9058032 | 1 | 1991-09-05 | Removed From Ground | Gas | 2000 | Marked Unknown | Unknown | Not Marked
9058032 | 2 | 1991-09-05 | Removed From Ground | Diesel | 1000 | Marked Unknown | Unknown | Not Marked
9058033 | 1 | 2006-05-03 | Removed From Ground | Gas | 8000 | Composite | Fiberglass Reinforced Plastic | Suction: No Valve At The Tank |  | 1993-09-16 |  | 1993-09-16
9058033 | 2 | 2006-05-03 | Removed From Ground | Diesel | 8000 | Composite | Fiberglass Reinforced Plastic | Suction: No Valve At The Tank |  | 1993-09-16 |  | 1993-09-16
9058033 | 3 | 2006-05-15 | Currently In Use | Gas | 10000 | Composite | Fiberglass Reinforced Plastic | Suction: No Valve At The Tank | N | 2006-05-15 | N | 2006-05-15
9058033 | 4 | 2006-05-15 | Currently In Use | Diesel | 10000 | Composite | Fiberglass Reinforced Plastic | Suction: No Valve At The Tank | N | 2006-05-15 | N | 2006-05-15
9058034 | 401058 | 1993-12-29 | Currently In Use | Diesel | 10000 | Composite | Fiberglass Reinforced Plastic | Suction: No Valve At The Tank |  | 1993-12-31 12:00 | Y | 1993-12-31 12:00
9058035 | 05001 | 2003-05-05 | Currently In Use | Gas | 10000 | Steel-Galvanic | Fiberglass Reinforced Plastic | Pressure |  | 1995-01-01 |  | 1995-01-01
9058035 | 05002 | 2003-05-05 | Currently In Use | Gas | 10000 | Steel-Galvanic | Fiberglass Reinforced Plastic | Pressure |  | 1995-01-01 |  | 1995-01-01
9058035 | 05003 | 2003-05-05 | Currently In Use | Diesel | 8000 | Steel-Galvanic | Fiberglass Reinforced Plastic | Pressure |  | 1995-01-01 |  | 1995-01-01
9058079 | 1 | 1987-05-01 | Currently In Use | Gas | 8000 | STIP-3 | Fiberglass Reinforced Plastic | Pressure |  | 1996-12-16 |  | 1996-12-16
9058079 | 2 | 1987-05-01 | Currently In Use | Gas | 8000 | STIP-3 | Fiberglass Reinforced Plastic | Pressure |  | 1996-12-16 |  | 1996-12-16
9058079 | 3 | 1987-05-01 | Currently In Use | Gas | 6000 | STIP-3 | Fiberglass Reinforced Plastic | Pressure |  | 1996-12-16 |  | 1996-12-16
9058079 | 4 | 1987-05-01 | Currently In Use | Diesel | 6000 | STIP-3 | Fiberglass Reinforced Plastic | Suction: No Valve At The Tank |  | 1996-12-16 |  | 1996-12-16
9058080 | 1 | 1993-05-28 | Removed From Ground | Gas | 5000 | Bare Steel | Bare Steel | Suction: Valve At The Tank
9058080 | 2 | 1993-05-28 | Removed From Ground | Gas | 5000 | Bare Steel | Bare Steel | Suction: Valve At The Tank
9058080 | 3 | 1993-05-28 | Removed From Ground | Kerosene | 500 | Bare Steel | Bare Steel | Suction: Valve At The Tank
9058081 | 1 | 1994-04-08 | Removed From Ground | Gas | 5000 | Bare Steel | Bare Steel | Suction: Valve At The Tank
9058081 | 2 | 1994-04-08 | Removed From Ground | Gas | 4000 | Bare Steel | Bare Steel | Suction: Valve At The Tank
9058081 | 3 | 1994-04-08 | Removed From Ground | Gas | 4000 | Bare Steel | Bare Steel | Suction: Valve At The Tank
9058081 | 4 | 1994-04-08 | Removed From Ground | Heating Oil | 7500 | Bare Steel | Bare Steel | Suction: Valve At The Tank
9058081 | 5 | 1994-04-08 | Removed From Ground | Heating Oil | 3000 | Bare Steel | Bare Steel | Suction: Valve At The Tank
9058081 | 6 | 1994-04-08 | Removed From Ground | Kerosene | 3000 | Bare Steel | Bare Steel | Suction: Valve At The Tank
9058082 | 1 | 1994-03-11 | Removed From Ground | Used Oil | 1000 | Not Marked/Unknown | Not Marked | Not Marked | Y |  | Y
9058083 | 1 | 1994-04-07 | Removed From Ground | Used Oil | 550 | Bare Steel | Galvanized Steel | Gravity Fed | Y |  | Y
9058087 | 1 | 1991-04-19 | Removed From Ground | Gas | 6000 | Bare Steel | Galvanized Steel | Not Marked
9058087 | 2 | 1991-04-19 | Removed From Ground | Gas | 6000 | Bare Steel | Galvanized Steel | Not Marked
9058087 | 3 | 1991-04-19 | Removed From Ground | Gas | 4000 | Bare Steel | Galvanized Steel | Not Marked
9058088 | 1 | 1986-03-05 | Currently In Use | Gas | 5000 | Steel-Impressed Current | Impressed Current | Pressure |  | 1995-09-15 |  | 1995-09-15
9058088 | 2 | 1986-03-05 | Currently In Use | Gas | 5000 | Steel-Impressed Current | Impressed Current | Pressure |  | 1995-09-15 |  | 1995-09-15
9058089 | 1 | 2003-06-18 | Currently In Use | Gas | 8000 | Composite | Fiberglass Reinforced Plastic | Pressure |  | 1994-08-19 12:00 | Y | 1994-08-19 12:00
9058089 | 2 | 2003-06-18 | Currently In Use | Gas | 12000 | Composite | Fiberglass Reinforced Plastic | Pressure |  | 1994-08-19 12:00 | Y | 1994-08-19 12:00
9058089 | 3 | 2003-06-18 | Currently In Use | Gas | 12000 | Composite | Fiberglass Reinforced Plastic | Pressure |  | 1994-08-19 12:00 | Y | 1994-08-19 12:00
9058089 | 4 | 2003-06-18 | Currently In Use | Diesel | 8000 | Composite | Fiberglass Reinforced Plastic | Pressure |  | 1994-08-19 12:00 | Y | 1994-08-19 12:00
9058090 | 1 | 1984-08-01 | Currently In Use | Gas | 12000 | Fiberglass | Fiberglass Reinforced Plastic | Pressure |  | 1994-08-01 |  | 1994-08-01
9058090 | 2 | 1994-08-01 | Currently In Use | Gas | 10000 | Fiberglass | Fiberglass Reinforced Plastic | Pressure |  | 1994-08-01 |  | 1994-08-01
9058090 | 3 | 2006-01-01 | Currently In Use | Diesel | 8000 | Fiberglass | Fiberglass Reinforced Plastic | Pressure | N | 2006-01-01 | N | 2006-01-01
9058091 | 1 | 1987-01-01 | Currently In Use | E10 | 8000 | Steel-Impressed Current | Fiberglass Reinforced Plastic | Pressure | N | 1994-11-23 | N | 1994-11-23
9058091 | 2 | 1987-01-01 | Currently In Use | E10 | 3000 | Steel-Impressed Current | Fiberglass Reinforced Plastic | Pressure | N | 1994-11-23 | N | 1994-11-23
9058091 | 3 | 1987-01-01 | Currently In Use | E10 | 8000 | Steel-Impressed Current | Fiberglass Reinforced Plastic | Pressure | N | 1994-11-23 | N | 1994-11-23
9058091 | 4 | 1987-01-01 | Currently In Use | Diesel | 1000 | Steel-Impressed Current | Fiberglass Reinforced Plastic | Pressure | N | 1994-11-23 | N | 1994-11-23
9058091 | 5 | 2012-04-30 | Currently In Use | Diesel | 1000 | Steel-Impressed Current | Fiberglass Reinforced Plastic | Pressure | N | 1994-11-23 | N | 1994-11-23
9058091 | 6 | 2012-04-30 | Currently In Use | Diesel | 1000 | Steel-Impressed Current | Fiberglass Reinforced Plastic | Pressure | N | 1994-11-23 | N | 1994-11-23
9058092 | 1 | 1995-01-29 | Removed From Ground | Gas | 4000 | Epoxy | Galvanized Steel | Not Marked
9058092 | 2 | 1995-01-29 | Removed From Ground | Gas | 4000 | Epoxy | Galvanized Steel | Not Marked
9058092 | 3 | 1995-01-29 | Removed From Ground | Gas | 8000 | Epoxy | Galvanized Steel | Not Marked
9058093 | 1 | 1995-03-29 | Closed In Ground | Other | 500 | Not Marked/Unknown | Unknown | Not Marked
9058093 | 2 | 1995-03-29 | Closed In Ground | Other | 500 | Not Marked/Unknown | Unknown | Not Marked
9058094 | 1 | 2007-02-21 | Removed From Ground | Gas | 10000 | Cathodically Protected Steel | Fiberglass Reinforced Plastic | Pressure |  | 1995-04-14 |  | 1995-04-14
9058095 | 1 | 1999-03-01 | Removed From Ground | Gas | 5000 | Bare Steel | Galvanized Steel | Suction: Valve At The Tank
9058095 | 2 | 1999-03-01 | Removed From Ground | Gas | 3000 | Bare Steel | Galvanized Steel | Suction: Valve At The Tank
9058095 | 3 | 1999-03-01 | Removed From Ground | Diesel | 2000 | Bare Steel | Galvanized Steel | Suction: Valve At The Tank
9058096 | 1 | 1980-12-01 | Currently In Use | Gasohol | 6000 | Epoxy | Cathodically Protected | Pressure |  | 1997-01-01 |  | 1997-01-01
9058096 | 2 | 1980-12-01 | Currently In Use | Gasohol | 4000 | Epoxy | Cathodically Protected | Pressure |  | 1997-01-01 |  | 1997-01-01
9058096 | 3 | 1980-12-01 | Currently In Use | Gasohol | 2000 | Epoxy | Cathodically Protected | Pressure |  | 1997-01-01 |  | 1997-01-01
9058096 | 4 | 1980-12-01 | Currently In Use | Diesel | 2000 | Epoxy | Cathodically Protected | Pressure |  | 1997-01-01 |  | 1997-01-01
9058096 | 5 | 1997-01-01 | Removed From Ground | Kerosene | 500 | Epoxy | Galvanized Steel | Suction: Valve At The Tank
9058097 | 1 | 1999-08-26 | Removed From Ground | Gas | 5000 | Bare Steel | Galvanized Steel | Pressure
9058097 | 2 | 1999-08-26 | Removed From Ground | Gas | 3000 | Bare Steel | Galvanized Steel | Pressure
9058097 | 3 | 1999-08-26 | Removed From Ground | Gas | 3000 | Bare Steel | Galvanized Steel | Pressure
9058097 | 4 | 1999-08-26 | Removed From Ground | Gas | 3000 | Bare Steel | Galvanized Steel | Pressure
9058098 | 1 | 1990-01-01 | Currently In Use | E10 | 10000 | STIP-3 | Fiberglass Reinforced Plastic | Pressure |  | 2001-09-01 |  | 2001-09-01
9058098 | 2 | 1990-01-01 | Currently In Use | E10 | 6000 | STIP-3 | Fiberglass Reinforced Plastic | Pressure |  | 2001-09-01 |  | 2001-09-01
9058098 | 3 | 1990-01-01 | Currently In Use | E10 | 6000 | STIP-3 | Fiberglass Reinforced Plastic | Pressure |  | 2001-09-01 |  | 2001-09-01
9058098 | 4 | 2001-01-30 | Removed From Ground | Empty | 1000 | Not Marked/Unknown | Not Marked | Not Marked
9058098 | 5 | 2001-01-30 | Removed From Ground | Empty | 1000 | Not Marked/Unknown | Not Marked | Not Marked
9058098 | 6 | 2001-01-30 | Removed From Ground | Empty | 1000 | Not Marked/Unknown | Not Marked | Not Marked
9058098 | 7 | 2001-09-01 | Currently In Use | Diesel | 6000 | STIP-3 | Fiberglass Reinforced Plastic | Pressure |  | 2001-09-01 |  | 2001-09-01
9058100 | 1 | 1986-02-01 | Currently In Use | Gas | 10000 | STIP-3 | Fiberglass Reinforced Plastic | Pressure |  | 1992-05-01 |  | 1992-05-01
9058100 | 2 | 1986-02-01 | Currently In Use | Gas | 8000 | STIP-3 | Fiberglass Reinforced Plastic | Pressure |  | 1992-05-01 |  | 1992-05-01
9058100 | 3 | 1986-02-01 | Currently In Use | Gas | 10000 | STIP-3 | Fiberglass Reinforced Plastic | Pressure |  | 1992-05-01 |  | 1992-05-01
9058100 | 4 | 1986-02-01 | Currently In Use | Diesel | 3000 | STIP-3 | Fiberglass Reinforced Plastic | Pressure |  | 1992-05-01 |  | 1992-05-01
9058100 | 5 | 1986-02-01 | Currently In Use | Kerosene | 3000 | STIP-3 | Fiberglass Reinforced Plastic | Pressure |  | 1992-05-01 |  | 1992-05-01
9058101 | 1 | 1998-07-01 | Removed From Ground | Gas | 10000 | Bare Steel | Galvanized Steel | Pressure |  | 1997-01-01 |  | 1997-01-01
9058101 | 2 | 1998-07-01 | Removed From Ground | Gas | 10000 | Bare Steel | Galvanized Steel | Pressure |  | 1997-01-01 |  | 1997-01-01
9058101 | 3 | 1998-07-01 | Removed From Ground | Diesel | 5000 | Bare Steel | Galvanized Steel | Suction: Valve At The Tank
9058103 | RU-1 | 1996-11-19 | Removed From Ground | Gas | 1000 | Bare Steel | Galvanized Steel | Suction: Valve At The Tank
9058104 | 1 | 1984-02-01 | Currently In Use | Gas | 6000 | Steel-Impressed Current | Fiberglass Reinforced Plastic | Pressure |  | 1998-09-09 |  | 1998-09-09
9058104 | 2 | 1984-02-01 | Currently In Use | Gas | 6000 | Steel-Impressed Current | Fiberglass Reinforced Plastic | Pressure |  | 1998-09-09 |  | 1998-09-09
9058104 | 3 | 1984-02-01 | Currently In Use | Gas | 5000 | Steel-Impressed Current | Fiberglass Reinforced Plastic | Pressure |  | 1998-09-09 |  | 1998-09-09
9058106 | 3MID | 1988-01-01 | Currently In Use | Diesel | 6000 | STIP-3 | Fiberglass Reinforced Plastic | Pressure |  | 1998-01-10 |  | 1998-01-10
9058106 | NL1 | 1988-01-01 | Currently In Use | Gas | 8000 | STIP-3 | Fiberglass Reinforced Plastic | Pressure |  | 1998-01-10 |  | 1998-01-10
9058106 | PREM2 | 1988-01-01 | Currently In Use | Gas | 8000 | STIP-3 | Fiberglass Reinforced Plastic | Pressure |  | 1998-01-10 |  | 1998-01-10
9058107 | 1 | 2004-08-07 | Removed From Ground | Gas | 6000 | Cathodically Protected Steel | Galvanized Steel | Pressure |  | 1990-02-08 |  | 1990-02-08
9058107 | 2 | 2004-08-07 | Removed From Ground | Gas | 4000 | Cathodically Protected Steel | Fiberglass Reinforced Plastic | Pressure |  | 1990-02-08 |  | 1990-02-08
9058107 | 3 | 2004-08-07 | Removed From Ground | Gas | 4000 | Cathodically Protected Steel | Fiberglass Reinforced Plastic | Pressure |  | 1990-02-08 |  | 1990-02-08
9058107 | 4 | 2004-08-07 | Removed From Ground | Diesel | 1000 | Cathodically Protected Steel | Fiberglass Reinforced Plastic | Suction: Valve At The Tank |  | 1990-02-08 |  | 1990-02-08
9058107 | 5 | 2004-08-07 | Removed From Ground | Kerosene | 500 | Cathodically Protected Steel | Fiberglass Reinforced Plastic | Suction: Valve At The Tank |  | 1990-02-08 |  | 1990-02-08
9058108 | 1 | 1998-02-20 | Removed From Ground | Gas |  | Bare Steel | Bare Steel | Pressure
9058108 | 2 | 1998-02-20 | Removed From Ground | Diesel |  | Epoxy | Unknown | Pressure
9058108 | 3 | 1997-08-13 | Removed From Ground | Used Oil | 1000 | Bare Steel | Not Marked | Not Marked | Y |  | Y
9058108 | 4 | 2010-05-27 | Temporarily Out Of Use | Diesel | 20000 | Epoxy | Fiberglass Reinforced Plastic | Suction: Valve At The Tank |  | 1998-05-01 |  | 1998-05-01
9058108 | 5 | 2010-05-27 | Temporarily Out Of Use | Diesel | 20000 | Epoxy | Fiberglass Reinforced Plastic | Suction: Valve At The Tank | N | 1998-05-01 | N | 1998-05-01
9058112 | 1 | 2007-12-12 | Removed From Ground | Gas | 10000 | Cathodically Protected Steel | Cathodically Protected | Not Marked |  | 1998-12-14 |  | 1998-12-14
9058112 | 2 | 2007-12-12 | Removed From Ground | Gas | 10000 | Cathodically Protected Steel | Cathodically Protected | Not Marked |  | 1998-12-14 |  | 1998-12-14
9058112 | 3 | 2007-12-12 | Removed From Ground | Gas | 8000 | Cathodically Protected Steel | Cathodically Protected | Not Marked |  | 1998-12-14 |  | 1998-12-14
9058114 | 1 | 1995-05-22 | Currently In Use | Gas | 10000 | Fiberglass | Fiberglass/Double Walled | Pressure |  | 1995-05-22 12:00 | Y | 1995-05-22 12:00
9058114 | 2 | 1995-05-22 | Currently In Use | Gas | 10000 | Fiberglass | Fiberglass/Double Walled | Pressure |  | 1995-05-22 12:00 | Y | 1995-05-22 12:00
9058114 | 3 | 1995-05-22 | Currently In Use | Diesel | 4000 | Fiberglass | Fiberglass/Double Walled | Pressure |  | 1995-05-22 12:00 | Y | 1995-05-22 12:00
9058116 | 1 | 1994-10-01 | Currently In Use | Diesel | 20000 | Double Walled | Fiberglass Reinforced Plastic | Pressure |  | 1994-11-30 |  | 1994-11-30
9058116 | 2 | 1994-10-01 | Currently In Use | Diesel | 20000 | Double Walled | Fiberglass Reinforced Plastic | Pressure |  | 1994-11-30 |  | 1994-11-30
9058117 | 1 | 1996-03-12 | Removed From Ground | Gas | 1500 | Bare Steel | Galvanized Steel | Gravity Fed
9058118 | 2 | 1998-03-11 | Removed From Ground | Diesel | 8000 | Epoxy | Fiberglass Reinforced Plastic | Pressure |  | 1998-03-01 |  | 1998-03-01
9058118 | 3 | 1998-02-01 | Removed From Ground | Empty | 5000 | Cathodically Protected Steel | Galvanized Steel | Suction: Valve At The Tank
9058118 | 4 | 1998-02-01 | Removed From Ground | Empty | 4000 | Cathodically Protected Steel | Galvanized Steel | Suction: Valve At The Tank
9058118 | 5 | 1998-03-01 | Currently In Use | Diesel | 8000 | STIP-3 | Fiberglass Reinforced Plastic | Pressure |  | 1998-03-01 |  | 1998-03-01
9058118 | 6 | 1998-03-01 | Currently In Use | Diesel | 10000 | STIP-3 | Fiberglass Reinforced Plastic | Pressure | N | 1998-03-01 | N | 1998-03-01
9058120 | 1 | 2002-08-13 | Removed From Ground | Gas | 3000 | Bare Steel | Galvanized Steel | Pressure
9058120 | 1 |  | Currently In Use | Gas | 3000 | Bare Steel | Galvanized Steel | Pressure
9058120 | 2 | 2002-08-13 | Removed From Ground | Gas | 3000 | Bare Steel | Galvanized Steel | Pressure
9058120 | 2 |  | Currently In Use | Gas | 3000 | Bare Steel | Galvanized Steel | Pressure
9058120 | 3 | 2002-08-13 | Removed From Ground | Gas | 3000 | Bare Steel | Galvanized Steel | Pressure
9058120 | 3 |  | Currently In Use | Gas | 3000 | Bare Steel | Galvanized Steel | Pressure
9058120 | 4 | 2002-08-13 | Removed From Ground | Diesel | 1000 | Bare Steel | Galvanized Steel | Pressure
9058120 | 4 |  | Currently In Use | Diesel | 1000 | Bare Steel | Galvanized Steel | Pressure
9058120 | 5 | 2002-08-13 | Removed From Ground | Kerosene | 250 | Bare Steel | Galvanized Steel | Suction: Valve At The Tank
9058120 | 5 |  | Currently In Use | Kerosene | 250 | Bare Steel | Galvanized Steel | Suction: Valve At The Tank
9058123 | 1 | 1995-12-21 | Currently In Use | Gas | 12000 | Epoxy | Fiberglass Reinforced Plastic | Pressure |  | 1995-12-21 |  | 1995-12-21
9058123 | 2 | 1995-12-21 | Currently In Use | Gas | 12000 | Epoxy | Fiberglass Reinforced Plastic | Pressure |  | 1995-12-21 |  | 1995-12-21
9058123 | 3 | 2004-08-09 | Currently In Use | Diesel | 10000 | Epoxy | Fiberglass Reinforced Plastic | Pressure | N | 2004-08-09 | N | 2004-08-09
9058128 | 1 | 2000-09-11 | Currently In Use | Diesel | 4000 | Composite | Fiberglass Reinforced Plastic | Pressure |  | 2011-09-06 12:00 |  | 2000-09-11 12:00
9058128 | 24070 | 1996-07-09 | Currently In Use | Gas | 12000 | Composite | Fiberglass Reinforced Plastic | Pressure |  | 1996-07-10 12:00 |  | 1996-07-10 12:00
9058128 | 24073 | 1996-07-09 | Currently In Use | Gas | 12000 | Composite | Fiberglass Reinforced Plastic | Pressure |  | 1996-07-10 12:00 |  | 1996-07-10 12:00
9058129 | 24067 | 1996-07-02 | Currently In Use | E10 | 12000 | Composite | Fiberglass Reinforced Plastic | Pressure |  | 1996-07-03 |  | 1996-07-03
9058129 | 24068 | 1996-07-02 | Currently In Use | E10 | 12000 | Composite | Fiberglass Reinforced Plastic | Pressure |  | 1996-07-03 |  | 1996-07-03
9058129 | 3 | 2005-11-15 | Currently In Use | Diesel | 10000 | Composite | Fiberglass Reinforced Plastic | Pressure | N | 2005-11-15 | N | 2005-11-15
9058130 | 1 | 1996-05-01 | Currently In Use | Gas | 8000 | Fiberglass | Fiberglass Reinforced Plastic | Pressure |  | 1996-08-01 |  | 1996-08-01
9058130 | 2 | 1996-05-01 | Currently In Use | Gas | 10000 | Fiberglass | Fiberglass Reinforced Plastic | Pressure |  | 1996-08-01 |  | 1996-08-01
9058130 | 3 | 1996-05-01 | Currently In Use | Diesel | 6000 | Fiberglass | Fiberglass Reinforced Plastic | Pressure |  | 1996-08-01 |  | 1996-08-01
9058131 | 1 | 1997-05-01 | Currently In Use | E10 | 12000 | Fiberglass | Single Wall Flex | Pressure |  | 1997-05-01 |  | 1997-05-01
9058131 | 2 | 1997-05-01 | Currently In Use | E10 | 12000 | Fiberglass | Single Wall Flex | Pressure |  | 1997-05-01 |  | 1997-05-01
9058132 | 06201 | 2003-04-18 | Currently In Use | Gas | 15000 | Epoxy | Double Walled Flex | Pressure |  | 1996-11-01 |  | 1996-11-01
9058132 | 06202 | 2003-04-18 | Currently In Use | Gas | 12000 | Epoxy | Double Walled Flex | Pressure |  | 1996-11-01 |  | 1996-11-01
9058132 | 06203 | 2003-04-21 | Currently In Use | Diesel | 8000 | Epoxy | Double Walled Flex | Pressure |  | 1996-11-01 |  | 1996-11-01
9058133 | 06401 | 2003-01-31 | Currently In Use | Gas | 15000 | Epoxy | Fiberglass/Double Walled | Pressure |  | 1997-03-01 |  | 1997-03-01
9058133 | 06402 | 2003-01-31 | Currently In Use | Gas | 12000 | Epoxy | Fiberglass/Double Walled | Pressure |  | 1997-03-01 |  | 1997-03-01
9058133 | 30 | 2015-06-15 | Currently In Use | Diesel | 4000 | Fiberglass Double Walled | Fiberglass/Double Walled | Pressure | N | 2015-06-15 | N | 2015-06-15
9058133 | 3A | 2015-06-15 | Currently In Use | Gas | 8000 | Fiberglass Double Walled | Fiberglass/Double Walled | Pressure | N | 2015-06-15 | N | 2015-06-15
9058133 | 3B | 2015-06-15 | Currently In Use | Diesel | 4000 | Fiberglass Double Walled | Fiberglass/Double Walled | Pressure | N | 2015-06-15 | N | 2015-06-15
9058133 | 4 | 2015-06-15 | Currently In Use | Kerosene | 2500 | Fiberglass Double Walled | Fiberglass/Double Walled | Pressure | N | 2015-06-15 | N | 2015-06-15
9058134 | 1 | 1997-08-20 | Removed From Ground | Gas | 1000 | Not Marked/Unknown | Not Marked | Not Marked
9058134 | 2 | 1997-08-20 | Removed From Ground | Gas | 550 | Not Marked/Unknown | Not Marked | Not Marked
9058135 | 6601 | 2003-04-21 | Currently In Use | Gas | 12000 | Composite | Fiberglass Reinforced Plastic | Pressure |  | 1997-07-01 |  | 1997-07-01
9058135 | 6602 | 2003-04-21 | Currently In Use | Gas | 15000 | Composite | Fiberglass Reinforced Plastic | Pressure |  | 1997-07-01 |  | 1997-07-01
9058136 | 1 | 1997-08-15 | Currently In Use | Gasohol | 10000 | Epoxy | Fiberglass Reinforced Plastic | Pressure |  | 1997-08-16 |  | 1997-08-16
9058136 | 2 | 1997-08-15 | Currently In Use | Gasohol | 12000 | Epoxy | Fiberglass Reinforced Plastic | Pressure |  | 1997-08-16 |  | 1997-08-16
9058137 | 1 | 2013-03-04 | Removed From Ground | Gas | 10000 | Epoxy | Fiberglass Reinforced Plastic | Pressure |  | 1997-07-06 |  | 1997-07-06
9058137 | 2 | 2013-03-04 | Removed From Ground | Gas | 12000 | Epoxy | Fiberglass Reinforced Plastic | Pressure |  | 1997-07-06 |  | 1997-07-06
9058138 | 1 | 2013-12-19 | Removed From Ground | Gas | 15000 | Double Walled | Fiberglass Reinforced Plastic | Pressure |  | 1997-03-01 |  | 1997-03-01
9058138 | 2 | 2019-12-13 | Removed From Ground | Gas | 15000 | Double Walled | Fiberglass Reinforced Plastic | Pressure |  | 1997-03-01 |  | 1997-03-01
9058138 | 3 | 2013-12-19 | Removed From Ground | Diesel | 10000 | Double Walled | Fiberglass Reinforced Plastic | Pressure |  | 1997-03-01 |  | 1997-03-01
9058139 | 1 | 1998-04-20 | Removed From Ground | Gas | 2000 | Bare Steel | Bare Steel | Suction: Valve At The Tank
9058139 | 2 | 1998-04-15 | Currently In Use | Gas | 8000 | Composite | Fiberglass Reinforced Plastic | Suction: No Valve At The Tank |  | 1998-04-15 |  | 1998-04-15
9058139 | 3 | 1998-04-15 | Currently In Use | Diesel | 8000 | Composite | Fiberglass Reinforced Plastic | Suction: No Valve At The Tank |  | 1998-04-15 |  | 1998-04-15
9058140 | 1 | 1998-02-01 | Removed From Ground | Gas | 1000 | Not Marked/Unknown | Not Marked | Not Marked
9058140 | 2 | 1998-02-01 | Removed From Ground | Gas | 1000 | Not Marked/Unknown | Not Marked | Not Marked
9058140 | 3 | 2008-08-06 | Removed From Ground | Gas | 8000 | Cathodically Protected Steel | Fiberglass Reinforced Plastic | Pressure |  | 1998-02-01 |  | 1998-02-01
9058140 | 4 | 2008-08-06 | Removed From Ground | Gas | 10000 | Cathodically Protected Steel | Fiberglass Reinforced Plastic | Pressure |  | 1998-02-01 |  | 1998-02-01
9058141 | 1 | 1998-04-21 | Removed From Ground | Gas | 1000 | Bare Steel | Bare Steel | Suction: No Valve At The Tank
9058141 | 2 | 1998-04-21 | Removed From Ground | Gas | 1000 | Bare Steel | Bare Steel | Suction: No Valve At The Tank
9058141 | 3 | 1998-04-21 | Removed From Ground | Gas | 1000 | Bare Steel | Bare Steel | Suction: No Valve At The Tank
9058142 | 1 | 1998-01-01 | Currently In Use | Gas | 12000 | Epoxy | Double Walled Flex | Pressure |  | 1998-01-01 |  | 1998-01-01
9058142 | 2 | 1998-01-01 | Currently In Use | Gas | 10000 | Epoxy | Double Walled Flex | Pressure |  | 1998-01-01 |  | 1998-01-01
9058142 | 3A | 1998-01-01 | Currently In Use | Diesel | 6000 | Epoxy | Double Walled Flex | Pressure |  | 1998-01-01 |  | 1998-01-01
9058142 | 3B | 1998-01-01 | Currently In Use | Diesel | 4000 | Epoxy | Double Walled Flex | Pressure | N | 1998-01-01 | N | 1998-01-01
9058142 | 4 | 1998-01-01 | Currently In Use | E85 | 5000 | Epoxy | Double Walled Flex | Suction: Valve At The Tank |  | 1998-01-01 |  | 1998-01-01
9058143 | 1 | 1998-01-22 | Currently In Use | Gas | 12000 | Fiberglass | Double Walled | Pressure |  | 1998-01-22 |  | 1998-01-22
9058143 | 2 | 1998-01-22 | Currently In Use | Gas | 12000 | Fiberglass | Double Walled | Pressure |  | 1998-01-22 |  | 1998-01-22
9058143 | 3 | 1998-01-22 | Currently In Use | Gas | 12000 | Fiberglass | Double Walled | Pressure |  | 1998-01-22 |  | 1998-01-22
9058144 | 1 | 1998-06-12 | Currently In Use | Gas | 12000 | Fiberglass | Fiberglass Reinforced Plastic | Pressure |  | 1998-06-12 12:00 |  | 1998-06-12 12:00
9058144 | 2 | 1998-06-12 | Currently In Use | Gas | 12000 | Fiberglass | Fiberglass Reinforced Plastic | Pressure |  | 1998-06-12 12:00 |  | 1998-06-12 12:00
9058144 | 3A | 2004-11-01 | Currently In Use | Diesel | 9000 | Composite Double Walled | Fiberglass Reinforced Plastic | Pressure | N | 2004-11-01 12:00 | N | 2004-11-01 12:00
9058144 | 3B | 2004-11-01 | Currently In Use | Diesel | 3000 | Composite Double Walled | Fiberglass Reinforced Plastic | Suction: No Valve At The Tank | N | 2004-11-01 12:00 | N | 2004-11-01 12:00
9058145 | 1 | 1998-10-08 | Removed From Ground | Gas | 2000 | Not Marked/Unknown | Not Marked | Not Marked
9058145 | 2 | 2006-07-10 | Removed From Ground | Gas | 2000 | Cathodically Protected Steel | Cathodically Protected | Suction: No Valve At The Tank |  | 1998-10-08 12:00 |  | 1998-10-08 12:00
9058145 | 3 | 2006-07-10 | Removed From Ground | Gas | 1500 | Cathodically Protected Steel | Cathodically Protected | Suction: Valve At The Tank | N | 1987-08-01 | N | 1987-08-01
9058146 | 1 | 1998-05-15 | Currently In Use | Gasohol | 12000 | Fiberglass Double Walled | Fiberglass/Double Walled | Pressure |  | 1998-05-15 |  | 1998-05-15
9058146 | 2 | 1998-05-15 | Currently In Use | Gasohol | 12000 | Fiberglass Double Walled | Fiberglass/Double Walled | Pressure |  | 1998-05-15 |  | 1998-05-15
9058146 | 3 | 1998-05-15 | Currently In Use | Gasohol | 12000 | Fiberglass Double Walled | Fiberglass/Double Walled | Pressure |  | 1998-05-15 |  | 1998-05-15
9058147 | 1 | 2008-05-14 | Currently In Use | Gas | 10000 | Steel-Impressed Current | Fiberglass Reinforced Plastic | Pressure |  | 2008-02-01 |  | 2008-02-01
9058147 | 2 | 2008-05-14 | Currently In Use | Gas | 10000 | Steel-Impressed Current | Fiberglass Reinforced Plastic | Pressure |  | 2008-02-01 |  | 2008-02-01
9058147 | 3 | 2008-05-14 | Currently In Use | Diesel | 10000 | Steel-Impressed Current | Fiberglass Reinforced Plastic | Pressure |  | 2008-02-01 |  | 2008-02-01
9058147 | 4 | 2008-05-14 | Currently In Use | Diesel | 10000 | Steel-Impressed Current | Fiberglass Reinforced Plastic | Pressure |  | 2008-02-01 |  | 2008-02-01
9058148 | 1 | 1998-10-30 | Removed From Ground | Gas | 2000 | Bare Steel | Bare Steel | Suction: Valve At The Tank
9058148 | 10A | 2009-11-30 | Temporarily Out Of Use | Gas | 2000 | Composite | Fiberglass Reinforced Plastic | Pressure |  | 1998-10-01 |  | 1998-10-01
9058148 | 10B | 2009-11-30 | Temporarily Out Of Use | Gas | 6000 | Composite | Fiberglass Reinforced Plastic | Pressure |  | 1998-10-01 |  | 1998-10-01
9058148 | 2 | 1998-10-30 | Removed From Ground | Gas | 2000 | Bare Steel | Bare Steel | Suction: Valve At The Tank
9058148 | 3 | 1998-10-30 | Removed From Ground | Diesel | 1000 | Bare Steel | Bare Steel | Suction: Valve At The Tank
9058148 | 4 | 1998-10-19 | Removed From Ground | Kerosene | 550 | Bare Steel | Bare Steel | Suction: Valve At The Tank
9058148 | 5 | 1998-10-19 | Removed From Ground | Gas | 4000 | Bare Steel | Bare Steel | Suction: Valve At The Tank
9058148 | 6 | 1998-10-19 | Removed From Ground | Gas | 4000 | Bare Steel | Bare Steel | Suction: Valve At The Tank
9058148 | 7 | 1988-01-01 | Currently In Use | Diesel | 20000 | Steel-Impressed Current | Fiberglass Reinforced Plastic | Pressure |  | 1993-11-01 |  | 1998-10-01
9058148 | 8 | 1988-01-01 | Currently In Use | Gas | 20000 | Steel-Impressed Current | Fiberglass Reinforced Plastic | Pressure |  | 1993-11-01 |  | 1998-10-01
9058148 | 9 | 1993-11-01 | Currently In Use | Diesel | 12000 | Steel-Impressed Current | Fiberglass Reinforced Plastic | Pressure |  | 1993-11-01 |  | 1998-10-01
9058149 | 1 | 1998-12-03 | Removed From Ground | Diesel | 12000 | Not Marked/Unknown | Not Marked | Not Marked
9058149 | 2 | 1998-12-03 | Removed From Ground | Diesel | 12000 | Not Marked/Unknown | Not Marked | Not Marked
9058150 | 1 | 1996-04-09 | Currently In Use | Gas | 12000 | Fiberglass | Double Walled Flex | Pressure | N | 1996-04-09 | N | 1996-04-09
9058150 | 2 | 1996-04-09 | Currently In Use | Gas | 10000 | Fiberglass | Double Walled Flex | Pressure |  | 1996-04-09 |  | 1996-04-09
9058151 | 1 | 1998-10-09 | Currently In Use | Gas | 10000 | Epoxy | Fiberglass Reinforced Plastic | Pressure |  | 2010-09-04 12:00 |  | 2010-09-04 12:00
9058151 | 2 | 1998-10-09 | Currently In Use | Gas | 12000 | Epoxy | Fiberglass Reinforced Plastic | Pressure |  | 2010-09-04 12:00 |  | 2010-09-04 12:00
9058152 | 1 | 1998-10-15 | Currently In Use | Gas | 10000 | Composite | Fiberglass Reinforced Plastic | Suction: No Valve At The Tank |  | 1998-10-15 |  | 1998-10-15
9058152 | 2 | 1998-10-15 | Currently In Use | Diesel | 10000 | Composite | Fiberglass Reinforced Plastic | Suction: No Valve At The Tank |  | 1998-10-15 |  | 1998-10-15
9058153 | 1 | 1999-02-17 | Removed From Ground | Empty | 575 | Cathodically Protected Steel | Bare Steel | Suction: No Valve At The Tank
9058153 | 2 | 1999-02-17 | Removed From Ground | Empty | 275 | Cathodically Protected Steel | Bare Steel | Suction: No Valve At The Tank
9058154 | 1 | 1996-06-01 | Currently In Use | Gas | 8000 | Composite | Fiberglass Reinforced Plastic | Pressure |  | 1996-06-01 |  | 1996-06-01
9058154 | 2 | 1996-06-01 | Currently In Use | Gas | 8000 | Composite | Fiberglass Reinforced Plastic | Pressure |  | 1996-06-01 |  | 1996-06-01
9058154 | 3 | 1996-06-01 | Currently In Use | Kerosene | 2000 | Composite | Fiberglass Reinforced Plastic | Pressure |  | 1996-06-01 |  | 1996-06-01
9058155 | 1 | 1996-02-19 | Removed From Ground | Gas | 500 | Bare Steel | Bare Steel | Suction: No Valve At The Tank
9058156 | 1 | 1999-03-18 | Removed From Ground | Gas | 4000 | Bare Steel | Galvanized Steel | Suction: No Valve At The Tank
9058156 | 2 | 1999-03-18 | Removed From Ground | Gas | 4000 | Bare Steel | Galvanized Steel | Suction: No Valve At The Tank
9058156 | 3 | 1999-03-18 | Removed From Ground | Gas | 8000 | Bare Steel | Galvanized Steel | Suction: No Valve At The Tank
9058156 | 4 | 1999-03-18 | Removed From Ground | Gas | 8000 | Bare Steel | Galvanized Steel | Suction: No Valve At The Tank
9058156 | 5 | 1999-03-18 | Removed From Ground | Gas | 8000 | Bare Steel | Galvanized Steel | Suction: No Valve At The Tank
9058157 | 1 | 1999-05-01 | Currently In Use | Gasohol | 20000 | Fiberglass Double Walled | Fiberglass Reinforced Plastic | Pressure |  | 1999-05-01 |  | 1999-05-01
9058157 | 2 | 1999-05-01 | Currently In Use | Gasohol | 12000 | Fiberglass Double Walled | Fiberglass Reinforced Plastic | Pressure |  | 1999-05-01 |  | 1999-05-01
9058157 | 3 | 1999-05-01 | Currently In Use | Diesel | 10000 | Fiberglass Double Walled | Fiberglass Reinforced Plastic | Pressure |  | 1999-05-01 |  | 1999-05-01
9058158 | 1 | 1998-07-15 | Currently In Use | Gas | 12000 | Fiberglass | Double Walled | Pressure |  | 1998-07-15 |  | 1998-07-15
9058158 | 2 | 1998-07-15 | Currently In Use | Gas | 10000 | Fiberglass | Double Walled | Pressure |  | 1998-07-15 |  | 1998-07-15
9058158 | 3 | 1998-07-15 | Currently In Use | Diesel | 10000 | Fiberglass | Double Walled | Pressure |  | 1998-07-15 |  | 1998-07-15
9058159 | 1 | 1999-08-04 | Currently In Use | Gas | 12000 | Fiberglass Double Walled | Double Walled Flex | Pressure |  | 1999-08-16 |  | 1999-08-18
9058159 | 2 | 1999-08-04 | Currently In Use | Diesel | 12000 | Fiberglass Double Walled | Double Walled Flex | Pressure |  | 1999-08-16 |  | 1999-08-18
9058159 | 3 | 1999-08-04 | Currently In Use | Diesel | 6000 | Fiberglass Double Walled | Double Walled Flex | Pressure |  | 1999-08-16 |  | 1999-08-18
9058160 | 1 | 1999-07-20 | Removed From Ground | Gas | 1000 | Not Marked/Unknown | Not Marked | Not Marked
9058161 | 1 | 1999-06-01 | Currently In Use | Gasohol | 12000 | Composite | Fiberglass Reinforced Plastic | Pressure |  | 1999-06-15 |  | 1999-06-15
9058161 | 2 | 1999-06-01 | Currently In Use | Gasohol | 10000 | Composite | Fiberglass Reinforced Plastic | Pressure |  | 1999-06-15 |  | 1999-06-15
9058161 | 3 | 1999-06-01 | Currently In Use | Diesel | 4000 | Composite | Fiberglass Reinforced Plastic | Pressure |  | 1999-06-15 |  | 1999-06-15
9058162 | 1 | 1999-11-01 | Removed From Ground | Empty | 1000 | Bare Steel | Galvanized Steel | Suction: Valve At The Tank
9058162 | 2 | 1999-11-01 | Removed From Ground | Empty | 1000 | Bare Steel | Galvanized Steel | Suction: Valve At The Tank
9058162 | 3 | 1999-11-01 | Removed From Ground | Empty | 1000 | Bare Steel | Galvanized Steel | Suction: Valve At The Tank
9058162 | 4 | 1999-11-01 | Removed From Ground | Empty | 500 | Bare Steel | Bare Steel | Suction: Valve At The Tank
9058163 | 1 | 1999-06-16 | Currently In Use | Gas | 10000 | Epoxy | Fiberglass Reinforced Plastic | Pressure |  | 1999-06-16 |  | 1999-06-16
9058163 | 2 | 1999-06-16 | Currently In Use | Gas | 12000 | Epoxy | Fiberglass Reinforced Plastic | Pressure |  | 1999-06-16 |  | 1999-06-16
9058163 | 3 | 1999-06-16 | Currently In Use | Diesel | 4000 | Epoxy | Fiberglass Reinforced Plastic | Pressure |  | 1999-06-16 |  | 1999-06-16
9058164 | 1 | 2000-12-01 | Removed From Ground | Gas |  | Bare Steel | Bare Steel | Not Marked
9058164 | 2 | 2000-12-01 | Removed From Ground | Gas |  | Bare Steel | Bare Steel | Not Marked
9058164 | 3 | 2000-12-01 | Removed From Ground | Gas |  | Bare Steel | Bare Steel | Not Marked
9058165 | 1 | 2000-11-29 | Currently In Use | E10 | 12000 | Epoxy | Fiberglass Reinforced Plastic | Pressure |  | 2000-12-01 |  | 2000-12-07
9058165 | 2 | 2000-11-29 | Currently In Use | E10 | 10000 | Epoxy | Fiberglass Reinforced Plastic | Pressure |  | 2000-12-01 |  | 2000-12-07
9058165 | 3 | 2000-11-29 | Currently In Use | Diesel | 8000 | Epoxy | Fiberglass Reinforced Plastic | Pressure |  | 2000-12-01 |  | 2000-12-07
9058166 | 1 | 2001-09-01 | Currently In Use | Gas | 15000 | Composite | Fiberglass Reinforced Plastic | Pressure |  | 2001-03-04 12:00 |  | 2001-03-04 12:00
9058166 | 2 | 2001-09-01 | Currently In Use | Gas | 10000 | Composite | Fiberglass Reinforced Plastic | Pressure |  | 2001-03-04 12:00 |  | 2001-03-01 12:00
9058166 | 3A | 2001-09-01 | Currently In Use | Diesel | 4000 | Composite | Fiberglass Reinforced Plastic | Pressure |  | 2001-03-04 12:00 |  | 2001-03-01 12:00
9058166 | 3B | 2001-09-01 | Currently In Use | Gas | 2000 | Composite | Fiberglass Reinforced Plastic | Suction: No Valve At The Tank |  | 2001-03-04 12:00 |  | 2001-03-01 12:00
9058167 | 1 | 2001-12-14 | Currently In Use | Gas | 20000 | Double Walled | Double Walled | Pressure |  | 2002-01-20 |  | 2002-01-20
9058167 | 2A | 2001-12-14 | Currently In Use | Gas | 8000 | Double Walled | Double Walled | Pressure |  | 2002-01-20 |  | 2002-01-20
9058167 | 2B | 2001-12-14 | Currently In Use | Gas | 12000 | Double Walled | Double Walled | Pressure |  | 2002-01-20 |  | 2002-01-20
9058168 | 1 | 2001-02-06 | Currently In Use | Gas | 12000 | Composite | Fiberglass Reinforced Plastic | Pressure |  | 2001-02-08 |  | 2001-02-08
9058168 | 2 | 2001-02-06 | Currently In Use | Gas | 10000 | Composite | Fiberglass Reinforced Plastic | Pressure |  | 2001-02-08 |  | 2001-02-08
9058168 | 3 | 2001-02-06 | Currently In Use | Diesel | 8000 | Composite | Fiberglass Reinforced Plastic | Pressure |  | 2001-02-08 |  | 2001-02-08
9059001 | 1 | 1999-06-04 | Removed From Ground | Gas | 4000 | Bare Steel | Galvanized Steel | Not Marked
9059001 | 2 | 1999-06-04 | Removed From Ground | Gas | 6000 | Bare Steel | Galvanized Steel | Suction: No Valve At The Tank
9059001 | 3 | 1999-06-04 | Removed From Ground | Gas | 6000 | Bare Steel | Galvanized Steel | Suction: No Valve At The Tank
9059001 | 4 | 1999-06-04 | Removed From Ground | Gas | 8000 | Cathodically Protected Steel | Galvanized Steel | Suction: No Valve At The Tank |  | 1988-04-21
9059001 | 5 | 1999-06-04 | Removed From Ground | Kerosene | 3000 | Bare Steel | Galvanized Steel | Suction: No Valve At The Tank
9059001 | 6 | 1999-07-01 | Currently In Use | Kerosene | 6000 | Composite | Secondary Containment | Suction: No Valve At The Tank |  | 1999-07-01 |  | 1999-07-01
9059001 | 7 | 1999-07-01 | Currently In Use | Gas | 8000 | Composite | Secondary Containment | Pressure |  | 1999-07-01 |  | 1999-07-01
9059001 | 8 | 1999-07-01 | Currently In Use | Gas | 12000 | Composite | Secondary Containment | Pressure |  | 1999-07-01 |  | 1999-07-01
9059001 | 9A | 2015-09-24 | Currently In Use | Gas | 4000 | EPOXY/DOUBLE WALLED | Fiberglass/Double Walled | Pressure | N | 2015-10-01 | N | 2015-10-01
9059001 | 9B | 2015-09-24 | Currently In Use | Gas | 4000 | EPOXY/DOUBLE WALLED | Fiberglass/Double Walled | Pressure | N | 2015-10-01 | N | 2015-10-01
9059001 | 9C | 2015-09-25 | Currently In Use | Diesel | 4000 | EPOXY/DOUBLE WALLED | Fiberglass/Double Walled | Pressure | N | 2015-10-01 | N | 2015-10-01
9059001 | 9D | 2015-09-24 | Currently In Use | Diesel | 10000 | EPOXY/DOUBLE WALLED | Fiberglass/Double Walled | Pressure | N | 2015-10-01 | N | 2015-10-01
9059003 | 1 | 1991-10-01 | Removed From Ground | Diesel | 560 | Composite | Bare Steel | Not Marked
9059003 | 2 | 1991-10-01 | Removed From Ground | Gas | 2000 | Composite | Bare Steel | Not Marked
9059003 | 3 | 2007-08-14 | Removed From Ground | Diesel | 1000 | Steel-Galvanic | Cathodically Protected | Suction: No Valve At The Tank |  | 1991-01-01 |  | 1991-01-01
9059003 | 4 | 2007-08-14 | Removed From Ground | Gas | 1000 | Steel-Galvanic | Cathodically Protected | Suction: No Valve At The Tank |  | 1991-01-01 |  | 1991-01-01
9059004 | 1 | 1988-01-01 | Currently In Use | Gas | 8000 | STIP-3 | Cathodically Protected | Pressure |  | 1988-01-01 |  | 1988-01-01
9059004 | 2 | 1988-01-01 | Currently In Use | Gas | 8000 | STIP-3 | Cathodically Protected | Pressure |  | 1988-01-01 |  | 1988-01-01
9059004 | 3 | 1988-01-01 | Currently In Use | Gas | 8000 | STIP-3 | Cathodically Protected | Pressure |  | 1988-01-01 |  | 1988-01-01
9059004 | 4 | 1988-01-01 | Currently In Use | Diesel | 8000 | STIP-3 | Cathodically Protected | Pressure |  | 1988-01-01 |  | 1988-01-01
9059004 | 5 | 1988-01-01 | Currently In Use | Kerosene | 2000 | STIP-3 | Cathodically Protected | Suction: No Valve At The Tank |  | 1988-01-01 |  | 1988-01-01
9059005 | 1 | 1998-11-05 | Removed From Ground | Gas | 2000 | Bare Steel | Galvanized Steel | Suction: Valve At The Tank
9059005 | 2 | 1998-11-05 | Removed From Ground | Diesel | 2000 | Bare Steel | Galvanized Steel | Suction: Valve At The Tank
9059007 | 1 | 1978-10-01 | Permanently Out Of Use | Empty | 1000 | Bare Steel | Galvanized Steel | Not Marked
9059007 | 2 | 1978-10-01 | Permanently Out Of Use | Empty | 1000 | Bare Steel | Galvanized Steel | Not Marked
9059007 | 3 | 1978-10-01 | Permanently Out Of Use | Empty | 560 | Bare Steel | Galvanized Steel | Not Marked
9059008 | 1 | 2003-04-07 | Removed From Ground | Diesel | 3000 | Steel-Impressed Current | Cathodically Protected | Suction: No Valve At The Tank |  | 1994-04-29 |  | 1994-04-29
9059008 | 2 | 2003-04-16 | Removed From Ground | Gas | 8000 | Steel-Impressed Current | Cathodically Protected | Pressure |  | 1994-04-29 |  | 1994-04-29
9059008 | 3 | 2003-04-16 | Removed From Ground | Gas | 3000 | Steel-Impressed Current | Cathodically Protected | Suction: No Valve At The Tank |  | 1994-04-29 |  | 1994-04-29
9059008 | 4 | 2003-04-16 | Removed From Ground | Gas | 6000 | Steel-Impressed Current | Cathodically Protected | Pressure |  | 1994-04-29 |  | 1994-04-29
9059009 | 1 | 2004-08-10 | Removed From Ground | Gas | 8000 | Steel-Impressed Current | Fiberglass Reinforced Plastic | Pressure |  | 2000-01-06 |  | 2000-01-06
9059009 | 2 | 2004-08-10 | Removed From Ground | Gas | 8000 | Steel-Impressed Current | Fiberglass Reinforced Plastic | Pressure |  | 2000-01-06 |  | 2000-01-06
9059009 | 3 | 2004-08-10 | Removed From Ground | Gas | 8000 | Steel-Impressed Current | Fiberglass Reinforced Plastic | Pressure |  | 2000-01-06 |  | 2000-01-06
9059009 | 4 | 2004-08-10 | Removed From Ground | Diesel | 8000 | Steel-Impressed Current | Fiberglass Reinforced Plastic | Pressure |  | 2000-01-06 |  | 2000-01-06
9059011 | 1 | 1982-04-01 | Permanently Out Of Use | Gas | 1000 | Bare Steel | Galvanized Steel | Not Marked
9059011 | 2 | 1982-04-01 | Permanently Out Of Use | Gas | 560 | Bare Steel | Galvanized Steel | Not Marked
9059011 | 3 | 1982-04-01 | Permanently Out Of Use | Gas | 560 | Bare Steel | Galvanized Steel | Not Marked
9059011 | 4 | 1982-04-01 | Permanently Out Of Use | Diesel | 1000 | Bare Steel | Galvanized Steel | Not Marked
9059012 | 1 | 1992-01-01 | Currently In Use | Diesel | 1500 | Cathodically Protected Steel | Fiberglass Reinforced Plastic | Suction: No Valve At The Tank |  | 1990-01-01 12:00 |  | 1990-01-01 12:00
9059012 | 356050-1 | 1990-08-08 | Removed From Ground | Diesel | 5000 | Bare Steel | Galvanized Steel | Not Marked
9059013 | 1 |  | Removed From Ground Date Unknown | Empty | 1000 | Bare Steel | Galvanized Steel | Not Marked
9059013 | 2 |  | Removed From Ground Date Unknown | Empty | 560 | Bare Steel | Galvanized Steel | Not Marked
9059014 | 1 | 1990-08-01 | Removed From Ground | Heating Oil | 6000 | Bare Steel | Bare Steel | Not Marked
9059017 | 1 | 1988-03-01 | Removed From Ground | Empty | 4000 | Bare Steel | Galvanized Steel | Not Marked
9059017 | 2 | 1988-03-01 | Removed From Ground | Empty | 3000 | Bare Steel | Galvanized Steel | Not Marked
9059017 | 3 | 1988-03-01 | Removed From Ground | Empty | 3000 | Bare Steel | Galvanized Steel | Not Marked
9059018 | 1 |  | Removed From Ground Date Unknown | Gas | 1000 | Marked Unknown | Unknown | Not Marked
9059018 | 2 |  | Removed From Ground Date Unknown | Gas | 1000 | Marked Unknown | Unknown | Not Marked
9059021 | 1 |  | Removed From Ground Date Unknown | Gas | 1000 | Bare Steel | Galvanized Steel | Suction: Valve At The Tank
9059021 | 2 |  | Removed From Ground Date Unknown | Gas | 1000 | Bare Steel | Galvanized Steel | Suction: Valve At The Tank
9059022 | 1 | 1995-06-08 | Removed From Ground | Gas | 6000 | Bare Steel | Galvanized Steel | Not Marked
9059022 | 2 | 1995-06-08 | Removed From Ground | Gas | 6000 | Bare Steel | Galvanized Steel | Not Marked
9059022 | 3 | 1995-06-08 | Removed From Ground | Gas | 4000 | Bare Steel | Galvanized Steel | Not Marked
9059022 | 4 | 1995-06-08 | Removed From Ground | Used Oil | 500 | Bare Steel | Galvanized Steel | Not Marked | Y |  | Y
9059022 | 5 | 1995-06-08 | Removed From Ground | Heating Oil | 500 | Bare Steel | Galvanized Steel | Not Marked
9059023 | 1 | 1986-01-01 | Removed From Ground | Diesel | 10000 | Not Marked/Unknown | Not Marked | Not Marked
9059023 | 2 | 1986-01-01 | Removed From Ground | Diesel | 10000 | Not Marked/Unknown | Not Marked | Not Marked
9059023 | 3 | 1986-01-01 | Removed From Ground | Gas | 1000 | Not Marked/Unknown | Not Marked | Not Marked
9059024 | 1 | 2017-03-28 | Temporarily Out Of Use | Gas | 3000 | Steel-Impressed Current | Cathodically Protected | Suction: Valve At The Tank |  | 1999-02-01 |  | 1999-02-01
9059024 | 2 | 2017-03-28 | Temporarily Out Of Use | Gas | 1000 | Steel-Impressed Current | Cathodically Protected | Suction: Valve At The Tank |  | 1999-02-01 |  | 1999-02-01
9059024 | 3 | 2017-03-28 | Temporarily Out Of Use | Gas | 1000 | Steel-Impressed Current | Cathodically Protected | Suction: Valve At The Tank |  | 1999-02-01 |  | 1999-02-01
9059025 | 1 | 1999-11-30 | Removed From Ground | Gas | 1000 | Bare Steel | Bare Steel | Suction: No Valve At The Tank
9059025 | 2 | 1999-11-30 | Removed From Ground | Diesel | 1000 | Bare Steel | Bare Steel | Suction: Valve At The Tank
9059026 | 1 | 1993-01-01 | Currently In Use | Gas | 10000 | Composite | Fiberglass Reinforced Plastic | Suction: Valve At The Tank |  | 1993-01-01 |  | 1993-01-01
9059027 | 1 | 1986-11-01 | Currently In Use | Gas | 7896 | Cathodically Protected Steel | Fiberglass Reinforced Plastic | Pressure |  | 1997-06-01 |  | 1997-06-01
9059027 | 2 | 1986-11-01 | Currently In Use | Gas | 7896 | Cathodically Protected Steel | Fiberglass Reinforced Plastic | Pressure |  | 1997-06-01 |  | 1997-06-01
9059027 | 3 | 1986-11-01 | Currently In Use | Gas | 6110 | Cathodically Protected Steel | Cathodically Protected | Pressure |  | 1997-06-01 |  | 1997-06-01
9059027 | 4 | 1986-11-01 | Currently In Use | Kerosene | 1010 | Cathodically Protected Steel | Cathodically Protected | Suction: Valve At The Tank |  | 1997-06-01 |  | 1997-06-01
9059028 | 1 | 2005-06-14 | Temporarily Out Of Use | Gas | 6000 | Steel-Impressed Current | Cathodically Protected | Pressure |  | 1997-01-01 |  | 1997-01-01
9059028 | 2 | 2005-06-14 | Temporarily Out Of Use | Gas | 6000 | Steel-Impressed Current | Cathodically Protected | Pressure |  | 1997-01-01 |  | 1997-01-01
9059028 | 3 | 2005-06-14 | Temporarily Out Of Use | Gas | 10000 | Steel-Impressed Current | Cathodically Protected | Pressure |  | 1997-01-01 |  | 1997-01-01
9059029 | 1 | 1995-04-24 | Currently In Use | Gas | 2000 | Bare Steel | Galvanized Steel | Suction: Valve At The Tank
9059029 | 1 |  | Removed From Ground Date Unknown | Gas | 2000 | Bare Steel | Galvanized Steel | Suction: Valve At The Tank
9059029 | 2 | 1995-04-24 | Currently In Use | Gas | 3000 | Bare Steel | Galvanized Steel | Suction: Valve At The Tank
9059029 | 2 |  | Removed From Ground Date Unknown | Gas | 3000 | Bare Steel | Galvanized Steel | Suction: Valve At The Tank
9059029 | 3 | 1995-04-24 | Currently In Use | Gas | 3000 | Bare Steel | Galvanized Steel | Suction: Valve At The Tank
9059029 | 3 |  | Removed From Ground Date Unknown | Gas | 3000 | Bare Steel | Galvanized Steel | Suction: Valve At The Tank
9059029 | 4 | 1995-04-24 | Currently In Use | Gas | 4000 | Bare Steel | Galvanized Steel | Suction: Valve At The Tank
9059029 | 4 |  | Removed From Ground Date Unknown | Gas | 4000 | Bare Steel | Galvanized Steel | Suction: Valve At The Tank
9059030 | 1 | 1992-01-01 | Currently In Use | Gas | 8000 | Cathodically Protected Steel | Fiberglass Reinforced Plastic | Pressure |  | 1992-01-01 |  | 1992-01-01
9059030 | 2 | 1992-01-01 | Currently In Use | Gas | 8000 | Cathodically Protected Steel | Fiberglass Reinforced Plastic | Pressure |  | 1992-01-01 |  | 1992-01-01
9059030 | 3 | 1992-01-01 | Currently In Use | Gas | 8000 | Cathodically Protected Steel | Fiberglass Reinforced Plastic | Pressure |  | 1992-01-01 |  | 1992-01-01
9059030 | 4 | 1992-01-01 | Currently In Use | Diesel | 8000 | Cathodically Protected Steel | Fiberglass Reinforced Plastic | Suction: Valve At The Tank |  | 1992-01-01 |  | 1992-01-01
9059030 | 5 | 1992-01-01 | Currently In Use | Kerosene | 2000 | Cathodically Protected Steel | Fiberglass Reinforced Plastic | Pressure |  | 1992-01-01 |  | 1992-01-01
9059031 | 1 | 2003-12-31 | Removed From Ground Date Unknown | Gas | 8000 | Steel-Impressed Current | Bare Steel | Suction: Valve At The Tank |  | 1994-03-24 |  | 1994-03-24
9059031 | 10 | 2003-04-30 | Currently In Use | Kerosene | 1000 | Composite | Fiberglass Reinforced Plastic | Pressure | N | 2003-05-05 | N | 2003-05-05
9059031 | 2 | 2003-12-31 | Removed From Ground Date Unknown | Diesel | 8000 | Steel-Impressed Current | Bare Steel | Suction: Valve At The Tank |  | 1994-03-24 |  | 1994-03-24
9059031 | 3 | 2003-12-31 | Removed From Ground Date Unknown | Gas | 8000 | Steel-Impressed Current | Bare Steel | Suction: Valve At The Tank |  | 1994-03-24 |  | 1994-03-24
9059031 | 4 | 2003-12-31 | Removed From Ground Date Unknown | Gas | 8000 | Steel-Impressed Current | Bare Steel | Suction: Valve At The Tank |  | 1994-03-24 |  | 1994-03-24
9059031 | 5 | 2003-04-30 | Currently In Use | Gas | 10000 | Composite | Fiberglass Reinforced Plastic | Pressure | N | 2003-05-05 | N | 2003-05-05
9059031 | 6 | 2003-04-30 | Currently In Use | Gas | 6000 | Composite | Fiberglass Reinforced Plastic | Pressure | N | 2003-05-05 | N | 2003-05-05
9059031 | 7 | 2003-04-30 | Currently In Use | Diesel | 4000 | Composite | Fiberglass Reinforced Plastic | Pressure | N | 2003-05-05 | N | 2003-05-05
9059031 | 8 | 2003-04-30 | Currently In Use | Diesel | 2000 | Composite | Fiberglass Reinforced Plastic | Pressure | N | 2003-05-05 | N | 2003-05-05
9059031 | 9 | 2003-04-30 | Currently In Use | Gas | 1000 | Composite | Fiberglass Reinforced Plastic | Pressure | N | 2003-05-05 | N | 2003-05-05
9059032 | 1 | 1989-04-27 | Currently In Use | Gas | 6000 | Steel-Impressed Current | Cathodically Protected | Pressure |  | 1998-11-23 |  | 1998-11-23
9059032 | 2 | 1989-04-27 | Currently In Use | Diesel | 6000 | Steel-Impressed Current | Cathodically Protected | Pressure |  | 1998-11-23 |  | 1998-11-23
9059033 | 1 | 1992-01-01 | Currently In Use | Gas | 8000 | Cathodically Protected Steel | Cathodically Protected | Suction: No Valve At The Tank |  | 1992-01-01 |  | 1992-01-01
9059034 | 1 |  | Removed From Ground Date Unknown | Gas |  | Not Marked/Unknown | Not Marked | Not Marked
9059035 | 1 | 1996-07-06 | Removed From Ground | Gas | 4000 | Bare Steel | Galvanized Steel | Suction: No Valve At The Tank
9059035 | 2 | 1996-07-06 | Removed From Ground | Gas | 0 | Not Marked/Unknown | Not Marked | Not Marked
9059035 | 3 | 1996-07-06 | Removed From Ground | Gas | 3000 | Not Marked/Unknown | Not Marked | Not Marked
9059035 | 4 | 1996-07-06 | Removed From Ground | Heating Oil | 500 | Not Marked/Unknown | Not Marked | Not Marked
9059072 | 1 | 1996-12-16 | Removed From Ground | Gas | 8000 | Not Marked/Unknown | Not Marked | Not Marked
9059072 | 2 | 1996-12-16 | Removed From Ground | Gas | 8000 | Not Marked/Unknown | Not Marked | Not Marked
9059072 | 3 | 1996-12-16 | Removed From Ground | Diesel | 560 | Not Marked/Unknown | Not Marked | Not Marked
9059075 | 1 | 1996-03-18 | Currently In Use | Gas | 1000 | Cathodically Protected Steel | Fiberglass Reinforced Plastic | Suction: Valve At The Tank |  | 1996-12-01 |  | 1996-12-01
9059075 | 2 | 1996-03-18 | Currently In Use | Gas | 1000 | Cathodically Protected Steel | Fiberglass Reinforced Plastic | Suction: Valve At The Tank |  | 1996-12-01 |  | 1996-12-01
9059076 | 5 | 1994-04-01 | Currently In Use | Gas | 3000 | Cathodically Protected Steel | Fiberglass Reinforced Plastic | Suction: No Valve At The Tank |  | 1999-06-04 |  | 1999-06-04
9059076 | 6 | 1999-06-01 | Currently In Use | Gas | 8000 | Composite | Fiberglass Reinforced Plastic | Suction: No Valve At The Tank |  | 1999-06-04 |  | 1999-06-04
9059076 | 7 | 1999-06-01 | Currently In Use | Gas | 3000 | Composite | Fiberglass Reinforced Plastic | Suction: No Valve At The Tank |  | 1999-06-04 |  | 1999-06-04
9059076 | 8 | 1999-06-01 | Currently In Use | Diesel | 2000 | Composite | Fiberglass Reinforced Plastic | Suction: No Valve At The Tank |  | 1999-06-04 |  | 1999-06-04
9059077 | 1 | 1988-01-01 | Currently In Use | Gas | 10000 | Steel-Galvanic | Cathodically Protected | Pressure |  | 1994-02-01 12:00 | Y | 1994-02-01 12:00
9059077 | 2 | 1988-01-01 | Currently In Use | Gas | 10000 | Steel-Galvanic | Fiberglass Reinforced Plastic | Pressure |  | 1994-02-01 12:00 | Y | 1994-02-01 12:00
9059077 | 3 | 1994-02-01 | Removed From Ground | Gas | 10000 | Steel-Galvanic | Fiberglass Reinforced Plastic | Pressure
9059077 | 4 | 2017-04-13 | Temporarily Out Of Use | Diesel | 20000 | Steel-Galvanic | Cathodically Protected | Pressure |  | 1994-02-01 12:00 | Y | 1994-02-01 12:00
9059077 | 5 | 1986-01-01 | Currently In Use | Diesel | 20000 | Steel-Galvanic | Cathodically Protected | Pressure |  | 1994-02-01 12:00 | Y | 1994-02-01 12:00
9059077 | 6 | 1994-01-01 | Currently In Use | Gas | 10000 | Steel-Galvanic | Fiberglass Reinforced Plastic | Pressure |  | 1994-02-01 12:00 | Y | 1994-02-01 12:00
9059078 | 1 | 2009-09-21 | Currently In Use | Gas | 12000 | Fiberglass | Fiberglass Reinforced Plastic | Pressure |  | 1996-01-01 |  | 1996-01-01
9059078 | 2 | 2009-09-21 | Currently In Use | Gas | 12000 | Fiberglass | Fiberglass Reinforced Plastic | Pressure |  | 1996-01-01 |  | 1996-01-01
9059078 | 3 | 2007-01-01 | Currently In Use | Diesel | 5000 | Epoxy | Fiberglass Reinforced Plastic | Gravity Fed | N | 2007-01-01 | N | 2007-01-01
9059079 | D-1 | 2016-02-01 | Removed From Ground | Diesel | 10000 | Cathodically Protected Steel | Cathodically Protected | Pressure |  | 1996-12-01 |  | 1996-12-01
9059079 | D-2 | 2016-02-01 | Removed From Ground | Diesel | 10000 | Cathodically Protected Steel | Cathodically Protected | Pressure |  | 1996-12-01 |  | 1996-12-01
9059079 | MO-1 | 2016-02-01 | Removed From Ground | Other | 5000 | Cathodically Protected Steel | Cathodically Protected | Suction: Valve At The Tank |  | 1996-12-01 |  | 1996-12-01
9059079 | WO-1 | 2016-02-01 | Removed From Ground | Used Oil | 2000 | Cathodically Protected Steel | Cathodically Protected | Gravity Fed | Y |  | Y | 1996-12-01
9059080 | 1 | 1997-06-01 | Currently In Use | Gas | 15000 | Double Walled | Fiberglass Reinforced Plastic | Pressure |  | 1997-06-01 |  | 1997-06-01
9059080 | 2 | 1997-06-01 | Currently In Use | Gas | 12000 | Double Walled | Fiberglass Reinforced Plastic | Pressure |  | 1997-06-01 |  | 1997-06-01
9059080 | 3 | 1997-06-01 | Currently In Use | Diesel | 25000 | Double Walled | Fiberglass Reinforced Plastic | Pressure |  | 1997-06-01 |  | 1997-06-01
9059080 | 4 | 1997-06-01 | Currently In Use | Diesel | 25000 | Double Walled | Fiberglass Reinforced Plastic | Pressure |  | 1997-06-01 |  | 1997-06-01
9059081 | 1 | 1994-05-01 | Currently In Use | Diesel | 20000 | Double Walled | Fiberglass Reinforced Plastic | Pressure |  | 1994-05-01 |  | 1994-05-01
9059082 | 1 | 1984-11-01 | Currently In Use | Gas | 10000 | Fiberglass Double Walled | Fiberglass Reinforced Plastic | Pressure |  | 1994-11-01 |  | 1994-11-01
9059082 | 2 | 1994-11-01 | Currently In Use | Gas | 10000 | Fiberglass Double Walled | Fiberglass Reinforced Plastic | Pressure |  | 1994-11-01 |  | 1994-11-01
9059082 | 3 | 1994-11-01 | Currently In Use | Gas | 10000 | Fiberglass Double Walled | Fiberglass Reinforced Plastic | Pressure |  | 1994-11-01 |  | 1994-11-01
9059082 | 4 | 1994-11-01 | Currently In Use | Diesel | 10000 | Fiberglass Double Walled | Fiberglass Reinforced Plastic | Pressure |  | 1994-11-01 |  | 1994-11-01
9059083 | 1 | 1994-12-01 | Currently In Use | Diesel | 20000 | Fiberglass Double Walled | Fiberglass Reinforced Plastic | Pressure |  | 1994-12-01 |  | 1994-12-01
9059083 | 2 | 1994-12-01 | Currently In Use | Diesel | 20000 | Fiberglass Double Walled | Fiberglass Reinforced Plastic | Pressure |  | 1994-12-01 |  | 1994-12-01
9059083 | 3 | 1994-12-01 | Currently In Use | Diesel | 20000 | Fiberglass Double Walled | Fiberglass Reinforced Plastic | Pressure |  | 1994-12-01 |  | 1994-12-01
9059083 | 4 | 1994-12-01 | Currently In Use | Diesel | 20000 | Fiberglass Double Walled | Fiberglass Reinforced Plastic | Pressure |  | 1994-12-01 |  | 1994-12-01
9059084 | 1 | 1994-12-01 | Currently In Use | New Oil | 10000 | Fiberglass Double Walled | Fiberglass Reinforced Plastic | Suction: Valve At The Tank | Y | 1994-12-01 12:00 |  | 1994-12-01 12:00
9059084 | 2 | 1994-12-01 | Currently In Use | Used Oil | 8000 | Fiberglass Double Walled | Fiberglass Reinforced Plastic | Suction: Valve At The Tank | Y | 1994-12-01 12:00 | Y | 1994-12-01 12:00
9059085 | 1 | 1998-10-01 | Currently In Use | Diesel | 530 | Composite | Copper | Suction: No Valve At The Tank |  | 1998-10-01 |  | 1998-10-01
9059086 | 1 | 1998-11-01 | Currently In Use | Gas | 10000 | Composite | Fiberglass Reinforced Plastic | Pressure |  | 1998-11-01 |  | 1998-11-01
9059086 | 2 | 1998-11-01 | Currently In Use | Gas | 10000 | Composite | Fiberglass Reinforced Plastic | Pressure |  | 1998-11-01 |  | 1998-11-01
9059086 | 3 | 2016-05-05 | Temporarily Out Of Use | Diesel | 10000 | Composite | Fiberglass Reinforced Plastic | Pressure |  | 1998-11-01 |  | 1998-11-01
9059086 | 4 | 1998-11-01 | Currently In Use | Diesel | 10000 | Composite | Fiberglass Reinforced Plastic | Pressure |  | 1998-11-01 |  | 1998-11-01
9059087 | 1 | 2000-12-01 | Currently In Use | Diesel | 20000 | Fiberglass Double Walled | Fiberglass/Double Walled | Pressure |  | 2000-12-01 |  | 2000-12-01
9059087 | 2 | 2000-12-01 | Currently In Use | Diesel | 20000 | Fiberglass Double Walled | Fiberglass/Double Walled | Pressure |  | 2000-12-01 |  | 2000-12-01
9059087 | 3 | 2000-12-01 | Currently In Use | Diesel | 20000 | Fiberglass Double Walled | Fiberglass/Double Walled | Pressure |  | 2000-12-01 |  | 2000-12-01
9059087 | 4 | 2000-12-01 | Currently In Use | Gas | 20000 | Fiberglass Double Walled | Fiberglass/Double Walled | Pressure |  | 2000-12-01 |  | 2000-12-01
9059087 | 5 | 2000-12-01 | Currently In Use | Gas | 12000 | Fiberglass Double Walled | Fiberglass/Double Walled | Pressure |  | 2000-12-01 |  | 2000-12-01
9059089 | 1 | 1997-09-01 | Currently In Use | Gas | 15000 | Composite Double Walled | Fiberglass/Double Walled | Pressure |  | 2000-09-01 |  | 2000-09-01
9059089 | 2 | 1997-09-01 | Currently In Use | Diesel | 12000 | Composite Double Walled | Fiberglass/Double Walled | Pressure |  | 2000-09-01 |  | 2000-09-01
9059089 | 3 | 1997-09-01 | Currently In Use | Gas | 12000 | Composite Double Walled | Fiberglass/Double Walled | Pressure |  | 2000-09-01 |  | 2000-09-01
9059090 | 1A | 2001-12-01 | Currently In Use | Gas | 11000 | Composite | Double Walled Flex | Pressure |  | 2001-12-02 |  | 2001-12-02
9059090 | 1B | 2001-12-01 | Currently In Use | Gas | 4000 | Composite | Double Walled Flex | Pressure |  | 2001-12-02 |  | 2001-12-02
9060001 | 1 | 1991-11-01 | Removed From Ground | Diesel | 10000 | Bare Steel | Galvanized Steel | Not Marked
9060002 | 1 | 1988-10-31 | Currently In Use | Gas | 12000 | Fiberglass | Fiberglass Reinforced Plastic | Pressure |  | 1986-01-01 |  | 1986-01-01
9060002 | 2 | 1988-10-31 | Currently In Use | Gas | 10000 | Fiberglass | Fiberglass Reinforced Plastic | Pressure |  | 1986-01-01 |  | 1986-01-01
9060002 | 3 | 1988-10-31 | Currently In Use | Gas | 8000 | Fiberglass | Fiberglass Reinforced Plastic | Pressure |  | 1986-01-01 |  | 1986-01-01
9060003 | 1 | 1988-09-07 | Removed From Ground | Other |  | Not Marked/Unknown | Not Marked | Not Marked
9060003 | 2 | 1988-09-07 | Removed From Ground | Other |  | Not Marked/Unknown | Not Marked | Not Marked
9060003 | 3 | 1988-09-07 | Removed From Ground | Other |  | Not Marked/Unknown | Not Marked | Not Marked
9060003 | 4 | 1988-09-07 | Removed From Ground | Other |  | Not Marked/Unknown | Not Marked | Not Marked
9060004 | 1 | 1988-09-09 | Removed From Ground | Other |  | Not Marked/Unknown | Not Marked | Not Marked
9060004 | 2 | 1988-09-09 | Removed From Ground | Other |  | Not Marked/Unknown | Not Marked | Not Marked
9060004 | 3 | 1988-09-09 | Removed From Ground | Other |  | Not Marked/Unknown | Not Marked | Not Marked
9060004 | 4 | 1988-09-09 | Removed From Ground | Other |  | Not Marked/Unknown | Not Marked | Not Marked
9060004 | 5 | 1988-09-09 | Removed From Ground | Other |  | Not Marked/Unknown | Not Marked | Not Marked
9060005 | 143-MD1 | 1991-10-23 | Removed From Ground | Diesel | 10000 | Bare Steel | Bare Steel | Suction: Valve At The Tank
9060005 | 143-MG1 | 1996-04-18 | Removed From Ground | Gas | 10000 | Bare Steel | Unknown | Pressure
9060005 | 143-MG2 | 1996-04-18 | Removed From Ground | Gas | 10000 | Bare Steel | Unknown | Pressure
9060005 | 143-MG3 | 1996-04-18 | Removed From Ground | Gas | 10000 | Bare Steel | Unknown | Pressure
9060005 | 143-WO1 | 1990-11-01 | Removed From Ground | Used Oil | 500 | Bare Steel | Bare Steel | Pressure | Y |  | Y
9060006 | 1 |  | Permanently Out Of Use | Gas | 4000 | Bare Steel | Unknown | Pressure
9060006 | 2 |  | Permanently Out Of Use | Gas | 6000 | Bare Steel | Unknown | Pressure
9060006 | 3 |  | Permanently Out Of Use | Gas | 6000 | Bare Steel | Unknown | Pressure
9060006 | 4 | 2000-07-13 | Removed From Ground | Used Oil | 1000 | Bare Steel | Unknown | Gravity Fed
9060007 | 1 | 1990-11-15 | Removed From Ground | Gas | 2000 | Bare Steel | Galvanized Steel | Not Marked
9060008 | 1 |  | Permanently Out Of Use | Gas |  | Marked Unknown | Unknown | Not Marked
9060009 | 1 | 1991-02-28 | Removed From Ground | Used Oil | 1620 | Concrete | Galvanized Steel | Not Marked | Y |  | Y
9060010 | 1 | 1991-03-22 | Removed From Ground | Heating Oil | 1000 | Bare Steel | Galvanized Steel | Not Marked
9060010 | 2 | 1991-03-22 | Removed From Ground | Heating Oil | 550 | Bare Steel | Galvanized Steel | Not Marked
9060011 | 1 | 1990-10-24 | Removed From Ground | Diesel | 10000 | Bare Steel | Galvanized Steel | Not Marked
9060011 | 2 | 1990-10-24 | Removed From Ground | Gas | 10000 | Bare Steel | Galvanized Steel | Not Marked
9060011 | 3 | 1990-10-24 | Removed From Ground | Other | 6000 | Bare Steel | Galvanized Steel | Not Marked
9060011 | 4 | 1990-10-24 | Removed From Ground | Used Oil | 1000 | Bare Steel | Galvanized Steel | Not Marked | Y |  | Y
9060011 | 5 | 1990-11-06 | Removed From Ground | Gas | 10000 | Bare Steel | Galvanized Steel | Not Marked
9060011 | 6 | 1990-11-06 | Removed From Ground | Diesel | 15000 | Bare Steel | Galvanized Steel | Not Marked
9060012 | 1 |  | Removed From Ground Date Unknown | Gas | 140 | Cathodically Protected Steel | Unknown | Not Marked
9060013 | 1 | 1991-04-24 | Removed From Ground | Heating Oil | 10000 | Bare Steel | Bare Steel | Not Marked
9060013 | 2A | 1995-02-01 | Currently In Use | Not Marked/Tank Removed | 10000 | Tank Jacket | Fiberglass/Double Walled | Suction: Valve At The Tank |  | 2010-06-28 12:00 |  | 2012-08-24 12:00
9060013 | 2B | 1992-02-01 | Currently In Use | Not Marked/Tank Removed | 10000 | Tank Jacket | Fiberglass/Double Walled | Suction: Valve At The Tank | N | 2010-06-28 12:00 | N | 2012-08-24 12:00
9060013 | 3 | 2015-08-01 | Currently In Use | Diesel | 15000 | Fiberglass Double Walled | Double Walled Flex | Suction: No Valve At The Tank | N | 2015-08-01 | N | 2015-08-01
9060013 | 4 | 2015-08-01 | Currently In Use | Diesel | 6000 | Fiberglass Double Walled | Double Walled Flex | Suction: No Valve At The Tank | N | 2015-08-01 | N | 2015-08-01
9060014 | 1 | 1984-04-06 | Removed From Ground | Other | 10000 | Marked Unknown | Unknown | Not Marked
9060014 | 2 | 1984-04-06 | Removed From Ground | Other | 8000 | Marked Unknown | Unknown | Not Marked
9060014 | 3 | 1984-04-06 | Removed From Ground | Other | 6000 | Marked Unknown | Unknown | Not Marked
9060014 | 4 | 1984-04-06 | Removed From Ground | Other | 4000 | Marked Unknown | Unknown | Not Marked
9060014 | 5 | 1984-04-06 | Removed From Ground | Other | 3000 | Marked Unknown | Unknown | Not Marked
9060014 | 6 | 1984-04-06 | Removed From Ground | Other | 2000 | Marked Unknown | Unknown | Not Marked
9060014 | 7 | 1984-04-06 | Removed From Ground | Used Oil | 550 | Marked Unknown | Unknown | Not Marked | Y |  | Y
9060015 | 1 | 1991-07-15 | Removed From Ground | Other | 12000 | Marked Unknown | Unknown | Not Marked
9060015 | 2 | 1991-07-15 | Removed From Ground | Other | 12000 | Marked Unknown | Unknown | Not Marked
9060015 | 3 | 1991-07-15 | Removed From Ground | Other | 12000 | Marked Unknown | Unknown | Not Marked
9060016 | 1 |  | Permanently Out Of Use | Gas | 1 | Marked Unknown | Unknown | Not Marked
9060017 | 1 | 1991-11-01 | Removed From Ground | Gas | 8000 | Bare Steel | Bare Steel | Not Marked
9060017 | 2 | 1991-11-01 | Removed From Ground | Other | 8000 | Bare Steel | Bare Steel | Not Marked
9060018 | 1 | 1990-11-27 | Removed From Ground | Diesel | 10000 | Bare Steel | Galvanized Steel | Not Marked
9060019 | 1PLUS | 1980-05-01 | Currently In Use | Gas | 10000 | Steel-Impressed Current | Fiberglass Reinforced Plastic | Pressure |  | 1996-06-01 |  | 1996-06-01
9060019 | 2UL | 1980-05-01 | Currently In Use | Gas | 10000 | Steel-Impressed Current | Fiberglass Reinforced Plastic | Pressure |  | 1996-06-01 |  | 1996-06-01
9060019 | 3SUL | 1980-05-01 | Currently In Use | Gas | 10000 | Steel-Impressed Current | Fiberglass Reinforced Plastic | Pressure |  | 1996-06-01 |  | 1996-06-01
9060020 | 1 | 1991-05-07 | Removed From Ground | Gas | 960 | Bare Steel | Unknown | Not Marked
9060021 | 1 | 1991-05-15 | Removed From Ground | Used Oil | 3000 | Bare Steel | Bare Steel | Suction: Valve At The Tank | Y |  | Y
9060021 | 2 | 1991-05-01 | Removed From Ground | Used Oil | 1000 | Bare Steel | Bare Steel | Suction: Valve At The Tank | Y |  | Y
9060021 | 3 | 1991-05-01 | Removed From Ground | Gas | 1000 | Bare Steel | Bare Steel | Suction: Valve At The Tank
9060021 | 4 |  | Permanently Out Of Use | Other | 10000 | Bare Steel | Bare Steel | Not Marked
9060021 | 5 |  | Permanently Out Of Use | Other | 10000 | Bare Steel | Bare Steel | Not Marked
9060022 | 3 | 1991-05-23 | Removed From Ground | Diesel | 10000 | Bare Steel | Not Marked | Not Marked
9060022 | 4 | 1991-05-23 | Removed From Ground | Gas | 500 | Bare Steel | Not Marked | Not Marked
9060022 | 5 | 1991-05-23 | Removed From Ground | Used Oil | 500 | Bare Steel | Not Marked | Not Marked | Y |  | Y
9060023 | 1 | 1985-06-01 | Removed From Ground | Gas |  | Marked Unknown | Unknown | Not Marked
9060024 | 1 |  | Removed From Ground Date Unknown | Other |  | Marked Unknown | Unknown | Not Marked
9060024 | 2 |  | Removed From Ground Date Unknown | Other |  | Marked Unknown | Unknown | Not Marked
9060024 | 3 |  | Removed From Ground Date Unknown | Other |  | Marked Unknown | Unknown | Not Marked
9060025 | 1 | 1990-06-30 | Removed From Ground | Other |  | Not Marked/Unknown | Not Marked | Not Marked
9060026 | UNK | 1986-03-01 | Removed From Ground | Other | 1 | Marked Unknown | Not Marked | Not Marked
9060027 | 1 | 1989-01-01 | Removed From Ground | Other |  | Marked Unknown | Unknown | Not Marked
9060027 | 2 | 1989-01-01 | Removed From Ground | Other |  | Marked Unknown | Unknown | Not Marked
9060027 | 3 | 1973-01-01 | Removed From Ground | Other |  | Marked Unknown | Unknown | Not Marked
9060028 | 1 | 2009-03-04 | Currently In Use | Gas | 10000 | Steel-Impressed Current | Impressed Current | Pressure |  | 1998-10-26 |  | 1998-10-26
9060028 | 2 | 2009-03-04 | Currently In Use | Gas | 10000 | Steel-Impressed Current | Impressed Current | Pressure |  | 1998-10-26 |  | 1998-10-26
9060028 | 3 | 2009-03-04 | Currently In Use | Gas | 10000 | Steel-Impressed Current | Impressed Current | Pressure |  | 1998-10-26 |  | 1998-10-26
9060028 | 4 | 2009-03-04 | Currently In Use | Diesel | 10000 | Steel-Impressed Current | Impressed Current | Pressure |  | 1998-10-26 |  | 1998-10-26
9060029 | 1 | 1995-11-03 | Removed From Ground | Diesel | 10000 | Bare Steel | Bare Steel | Suction: Valve At The Tank
9060029 | 2 | 1989-11-17 | Removed From Ground | Diesel | 6000 | Bare Steel | Unknown | Not Marked
9060029 | 3 | 1984-09-01 | Removed From Ground | Gas | 10000 | Bare Steel | Unknown | Not Marked
9060029 | 4 | 1979-01-01 | Removed From Ground | Gas | 8000 | Bare Steel | Unknown | Not Marked
9060029 | 5 | 1989-11-17 | Removed From Ground | Gas | 2000 | Bare Steel | Unknown | Not Marked
9060029 | 6 |  | Currently In Use | Heating Oil | 10000 | Bare Steel | Unknown | Not Marked
9060029 | 7 | 1995-11-03 | Closed In Ground | Heating Oil | 8000 | Bare Steel | Unknown | Not Marked
9060029 | 8 | 1989-11-17 | Closed In Ground | Gas | 8000 | Bare Steel | Unknown | Not Marked
9060029 | 9 | 1989-11-17 | Removed From Ground | Used Oil | 500 | Bare Steel | Unknown | Not Marked | Y |  | Y
9060030 | 1 | 1990-05-14 | Removed From Ground | Gas | 8000 | Bare Steel | Bare Steel | Not Marked
9060030 | 2 | 1990-05-14 | Removed From Ground | Diesel | 8000 | Bare Steel | Bare Steel | Not Marked
9060030 | 3 | 1990-05-14 | Removed From Ground | Diesel | 8000 | Bare Steel | Bare Steel | Not Marked
9060030 | 4 | 1990-05-14 | Removed From Ground | Used Oil | 500 | Bare Steel | Bare Steel | Not Marked | Y |  | Y
9060030 | 5 | 1990-09-21 | Removed From Ground | Gas | 500 | Bare Steel | Bare Steel | Not Marked
9060030 | 6 | 2009-07-02 | Removed From Ground | Diesel | 15000 | Composite Double Walled | Fiberglass/Double Walled | Pressure | N | 2007-08-01 | N | 2007-08-01
9060031 | 1 |  | Permanently Out Of Use | Gas | 2500 | Bare Steel | Galvanized Steel | Not Marked
9060031 | 2 |  | Permanently Out Of Use | Gas | 2500 | Bare Steel | Galvanized Steel | Not Marked
9060031 | 3 | 2006-05-30 | Removed From Ground | Gas | 2500 | Bare Steel | Galvanized Steel | Suction: No Valve At The Tank
9060031 | 4 | 2006-05-30 | Removed From Ground | Gas | 2500 | Bare Steel | Galvanized Steel | Suction: No Valve At The Tank
9060031 | 5 |  | Permanently Out Of Use | Kerosene | 550 | Bare Steel | Galvanized Steel | Suction: No Valve At The Tank
9060032 | 1 | 2000-09-26 | Removed From Ground | Diesel | 3000 | Steel-Impressed Current | Cathodically Protected | Suction: Valve At The Tank |  | 1996-10-04 |  | 1993-01-01
9060032 | 2 | 2000-09-26 | Removed From Ground | Gas | 3000 | Steel-Impressed Current | Cathodically Protected | Suction: Valve At The Tank |  | 1996-10-04 |  | 1993-01-01
9060034 | 1 | 1990-07-08 | Removed From Ground | Gas |  | Marked Unknown | Unknown | Not Marked
9060034 | 2 | 1990-07-08 | Removed From Ground | Other |  | Marked Unknown | Unknown | Not Marked
9060034 | 3 | 1990-07-08 | Removed From Ground | Other |  | Marked Unknown | Unknown | Not Marked
9060035 | 1 | 1991-04-29 | Removed From Ground | Gas | 3000 | Bare Steel | Unknown | Not Marked
9060035 | 2 | 1991-04-29 | Removed From Ground | Gas | 3000 | Bare Steel | Unknown | Not Marked
9060036 | 1 | 1990-11-13 | Removed From Ground | Other | 6000 | Marked Unknown | Unknown | Not Marked
9060036 | 2 | 1990-11-13 | Removed From Ground | Other | 6000 | Marked Unknown | Unknown | Not Marked
9060036 | 3 | 1990-11-13 | Removed From Ground | Other | 6000 | Marked Unknown | Unknown | Not Marked
9060036 | 4 | 1990-11-13 | Removed From Ground | Other | 6000 | Marked Unknown | Unknown | Not Marked
9060037 | 1 | 2002-08-21 | Removed From Ground | Gas | 5000 | Bare Steel | Unknown | Not Marked | N |  | N
9060038 | 1 | 1987-01-01 | Currently In Use | Gas | 10000 | Fiberglass | Fiberglass Reinforced Plastic | Pressure |  | 1991-12-01 |  | 1991-12-01
9060038 | 2 | 1987-01-01 | Currently In Use | Gas | 10000 | Fiberglass | Fiberglass Reinforced Plastic | Pressure |  | 1991-12-01 |  | 1991-12-01
9060038 | 3 | 1987-01-01 | Currently In Use | Gas | 10000 | Fiberglass | Fiberglass Reinforced Plastic | Pressure |  | 1991-12-01 |  | 1991-12-01
9060038 | 4 | 1987-01-01 | Currently In Use | Gas | 10000 | Fiberglass | Fiberglass Reinforced Plastic | Pressure |  | 1991-12-01 |  | 1991-12-01
9060039 | 1 | 1993-04-22 | Removed From Ground | Diesel | 10000 | Epoxy | Unknown | Not Marked
9060039 | 2 | 1993-04-22 | Removed From Ground | Diesel | 10000 | Epoxy | Unknown | Not Marked
9060040 | 2 | 1993-01-01 | Currently In Use | Diesel | 1000 | Fiberglass | Fiberglass Reinforced Plastic | Suction: No Valve At The Tank |  | 1993-01-01 12:00 |  | 1993-01-01 12:00
9060041 | 1 |  | Permanently Out Of Use | Gas | 6000 | Bare Steel | Galvanized Steel | Not Marked
9060041 | 1A | 1991-09-20 | Currently In Use | Gas | 12000 | Cathodically Protected Steel | Fiberglass Reinforced Plastic | Pressure |  | 1991-09-20 12:00 |  | 1991-09-20 12:00
9060041 | 2 |  | Permanently Out Of Use | Gas | 6000 | Bare Steel | Galvanized Steel | Not Marked
9060041 | 2A | 1991-09-20 | Currently In Use | Gas | 12000 | Cathodically Protected Steel | Fiberglass Reinforced Plastic | Pressure |  | 1991-09-20 12:00 |  | 1991-09-20 12:00
9060041 | 3 |  | Permanently Out Of Use | Gas | 6000 | Bare Steel | Galvanized Steel | Not Marked
9060041 | 3A | 1991-09-20 | Currently In Use | Gas | 12000 | Cathodically Protected Steel | Fiberglass Reinforced Plastic | Pressure |  | 1991-09-20 12:00 |  | 1991-09-20 12:00
9060041 | 4 |  | Permanently Out Of Use | Gas | 6000 | Cathodically Protected Steel | Galvanized Steel | Pressure |  | 1973-04-26 |  | 1973-04-26
9060041 | 5 |  | Permanently Out Of Use | Gas | 10000 | Cathodically Protected Steel | Galvanized Steel | Pressure
9060041 | 6 |  | Permanently Out Of Use | Used Oil | 1000 | Bare Steel | Galvanized Steel | Not Marked | Y |  | Y
9060041 | 7 | 2016-11-14 | Temporarily Out Of Use | Used Oil | 500 | Cathodically Protected Steel | Galvanized Steel | Gravity Fed | Y | 1991-09-20 12:00 | Y | 2008-01-01 12:00
9060041 | 7 |  | Currently In Use | Used Oil | 500 | Cathodically Protected Steel | Galvanized Steel | Gravity Fed | Y | 1991-09-20 12:00 | Y | 2008-01-01 12:00
9060042 | 1 |  | Permanently Out Of Use | Gas | 4000 | Cathodically Protected Steel | Cathodically Protected | Not Marked |  | 1966-04-28 |  | 1966-04-28
9060042 | 10 | 2007-07-25 | Currently In Use | Diesel | 10000 | Composite | Secondary Containment | Not Marked | N | 2007-07-27 | N | 2007-08-24
9060042 | 2 |  | Permanently Out Of Use | Gas | 4000 | Cathodically Protected Steel | Cathodically Protected | Not Marked |  | 1966-04-28 |  | 1966-04-28
9060042 | 3 |  | Permanently Out Of Use | Gas | 4000 | Cathodically Protected Steel | Cathodically Protected | Not Marked |  | 1966-04-28 |  | 1966-04-28
9060042 | 4 | 1991-06-15 | Removed From Ground | Gas | 4000 | Bare Steel | Galvanized Steel | Not Marked
9060042 | 5 | 1991-06-15 | Removed From Ground | Gas | 4000 | Bare Steel | Galvanized Steel | Not Marked
9060042 | 6 | 1991-06-15 | Removed From Ground | Used Oil | 500 | Bare Steel | Galvanized Steel | Not Marked | Y |  | Y
9060042 | 7 | 1991-07-11 | Currently In Use | Gas | 10000 | Cathodically Protected Steel | Cathodically Protected | Not Marked |  | 1991-07-11 |  | 1991-07-11
9060042 | 8 | 1991-07-11 | Currently In Use | Gas | 10000 | Cathodically Protected Steel | Cathodically Protected | Not Marked |  | 1991-07-11 |  | 1991-07-11
9060042 | 9 | 1991-07-11 | Currently In Use | Diesel | 10000 | Cathodically Protected Steel | Cathodically Protected | Not Marked |  | 1991-07-11 |  | 1991-07-11
9060043 | 1 | 1986-01-01 | Currently In Use | Diesel | 6000 | Fiberglass Double Walled | Fiberglass Reinforced Plastic | Suction: Valve At The Tank |  | 1988-10-07 |  | 1988-10-07
9060043 | 2 | 2000-10-05 | Currently In Use | Diesel | 10000 | Fiberglass Double Walled | Double Walled | Suction: Valve At The Tank |  | 2000-10-12 |  | 2000-10-12
9060043 | 3 | 2008-08-27 | Currently In Use | Diesel | 8000 | Fiberglass Double Walled | Double Walled Flex | Suction: Valve At The Tank | N | 2008-06-01 | N | 2008-06-01
9060043 | 4 | 2014-10-01 | Currently In Use | Diesel | 8000 | Fiberglass Double Walled | Double Walled Flex | Suction: Valve At The Tank | N | 2014-10-01 | N | 2014-10-01
9060044 | 1 | 1990-04-18 | Removed From Ground | Gas | 1000 | Marked Unknown | Unknown | Not Marked
9060044 | 2 | 1990-04-18 | Removed From Ground | Gas | 1000 | Marked Unknown | Unknown | Not Marked
9060044 | 3 | 1990-04-18 | Removed From Ground | Gas | 1000 | Marked Unknown | Unknown | Not Marked
9060046 | 1 | 1989-08-08 | Removed From Ground | Diesel | 1000 | Not Marked/Unknown | Not Marked | Not Marked
9060046 | 2 | 1989-08-08 | Removed From Ground | Gas | 5000 | Not Marked/Unknown | Not Marked | Not Marked
9060046 | 3 | 1989-08-08 | Removed From Ground | Gas | 5000 | Not Marked/Unknown | Not Marked | Not Marked
9060046 | 4 | 1989-08-08 | Removed From Ground | Used Oil | 1000 | Not Marked/Unknown | Not Marked | Not Marked | Y |  | Y
9060047 | 1 | 1989-02-10 | Closed In Ground | Diesel | 3000 | Bare Steel | Galvanized Steel | Not Marked
9060048 | 1 | 1995-09-06 | Removed From Ground | Other | 5000 | Bare Steel | Copper | Suction: Valve At The Tank
9060048 | 2 | 1993-05-07 | Removed From Ground | Diesel | 1000 | Bare Steel | Copper | Suction: Valve At The Tank
9060048 | 3 | 1995-08-25 | Currently In Use | Diesel | 4000 | Fiberglass Double Walled | Fiberglass/Double Walled | Suction: Valve At The Tank |  | 1995-08-25 |  | 1995-08-25
9060049 | 1 | 1989-08-15 | Removed From Ground | Gas | 5000 | Bare Steel | Unknown | Not Marked
9060049 | 2 | 1989-08-15 | Removed From Ground | Gas | 3000 | Bare Steel | Unknown | Not Marked
9060049 | 3 | 1989-08-15 | Removed From Ground | Gas | 4000 | Bare Steel | Unknown | Not Marked
9060049 | 4 | 1989-08-15 | Removed From Ground | Used Oil | 550 | Bare Steel | Unknown | Not Marked | Y |  | Y
9060050 | 1 | 1990-06-12 | Removed From Ground | Gas | 3000 | Bare Steel | Galvanized Steel | Not Marked
9060050 | 2 | 1990-06-12 | Removed From Ground | Gas | 3000 | Bare Steel | Galvanized Steel | Not Marked
9060050 | 3 | 1990-06-12 | Removed From Ground | Gas | 3000 | Bare Steel | Galvanized Steel | Not Marked
9060050 | 4 | 1990-06-12 | Removed From Ground | Kerosene | 550 | Bare Steel | Galvanized Steel | Not Marked
9060050 | 5 | 1990-06-12 | Removed From Ground | Used Oil | 550 | Bare Steel | Galvanized Steel | Not Marked | Y |  | Y
9060051 | 1 | 2007-03-01 | Removed From Ground | Diesel | 300 | Marked Unknown | Unknown | Not Marked
9060051 | 1 |  | Currently In Use | Diesel | 300 | Marked Unknown | Unknown | Not Marked
9060052 | 1 | 1988-04-01 | Currently In Use | Gas | 10000 | Steel-Impressed Current | Impressed Current | Pressure |  | 1988-04-01 |  | 1988-04-01
9060052 | 2 | 1988-04-01 | Currently In Use | Gas | 10000 | Steel-Impressed Current | Impressed Current | Pressure |  | 1988-04-01 |  | 1988-04-01
9060052 | 3 | 1988-04-01 | Currently In Use | Gas | 10000 | Steel-Impressed Current | Impressed Current | Pressure |  | 1988-04-01 |  | 1988-04-01
9060052 | 4 | 1988-04-01 | Currently In Use | Diesel | 10000 | Steel-Impressed Current | Impressed Current | Pressure |  | 1988-04-01 |  | 1988-04-01
9060053 | 1 | 1988-09-07 | Removed From Ground | Other |  | Not Marked/Unknown | Not Marked | Not Marked
9060053 | 2 | 1988-09-07 | Removed From Ground | Other |  | Not Marked/Unknown | Not Marked | Not Marked
9060053 | 3 | 1988-09-07 | Removed From Ground | Other |  | Not Marked/Unknown | Not Marked | Not Marked
9060053 | 4 | 1988-09-07 | Removed From Ground | Other |  | Not Marked/Unknown | Not Marked | Not Marked
9060053 | 5 | 1988-09-07 | Removed From Ground | Other |  | Not Marked/Unknown | Not Marked | Not Marked
9060055 | 1 | 1991-10-15 | Removed From Ground | Other | 1000 | Marked Unknown | Unknown | Not Marked
9060055 | 2 | 1991-10-15 | Removed From Ground | Used Oil | 1000 | Marked Unknown | Unknown | Not Marked | Y |  | Y
9060055 | 3 | 1991-10-15 | Removed From Ground | Other | 1000 | Marked Unknown | Unknown | Not Marked
9060056 | 1 | 1991-07-01 | Removed From Ground | Diesel | 15214 | Bare Steel | Bare Steel | Not Marked
9060056 | 2 | 2016-08-17 | Removed From Ground | Diesel | 10000 | Fiberglass Double Walled | Bare Steel | Not Marked | N |  | N
9060057 | 1 | 1993-03-09 | Removed From Ground | Diesel | 12000 | Double Walled | Galvanized Steel | Suction: Valve At The Tank
9060057 | 2 | 1993-03-09 | Removed From Ground | Gas | 12000 | Double Walled | Galvanized Steel | Suction: Valve At The Tank
9060057 | 3 | 1993-03-09 | Removed From Ground | Diesel | 12000 | Double Walled | Galvanized Steel | Suction: Valve At The Tank
9060057 | 4 | 1991-03-01 | Removed From Ground | Other | 1000 | Bare Steel | Unknown | Not Marked
9060057 | 5 | 1991-03-01 | Removed From Ground | Used Oil | 1000 | Bare Steel | Unknown | Not Marked | Y |  | Y
9060058 | 1 | 1990-07-01 | Removed From Ground | Used Oil | 500 | Bare Steel | Unknown | Not Marked | Y |  | Y
9060059 | 1 | 2013-09-16 | Removed From Ground | Gas | 6000 | Cathodically Protected Steel | Galvanized Steel | Suction: No Valve At The Tank |  |  |  | 1986-12-06
9060059 | 2 | 2013-09-16 | Removed From Ground | Gas | 4000 | Cathodically Protected Steel | Galvanized Steel | Suction: No Valve At The Tank |  |  |  | 1986-12-06
9060059 | 3 | 2013-09-16 | Removed From Ground | Gas | 4000 | Cathodically Protected Steel | Galvanized Steel | Suction: No Valve At The Tank |  |  |  | 1986-12-06
9060059 | 4 | 2013-09-26 | Removed From Ground | Used Oil | 552 | Bare Steel | Galvanized Steel | Gravity Fed | Y | 2011-11-30 12:00 | Y | 2007-09-18 12:00
9060059 | 4 |  | Currently In Use | Used Oil | 552 | Bare Steel | Galvanized Steel | Gravity Fed | Y | 2011-11-30 12:00 | Y | 2007-09-18 12:00
9060059 | 5 |  | Removed From Ground Date Unknown | Gas | 3000 | Bare Steel | Galvanized Steel | Not Marked
9060059 | 6 |  | Removed From Ground Date Unknown | Gas | 3000 | Bare Steel | Galvanized Steel | Not Marked
9060059 | 7 |  | Removed From Ground Date Unknown | Gas | 3000 | Bare Steel | Galvanized Steel | Not Marked
9060059 | 8 |  | Removed From Ground Date Unknown | Gas | 3000 | Bare Steel | Galvanized Steel | Not Marked
9060060 | 1 | 1990-01-31 | Closed In Ground | Gas | 550 | Bare Steel | Unknown | Not Marked
9060060 | 2 |  | Closed In Ground Date Unknown | Empty | 1000 | Bare Steel | Unknown | Not Marked
9060061 | 1 | 1980-01-01 | Currently In Use | Gas | 10000 | Fiberglass | Fiberglass Reinforced Plastic | Pressure |  | 2001-01-01 |  | 2001-01-01
9060061 | 2 | 1980-01-01 | Currently In Use | Gas | 10000 | Fiberglass | Fiberglass Reinforced Plastic | Pressure |  | 2001-01-01 |  | 2001-01-01
9060061 | 3 | 1980-01-01 | Currently In Use | Diesel | 10000 | Fiberglass | Fiberglass Reinforced Plastic | Pressure |  | 2001-01-01 |  | 2001-01-01
9060062 | 1 | 1990-11-11 | Removed From Ground | Gas |  | Bare Steel | Galvanized Steel | Not Marked
9060063 | 4D | 2016-09-19 | Removed From Ground | Diesel | 2500 | Fiberglass Double Walled | Fiberglass Reinforced Plastic | Suction: No Valve At The Tank |  | 1997-08-04 |  | 1997-08-04
9060063 | 5UL | 2016-09-19 | Removed From Ground | Gas | 2500 | Fiberglass Double Walled | Fiberglass Reinforced Plastic | Suction: No Valve At The Tank |  | 1997-08-04 |  | 1997-08-04
9060063 | 719D1 | 1997-09-09 | Removed From Ground | Diesel | 10000 | Bare Steel | Galvanized Steel | Suction: No Valve At The Tank
9060063 | 719G1 | 1997-09-09 | Removed From Ground | Gas | 10000 | Bare Steel | Galvanized Steel | Suction: No Valve At The Tank
9060063 | 719G2 | 1997-09-09 | Removed From Ground | Gas | 10000 | Bare Steel | Galvanized Steel | Suction: No Valve At The Tank
9060064 | 1 | 1989-08-10 | Currently In Use | Gas | 10000 | Cathodically Protected Steel | Fiberglass Reinforced Plastic | Not Marked |  | 1994-01-06 |  | 1994-01-06
9060064 | 2 | 1989-08-10 | Currently In Use | Gas | 10000 | Cathodically Protected Steel | Fiberglass Reinforced Plastic | Pressure |  | 1994-01-06 |  | 1994-01-06
9060064 | 3 | 1989-08-10 | Currently In Use | Gas | 10000 | Cathodically Protected Steel | Fiberglass Reinforced Plastic | Pressure |  | 1994-01-06 |  | 1994-01-06
9060064 | 4 | 1989-08-10 | Currently In Use | Diesel | 10000 | Cathodically Protected Steel | Fiberglass Reinforced Plastic | Pressure |  | 1994-01-06 |  | 1994-01-06
9060065 | 1 | 1990-02-15 | Removed From Ground | Gas | 10000 | Bare Steel | Galvanized Steel | Not Marked
9060066 | 722G1 | 2003-07-30 | Removed From Ground | Gas | 4000 | Bare Steel | Galvanized Steel | Pressure
9060066 | 722G2 | 2003-07-30 | Removed From Ground | Gas | 4000 | Bare Steel | Galvanized Steel | Pressure
9060067 | 1 | 1984-01-01 | Currently In Use | Diesel | 1000 | Steel-Impressed Current | Impressed Current | Suction: No Valve At The Tank | Y | 1994-08-01 12:00 |  | 1994-08-01 12:00
9060068 | 1 | 2008-04-07 | Removed From Ground | Diesel | 1000 | Fiberglass | Cathodically Protected | Suction: No Valve At The Tank |  | 1994-08-01 |  | 1994-08-01
9060069 | 1 | 1997-04-01 | Removed From Ground | Diesel | 1000 | Marked Unknown | Unknown | Not Marked
9060070 | 1 |  | Removed From Ground Date Unknown | Diesel | 10000 | Bare Steel | Galvanized Steel | Not Marked
9060070 | 2 |  | Removed From Ground Date Unknown | Gas | 10000 | Bare Steel | Galvanized Steel | Not Marked
9060071 | 1 | 1990-06-29 | Currently In Use | Gas | 10000 | Tank Jacket | Fiberglass Reinforced Plastic | Pressure |  | 1990-05-08 |  | 1990-05-08
9060071 | 2 | 1990-06-29 | Currently In Use | Gas | 10000 | Tank Jacket | Fiberglass Reinforced Plastic | Pressure |  | 1990-05-08 |  | 1990-05-08
9060071 | 3 | 1990-06-29 | Currently In Use | Gas | 8000 | Tank Jacket | Fiberglass Reinforced Plastic | Pressure |  | 1990-05-08 |  | 1990-05-08
9060071 | 4 | 1990-06-29 | Currently In Use | Diesel | 6000 | Tank Jacket | Fiberglass Reinforced Plastic | Pressure |  | 1990-05-08 |  | 1990-05-08
9060071 | 5 | 1990-06-29 | Currently In Use | Gas | 6000 | Tank Jacket | Fiberglass Reinforced Plastic | Pressure |  | 1990-05-08 |  | 1990-05-08
9060071 | 6 | 1994-02-25 | Removed From Ground | Other | 1000 | Bare Steel | Not Marked | Not Marked
9060074 | 1 | 1989-07-12 | Removed From Ground | Gas | 1000 | Bare Steel | Unknown | Not Marked
9060074 | 2 | 1989-07-12 | Removed From Ground | Diesel | 3000 | Bare Steel | Unknown | Not Marked
9060075 | 1 | 2001-05-01 | Removed From Ground | Diesel | 1000 | Fiberglass | Fiberglass Reinforced Plastic | Suction: Valve At The Tank |  | 1989-01-01 |  | 1989-01-01
9060075 | 2 | 2001-03-06 | Currently In Use | Diesel | 2000 | Double Walled | Fiberglass/Double Walled | Suction: Valve At The Tank |  | 2007-12-11 12:00 |  | 2007-12-11 12:00
9060076 | 1 | 2012-10-11 | Currently In Use | Diesel | 15000 | Epoxy | Double Walled Flex | Pressure |  | 1998-06-23 |  | 1987-01-01
9060077 | 1 | 2015-11-16 | Removed From Ground | Diesel | 500 | Double Walled | Fiberglass Reinforced Plastic | Suction: No Valve At The Tank |  | 1997-12-30 12:00 |  | 1997-12-30 12:00
9060078 | 1 | 1989-12-01 | Removed From Ground | Diesel | 10000 | Bare Steel | Galvanized Steel | Not Marked
9060078 | 2 | 1989-12-01 | Removed From Ground | Gas | 1000 | Bare Steel | Galvanized Steel | Not Marked
9060078 | 3 | 1989-12-01 | Removed From Ground | Gas | 1000 | Bare Steel | Galvanized Steel | Not Marked
9060078 | 4 | 1989-12-01 | Removed From Ground | Empty | 1000 | Bare Steel | Galvanized Steel | Not Marked
9060079 | 1 | 2014-12-30 | Temporarily Out Of Use | Diesel | 10000 | Fiberglass Double Walled | Fiberglass/Double Walled | Pressure |  | 1988-01-01 |  | 1988-01-01
9060079 | 2 | 2014-12-30 | Temporarily Out Of Use | Diesel | 10000 | Fiberglass Double Walled | Fiberglass/Double Walled | Pressure |  | 1988-01-01 |  | 1988-01-01
9060081 | 1 | 1988-08-18 | Removed From Ground | Gas | 8000 | Bare Steel | Unknown | Not Marked
9060081 | 2 | 1988-08-18 | Removed From Ground | Gas | 6000 | Bare Steel | Unknown | Not Marked
9060081 | 3 | 1988-08-18 | Removed From Ground | Gas | 5000 | Bare Steel | Unknown | Not Marked
9060081 | 4 | 1988-08-18 | Removed From Ground | Other | 550 | Bare Steel | Unknown | Not Marked
9060081 | 5 | 2013-12-06 | Currently In Use | Gas | 10000 | Composite | Fiberglass Reinforced Plastic | Pressure | N | 2013-10-01 | N | 2013-10-01
9060081 | 6 | 2013-12-06 | Currently In Use | Gas | 10000 | Composite | Fiberglass Reinforced Plastic | Pressure | N | 2013-10-01 | N | 2013-10-01
9060081 | 7 | 2013-12-06 | Currently In Use | Gas | 10000 | Composite | Fiberglass Reinforced Plastic | Pressure | Y | 2013-10-01 | Y | 2013-10-01
9060082 | 1 | 1986-10-01 | Currently In Use | Gas | 12000 | Fiberglass | Fiberglass Reinforced Plastic | Pressure |  | 1987-01-01 |  | 1987-01-01
9060082 | 2 | 1986-10-01 | Currently In Use | Gas | 12000 | Fiberglass | Fiberglass Reinforced Plastic | Pressure |  | 1987-01-01 |  | 1987-01-01
9060082 | 3 | 1986-10-01 | Currently In Use | Gas | 12000 | Fiberglass | Fiberglass Reinforced Plastic | Pressure |  | 1987-01-01 |  | 1987-01-01
9060083 | 1 | 1989-10-04 | Removed From Ground | Diesel | 8000 | Bare Steel | Galvanized Steel | Not Marked
9060084 | 1 | 1992-11-17 | Removed From Ground | Gas | 10000 | Bare Steel | Bare Steel | Suction: No Valve At The Tank
9060084 | 2 | 1995-06-04 | Removed From Ground | Diesel | 10000 | Bare Steel | Fiberglass Reinforced Plastic | Suction: No Valve At The Tank
9060086 | 1 |  | Closed In Ground Date Unknown | Gas | 5000 | Bare Steel | Unknown | Not Marked
9060086 | 2 | 1994-05-01 | Closed In Ground | Heating Oil | 10000 | Bare Steel | Bare Steel | Suction: No Valve At The Tank
9060086 | 3 | 1994-05-01 | Closed In Ground | Heating Oil | 10000 | Bare Steel | Bare Steel | Suction: No Valve At The Tank
9060086 | 4 | 1994-05-01 | Closed In Ground | Heating Oil | 10000 | Bare Steel | Bare Steel | Suction: No Valve At The Tank
9060086 | 5 | 1994-05-01 | Closed In Ground | Diesel | 10000 | Bare Steel | Bare Steel | Suction: No Valve At The Tank
9060087 | 1 | 1999-11-22 | Removed From Ground | Other | 1000 | Bare Steel | Galvanized Steel | Suction: No Valve At The Tank
9060087 | 2 | 1999-11-22 | Removed From Ground | Other | 1000 | Bare Steel | Galvanized Steel | Suction: No Valve At The Tank
9060087 | 3 | 1999-11-22 | Removed From Ground | Other | 1000 | Bare Steel | Galvanized Steel | Suction: No Valve At The Tank
9060087 | 4 | 1999-11-22 | Removed From Ground | Used Oil | 750 | Bare Steel | Galvanized Steel | Not Marked | Y |  | Y
9060087 | 5 | 1999-11-22 | Removed From Ground | Used Oil | 150 | Bare Steel | Galvanized Steel | Gravity Fed | Y |  | Y
9060087 | 6 | 1999-11-22 | Removed From Ground | Other | 3000 | Bare Steel | Galvanized Steel | Suction: No Valve At The Tank
9060087 | 7 | 2013-10-16 | Removed From Ground | Not Marked | 500 | Bare Steel |  |  | N |  | N
9060088 | 1 | 1991-07-15 | Removed From Ground | Diesel | 10000 | Bare Steel | Bare Steel | Not Marked
9060088 | 2 | 1991-07-15 | Removed From Ground | Gas | 10000 | Bare Steel | Bare Steel | Not Marked
9060088 | 3 | 1991-07-15 | Removed From Ground | Gas | 2000 | Bare Steel | Bare Steel | Not Marked
9060088 | 4 | 1991-07-01 | Removed From Ground | Gas | 8000 | Not Marked/Unknown | Bare Steel | Not Marked
9060088 | 5 | 1991-07-01 | Removed From Ground | Diesel | 12000 | Not Marked/Unknown | Galvanized Steel | Not Marked
9060089 | 1 | 1991-07-15 | Removed From Ground | Diesel | 12000 | Bare Steel | Bare Steel | Not Marked
9060089 | 2 | 1991-07-15 | Removed From Ground | Gas | 8000 | Bare Steel | Bare Steel | Not Marked
9060090 | 1 | 1993-03-10 | Currently In Use | Diesel | 10000 | Cathodically Protected Steel | Fiberglass/Double Walled | Pressure |  | 1993-03-10 |  | 1993-03-10
9060090 | 2 | 1993-03-10 | Currently In Use | Gas | 10000 | Cathodically Protected Steel | Fiberglass/Double Walled | Pressure |  | 1993-03-10 |  | 1993-03-10
9060090 | 3 | 1993-03-10 | Currently In Use | Gas | 10000 | Cathodically Protected Steel | Fiberglass/Double Walled | Pressure |  | 1993-03-10 |  | 1993-03-10
9060090 | 4 | 1994-01-01 | Currently In Use | Other | 10000 | Fiberglass | Fiberglass/Double Walled | Pressure |  | 1994-01-01 |  | 1994-01-01
9060091 | 1 | 1989-04-18 | Currently In Use | Gas | 10000 | Fiberglass | Fiberglass Reinforced Plastic | Pressure |  | 1989-01-01 |  | 1989-01-01
9060091 | 2 | 1989-04-18 | Currently In Use | Gas | 10000 | Fiberglass | Fiberglass Reinforced Plastic | Pressure |  | 1989-01-01 |  | 1989-01-01
9060091 | 3 | 1989-04-18 | Currently In Use | Gas | 10000 | Fiberglass | Fiberglass Reinforced Plastic | Pressure |  | 1989-01-01 |  | 1989-01-01
9060092 | 1 | 2001-11-14 | Removed From Ground | Diesel | 275 | Cathodically Protected Steel | Double Walled | Not Marked |  | 1997-12-30 |  | 1997-12-30
9060092 | 1 |  | Currently In Use | Diesel | 275 | Cathodically Protected Steel | Double Walled | Not Marked |  | 1997-12-30 |  | 1997-12-30
9060093 | 1 | 1988-12-08 | Removed From Ground | Other | 10000 | Bare Steel | Galvanized Steel | Not Marked
9060094 | 1 | 1990-01-02 | Currently In Use | Diesel | 20000 | Fiberglass Double Walled | Fiberglass Reinforced Plastic | Pressure |  | 1999-12-09 |  | 1990-01-02
9060094 | 2 | 1990-01-02 | Currently In Use | Gas | 20000 | Fiberglass Double Walled | Fiberglass Reinforced Plastic | Pressure |  | 1990-01-02 |  | 1990-01-02
9060095 | 1 | 1990-04-30 | Removed From Ground | Gas | 3000 | Bare Steel | Not Marked | Not Marked
9060095 | 2 | 1990-04-30 | Removed From Ground | Gas | 5000 | Bare Steel | Not Marked | Not Marked
9060096 | 1 | 1990-02-26 | Removed From Ground | Gas | 4000 | Bare Steel | Galvanized Steel | Not Marked
9060096 | 2 | 1990-02-26 | Removed From Ground | Gas | 4000 | Bare Steel | Galvanized Steel | Not Marked
9060096 | 3 | 1990-02-26 | Removed From Ground | Gas | 4000 | Bare Steel | Galvanized Steel | Not Marked
9060096 | 4 | 1990-02-26 | Removed From Ground | Gas | 4000 | Bare Steel | Galvanized Steel | Not Marked
9060096 | 5 | 1990-02-26 | Removed From Ground | Used Oil | 550 | Bare Steel | Galvanized Steel | Not Marked | Y |  | Y
9060098 | 1 | 2008-09-10 | Removed From Ground | Diesel | 10000 | Tank Jacket | Double Walled Flex | Suction: Valve At The Tank |  | 1998-07-01 |  | 1998-07-01
9060098 | 2 | 1998-06-01 | Removed From Ground | Diesel | 1000 | Bare Steel | Bare Steel | Suction: Valve At The Tank
9060098 | 3 | 1998-11-01 | Closed In Ground | Diesel | 250 | Not Marked/Unknown | Not Marked | Not Marked
9060098 | 4 | 2008-09-10 | Removed From Ground | Diesel | 1000 | Composite Double Walled | Double Walled Flex | Suction: Valve At The Tank |  | 1998-06-01 |  | 1998-06-01
9060100 | 1 | 1995-04-06 | Removed From Ground | Diesel | 300 | Epoxy | Copper | Suction: Valve At The Tank
9060100 | 2 | 1995-06-01 | Currently In Use | Diesel | 280 | Fiberglass Double Walled | Single Wall Flex | Suction: No Valve At The Tank | N | 1995-06-01 | N | 2004-11-01
9060101 | 1 | 1992-05-01 | Removed From Ground | Diesel | 5000 | Bare Steel | Bare Steel | Not Marked
9060101 | 2 | 1992-05-01 | Removed From Ground | Diesel | 1000 | Bare Steel | Bare Steel | Not Marked
9060101 | 3 | 1990-05-01 | Removed From Ground | Diesel | 6000 | Bare Steel | Bare Steel | Not Marked
9060101 | 4A | 2003-11-06 | Removed From Ground | Gas | 3000 | Cathodically Protected Steel | Cathodically Protected | Suction: Valve At The Tank |  | 1998-10-12 |  | 1998-10-12
9060101 | 4B | 2003-11-06 | Removed From Ground | Diesel | 3000 | Cathodically Protected Steel | Cathodically Protected | Suction: Valve At The Tank |  | 1998-10-12 |  | 1998-10-12
9060102 | 1 | 1997-02-25 | Removed From Ground | Diesel | 10000 | Bare Steel | Galvanized Steel | Not Marked
9060102 | 2 | 1997-02-25 | Removed From Ground | Gas | 10000 | Bare Steel | Galvanized Steel | Not Marked
9060102 | 3 | 1997-02-25 | Removed From Ground | Used Oil | 550 | Bare Steel | Galvanized Steel | Not Marked | Y |  | Y
9060102 | 4 | 1997-02-25 | Removed From Ground | Used Oil | 550 | Bare Steel | Galvanized Steel | Not Marked | Y |  | Y
9060102 | A | 1990-09-25 | Removed From Ground | Diesel | 8000 | Not Marked/Unknown | Not Marked | Not Marked
9060102 | B | 1990-09-25 | Removed From Ground | Diesel | 6000 | Not Marked/Unknown | Not Marked | Not Marked
9060102 | C | 1990-09-25 | Removed From Ground | Gas | 6000 | Not Marked/Unknown | Not Marked | Not Marked
9060102 | D | 1990-01-01 | Removed From Ground | Used Oil | 550 | Not Marked/Unknown | Not Marked | Not Marked | Y |  | Y
9060103 | 1 | 1989-01-03 | Removed From Ground | Gas | 10000 | Marked Unknown | Unknown | Not Marked
9060103 | 2 | 1989-01-03 | Removed From Ground | Gas | 10000 | Marked Unknown | Unknown | Not Marked
9060103 | 3 | 1993-10-15 | Removed From Ground | Used Oil | 550 | Bare Steel | Galvanized Steel | Suction: Valve At The Tank | Y |  | Y
9060104 | 1 | 1996-06-01 | Removed From Ground | Gas | 12000 | Fiberglass | Galvanized Steel | Not Marked
9060104 | 2 | 1996-06-01 | Removed From Ground | Gas | 12000 | Fiberglass | Galvanized Steel | Not Marked
9060104 | 3 | 1996-06-01 | Removed From Ground | Other | 550 | Fiberglass | Galvanized Steel | Not Marked
9060104 | 4 | 1996-06-01 | Removed From Ground | Used Oil | 550 | Fiberglass | Fiberglass Reinforced Plastic | Not Marked | Y |  | Y
9060105 | 160-FO1 | 1992-02-20 | Removed From Ground | Heating Oil | 290 | Bare Steel | Unknown | Not Marked
9060106 | 164-MG1 | 1991-10-17 | Removed From Ground | Gas | 300 | Bare Steel | Bare Steel | Suction: Valve At The Tank
9060107 | 200-DF1 | 2011-03-01 | Temporarily Out Of Use | Empty | 10000 | Fiberglass Double Walled | Fiberglass Reinforced Plastic | Pressure |  | 1998-06-01 |  | 1998-06-01
9060108 | 205-MG1 | 1990-01-01 | Removed From Ground | Gas | 500 | Marked Unknown | Bare Steel | Not Marked
9060109 | 207-DF1 | 1990-01-01 | Removed From Ground | Diesel | 500 | Marked Unknown | Unknown | Not Marked
9060110 | 208-FO1 | 1990-01-01 | Removed From Ground | Heating Oil | 300 | Bare Steel | Unknown | Not Marked
9060111 | 214-DF1 | 1990-01-01 | Removed From Ground | Diesel | 500 | Bare Steel | Unknown | Not Marked
9060111 | 214-DF2 | 1990-01-01 | Removed From Ground | Diesel | 300 | Bare Steel | Unknown | Not Marked
9060112 | 302-SOL1 | 1991-11-21 | Removed From Ground | Other | 500 | Bare Steel | Unknown | Not Marked
9060112 | 302-SOV2 | 1991-11-12 | Removed From Ground | Other | 300 | Bare Steel |  |  | N |  | N
9060113 | 326-DF1 |  | Removed From Ground Date Unknown | Diesel | 300 | Marked Unknown | Unknown | Not Marked
9060114 | 350-DF1 | 1991-12-17 | Removed From Ground | Diesel | 10000 | Bare Steel | Bare Steel | Not Marked
9060114 | 350-DF2 | 2011-09-01 | Removed From Ground | Diesel | 10000 | Fiberglass Double Walled | Fiberglass/Double Walled | Pressure |  | 1998-10-01 |  | 1998-10-01
9060114 | 350-MG1 | 1991-12-17 | Removed From Ground | Gas | 10000 | Bare Steel | Bare Steel | Not Marked
9060114 | 350-MG2 | 1991-12-17 | Removed From Ground | Gas | 12000 | Bare Steel | Bare Steel | Not Marked
9060114 | 350-MG3 | 2011-09-01 | Removed From Ground | Gas | 10000 | Fiberglass Double Walled | Fiberglass/Double Walled | Pressure |  | 1998-10-01 |  | 1998-10-01
9060115 | 370-WO1 | 1993-01-01 | Removed From Ground | Used Oil | 500 | Bare Steel | Unknown | Not Marked | Y |  | Y
9060117 | 651-MG1 | 1998-10-15 | Removed From Ground | Gas | 1000 | Double Walled | Bare Steel | Suction: No Valve At The Tank |  | 1992-01-01 |  | 1992-01-01
9060118 | 1 | 1995-12-27 | Removed From Ground | Diesel | 550 | Bare Steel | Bare Steel | Not Marked
9060119 | 1 | 1997-10-01 | Removed From Ground | Diesel | 1000 | Bare Steel | Galvanized Steel | Not Marked
9060120 | 1 | 1996-08-02 | Removed From Ground | Gas | 3000 | Bare Steel | Bare Steel | Suction: No Valve At The Tank
9060121 | 1 | 1993-12-26 | Removed From Ground | Gas | 10000 | Cathodically Protected Steel | Galvanized Steel | Not Marked
9060122 | 1 | 1987-01-01 | Currently In Use | Gas | 12000 | Fiberglass | Cathodically Protected | Suction: No Valve At The Tank |  | 1993-04-01 |  | 1993-04-01
9060122 | 10 | 2015-10-14 | Closed In Ground | Kerosene | 2000 | Fiberglass | Fiberglass Reinforced Plastic | Suction: No Valve At The Tank |  | 1998-12-01 |  | 1998-12-01
9060122 | 11 | 2010-10-06 | Removed From Ground | Other | 2000 | Double Walled | Fiberglass Reinforced Plastic | Suction: Valve At The Tank |  | 1999-03-01 |  | 1999-03-01
9060122 | 2 | 1987-01-01 | Currently In Use | Gas | 12000 | Fiberglass | Cathodically Protected | Suction: No Valve At The Tank |  | 1998-12-01 |  | 1998-12-01
9060122 | 3 | 1987-01-01 | Currently In Use | Diesel | 12000 | Fiberglass | Cathodically Protected | Suction: No Valve At The Tank |  | 1998-12-01 |  | 1998-12-01
9060122 | 4 | 2003-03-11 | Currently In Use | Used Oil | 6000 | Fiberglass | Cathodically Protected | Gravity Fed | Y | 2009-03-30 12:00 | Y | 2009-03-30 12:00
9060122 | 5 | 2015-10-14 | Closed In Ground | Other | 4000 | Fiberglass | Cathodically Protected | Suction: No Valve At The Tank |  | 1998-12-01 |  | 1998-12-01
9060122 | 6 | 1999-03-01 | Removed From Ground | Other | 2000 | Fiberglass | Fiberglass Reinforced Plastic | Suction: Valve At The Tank
9060122 | 7 | 2015-10-13 | Closed In Ground | Other | 2000 | Fiberglass | Fiberglass Reinforced Plastic | Suction: No Valve At The Tank |  | 1998-12-01 |  | 1998-12-01
9060122 | 8 | 2015-10-13 | Closed In Ground | Other | 2000 | Fiberglass | Fiberglass Reinforced Plastic | Suction: No Valve At The Tank |  | 1998-12-01 |  | 1998-12-01
9060122 | 9 | 2015-10-15 | Closed In Ground | Kerosene | 2000 | Fiberglass | Fiberglass Reinforced Plastic | Suction: No Valve At The Tank | N | 1987-01-01 | N | 1987-01-01
9060123 | 1 | 1991-11-08 | Removed From Ground | Diesel | 5000 | Bare Steel | Bare Steel | Suction: Valve At The Tank
9060124 | 1 | 2002-06-14 | Removed From Ground | Gas | 6000 | Steel-Impressed Current | Cathodically Protected | Not Marked |  | 1999-02-11 |  | 1999-02-11
9060124 | 2 | 2002-06-14 | Removed From Ground | Diesel | 4000 | Steel-Impressed Current | Cathodically Protected | Not Marked |  | 1999-02-11 |  | 1999-02-11
9060124 | 3 | 2002-06-14 | Removed From Ground | Gas | 4000 | Steel-Impressed Current | Cathodically Protected | Not Marked |  | 1999-02-11 |  | 1999-02-11
9060124 | 4 | 2002-06-14 | Removed From Ground | Gas | 4000 | Steel-Impressed Current | Cathodically Protected | Not Marked |  | 1999-02-11 |  | 1999-02-11
9060124 | 5 | 2002-06-14 | Removed From Ground | Gas | 4000 | Steel-Impressed Current | Cathodically Protected | Not Marked |  | 1999-02-11 |  | 1999-02-11
9060124 | 6 | 2002-06-01 | Currently In Use | Diesel | 12000 | Fiberglass | Fiberglass Reinforced Plastic | Pressure | N | 2002-06-01 | N | 2002-06-01
9060124 | 7 | 2002-06-01 | Currently In Use | Gas | 12000 | Fiberglass | Fiberglass Reinforced Plastic | Pressure | N | 2002-06-01 | N | 2002-06-01
9060124 | 8 | 2002-06-01 | Currently In Use | Gas | 8000 | Fiberglass | Fiberglass Reinforced Plastic | Pressure | N | 2002-06-01 | N | 2002-06-01
9060127 | 1 | 1988-04-13 | Currently In Use | Gas | 10000 | Steel-Galvanic | Galvanic | Pressure |  | 1988-04-13 |  | 1988-04-13
9060127 | 2 | 1988-04-13 | Currently In Use | Gas | 10000 | Steel-Galvanic | Galvanic | Pressure |  | 1988-04-13 |  | 1988-04-13
9060127 | 3 | 1988-04-13 | Currently In Use | Gas | 10000 | Steel-Galvanic | Galvanic | Pressure |  | 1988-04-13 |  | 1988-04-13
9060127 | 4 | 1988-04-13 | Currently In Use | Gas | 10000 | Steel-Galvanic | Galvanic | Pressure |  | 1988-04-13 |  | 1988-04-13
9060128 | 1 | 1990-12-11 | Removed From Ground | Gas | 2000 | Bare Steel | Galvanized Steel | Not Marked
9060129 | 1 | 1991-11-20 | Removed From Ground | Hazardous Substance | 6000 | Bare Steel | Bare Steel | Not Marked
9060129 | 2 | 1991-11-20 | Removed From Ground | Hazardous Substance | 6000 | Bare Steel | Bare Steel | Not Marked
9060130 | 1 | 1999-02-09 | Removed From Ground | Other | 10673 | Marked Unknown | Galvanized Steel | Not Marked
9060130 | 2 | 1999-02-09 | Removed From Ground | Other | 10153 | Marked Unknown | Galvanized Steel | Not Marked
9060130 | 3 | 1999-02-09 | Removed From Ground | Other | 10673 | Marked Unknown | Galvanized Steel | Not Marked
9060130 | 4 | 1999-02-09 | Removed From Ground | Other | 1003 | Marked Unknown | Galvanized Steel | Not Marked
9060130 | 5 | 1999-02-09 | Removed From Ground | Other | 1000 | Marked Unknown | Galvanized Steel | Not Marked
9060133 | 1 | 1999-01-01 | Currently In Use | Diesel | 20000 | Fiberglass | Double Walled | Pressure |  | 1999-01-01 |  | 1999-01-01
9060133 | 2 | 1999-01-01 | Currently In Use | Diesel | 20000 | Fiberglass | Double Walled | Pressure |  | 1999-01-01 |  | 1999-01-01
9060133 | AF-1 | 1994-10-07 | Removed From Ground | Other | 600 | Fiberglass | Galvanized Steel | Pressure
9060133 | ATF-1 | 1994-10-07 | Removed From Ground | Other | 1000 | Fiberglass | Galvanized Steel | Pressure
9060133 | D-1 | 1994-10-07 | Removed From Ground | Diesel | 20000 | Fiberglass | Galvanized Steel | Pressure
9060133 | D-2 | 1994-10-07 | Removed From Ground | Diesel | 20000 | Fiberglass | Galvanized Steel | Pressure
9060133 | D-3 | 1994-10-07 | Removed From Ground | Diesel | 12000 | Fiberglass | Galvanized Steel | Pressure
9060133 | MO-1 | 1994-10-07 | Removed From Ground | Other | 1000 | Fiberglass | Galvanized Steel | Pressure
9060133 | WO-1 | 1994-10-07 | Removed From Ground | Used Oil | 600 | Fiberglass | Galvanized Steel | Pressure | Y |  | Y
9060134 | 1 | 1986-08-01 | Removed From Ground | Diesel | 10000 | Bare Steel | Unknown | Not Marked
9060134 | 2 | 1986-08-01 | Removed From Ground | Gas | 2000 | Bare Steel | Unknown | Not Marked
9060134 | 3 | 1994-05-01 | Removed From Ground | Diesel | 4000 | Fiberglass | Fiberglass Reinforced Plastic | Not Marked
9060134 | 4 | 1994-05-01 | Removed From Ground | Gas | 2000 | Fiberglass | Fiberglass Reinforced Plastic | Not Marked
9060135 | 1 | 2001-01-18 | Removed From Ground | Diesel | 5000 | Fiberglass | Galvanized Steel | Not Marked
9060136 | 1 | 1987-10-05 | Removed From Ground | Gas | 3000 | Bare Steel | Unknown | Not Marked
9060136 | 2 | 1987-10-05 | Removed From Ground | Gas | 5000 | Bare Steel | Unknown | Not Marked
9060137 | 1 | 1988-11-15 | Removed From Ground | Empty | 1000 | Bare Steel | Galvanized Steel | Not Marked
9060137 | 1R1 | 1993-08-25 | Removed From Ground | Diesel | 1000 | Fiberglass | Galvanized Steel | Suction: No Valve At The Tank
9060137 | 2 | 1988-11-15 | Removed From Ground | Gas | 550 | Bare Steel | Galvanized Steel | Not Marked
9060137 | 3 | 1988-11-15 | Removed From Ground | Empty | 1000 | Bare Steel | Galvanized Steel | Not Marked
9060137 | 4 | 1988-11-15 | Removed From Ground | Diesel | 1000 | Bare Steel | Galvanized Steel | Not Marked
9060137 | 5 | 1993-08-25 | Removed From Ground | Other | 2000 | Bare Steel | Galvanized Steel | Suction: Valve At The Tank
9060138 | 1 | 1990-05-03 | Removed From Ground | Diesel | 1000 | Fiberglass | Galvanized Steel | Not Marked
9060138 | 2 | 1990-05-03 | Removed From Ground | Used Oil | 550 | Fiberglass | Galvanized Steel | Not Marked | Y |  | Y
9060139 | 1 | 1987-02-17 | Removed From Ground | Empty | 500 | Bare Steel | Galvanized Steel | Not Marked
9060139 | 1R1 |  | Currently In Use | Other | 2000 | Fiberglass | Galvanized Steel | Suction: Valve At The Tank
9060139 | 2 | 1988-11-15 | Removed From Ground | Diesel | 2000 | Bare Steel | Galvanized Steel | Not Marked
9060139 | 2R1 |  | Currently In Use | Other | 2000 | Fiberglass | Galvanized Steel | Suction: Valve At The Tank
9060139 | 3 | 1988-11-15 | Removed From Ground | Diesel | 2000 | Bare Steel | Galvanized Steel | Not Marked
9060139 | 4 | 1988-07-08 | Removed From Ground | Other | 564 | Bare Steel | Galvanized Steel | Not Marked
9060139 | 5 | 1988-07-08 | Removed From Ground | Other | 564 | Bare Steel | Galvanized Steel | Not Marked
9060139 | 6 | 1988-07-08 | Removed From Ground | Other | 564 | Bare Steel | Galvanized Steel | Not Marked
9060139 | 7 | 1988-07-08 | Removed From Ground | Empty | 564 | Bare Steel | Galvanized Steel | Not Marked
9060139 | 8 | 1988-11-15 | Removed From Ground | Empty | 500 | Bare Steel | Galvanized Steel | Not Marked
9060139 | 9 |  | Currently In Use | Other | 2000 | Bare Steel | Galvanized Steel | Not Marked
9060140 | 1 | 1990-03-01 | Removed From Ground | Gas | 2000 | Bare Steel | Galvanized Steel | Not Marked
9060140 | 2 | 1990-03-01 | Removed From Ground | Gas | 2000 | Bare Steel | Galvanized Steel | Not Marked
9060142 | 1 | 1990-03-31 | Closed In Ground | Heating Oil | 12000 | Bare Steel | Unknown | Not Marked
9060143 | 1 | 1990-03-31 | Closed In Ground | Heating Oil | 12000 | Bare Steel | Unknown | Not Marked
9060143 | 2 | 1990-03-31 | Closed In Ground | Heating Oil | 12000 | Bare Steel | Unknown | Not Marked
9060143 | 3 | 1990-03-31 | Closed In Ground | Heating Oil | 12000 | Bare Steel | Unknown | Not Marked
9060144 | SEARS-W/O | 1990-09-30 | Removed From Ground | Used Oil | 550 | Bare Steel | Bare Steel | Not Marked | Y |  | Y
9060145 | 1 | 1990-09-25 | Removed From Ground | Gas | 4000 | Bare Steel | Galvanized Steel | Not Marked
9060145 | 2 | 1990-09-25 | Removed From Ground | Used Oil | 550 | Bare Steel | Galvanized Steel | Not Marked | Y |  | Y
9060146 | 1 | 1990-06-25 | Removed From Ground | Used Oil | 500 | Bare Steel | Galvanized Steel | Not Marked | Y |  | Y
9060147 | 1 | 2011-02-21 | Currently In Use | Diesel | 15000 | Steel-Impressed Current | Impressed Current | Suction: Valve At The Tank |  | 2011-01-01 12:00 |  | 2011-01-01 12:00
9060147 | 2 | 2011-02-21 | Currently In Use | Diesel | 15000 | Steel-Impressed Current | Impressed Current | Suction: Valve At The Tank |  | 2011-01-01 12:00 |  | 2011-01-01 12:00
9060147 | 3 | 2011-02-21 | Currently In Use | Diesel | 20000 | Steel-Impressed Current | Impressed Current | Suction: Valve At The Tank |  | 2011-01-01 12:00 |  | 2011-01-01 12:00
9060148 | 1 | 2010-05-27 | Closed In Ground | Diesel | 2000 | Fiberglass | Copper | Suction: Valve At The Tank |  | 1998-04-15 |  | 1998-04-15
9060149 | 1 | 2001-02-01 | Removed From Ground | Diesel | 6000 | Not Marked/Unknown | Fiberglass Reinforced Plastic | Suction: Valve At The Tank |  | 1990-08-01 |  | 1990-08-01
9060149 | 2 | 2001-02-01 | Removed From Ground | Diesel | 6000 | Not Marked/Unknown | Fiberglass Reinforced Plastic | Suction: Valve At The Tank |  | 1990-08-01 |  | 1990-08-01
9060149 | 3 | 1994-08-01 | Closed In Ground | Empty | 10000 | Bare Steel | Fiberglass Reinforced Plastic | Not Marked
9060150 | 1 | 1996-11-11 | Removed From Ground | Diesel | 1000 | Bare Steel | Bare Steel | Suction: No Valve At The Tank
9060151 | 1 | 1987-07-16 | Removed From Ground | Diesel | 10000 | Bare Steel | Unknown | Not Marked
9060151 | 2 | 1994-09-20 | Removed From Ground | Diesel | 10000 | Cathodically Protected Steel | Galvanized Steel | Not Marked
9060152 | 1 | 1995-09-09 | Removed From Ground | Other | 15000 | Bare Steel | Copper | Suction: Valve At The Tank
9060152 | 2 | 1995-09-15 | Currently In Use | Diesel | 6000 | Double Walled | Copper | Suction: Valve At The Tank |  | 1995-09-15 |  | 1995-09-15
9060153 | 1 | 1994-07-19 | Removed From Ground | Gas | 12000 | Bare Steel | Galvanized Steel | Not Marked
9060153 | 2 | 1994-07-19 | Removed From Ground | Diesel | 6000 | Bare Steel | Galvanized Steel | Not Marked
9060153 | 3 | 1994-07-19 | Removed From Ground | Gas | 12000 | Bare Steel | Galvanized Steel | Not Marked
9060154 | J355528 | 1987-11-01 | Currently In Use | New Oil | 3000 | Composite Double Walled | Galvanic | Suction: Valve At The Tank |  | 1998-07-01 |  | 1998-07-01
9060154 | J355529 | 1987-11-01 | Currently In Use | Used Oil | 3000 | Double Walled | Cathodically Protected | Gravity Fed | Y | 1998-07-01 | Y | 1998-07-01
9060154 | J355537 | 1987-11-01 | Currently In Use | New Oil | 1500 | Composite Double Walled | Galvanic | Suction: Valve At The Tank |  | 1998-07-01 |  | 1998-07-01
9060155 | 1 | 2006-09-27 | Removed From Ground | Diesel | 10000 | Double Walled | Fiberglass Reinforced Plastic | Pressure |  | 1990-07-01 |  | 1990-07-01
9060155 | 1 |  | Currently In Use | Diesel | 10000 | Double Walled | Fiberglass Reinforced Plastic | Pressure |  | 1990-07-01 |  | 1990-07-01
9060155 | 2 | 2006-09-27 | Removed From Ground | Gas | 10000 | Double Walled | Fiberglass Reinforced Plastic | Pressure |  | 1990-07-01 |  | 1990-07-01
9060155 | 2 |  | Currently In Use | Gas | 10000 | Double Walled | Fiberglass Reinforced Plastic | Pressure |  | 1990-07-01 |  | 1990-07-01
9060155 | 3 | 1997-11-01 | Removed From Ground | Gas | 6000 | Bare Steel | Bare Steel | Not Marked
9060156 | 1 | 1993-02-18 | Removed From Ground | Gas | 6000 | Bare Steel | Galvanized Steel | Not Marked
9060156 | 2 | 1993-02-18 | Removed From Ground | Gas | 6000 | Bare Steel | Galvanized Steel | Not Marked
9060156 | 3 | 1993-02-18 | Removed From Ground | Diesel | 6000 | Bare Steel | Galvanized Steel | Not Marked
9060156 | 4 | 1993-02-18 | Removed From Ground | Diesel | 6000 | Bare Steel | Galvanized Steel | Not Marked
9060157 | 1 | 1990-06-29 | Removed From Ground | Used Oil | 3000 | Bare Steel | Unknown | Not Marked | Y |  | Y
9060157 | 2 | 1990-06-29 | Removed From Ground | Diesel | 10000 | Bare Steel | Unknown | Not Marked
9060159 | 1 | 1990-01-23 | Removed From Ground | Gas | 4000 | Bare Steel | Galvanized Steel | Not Marked
9060159 | 2 | 1990-01-23 | Removed From Ground | Gas | 4000 | Bare Steel | Galvanized Steel | Not Marked
9060159 | 3 | 1990-01-23 | Removed From Ground | Kerosene | 4000 | Bare Steel | Galvanized Steel | Not Marked
9060160 | 1 | 1993-03-02 | Removed From Ground | Hazardous Substance | 5000 | Bare Steel | Bare Steel | Not Marked
9060160 | 2 | 1993-03-02 | Removed From Ground | Hazardous Substance | 5000 | Bare Steel | Bare Steel | Not Marked
9060160 | 3 | 1993-03-02 | Removed From Ground | Hazardous Substance | 3000 | Bare Steel | Bare Steel | Not Marked
9060162 | 1 | 1990-01-23 | Removed From Ground | Diesel | 3000 | Bare Steel | Galvanized Steel | Not Marked
9060164 | 1 | 1990-10-30 | Removed From Ground | Gas | 5000 | Bare Steel | Galvanized Steel | Not Marked
9060166 | 10 | 1991-03-26 | Closed In Ground | Hazardous Substance | 1000 | Bare Steel | Not Marked | Not Marked
9060166 | 11 | 1991-03-26 | Closed In Ground | Hazardous Substance | 1000 | Bare Steel | Not Marked | Not Marked
9060166 | 9 | 1991-03-27 | Closed In Ground | Hazardous Substance | 1000 | Bare Steel | Not Marked | Not Marked
9060168 | 1 |  | Removed From Ground Date Unknown | Gas | 9741 | Double Walled | Fiberglass Reinforced Plastic | Not Marked |  | 1993-11-08 |  | 1993-11-08
9060168 | 2 |  | Removed From Ground Date Unknown | Gas | 9741 | Double Walled | Fiberglass Reinforced Plastic | Not Marked |  | 1993-11-08 |  | 1993-11-08
9060168 | 3 |  | Removed From Ground Date Unknown | Gas | 9741 | Double Walled | Fiberglass Reinforced Plastic | Not Marked |  | 1993-11-08 |  | 1993-11-08
9060169 | 1 | 1988-05-31 | Currently In Use | Gas | 12000 | Fiberglass | Copper | Pressure |  | 1994-03-01 |  | 1994-03-01
9060169 | 2 | 1988-05-31 | Currently In Use | Gas | 12000 | Fiberglass | Copper | Pressure |  | 1994-03-01 |  | 1994-03-01
9060169 | 3 | 1988-05-31 | Currently In Use | Gas | 12000 | Fiberglass | Copper | Pressure |  | 1994-03-01 |  | 1994-03-01
9060169 | 4 | 1988-05-31 | Currently In Use | Gas | 12000 | Fiberglass | Copper | Pressure |  | 1994-03-01 |  | 1994-03-01
9060170 | 1 | 2001-10-18 | Removed From Ground | Diesel | 275 | Cathodically Protected Steel | Double Walled | Not Marked |  | 1997-12-30 |  | 1997-12-30
9060170 | 1 |  | Currently In Use | Diesel | 275 | Cathodically Protected Steel | Double Walled | Not Marked |  | 1997-12-30 |  | 1997-12-30
9060171 | 10705-1 | 1993-03-31 | Removed From Ground | Gas | 550 | Bare Steel | Galvanized Steel | Not Marked
9060171 | 10705-2 | 1993-03-31 | Removed From Ground | Diesel | 255 | Bare Steel | Galvanized Steel | Not Marked
9060171 | 705D1 | 2003-07-14 | Removed From Ground | Diesel | 1000 | Bare Steel | Galvanized Steel | Suction: No Valve At The Tank
9060171 | 705G1 | 2003-07-14 | Removed From Ground | Gas | 4000 | Bare Steel | Galvanized Steel | Suction: No Valve At The Tank
9060171 | T-001 | 2014-09-01 | Currently In Use | Gas | 12000 | Fiberglass Double Walled | Fiberglass/Double Walled | Pressure | N | 2015-01-01 | N | 2014-09-01
9060171 | T-002 | 2014-09-01 | Currently In Use | Diesel | 12000 | Fiberglass Double Walled | Fiberglass/Double Walled | Pressure | N | 2015-01-01 | N | 2014-09-01
9060172 | 1 | 1988-05-01 | Currently In Use | Gas | 10000 | Fiberglass | Fiberglass/Double Walled | Pressure |  | 1990-07-19 |  | 1990-07-19
9060172 | 2 | 1988-05-01 | Currently In Use | Gas | 10000 | Fiberglass | Fiberglass/Double Walled | Pressure |  | 1990-07-19 |  | 1990-07-19
9060172 | 3 | 1988-05-01 | Currently In Use | Gas | 10000 | Fiberglass | Fiberglass/Double Walled | Pressure |  | 1990-07-19 |  | 1990-07-19
9060173 | 1 | 2005-12-08 | Removed From Ground | Gas | 11627 | Double Walled | Fiberglass Reinforced Plastic | Pressure |  | 1989-12-04 |  | 1989-12-04
9060173 | 2 | 2005-12-08 | Removed From Ground | Gas | 11627 | Double Walled | Fiberglass Reinforced Plastic | Pressure |  | 1989-12-04 |  | 1989-12-04
9060173 | 3 | 2005-12-08 | Removed From Ground | Gas | 11627 | Double Walled | Fiberglass Reinforced Plastic | Pressure |  | 1989-12-04 |  | 1989-12-04
9060174 | 1 | 2003-06-12 | Removed From Ground | Gas | 10000 | Steel-Galvanic | Galvanized Steel | Pressure |  | 1989-06-13 |  | 1989-06-13
9060174 | 2 | 2003-06-12 | Removed From Ground | Gas | 10000 | Steel-Galvanic | Galvanized Steel | Pressure |  | 1989-06-13 |  | 1989-06-13
9060174 | 3 | 2003-06-12 | Removed From Ground | Gas | 10000 | Steel-Galvanic | Galvanized Steel | Pressure |  | 1989-06-13 |  | 1989-06-13
9060175 | 1A | 1998-10-01 | Removed From Ground | Used Oil | 1000 | Fiberglass | Galvanized Steel | Suction: Valve At The Tank | Y |  | Y
9060175 | 1B | 1998-10-01 | Removed From Ground | Other | 2000 | Fiberglass | Galvanized Steel | Suction: Valve At The Tank
9060175 | 1C | 1998-10-01 | Removed From Ground | Other | 3000 | Fiberglass | Galvanized Steel | Suction: Valve At The Tank
9060176 | 1 | 2004-11-09 | Removed From Ground | Gas | 10000 | Steel-Galvanic | Galvanized Steel | Pressure |  | 1989-06-13 |  | 1989-06-13
9060176 | 2 | 2004-11-09 | Removed From Ground | Gas | 10000 | Steel-Galvanic | Galvanized Steel | Pressure |  | 1989-06-13 |  | 1989-06-13
9060176 | 3 | 2004-11-09 | Removed From Ground | Gas | 10000 | Steel-Galvanic | Galvanized Steel | Pressure |  | 1989-06-13 |  | 1989-06-13
9060176 | 4 | 2004-11-09 | Removed From Ground | Gas | 10000 | Steel-Galvanic | Galvanized Steel | Pressure |  | 1989-06-13 |  | 1989-06-13
9060177 | 1 | 2007-10-09 | Currently In Use | Gas | 10000 | STIP-3 | Fiberglass Reinforced Plastic | Pressure |  | 1989-04-28 |  | 1989-04-28
9060177 | 2 | 2007-10-09 | Currently In Use | Gas | 10000 | STIP-3 | Fiberglass Reinforced Plastic | Pressure |  | 1989-04-28 |  | 1989-04-28
9060177 | 3 | 2007-10-09 | Currently In Use | Gas | 10000 | STIP-3 | Fiberglass Reinforced Plastic | Pressure |  | 1998-04-28 |  | 1998-04-28
9060177 | 4 | 2007-10-09 | Currently In Use | Diesel | 10000 | STIP-3 | Fiberglass Reinforced Plastic | Pressure |  | 1998-04-28 |  | 1998-04-28
9060178 | 1 | 2008-05-20 | Removed From Ground | Gas | 12000 | Steel-Impressed Current | Impressed Current | Pressure |  | 1991-12-19 |  | 1991-12-19
9060178 | 2 | 2008-05-20 | Removed From Ground | Gas | 12000 | Steel-Impressed Current | Impressed Current | Pressure |  | 1991-12-19 |  | 1991-12-19
9060178 | 3 | 2008-05-20 | Removed From Ground | Gas | 12000 | Steel-Impressed Current | Impressed Current | Pressure |  | 1991-12-19 |  | 1991-12-19
9060178 | 4 | 2008-06-04 | Currently In Use | Gas | 12000 | Fiberglass Double Walled | Fiberglass/Double Walled | Pressure | N | 2008-06-04 | N | 2008-06-04
9060178 | 5 | 2008-06-04 | Currently In Use | Gas | 12000 | Fiberglass Double Walled | Fiberglass/Double Walled | Pressure | N | 2008-06-04 | N | 2008-06-04
9060178 | 6 | 2008-06-04 | Currently In Use | Gas | 12000 | Fiberglass Double Walled | Fiberglass/Double Walled | Pressure | N | 2008-06-04 | N | 2008-06-04
9060179 | 1 | 1989-06-01 | Currently In Use | Gas | 10000 | Fiberglass | Fiberglass Reinforced Plastic | Pressure |  | 1994-07-22 |  | 1994-07-22
9060179 | 2 | 1989-06-01 | Currently In Use | Gas | 10000 | Fiberglass | Fiberglass Reinforced Plastic | Pressure |  | 1994-07-22 |  | 1994-07-22
9060179 | 3 | 1989-06-01 | Currently In Use | Diesel | 10000 | Fiberglass | Fiberglass Reinforced Plastic | Pressure |  | 1994-07-22 |  | 1994-07-22
9060180 | 1 | 1990-02-12 | Currently In Use | Gas | 10000 | Fiberglass | Double Walled Flex | Pressure |  | 1990-01-01 |  | 1990-01-01
9060180 | 2 | 1990-02-12 | Currently In Use | Gas | 10000 | Fiberglass | Double Walled Flex | Pressure |  | 1990-01-01 |  | 1990-01-01
9060180 | 3 | 1990-02-12 | Currently In Use | Gas | 10000 | Fiberglass | Double Walled Flex | Pressure |  | 1990-01-01 |  | 1990-01-01
9060181 | 1 |  | Removed From Ground Date Unknown | Other |  | Marked Unknown | Unknown | Not Marked
9060182 | 1 | 2003-10-16 | Removed From Ground | Diesel | 15000 | Unknown | Unknown | Not Marked | N |  | N
9060182 | 2 | 2015-11-12 | Closed In Ground | Diesel | 10000 | Steel-Impressed Current | Bare Steel | Gravity Fed
9060182 | 3 | 1986-01-01 | Currently In Use | Diesel | 500 | STIP-3 | Copper | Suction: Valve At The Tank |  | 1986-01-01 12:00 |  | 1986-01-01 12:00
9060182 | 4 | 1988-01-01 | Currently In Use | Diesel | 500 | Steel-Impressed Current | Copper | Suction: Valve At The Tank |  | 1988-01-01 12:00 |  | 1988-01-01 12:00
9060182 | 5 | 1963-01-01 | Currently In Use | Diesel | 15000 | Composite Double Walled | Double Walled Flex | Pressure |  | 2003-09-08 12:00 |  | 2003-09-08 12:00
9060183 | 1 | 1995-07-10 | Removed From Ground | Diesel | 2000 | Marked Unknown | Unknown | Not Marked
9060184 | 1 | 1992-01-02 | Removed From Ground | Diesel | 10000 | Not Marked/Unknown | Not Marked | Not Marked
9060184 | 2 | 1992-01-02 | Removed From Ground | Used Oil | 10000 | Not Marked/Unknown | Not Marked | Not Marked | Y |  | Y
9060184 | 3 | 1992-01-02 | Removed From Ground | Other | 1000 | Not Marked/Unknown | Not Marked | Not Marked
9060184 | 4 | 1992-01-02 | Removed From Ground | Other | 1000 | Not Marked/Unknown | Not Marked | Not Marked
9060185 | 1 | 1998-02-01 | Removed From Ground | Diesel | 10000 | Bare Steel | Bare Steel | Suction: Valve At The Tank
9060185 | 2 | 1992-07-30 | Removed From Ground | Gas | 500 | Bare Steel | Bare Steel | Suction: Valve At The Tank
9060185 | 3 | 1991-02-21 | Removed From Ground | Diesel | 500 | Bare Steel | Bare Steel | Not Marked
9060185 | 4 | 1991-02-21 | Removed From Ground | Gas | 500 | Bare Steel | Bare Steel | Not Marked
9060185 | 5 | 2007-10-10 | Removed From Ground | Diesel | 12000 | Epoxy | Fiberglass Reinforced Plastic | Suction: No Valve At The Tank |  | 1998-03-01 |  | 1998-03-01
9060186 | 706G1 |  | Removed From Ground Date Unknown | Gas | 1000 | Bare Steel | Bare Steel | Suction: No Valve At The Tank
9060187 | 1 | 2009-03-25 | Removed From Ground | Gas | 10000 | Bare Steel | Not Marked | Not Marked |  | 2000-04-03 12:00 |  | 2000-04-03 12:00
9060187 | 2 | 2009-03-25 | Removed From Ground | Gas | 10000 | Bare Steel | Not Marked | Not Marked |  | 2000-04-03 12:00 |  | 2000-04-03 12:00
9060187 | 3 | 2009-03-25 | Removed From Ground | Gas | 10000 | Bare Steel | Not Marked | Not Marked
9060187 | 4 | 2009-03-25 | Removed From Ground | Diesel | 6000 | Bare Steel | Not Marked | Not Marked |  | 2000-04-03 12:00 |  | 2000-04-03 12:00
9060187 | 552577 | 1990-01-15 | Currently In Use | Gas | 10000 | Fiberglass | Fiberglass Reinforced Plastic | Pressure |  | 1990-01-15 |  | 1990-01-15
9060187 | 552579 | 1990-01-15 | Currently In Use | Gas | 10000 | Fiberglass | Fiberglass Reinforced Plastic | Pressure |  | 1990-01-15 |  | 1990-01-15
9060187 | 552580 | 1990-01-15 | Currently In Use | Gas | 10000 | Fiberglass | Fiberglass Reinforced Plastic | Pressure |  | 1990-01-15 |  | 1990-01-15
9060187 | 552581 | 1990-01-15 | Currently In Use | Diesel | 1000 | Fiberglass | Fiberglass Reinforced Plastic | Pressure |  | 1990-01-15 |  | 1990-01-15
9060187 | 552583 | 1990-01-15 | Currently In Use | Diesel | 10000 | Fiberglass | Fiberglass Reinforced Plastic | Pressure |  | 1990-01-15 |  | 1990-01-15
9060188 | 1 | 1989-11-22 | Currently In Use | Gas | 12000 | Composite Double Walled | Fiberglass/Double Walled | Pressure |  | 1989-01-01 |  | 1989-01-01
9060188 | 2 | 1989-11-22 | Currently In Use | Diesel | 12000 | Composite Double Walled | Fiberglass/Double Walled | Pressure |  | 1989-11-22 |  | 1989-11-22
9060188 | 3 | 1989-11-22 | Currently In Use | Gas | 12000 | Composite Double Walled | Fiberglass/Double Walled | Pressure |  | 1989-01-01 |  | 1989-01-01
9060189 | 674 | 1991-11-19 | Currently In Use | Diesel | 20000 | Fiberglass Double Walled | Fiberglass/Double Walled | Pressure |  | 1991-11-01 |  | 1991-11-01
9060189 | 675 | 1991-11-19 | Currently In Use | Diesel | 20000 | Fiberglass Double Walled | Fiberglass/Double Walled | Pressure |  | 1991-11-01 |  | 1991-11-01
9060189 | 676 | 1991-11-19 | Currently In Use | Diesel | 20000 | Fiberglass Double Walled | Double Walled | Pressure |  | 1991-11-01 |  | 1991-11-01
9060189 | 677 | 1991-11-19 | Currently In Use | Diesel | 20000 | Fiberglass Double Walled | Fiberglass/Double Walled | Pressure |  | 1991-11-01 |  | 1991-11-01
9060191 | 1 | 1984-01-01 | Currently In Use | Gas | 10000 | Steel-Impressed Current | Galvanized Steel | Pressure |  | 1998-04-01 |  | 1998-04-01
9060191 | 2 | 1984-01-01 | Currently In Use | Gas | 10000 | Steel-Impressed Current | Galvanized Steel | Pressure |  | 1998-04-01 |  | 1998-04-01
9060192 | 1 | 2009-07-09 | Removed From Ground | Gas | 10000 | Fiberglass | Fiberglass Reinforced Plastic | Pressure |  | 1989-01-01 |  | 1989-01-01
9060192 | 2 | 2009-07-09 | Removed From Ground | Gas | 10000 | Fiberglass | Fiberglass Reinforced Plastic | Pressure |  | 1989-01-01 |  | 1989-01-01
9060193 | 1 | 1986-01-01 | Currently In Use | Gas | 5000 | STIP-3 | Cathodically Protected | Suction: No Valve At The Tank |  | 1997-12-06 |  | 1997-12-06
9060193 | 2 | 1996-05-01 | Removed From Ground | Used Oil | 1000 | Cathodically Protected Steel | Galvanized Steel | Not Marked | Y |  | Y
9060193 | 3 | 1996-05-01 | Removed From Ground | Other | 1000 | Cathodically Protected Steel | Galvanized Steel | Not Marked
9060194 | 1 | 1988-10-31 | Currently In Use | Gas | 10000 | Fiberglass | Fiberglass Reinforced Plastic | Pressure |  | 1988-01-01 |  | 1988-01-01
9060194 | 2 | 1988-10-31 | Currently In Use | Gas | 10000 | Fiberglass | Fiberglass Reinforced Plastic | Pressure |  | 1988-01-01 |  | 1988-01-01
9060194 | 3 | 1988-10-31 | Currently In Use | Gas | 10000 | Fiberglass | Fiberglass Reinforced Plastic | Pressure |  | 1988-01-01 |  | 1988-01-01
9060195 | 1 | 1990-01-22 | Removed From Ground | Gas | 10000 | Cathodically Protected Steel | Fiberglass Reinforced Plastic | Not Marked
9060195 | 2 | 1990-01-22 | Removed From Ground | Gas | 10000 | Cathodically Protected Steel | Fiberglass Reinforced Plastic | Not Marked
9060195 | 3 | 1990-01-22 | Removed From Ground | Gas | 5000 | Cathodically Protected Steel | Fiberglass Reinforced Plastic | Not Marked
9060195 | 4 | 1990-01-22 | Removed From Ground | Used Oil | 550 | Cathodically Protected Steel | Fiberglass Reinforced Plastic | Not Marked | Y |  | Y
9060195 | 5 | 1990-01-22 | Removed From Ground | Diesel | 10000 | Cathodically Protected Steel | Fiberglass Reinforced Plastic | Not Marked
9060195 | 6 | 2012-10-17 | Currently In Use | Gas | 10000 | Fiberglass Double Walled | Fiberglass/Double Walled | Pressure |  | 1993-12-15 |  | 1993-12-15
9060195 | 7 | 2012-10-17 | Currently In Use | Gas | 10000 | Fiberglass Double Walled | Fiberglass/Double Walled | Pressure |  | 1993-12-15 |  | 1993-12-15
9060195 | 8 | 2012-10-17 | Currently In Use | Gas | 10000 | Fiberglass Double Walled | Fiberglass/Double Walled | Pressure |  | 1993-12-15 |  | 1993-12-15
9060195 | 9 | 2010-09-22 | Temporarily Out Of Use | Used Oil | 1000 | Fiberglass Double Walled | Cathodically Protected | Gravity Fed | Y | 2006-09-01 12:00 | Y | 1993-12-15 12:00
9060196 | 1 | 1990-08-10 | Removed From Ground | Gas |  | Marked Unknown | Unknown | Not Marked
9060196 | 2 | 1990-08-10 | Removed From Ground | Gas |  | Marked Unknown | Unknown | Not Marked
9060196 | 3 | 1990-08-10 | Removed From Ground | Gas |  | Marked Unknown | Unknown | Not Marked
9060196 | 4 | 1990-08-10 | Removed From Ground | Diesel |  | Marked Unknown | Unknown | Not Marked
9060197 | 1 | 2003-12-19 | Currently In Use | Gas | 8000 | Steel-Galvanic | Fiberglass Reinforced Plastic | Pressure |  | 1998-05-21 |  | 1998-05-21
9060197 | 2 | 2003-12-19 | Currently In Use | Gas | 8000 | Steel-Galvanic | Fiberglass Reinforced Plastic | Pressure |  | 1998-05-21 |  | 1998-05-21
9060197 | 3 | 2003-12-19 | Currently In Use | Gas | 10000 | Fiberglass | Fiberglass Reinforced Plastic | Pressure |  | 1998-05-21 |  | 1998-05-21
9060198 | 1 | 1990-01-08 | Removed From Ground | Gas | 550 | Bare Steel | Bare Steel | Not Marked
9060198 | 2 | 1989-07-15 | Removed From Ground | Gas | 1000 | Bare Steel | Bare Steel | Not Marked
9060198 | 3 | 1989-07-15 | Removed From Ground | Gas | 1000 | Bare Steel | Bare Steel | Not Marked
9060199 | 1 | 1998-01-13 | Removed From Ground | Other | 4000 | Bare Steel | Copper | Suction: Valve At The Tank
9060199 | 2 | 2002-03-15 | Removed From Ground | Diesel | 6000 | Double Walled | Copper | Suction: Valve At The Tank |  | 1997-11-05 |  | 1997-11-05
9060199 | 3 | 2002-09-25 | Currently In Use | Diesel | 10000 | Fiberglass Double Walled | Steel/Secondary Containment | Suction: Valve At The Tank | N | 2002-09-25 | N | 2002-09-25
9060200 | 1 |  | Removed From Ground Date Unknown | Used Oil | 500 | Bare Steel | Galvanized Steel | Not Marked | Y |  | Y
9060201 | 1 | 1990-07-01 | Removed From Ground | Diesel | 550 | Bare Steel | Bare Steel | Not Marked
9060202 | 1 | 1989-06-12 | Removed From Ground | Gas | 1000 | Bare Steel | Unknown | Not Marked
9060202 | 2 | 1989-06-12 | Removed From Ground | Gas | 5000 | Bare Steel | Unknown | Not Marked
9060202 | 3 | 1997-06-06 | Removed From Ground | Gas | 4000 | Not Marked/Unknown | Not Marked | Not Marked
9060203 | 1 | 1994-11-02 | Removed From Ground | Gas | 12000 | Double Walled | Fiberglass Reinforced Plastic | Not Marked
9060203 | 2 | 1998-09-25 | Removed From Ground | Gas | 12000 | Double Walled | Fiberglass Reinforced Plastic | Not Marked
9060204 | 1 | 1990-01-01 | Currently In Use | Gas | 12000 | Fiberglass | Double Walled Flex | Pressure |  | 1994-03-01 |  | 1994-03-01
9060204 | 2 | 1990-01-01 | Currently In Use | Gas | 12000 | Fiberglass | Double Walled Flex | Pressure |  | 1994-03-01 |  | 1994-03-01
9060204 | 3 | 1990-01-01 | Currently In Use | Gas | 12000 | Fiberglass | Double Walled Flex | Pressure |  | 1994-03-01 |  | 1994-03-01
9060205 | 1 |  | Removed From Ground Date Unknown | Gas | 6000 | Bare Steel | Galvanized Steel | Not Marked
9060205 | 2 |  | Removed From Ground Date Unknown | Gas | 6000 | Bare Steel | Galvanized Steel | Not Marked
9060205 | 3 |  | Removed From Ground Date Unknown | Gas | 5000 | Bare Steel | Galvanized Steel | Not Marked
9060205 | 4 |  | Removed From Ground Date Unknown | Diesel | 1000 | Not Marked/Unknown | Unknown | Not Marked
9060205 | 5 |  | Removed From Ground Date Unknown | Used Oil | 550 | Not Marked/Unknown | Unknown | Not Marked | Y |  | Y
9060206 | 1 | 1991-11-30 | Currently In Use | Gas | 10000 | Fiberglass | Fiberglass Reinforced Plastic | Pressure |  | 1992-02-05 |  | 1992-02-05
9060206 | 2 | 1991-11-30 | Currently In Use | Gas | 10000 | Fiberglass | Fiberglass Reinforced Plastic | Pressure |  | 1992-02-05 |  | 1992-02-05
9060208 | 1 | 1994-06-27 | Removed From Ground | Kerosene | 10000 | Bare Steel | Copper | Suction: Valve At The Tank
9060208 | 2 | 1995-11-20 | Removed From Ground | Other | 5000 | Cathodically Protected Steel | Copper | Suction: Valve At The Tank |  | 1991-05-01 |  | 1991-05-01
9060208 | 3 | 1991-05-17 | Removed From Ground | Heating Oil | 1000 | Bare Steel | Unknown | Suction: Valve At The Tank
9060208 | 4 | 1994-07-29 | Currently In Use | Diesel | 10000 | Fiberglass Double Walled | Fiberglass/Double Walled | Suction: Valve At The Tank |  | 1994-07-29 |  | 1994-07-29
9060210 | 1 | 1992-03-10 | Removed From Ground | Other | 500 | Bare Steel | Not Marked | Not Marked
9060210 | 2 | 1992-03-10 | Removed From Ground | Other | 500 | Bare Steel | Not Marked | Not Marked
9060210 | 3 | 1992-03-10 | Removed From Ground | Other | 1000 | Bare Steel | Not Marked | Not Marked
9060210 | 4 | 1992-03-10 | Removed From Ground | Other | 1000 | Bare Steel | Not Marked | Not Marked
9060211 | 025-01 | 1989-09-15 | Removed From Ground | Gas | 1000 | Bare Steel | Galvanized Steel | Suction: No Valve At The Tank
9060211 | 025-02 | 1989-09-15 | Removed From Ground | Gas | 1000 | Bare Steel | Galvanized Steel | Suction: No Valve At The Tank
9060211 | 025-03 | 1992-10-14 | Removed From Ground | Other | 1500 | Cathodically Protected Steel | Galvanized Steel | Suction: No Valve At The Tank
9060211 | 025-04 | 1992-10-14 | Removed From Ground | Other | 1500 | Cathodically Protected Steel | Galvanized Steel | Suction: No Valve At The Tank
9060211 | 025-05 | 1992-10-14 | Removed From Ground | Other | 1500 | Cathodically Protected Steel | Galvanized Steel | Suction: No Valve At The Tank
9060211 | 025-06 | 1992-10-14 | Removed From Ground | Other | 1500 | Cathodically Protected Steel | Galvanized Steel | Suction: No Valve At The Tank
9060211 | 025-13 | 1992-10-14 | Removed From Ground | Diesel | 10000 | Cathodically Protected Steel | Galvanized Steel | Suction: No Valve At The Tank
9060211 | 025-14 | 1992-10-14 | Removed From Ground | Used Oil | 550 | Cathodically Protected Steel | Galvanized Steel | Suction: No Valve At The Tank | Y |  | Y
9060211 | 3 | 1986-10-01 | Removed From Ground | Used Oil | 1000 | Bare Steel | Galvanized Steel | Not Marked | Y |  | Y
9060211 | 4 | 1986-11-04 | Removed From Ground | Diesel | 8000 | Bare Steel | Galvanized Steel | Not Marked
9060212 | 1 | 1987-10-01 | Currently In Use | Gas | 1500 | STIP-3 | Steel/Secondary Containment | Suction: No Valve At The Tank |  | 1998-08-28 |  | 1998-08-28
9060212 | 2 | 1987-10-01 | Currently In Use | Diesel | 1000 | STIP-3 | Steel/Secondary Containment | Suction: No Valve At The Tank |  | 1998-08-28 |  | 1998-08-28
9060214 | 1 |  | Removed From Ground Date Unknown | Used Oil | 500 | Bare Steel | Galvanized Steel | Not Marked | Y |  | Y
9060215 | 1 | 2001-10-31 | Removed From Ground | Diesel | 275 | Cathodically Protected Steel | Double Walled | Not Marked |  | 1997-12-30 |  | 1997-12-30
9060215 | 1 |  | Currently In Use | Diesel | 275 | Cathodically Protected Steel | Double Walled | Not Marked |  | 1997-12-30 |  | 1997-12-30
9060217 | 1 | 1989-01-01 | Currently In Use | Gas | 10000 | Fiberglass | Fiberglass Reinforced Plastic | Pressure |  | 1990-03-03 |  | 1990-03-03
9060217 | 2 | 1990-01-01 | Currently In Use | Gas | 10000 | Fiberglass | Fiberglass Reinforced Plastic | Pressure |  | 1990-03-03 |  | 1990-03-03
9060217 | 3 | 1989-01-01 | Currently In Use | Gas | 10000 | Fiberglass | Fiberglass Reinforced Plastic | Pressure |  | 1990-03-03 |  | 1990-03-03
9060217 | 4 | 1989-01-01 | Currently In Use | Diesel | 10000 | Fiberglass | Fiberglass Reinforced Plastic | Pressure |  | 1990-03-03 |  | 1990-03-03
9060218 | 1 | 1987-01-01 | Currently In Use | Diesel | 6000 | Steel-Galvanic | Cathodically Protected | Gravity Fed |  | 1998-06-26 |  | 1998-06-26
9060219 | 1 | 1987-01-01 | Currently In Use | Gas | 8000 | Steel-Galvanic | Fiberglass Reinforced Plastic | Pressure |  | 1997-05-14 |  | 1997-05-14
9060219 | 2 | 1987-01-01 | Currently In Use | Gas | 8000 | Steel-Galvanic | Fiberglass Reinforced Plastic | Pressure |  | 1997-05-14 |  | 1997-05-14
9060219 | 3 | 1987-01-01 | Currently In Use | Gas | 8000 | Steel-Galvanic | Fiberglass Reinforced Plastic | Pressure |  | 1997-05-14 |  | 1997-05-14
9060220 | 1 |  | Removed From Ground Date Unknown | Used Oil | 500 | Bare Steel | Galvanized Steel | Not Marked | Y |  | Y
9060220 | 2 |  | Removed From Ground Date Unknown | Other | 10000 | Marked Unknown | Unknown | Not Marked
9060220 | 3 |  | Removed From Ground Date Unknown | Other | 10000 | Marked Unknown | Unknown | Not Marked
9060220 | 4 |  | Removed From Ground Date Unknown | Other | 10000 | Marked Unknown | Unknown | Not Marked
9060221 | 1 | 1991-07-01 | Removed From Ground | Gas | 10000 | Bare Steel | Galvanized Steel | Not Marked
9060221 | 2 | 1991-07-01 | Removed From Ground | Gas | 10000 | Bare Steel | Galvanized Steel | Not Marked
9060222 | 1 | 1987-08-01 | Currently In Use | Gas | 10000 | Fiberglass | Fiberglass/Double Walled | Pressure |  | 1987-08-01 |  | 1987-08-01
9060222 | 2 | 1987-08-01 | Currently In Use | Gas | 10000 | Fiberglass | Fiberglass/Double Walled | Pressure |  | 1987-08-01 |  | 1987-08-01
9060222 | 3 | 1987-08-01 | Currently In Use | Diesel | 10000 | Fiberglass | Fiberglass/Double Walled | Pressure |  | 1987-08-01 |  | 1987-08-01
9060223 | 1 | 1987-08-01 | Currently In Use | Gas | 10000 | STIP-3 | Galvanic | Pressure |  | 1987-08-01 |  | 1987-08-01
9060223 | 2 | 1987-08-01 | Currently In Use | Gas | 10000 | STIP-3 | Galvanic | Pressure |  | 1987-08-01 |  | 1987-08-01
9060223 | 3 | 1987-08-01 | Currently In Use | Gas | 10000 | STIP-3 | Galvanic | Pressure |  | 1987-08-01 |  | 1987-08-01
9060223 | 4 | 1987-08-01 | Currently In Use | Gas | 10000 | STIP-3 | Galvanic | Pressure |  | 1987-08-01 |  | 1987-08-01
9060223 | 9060211 | 1989-09-15 | Removed From Ground | Gas | 1000 | Bare Steel | Galvanized Steel | Not Marked
9060224 | 1 | 1985-01-01 | Removed From Ground | Empty | 10000 | Bare Steel | Unknown | Not Marked
9060225 | 1 | 1997-08-12 | Removed From Ground | Gas | 10000 | Fiberglass | Fiberglass Reinforced Plastic | Pressure
9060226 | 1 | 1993-11-16 | Removed From Ground | Used Oil | 550 | Marked Unknown | Unknown | Not Marked | Y |  | Y
9060227 | 1 | 2004-03-26 | Currently In Use | Gas | 10000 | Fiberglass | Fiberglass Reinforced Plastic | Pressure |  | 1998-05-23 |  | 1998-05-23
9060227 | 2 | 2004-03-26 | Currently In Use | Diesel | 10000 | Fiberglass | Fiberglass Reinforced Plastic | Pressure |  | 1998-05-23 |  | 1998-05-23
9060227 | 3 | 2004-03-26 | Currently In Use | Gas | 10000 | Fiberglass | Fiberglass Reinforced Plastic | Pressure |  | 1998-05-23 |  | 1998-05-23
9060228 | 1 | 1991-04-24 | Removed From Ground | Diesel | 5000 | Not Marked/Unknown | Not Marked | Not Marked
9060228 | 2 | 1999-07-27 | Removed From Ground | Gas | 1000 | Marked Unknown | Galvanized Steel | Suction: No Valve At The Tank
9060229 | 1 | 2007-09-12 | Removed From Ground | Gas | 500 | Fiberglass | Fiberglass/Double Walled | Pressure |  | 1990-06-11 |  | 1990-06-11
9060229 | 2 | 2007-10-01 | Currently In Use | Gas | 500 | Fiberglass Double Walled | Fiberglass/Double Walled | Suction: Valve At The Tank | N | 2007-10-01 | N | 2007-10-01
9060230 | 1 | 1994-05-11 | Removed From Ground | Gas | 8000 | Bare Steel | Bare Steel | Pressure
9060230 | 2 | 1994-05-11 | Removed From Ground | Gas | 8000 | Bare Steel | Bare Steel | Pressure
9060230 | 3 | 1994-05-11 | Removed From Ground | Diesel | 10000 | Bare Steel | Bare Steel | Pressure
9060231 | 2 | 1992-07-09 | Removed From Ground | Heating Oil | 20000 | Bare Steel | Galvanized Steel | Suction: Valve At The Tank
9060231 | 3 | 1992-07-09 | Removed From Ground | Heating Oil | 20000 | Bare Steel | Galvanized Steel | Suction: Valve At The Tank
9060232 | 1 | 1992-01-01 | Removed From Ground | Used Oil | 500 | Bare Steel | Galvanized Steel | Gravity Fed | Y |  | Y
9060233 | B-1 |  | Removed From Ground Date Unknown | Other | 10000 | Bare Steel | Bare Steel | Not Marked
9060233 | B-2 |  | Removed From Ground Date Unknown | Other | 10000 | Bare Steel | Bare Steel | Not Marked
9060233 | B-3 |  | Removed From Ground Date Unknown | Other | 10000 | Bare Steel | Bare Steel | Not Marked
9060233 | B-4 |  | Removed From Ground Date Unknown | Other | 10000 | Bare Steel | Bare Steel | Not Marked
9060233 | B-5AU |  | Removed From Ground Date Unknown | Gas | 1000 | Bare Steel | Bare Steel | Not Marked
9060234 | 1 | 1992-04-06 | Removed From Ground | Gas | 1000 | Marked Unknown | Unknown | Not Marked
9060235 | C-IIWO | 1997-02-01 | Closed In Ground | Empty | 1000 | Not Marked/Unknown | Not Marked | Not Marked
9060235 | C-IOV | 1997-02-01 | Closed In Ground | Empty | 1000 | Not Marked/Unknown | Not Marked | Not Marked
9060235 | D-1 | 1992-08-20 | Removed From Ground | Other | 12000 | Bare Steel | Bare Steel | Not Marked
9060235 | D-2 | 1992-08-20 | Removed From Ground | Other | 10000 | Bare Steel | Bare Steel | Not Marked
9060235 | D-3 | 1992-08-20 | Removed From Ground | Other | 10000 | Bare Steel | Bare Steel | Not Marked
9060235 | D-4 | 1992-08-20 | Removed From Ground | Other | 10000 | Bare Steel | Bare Steel | Not Marked
9060235 | D-5 | 1992-08-20 | Removed From Ground | Other | 6000 | Bare Steel | Bare Steel | Not Marked
9060235 | D-6 | 1992-08-20 | Removed From Ground | Other | 6000 | Bare Steel | Bare Steel | Not Marked
9060235 | D-7AU | 1992-08-20 | Removed From Ground | Gas | 1000 | Bare Steel | Bare Steel | Not Marked
9060235 | D-8WO | 1992-08-20 | Removed From Ground | Used Oil | 1000 | Bare Steel | Bare Steel | Not Marked | Y |  | Y
9060235 | E-9WO | 1997-02-01 | Closed In Ground | Empty | 1000 | Not Marked/Unknown | Not Marked | Not Marked
9060236 | 1 | 1991-05-10 | Removed From Ground | Gas | 8200 | Marked Unknown | Unknown | Not Marked
9060236 | 2 | 1991-05-10 | Removed From Ground | Used Oil | 550 | Marked Unknown | Unknown | Not Marked | Y |  | Y
9060236 | 3 | 1991-05-10 | Removed From Ground | Gas | 10000 | Cathodically Protected Steel | Galvanized Steel | Not Marked
9060236 | 4 | 1991-05-10 | Removed From Ground | Used Oil | 1000 | Cathodically Protected Steel | Galvanized Steel | Not Marked | Y |  | Y
9060237 | 1 | 1992-04-13 | Removed From Ground | Other | 8000 | Bare Steel | Unknown | Not Marked
9060238 | 1 | 1992-04-20 | Removed From Ground | Gas | 4000 | Bare Steel | Galvanized Steel | Suction: Valve At The Tank
9060238 | 2 | 1992-04-20 | Removed From Ground | Gas | 3000 | Bare Steel | Galvanized Steel | Suction: Valve At The Tank
9060238 | 3 | 1992-04-20 | Removed From Ground | Used Oil | 2000 | Bare Steel | Galvanized Steel | Suction: Valve At The Tank | Y |  | Y
9060239 | 1 | 1992-04-29 | Currently In Use | Diesel | 10000 | Fiberglass | Double Walled | Pressure |  | 1992-04-29 |  | 1992-04-29
9060239 | 2 | 1992-04-16 | Removed From Ground | Diesel | 500 | Not Marked/Unknown | Not Marked | Not Marked
9060243 | 1 | 1988-09-01 | Removed From Ground | Gas | 10000 | Marked Unknown | Unknown | Not Marked
9060243 | 2 | 1988-09-01 | Removed From Ground | Gas | 10000 | Marked Unknown | Unknown | Not Marked
9060243 | 3 |  | Removed From Ground Date Unknown | Used Oil | 500 | Marked Unknown | Unknown | Not Marked | Y |  | Y
9060244 | 1 | 1992-04-15 | Removed From Ground | Gas | 1150 | Marked Unknown | Unknown | Not Marked
9060244 | 2 | 1992-04-15 | Removed From Ground | Used Oil | 850 | Marked Unknown | Unknown | Not Marked | Y |  | Y
9060244 | 3 | 1992-04-15 | Removed From Ground | Gas | 1150 | Marked Unknown | Unknown | Not Marked
9060245 | 1 | 2016-10-26 | Removed From Ground | Used Oil | 525 | Composite Double Walled | Double Walled | Gravity Fed | Y |  | Y
9060246 | 1 | 2016-02-10 | Temporarily Out Of Use | Gas | 10000 | Cathodically Protected Steel | Fiberglass Reinforced Plastic | Pressure |  | 1999-02-01 |  | 1999-02-01
9060246 | 2 | 2016-02-10 | Temporarily Out Of Use | Gas | 10000 | Cathodically Protected Steel | Cathodically Protected | Pressure |  | 1999-02-01 |  | 1999-02-01
9060246 | 3 | 2016-02-10 | Temporarily Out Of Use | Gas | 10000 | Cathodically Protected Steel | Cathodically Protected | Pressure |  | 1999-02-01 |  | 1999-02-01
9060246 | 4 | 2016-02-10 | Temporarily Out Of Use | Diesel | 10000 | Cathodically Protected Steel | Cathodically Protected | Pressure |  | 1999-02-01 |  | 1999-02-01
9060247 | 1 |  | Removed From Ground Date Unknown | Other | 8000 | Marked Unknown | Unknown | Not Marked
9060247 | 2 |  | Removed From Ground Date Unknown | Other | 8000 | Marked Unknown | Unknown | Not Marked
9060247 | 3 |  | Removed From Ground Date Unknown | Other | 8000 | Marked Unknown | Unknown | Not Marked
9060247 | 4 |  | Removed From Ground Date Unknown | Other | 8000 | Marked Unknown | Unknown | Not Marked
9060248 | 1 | 1992-04-14 | Removed From Ground | Other | 4000 | Not Marked/Unknown | Not Marked | Not Marked
9060248 | 2 | 1992-04-14 | Removed From Ground | Other | 6000 | Not Marked/Unknown | Not Marked | Not Marked
9060248 | 3 | 1992-04-14 | Removed From Ground | Other | 6000 | Not Marked/Unknown | Not Marked | Not Marked
9060249 | 1 | 1999-02-01 | Removed From Ground | Used Oil | 1000 | Marked Unknown | Galvanized Steel | Suction: Valve At The Tank | Y |  | Y
9060249 | 2 | 1999-02-01 | Removed From Ground | Other | 3000 | Bare Steel | Galvanized Steel | Suction: Valve At The Tank
9060249 | 3 | 1999-02-01 | Removed From Ground | Other | 3000 | Marked Unknown | Galvanized Steel | Suction: Valve At The Tank
9060250 | 1 | 1992-07-07 | Removed From Ground | Gas | 4000 | Bare Steel | Galvanized Steel | Suction: Valve At The Tank
9060250 | 2 | 1992-07-07 | Removed From Ground | Gas | 4000 | Bare Steel | Galvanized Steel | Suction: Valve At The Tank
9060250 | 3 | 1992-07-07 | Removed From Ground | Gas | 4000 | Bare Steel | Galvanized Steel | Suction: Valve At The Tank
9060250 | 4 | 1992-07-07 | Removed From Ground | Gas | 4000 | Bare Steel | Galvanized Steel | Suction: Valve At The Tank
9060251 | 1 | 1992-05-15 | Removed From Ground | Gas | 3000 | Bare Steel | Galvanized Steel | Suction: No Valve At The Tank
9060251 | 2 | 1992-05-15 | Removed From Ground | Diesel | 1000 | Bare Steel | Galvanized Steel | Suction: No Valve At The Tank
9060251 | 3 | 1992-05-15 | Removed From Ground | Diesel | 500 | Bare Steel | Galvanized Steel | Suction: No Valve At The Tank
9060251 | 4 | 1992-05-15 | Removed From Ground | Diesel | 500 | Bare Steel | Galvanized Steel | Suction: No Valve At The Tank
9060252 | 11654 | 1992-05-07 | Removed From Ground | Gas | 2000 | Bare Steel | Bare Steel | Not Marked
9060253 | 1 | 1994-09-20 | Removed From Ground | Gas | 12000 | Bare Steel | Galvanized Steel | Suction: No Valve At The Tank
9060253 | 2 | 1994-09-20 | Removed From Ground | Gas | 12000 | Bare Steel | Galvanized Steel | Suction: No Valve At The Tank
9060253 | 3 |  | Temporarily Out Of Use | Used Oil | 550 | Bare Steel | Galvanized Steel | Gravity Fed | Y |  | Y
9060255 | 1 |  | Removed From Ground Date Unknown | Diesel | 5000 | Marked Unknown | Unknown | Not Marked
9060256 | 1 | 1992-06-01 | Removed From Ground | Gas | 6000 | Bare Steel | Bare Steel | Suction: No Valve At The Tank
9060256 | 2 | 1992-06-01 | Removed From Ground | Gas | 6000 | Bare Steel | Bare Steel | Suction: No Valve At The Tank
9060256 | 3 | 1992-06-01 | Removed From Ground | Gas | 6000 | Bare Steel | Bare Steel | Suction: No Valve At The Tank
9060256 | 4 | 1992-06-01 | Removed From Ground | Used Oil | 300 | Bare Steel | Bare Steel | Suction: No Valve At The Tank | Y |  | Y
9060257 | 1 | 1992-04-28 | Removed From Ground | Used Oil | 550 | Marked Unknown | Unknown | Not Marked | Y |  | Y
9060258 | 1 | 1992-09-15 | Removed From Ground | Used Oil | 1000 | Bare Steel | Bare Steel | Gravity Fed | Y |  | Y
9060259 | 1 | 1992-12-08 | Removed From Ground | Diesel | 10000 | Bare Steel | Bare Steel | Suction: Valve At The Tank
9060261 | DUMMY |  | Removed From Ground Date Unknown | Other | 1 | Marked Unknown | Unknown | Not Marked
9060262 | 1 | 1992-09-10 | Removed From Ground | Gas | 1000 | Bare Steel | Bare Steel | Not Marked
9060263 | 1 |  | Removed From Ground Date Unknown | Used Oil |  | Unknown | Not Marked | Not Marked
9060263 | 2 |  | Removed From Ground Date Unknown | Used Oil |  | Unknown | Unknown | Not Marked | N |  | N
9060264 | 1 |  | Permanently Out Of Use | Other |  | Marked Unknown | Unknown | Not Marked
9060264 | 2 |  | Permanently Out Of Use | Other |  | Marked Unknown | Unknown | Not Marked
9060266 | 1 | 1995-07-10 | Removed From Ground | Diesel | 600 | Composite | Copper | Suction: Valve At The Tank
9060267 | DUMMY |  | Currently In Use | Gas |  | Not Marked/Unknown | Not Marked | Not Marked
9060268 | 1 |  | Removed From Ground Date Unknown | Other | 300 | Marked Unknown | Unknown | Not Marked
9060268 | 2 | 2004-03-09 | Removed From Ground Date Unknown | Used Oil | 1000 | Bare Steel | Galvanized Steel | Not Marked | Y |  | Y
9060269 | D | 1997-04-15 | Removed From Ground | Diesel | 15000 | Cathodically Protected Steel | Galvanized Steel | Pressure
9060269 | G | 1997-04-15 | Removed From Ground | Gas | 15000 | Cathodically Protected Steel | Galvanized Steel | Pressure
9060270 | 1 | 1999-10-26 | Removed From Ground | Gas | 10000 | Bare Steel | Bare Steel | Suction: Valve At The Tank
9060270 | 2 | 1999-10-26 | Removed From Ground | Gas | 10000 | Bare Steel | Bare Steel | Suction: Valve At The Tank
9060271 | 1 | 1992-09-02 | Removed From Ground | Gas | 3000 | Bare Steel | Galvanized Steel | Suction: No Valve At The Tank
9060271 | 2 | 1992-09-02 | Removed From Ground | Gas | 3000 | Bare Steel | Galvanized Steel | Suction: No Valve At The Tank
9060271 | 3 | 1992-09-02 | Removed From Ground | Gas | 3000 | Bare Steel | Galvanized Steel | Suction: No Valve At The Tank
9060272 | 1 | 1992-07-07 | Removed From Ground | Gas | 1000 | Not Marked/Unknown | Not Marked | Not Marked
9060272 | 2 | 1992-07-07 | Removed From Ground | Kerosene | 1000 | Not Marked/Unknown | Not Marked | Not Marked
9060272 | 3 | 1992-07-07 | Removed From Ground | Hazardous Substance | 1000 | Not Marked/Unknown | Not Marked | Not Marked
9060272 | 4 | 1992-07-07 | Removed From Ground | Other | 1000 | Not Marked/Unknown | Not Marked | Not Marked
9060273 | 5 | 1992-07-07 | Removed From Ground | Other | 6000 | Not Marked/Unknown | Not Marked | Not Marked
9060274 | 1 | 1973-01-01 | Removed From Ground | Diesel | 1 | Not Marked/Unknown | Not Marked | Not Marked
9060275 | 1 |  | Removed From Ground Date Unknown | Used Oil |  | Bare Steel | Bare Steel | Not Marked | Y |  | Y
9060275 | 2 |  | Removed From Ground Date Unknown | Used Oil | 300 | Marked Unknown | Bare Steel | Not Marked | Y |  | Y
9060276 | 1 | 1993-03-05 | Removed From Ground | Gas | 8000 | Marked Unknown | Unknown | Not Marked
9060276 | 2 | 1993-03-05 | Removed From Ground | Kerosene | 300 | Marked Unknown | Unknown | Not Marked
9060276 | 3 | 1993-03-05 | Removed From Ground | Kerosene | 300 | Marked Unknown | Unknown | Not Marked
9060276 | 4 | 1993-03-05 | Removed From Ground | Kerosene | 300 | Marked Unknown | Unknown | Not Marked
9060276 | 5 | 1993-03-05 | Removed From Ground | Kerosene | 300 | Marked Unknown | Unknown | Not Marked
9060276 | 6 | 1993-03-05 | Removed From Ground | Other | 300 | Marked Unknown | Unknown | Not Marked
9060276 | 7 | 1993-03-05 | Removed From Ground | Diesel |  | Not Marked/Unknown | Not Marked | Not Marked
9060277 | 1 | 2001-12-03 | Removed From Ground | Gas |  | Not Marked/Unknown | Not Marked | Not Marked
9060277 | 2 | 2001-12-03 | Removed From Ground | Gas |  | Not Marked/Unknown | Not Marked | Not Marked
9060277 | 3 | 2001-12-03 | Removed From Ground | Diesel |  | Not Marked/Unknown | Not Marked | Not Marked
9060278 | 1 | 1994-07-13 | Removed From Ground | Other | 1500 | Bare Steel | Galvanized Steel | Not Marked
9060278 | 2 | 1994-07-13 | Removed From Ground | Other | 6000 | Bare Steel | Galvanized Steel | Not Marked
9060279 | 1 |  | Currently In Use | Other | 2000 | Not Marked/Unknown | Not Marked | Not Marked
9060279 | 1 |  | Removed From Ground Date Unknown | Other | 2000 | Not Marked/Unknown | Not Marked | Not Marked
9060279 | 2 |  | Currently In Use | Other | 2000 | Not Marked/Unknown | Not Marked | Not Marked
9060279 | 2 |  | Removed From Ground Date Unknown | Other | 2000 | Not Marked/Unknown | Not Marked | Not Marked
9060279 | 3 |  | Currently In Use | Other | 2000 | Not Marked/Unknown | Not Marked | Not Marked
9060279 | 3 |  | Removed From Ground Date Unknown | Other | 2000 | Not Marked/Unknown | Not Marked | Not Marked
9060280 | 1 | 1993-04-27 | Removed From Ground | Diesel | 10000 | Not Marked/Unknown | Not Marked | Not Marked
9060281 | 1 | 2004-05-04 | Removed From Ground | Gas | 5000 | Not Marked/Unknown | Not Marked | Not Marked
9060281 | 2 | 2004-05-04 | Removed From Ground | Gas | 5000 | Unknown | Unknown | Not Marked | N |  | N
9060281 | 3 | 2004-05-05 | Removed From Ground | Gas | 5000 | Unknown | Unknown | Not Marked | N |  | N
9060281 | 4 | 2004-05-05 | Removed From Ground | Gas | 5000 | Unknown | Unknown | Not Marked | N |  | N
9060281 | 5 | 2004-05-05 | Removed From Ground | Gas | 5000 | Unknown | Unknown | Not Marked | N |  | N
9060281 | 6 | 2004-05-05 | Removed From Ground | Used Oil | 280 | Unknown | Unknown | Not Marked | N |  | N
9060281 | 7 | 2004-05-05 | Removed From Ground | Used Oil | 550 | Unknown | Unknown | Not Marked | N |  | N
9060281 | 8 | 2004-05-05 | Removed From Ground | Kerosene | 550 | Unknown | Unknown | Not Marked | N |  | N
9060282 | 1 |  | Removed From Ground Date Unknown | Other | 4000 | Composite | Bare Steel | Pressure
9060282 | 2 |  | Removed From Ground Date Unknown | Other | 4000 | Composite | Bare Steel | Pressure
9060282 | 3 |  | Removed From Ground Date Unknown | Used Oil | 2000 | Composite | Bare Steel | Gravity Fed | Y |  | Y
9060283 | 1 | 1993-04-09 | Removed From Ground | Other |  | Marked Unknown | Unknown | Not Marked
9060283 | 2 | 1993-04-09 | Removed From Ground | Other |  | Marked Unknown | Unknown | Not Marked
9060283 | 3 | 1993-04-09 | Removed From Ground | Other |  | Marked Unknown | Unknown | Not Marked
9060284 | 1 | 1993-05-12 | Removed From Ground | Used Oil | 700 | Not Marked/Unknown | Not Marked | Not Marked | Y |  | Y
9060285 | 1 | 1993-05-27 | Removed From Ground | Gas | 1000 | Bare Steel | Galvanized Steel | Suction: Valve At The Tank
9060286 | 1 | 2009-06-05 | Currently In Use | Gas | 8775 | Fiberglass | Fiberglass Reinforced Plastic | Pressure |  | 1993-06-05 |  | 1993-06-05
9060286 | 2 | 2009-06-05 | Currently In Use | Gas | 8775 | Fiberglass | Fiberglass Reinforced Plastic | Pressure |  | 1993-06-05 |  | 1993-06-05
9060286 | 3 | 2009-06-05 | Currently In Use | Gas | 8775 | Fiberglass | Fiberglass Reinforced Plastic | Pressure |  | 1993-06-05 |  | 1993-06-05
9060288 | 1 | 2010-05-06 | Removed From Ground | Gas | 10000 | Double Walled | Fiberglass Reinforced Plastic | Pressure |  | 1989-06-01 |  | 1989-06-01
9060289 | 454-MG1 |  | Removed From Ground Date Unknown | Gas | 500 | Marked Unknown | Unknown | Not Marked
9060290 | 1 | 1993-07-09 | Removed From Ground | Gas | 2000 | Bare Steel | Galvanized Steel | Suction: Valve At The Tank
9060291 | 1 | 1993-07-29 | Removed From Ground | Diesel | 10000 | Not Marked/Unknown | Not Marked | Not Marked
9060292 | 1 | 1993-03-09 | Currently In Use | Gas | 12000 | Fiberglass | Fiberglass Reinforced Plastic | Pressure |  | 1993-03-01 |  | 1993-03-01
9060292 | 2 | 1993-03-09 | Currently In Use | Gas | 12000 | Fiberglass | Fiberglass Reinforced Plastic | Pressure |  | 1993-03-01 |  | 1993-03-01
9060292 | 3 | 1993-03-09 | Currently In Use | Gas | 12000 | Fiberglass | Fiberglass Reinforced Plastic | Pressure |  | 1993-03-01 |  | 1993-03-01
9060294 | 1 | 1997-04-02 | Removed From Ground | Gas | 12000 | Double Walled | Fiberglass Reinforced Plastic | Pressure
9060294 | 2 | 1994-03-09 | Removed From Ground | Diesel | 12000 | Double Walled | Fiberglass Reinforced Plastic | Pressure
9060295 | 1 | 1993-03-10 | Currently In Use | Diesel | 20000 | Fiberglass | Fiberglass Reinforced Plastic | Pressure |  | 1993-05-22 |  | 1993-05-22
9060295 | 2 | 1993-03-10 | Currently In Use | Gas | 8000 | Double Walled | Fiberglass Reinforced Plastic | Pressure |  | 1993-05-22 |  | 1993-05-22
9060296 | 1 | 1990-06-01 | Removed From Ground | Used Oil | 500 | Marked Unknown | Unknown | Not Marked | Y |  | Y
9060296 | 2 | 1997-01-21 | Removed From Ground | Diesel | 8000 | Bare Steel | Bare Steel | Not Marked
9060296 | 3 | 1997-01-21 | Removed From Ground | Diesel | 10000 | Bare Steel | Bare Steel | Not Marked
9060296 | 4 | 1997-01-21 | Removed From Ground | Diesel | 20000 | Bare Steel | Bare Steel | Not Marked
9060297 | 1 | 1993-12-01 | Removed From Ground | Gas | 1 | Marked Unknown | Unknown | Not Marked
9060297 | 2 | 2010-01-04 | Removed From Ground | Gas | 12000 | Fiberglass | Fiberglass/Double Walled | Pressure |  | 1993-12-01 |  | 1993-12-01
9060297 | 3 | 2010-01-04 | Removed From Ground | Gas | 12000 | Fiberglass | Fiberglass/Double Walled | Pressure |  | 1993-12-01 |  | 1993-12-01
9060297 | 4 | 2013-11-20 | Removed From Ground | Used Oil | 500 | Bare Steel |  |  | N |  | N
9060298 | A | 1993-07-29 | Removed From Ground | Gas | 4000 | Bare Steel | Galvanized Steel | Pressure
9060298 | B | 1993-07-29 | Removed From Ground | Gas | 4000 | Bare Steel | Galvanized Steel | Pressure
9060298 | C | 1993-07-29 | Removed From Ground | Gas | 4000 | Bare Steel | Galvanized Steel | Pressure
9060298 | D | 1993-07-29 | Removed From Ground | Used Oil | 550 | Bare Steel | Galvanized Steel | Not Marked | Y |  | Y
9060299 | 1 | 1993-09-28 | Removed From Ground | Gas | 4500 | Not Marked/Unknown | Not Marked | Not Marked
9060299 | 2 | 1993-09-28 | Removed From Ground | Gas | 4500 | Not Marked/Unknown | Not Marked | Not Marked
9060300 | 1 | 1993-08-31 | Removed From Ground | Gas | 1100 | Not Marked/Unknown | Not Marked | Not Marked
9060300 | 2 | 1993-08-31 | Removed From Ground | Used Oil | 1100 | Not Marked/Unknown | Not Marked | Not Marked | Y |  | Y
9060300 | 3 | 1993-08-31 | Removed From Ground | Other | 750 | Not Marked/Unknown | Not Marked | Not Marked
9060301 | 1 | 1994-03-02 | Removed From Ground | Gas | 1 | Marked Unknown | Unknown | Not Marked
9060303 | 1 | 1994-05-01 | Removed From Ground | Diesel | 500 | Unknown | Unknown | Not Marked
9060305 | 1 | 1998-01-28 | Removed From Ground | Diesel | 550 | Bare Steel | Bare Steel | Suction: No Valve At The Tank
9060305 | 2 | 2005-01-25 | Removed From Ground | Diesel | 550 | Fiberglass | Cathodically Protected | Suction: Valve At The Tank |  | 1998-01-30 |  | 1998-01-30
9060306 | 1 | 2013-05-17 | Temporarily Out Of Use | Diesel | 20000 | Fiberglass | Fiberglass Reinforced Plastic | Pressure |  | 1995-10-01 |  | 1995-10-01
9060309 | 1 | 1993-10-25 | Removed From Ground | Gas | 550 | Not Marked/Unknown | Not Marked | Not Marked
9060311 | 224279 | 1993-09-02 | Currently In Use | Diesel | 10000 | Fiberglass Double Walled | Fiberglass/Double Walled | Pressure |  | 1993-09-02 |  | 1993-09-02
9060311 | 224280 | 1993-09-02 | Currently In Use | Gas | 10000 | Fiberglass Double Walled | Fiberglass Reinforced Plastic | Pressure |  | 1993-09-02 |  | 1993-09-02
9060312 | 1 | 1990-12-03 | Removed From Ground | Gas | 3000 | Bare Steel | Unknown | Pressure
9060312 | 2 | 1990-12-03 | Removed From Ground | Gas | 12000 | Bare Steel | Unknown | Pressure
9060312 | 3 | 1990-12-03 | Removed From Ground | Used Oil | 550 | Bare Steel | Unknown | Gravity Fed | Y |  | Y
9060313 | 1 | 1995-08-01 | Removed From Ground | Diesel | 10000 | Bare Steel | Galvanized Steel | Not Marked
9060313 | 2 | 1995-08-01 | Removed From Ground | Diesel | 10000 | Bare Steel | Galvanized Steel | Not Marked
9060313 | 3 | 1995-08-01 | Removed From Ground | Diesel | 10000 | Bare Steel | Galvanized Steel | Not Marked
9060313 | 4 | 1995-08-01 | Removed From Ground | Gas | 3000 | Bare Steel | Bare Steel | Not Marked
9060313 | 5 | 1995-08-01 | Removed From Ground | Other | 7000 | Bare Steel | Galvanized Steel | Not Marked
9060313 | 6 | 1995-08-01 | Removed From Ground | Used Oil | 2000 | Bare Steel | Galvanized Steel | Not Marked | Y |  | Y
9060313 | 7 | 1995-08-08 | Currently In Use | Diesel | 30000 | Fiberglass | Double Walled Flex | Pressure |  | 1995-08-15 |  | 1995-08-15
9060314 | 1 | 1993-10-17 | Removed From Ground | Gas | 1000 | Not Marked/Unknown | Not Marked | Not Marked
9060314 | 2 | 1993-10-17 | Removed From Ground | Used Oil | 60 | Not Marked/Unknown | Not Marked | Not Marked | Y |  | Y
9060314 | 3 | 1993-10-21 | Removed From Ground | Gas | 1000 | Not Marked/Unknown | Not Marked | Not Marked
9060314 | 4 | 1993-10-21 | Removed From Ground | Gas | 1000 | Not Marked/Unknown | Not Marked | Not Marked
9060315 | 1 | 1993-10-13 | Removed From Ground | Other | 500 | Not Marked/Unknown | Bare Steel | Suction: Valve At The Tank
9060316 | 1 | 1993-12-01 | Removed From Ground | Gas | 1000 | Bare Steel | Not Marked | Suction: No Valve At The Tank
9060317 | 1 | 1993-11-15 | Removed From Ground | Gas | 2000 | Bare Steel | Bare Steel | Not Marked
9060318 | 1 | 1993-11-28 | Removed From Ground | Used Oil | 550 | Bare Steel | Bare Steel | Not Marked | Y |  | Y
9060319 | 1 | 2005-08-09 | Temporarily Out Of Use | Diesel | 4000 | Steel-Impressed Current | Single Wall Flex | Pressure
9060319 | 1 |  | Currently In Use | Diesel | 4000 | Steel-Impressed Current | Single Wall Flex | Pressure
9060319 | 2 | 2005-08-09 | Temporarily Out Of Use | Gas | 5000 | Steel-Impressed Current | Single Wall Flex | Pressure
9060319 | 2 |  | Currently In Use | Gas | 5000 | Steel-Impressed Current | Single Wall Flex | Pressure
9060319 | 3 | 2005-08-09 | Temporarily Out Of Use | Gas | 5000 | Steel-Impressed Current | Single Wall Flex | Pressure
9060319 | 3 |  | Currently In Use | Gas | 5000 | Steel-Impressed Current | Single Wall Flex | Pressure
9060319 | 4 | 2005-08-09 | Temporarily Out Of Use | Gas | 5000 | Steel-Impressed Current | Single Wall Flex | Pressure
9060319 | 4 |  | Currently In Use | Gas | 5000 | Steel-Impressed Current | Single Wall Flex | Pressure
9060319 | 5 | 2005-08-09 | Temporarily Out Of Use | Gas | 5000 | Steel-Impressed Current | Single Wall Flex | Not Marked
9060319 | 5 |  | Currently In Use | Gas | 5000 | Steel-Impressed Current | Single Wall Flex | Not Marked
9060320 | 1 | 1993-11-09 | Removed From Ground | Diesel | 1100 | Bare Steel | Bare Steel | Not Marked
9060320 | 2 | 1993-11-09 | Removed From Ground | Gas | 1140 | Bare Steel | Bare Steel | Not Marked
9060320 | 3 | 1993-11-01 | Removed From Ground | Gas | 6000 | Not Marked/Unknown | Not Marked | Not Marked
9060321 | 1 |  | Removed From Ground Date Unknown | Gas |  | Not Marked/Unknown | Not Marked | Not Marked
9060322 | 1 | 1993-11-10 | Removed From Ground | Gas | 3000 | Bare Steel | Unknown | Suction: Valve At The Tank
9060323 | 1 |  | Removed From Ground Date Unknown | Diesel | 10000 | Not Marked/Unknown | Not Marked | Not Marked
9060323 | 2 |  | Removed From Ground Date Unknown | Diesel | 10000 | Not Marked/Unknown | Not Marked | Not Marked
9060325 | 1 |  | Removed From Ground | Gas |  | Not Marked/Unknown | Not Marked | Not Marked
9060325 | 2 | 1993-01-01 | Removed From Ground | Gas | 2000 | Bare Steel | Galvanized Steel | Not Marked
9060325 | 2 |  | Permanently Out Of Use | Gas | 2000 | Bare Steel | Galvanized Steel | Not Marked
9060325 | 3 | 1993-01-01 | Removed From Ground | Diesel | 2000 | Bare Steel | Galvanized Steel | Not Marked
9060325 | 3 |  | Permanently Out Of Use | Diesel | 2000 | Bare Steel | Galvanized Steel | Not Marked
9060326 | 1 | 1994-01-04 | Removed From Ground | Gas | 7500 | Bare Steel | Galvanized Steel | Suction: No Valve At The Tank
9060326 | 2 | 1994-01-04 | Removed From Ground | Gas | 10000 | Bare Steel | Galvanized Steel | Suction: No Valve At The Tank
9060327 | 1 | 1997-12-18 | Removed From Ground | Diesel | 1000 | Bare Steel | Galvanized Steel | Not Marked
9060327 | 2 | 1997-12-18 | Removed From Ground | Gas | 1000 | Bare Steel | Galvanized Steel | Not Marked
9060328 | 1 | 1994-02-24 | Removed From Ground | Gas | 8000 | Not Marked/Unknown | Not Marked | Not Marked
9060328 | 2 | 1994-02-24 | Removed From Ground | Gas | 8000 | Not Marked/Unknown | Not Marked | Not Marked
9060328 | 3 | 1994-09-20 | Removed From Ground | Diesel | 20000 | Not Marked/Unknown | Not Marked | Not Marked
9060328 | 4 | 1994-02-24 | Removed From Ground | Diesel | 8000 | Not Marked/Unknown | Not Marked | Not Marked
9060329 | 1 | 1994-04-01 | Removed From Ground | Diesel | 8000 | Bare Steel | Not Marked | Suction: Valve At The Tank
9060329 | 2 | 1994-04-01 | Removed From Ground | Diesel | 2000 | Bare Steel | Not Marked | Gravity Fed
9060330 | 1 | 1982-01-01 | Removed From Ground | Other |  | Not Marked/Unknown | Not Marked | Not Marked
9060332 | 1 | 1994-03-07 | Removed From Ground | Gas | 8000 | Not Marked/Unknown | Not Marked | Not Marked
9060333 | 1 | 1988-12-07 | Removed From Ground | Gas | 3000 | Marked Unknown | Unknown | Not Marked
9060333 | 2 | 1988-12-07 | Removed From Ground | Gas | 1000 | Marked Unknown | Unknown | Not Marked
9060333 | 3 | 1988-05-24 | Removed From Ground | Other | 1000 | Marked Unknown | Unknown | Not Marked
9060333 | 4 | 1988-05-24 | Removed From Ground | Other | 1000 | Marked Unknown | Unknown | Not Marked
9060334 | 0 | 1993-06-01 | Removed From Ground | Other |  | Not Marked/Unknown | Not Marked | Not Marked
9060336 | 1 | 1993-10-04 | Currently In Use | Gas | 12000 | Composite Double Walled | Fiberglass/Double Walled | Pressure |  | 1993-01-01 |  | 1993-01-01
9060336 | 2 | 1993-10-04 | Currently In Use | Diesel | 12000 | Composite Double Walled | Fiberglass/Double Walled | Pressure |  | 1993-01-01 |  | 1993-01-01
9060336 | 3 | 1993-10-04 | Currently In Use | Gas | 12000 | Composite Double Walled | Fiberglass/Double Walled | Pressure |  | 1993-01-01 |  | 1993-01-01
9060337 | 1 | 1994-02-03 | Removed From Ground | Other | 550 | Bare Steel | Bare Steel | Gravity Fed
9060337 | 2 | 1994-02-03 | Removed From Ground | Other | 550 | Not Marked/Unknown | Not Marked | Not Marked
9060338 | 1 | 1994-10-05 | Removed From Ground | Diesel | 10000 | Bare Steel | Galvanized Steel | Not Marked
9060338 | 10 | 1994-10-05 | Removed From Ground | Hazardous Substance | 12000 | Cathodically Protected Steel | Galvanized Steel | Not Marked
9060338 | 11 | 1994-10-05 | Removed From Ground | Other | 5000 | Cathodically Protected Steel | Galvanized Steel | Not Marked
9060338 | 12 | 1994-10-05 | Removed From Ground | Other | 5000 | Cathodically Protected Steel | Galvanized Steel | Not Marked
9060338 | 13 | 1994-11-01 | Currently In Use | Diesel | 10000 | Fiberglass Double Walled | Double Walled Flex | Pressure |  | 2006-09-20 |  | 2006-09-20
9060338 | 14 | 1994-11-01 | Currently In Use | Diesel | 10000 | Fiberglass Double Walled | Double Walled Flex | Pressure |  | 2006-09-20 |  | 2006-09-20
9060338 | 15 | 1994-11-01 | Currently In Use | Gas | 10000 | Fiberglass Double Walled | Double Walled Flex | Pressure |  | 2006-09-20 |  | 2006-09-20
9060338 | 2 | 1994-10-05 | Removed From Ground | Diesel | 10000 | Cathodically Protected Steel | Galvanized Steel | Not Marked
9060338 | 3 | 1994-10-05 | Removed From Ground | Gas | 10000 | Cathodically Protected Steel | Galvanized Steel | Not Marked
9060338 | 4 | 1994-10-05 | Removed From Ground | Gas | 10000 | Cathodically Protected Steel | Galvanized Steel | Not Marked
9060338 | 5 | 1994-10-05 | Removed From Ground | Gas | 10000 | Cathodically Protected Steel | Galvanized Steel | Not Marked
9060338 | 6 | 1994-10-05 | Removed From Ground | Other | 5000 | Cathodically Protected Steel | Galvanized Steel | Not Marked
9060338 | 7 | 1994-10-05 | Removed From Ground | Used Oil | 2000 | Cathodically Protected Steel | Galvanized Steel | Not Marked | Y |  | Y
9060338 | 8 | 1994-10-05 | Removed From Ground | Used Oil | 2000 | Cathodically Protected Steel | Galvanized Steel | Not Marked | Y |  | Y
9060338 | 9 | 1994-10-05 | Closed In Ground | Other | 600 | Cathodically Protected Steel | Galvanized Steel | Not Marked
9060339 | 1 |  | Removed From Ground Date Unknown | Other |  | Not Marked/Unknown | Not Marked | Not Marked
9060341 | 1 | 1992-12-01 | Removed From Ground | Gas | 1000 | Bare Steel | Galvanized Steel | Suction: Valve At The Tank
9060341 | 2 | 1992-12-01 | Removed From Ground | Diesel | 1000 | Bare Steel | Galvanized Steel | Suction: Valve At The Tank
9060341 | 3 | 1992-12-01 | Removed From Ground | Used Oil | 1000 | Bare Steel | Galvanized Steel | Suction: Valve At The Tank | Y |  | Y
9060342 | 1 | 1994-03-09 | Removed From Ground | Used Oil | 550 | Not Marked/Unknown | Not Marked | Not Marked | Y |  | Y
9060344 | 1 | 1994-04-20 | Removed From Ground | Gas | 550 | Cathodically Protected Steel | Cathodically Protected | Not Marked
9060345 | 1 | 1993-02-24 | Removed From Ground | Other | 1000 | Bare Steel | Bare Steel | Not Marked
9060346 | 1 | 1994-04-01 | Removed From Ground | Used Oil | 550 | Bare Steel | Bare Steel | Gravity Fed | Y |  | Y
9060347 | 1 | 1994-04-15 | Removed From Ground | Used Oil | 1000 | Bare Steel | Galvanized Steel | Gravity Fed | Y |  | Y
9060348 | 1 | 1994-04-27 | Removed From Ground | Gas | 10000 | Bare Steel | Galvanized Steel | Pressure
9060348 | 2 | 1994-04-27 | Removed From Ground | Gas | 3000 | Bare Steel | Galvanized Steel | Suction: Valve At The Tank
9060348 | 3 | 1994-04-27 | Removed From Ground | Gas | 3000 | Bare Steel | Galvanized Steel | Suction: Valve At The Tank
9060348 | 4 | 1994-04-27 | Removed From Ground | Gas | 3000 | Bare Steel | Galvanized Steel | Suction: Valve At The Tank
9060348 | 5 | 1994-04-27 | Removed From Ground | Gas | 2000 | Bare Steel | Galvanized Steel | Suction: Valve At The Tank
9060349 | 1 | 1998-06-27 | Removed From Ground | Diesel | 1500 | Cathodically Protected Steel | Copper | Suction: Valve At The Tank |  | 1998-07-11 |  | 1998-07-11
9060349 | 2 | 1998-03-15 | Currently In Use | Diesel | 1500 | Composite | Fiberglass/Double Walled | Suction: Valve At The Tank | N | 1998-09-04 12:00 | N | 1998-09-04 12:00
9060349 | 3 | 2006-02-01 | Currently In Use | Diesel | 12000 | Composite Double Walled | Fiberglass/Double Walled | Pressure | N | 2006-02-20 12:00 | N | 2006-02-20 12:00
9060350 | 1 | 1998-10-01 | Removed From Ground | Gas | 1011 | Epoxy | Galvanized Steel | Suction: Valve At The Tank
9060350 | 2 | 1998-10-01 | Removed From Ground | Gas | 1011 | Epoxy | Galvanized Steel | Suction: Valve At The Tank
9060350 | 3 | 1998-10-01 | Removed From Ground | Diesel | 552 | Epoxy | Galvanized Steel | Suction: Valve At The Tank
9060352 | 1 | 1992-03-19 | Removed From Ground | Diesel | 7500 | Not Marked/Unknown | Not Marked | Not Marked
9060353 | 1 | 1994-04-19 | Removed From Ground | Gas |  | Bare Steel | Galvanized Steel | Pressure
9060353 | 2 | 1994-04-19 | Removed From Ground | Diesel |  | Bare Steel | Galvanized Steel | Pressure
9060353 | 3 | 1994-06-01 | Currently In Use | Gas | 10000 | Fiberglass | Fiberglass Reinforced Plastic | Pressure |  | 1994-06-20 |  | 1994-06-20
9060353 | 4 | 1994-06-01 | Currently In Use | Gas | 10000 | Fiberglass | Fiberglass Reinforced Plastic | Pressure |  | 1994-06-20 |  | 1994-06-20
9060353 | 5 | 1994-06-01 | Currently In Use | Diesel | 6000 | Cathodically Protected Steel | Fiberglass Reinforced Plastic | Pressure |  | 1994-06-20 |  | 1994-06-20
9060354 | 1 |  | Removed From Ground Date Unknown | Diesel | 4000 | Fiberglass | Copper | Not Marked
9060357 | 1 | 1994-06-30 | Removed From Ground | Gas | 1000 | Bare Steel | Galvanized Steel | Suction: Valve At The Tank
9060358 | 1 | 1994-06-01 | Removed From Ground | Diesel |  | Not Marked/Unknown | Not Marked | Not Marked
9060359 | 1 | 1994-08-08 | Removed From Ground | Gas | 500 | Bare Steel | Bare Steel | Suction: No Valve At The Tank
9060360 | 1 | 1994-07-25 | Removed From Ground | Other | 12000 | Marked Unknown | Unknown | Not Marked
9060360 | 2 | 1994-07-25 | Removed From Ground | Gas | 1000 | Marked Unknown | Unknown | Not Marked
9060360 | 3 | 1994-07-25 | Removed From Ground | Gas | 1000 | Marked Unknown | Unknown | Not Marked
9060360 | 4 | 1994-07-01 | Removed From Ground | Gas | 500 | Marked Unknown | Unknown | Not Marked
9060360 | 5 | 1994-07-01 | Removed From Ground | Gas | 500 | Marked Unknown | Unknown | Not Marked
9060361 | 1 | 1994-06-16 | Removed From Ground | Gas | 500 | Marked Unknown | Unknown | Not Marked
9060361 | 2 | 1994-06-16 | Removed From Ground | Gas | 500 | Marked Unknown | Unknown | Not Marked
9060362 | 1 | 1994-05-01 | Removed From Ground | Used Oil | 550 | Not Marked/Unknown | Not Marked | Not Marked | Y |  | Y
9060363 | 1 | 1994-06-24 | Closed In Ground | Heating Oil | 10000 | Bare Steel | Copper | Suction: Valve At The Tank
9060365 | 1 | 1994-06-29 | Removed From Ground | Other | 5000 | Bare Steel | Galvanized Steel | Gravity Fed
9060365 | 2 | 1994-06-29 | Removed From Ground | Other | 6000 | Bare Steel | Bare Steel | Gravity Fed
9060366 | 1 | 1994-05-20 | Removed From Ground | Gas | 1000 | Bare Steel | Galvanized Steel | Suction: Valve At The Tank
9060366 | 2 | 1994-05-20 | Removed From Ground | Gas | 1000 | Bare Steel | Galvanized Steel | Suction: Valve At The Tank
9060366 | 3 | 1994-05-20 | Removed From Ground | Diesel | 350 | Bare Steel | Galvanized Steel | Suction: Valve At The Tank
9060368 | 1 | 1994-07-22 | Removed From Ground | Gas | 2000 | Bare Steel | Galvanized Steel | Suction: No Valve At The Tank
9060369 | 1 | 1993-10-20 | Removed From Ground | Diesel | 1000 | Not Marked/Unknown | Not Marked | Not Marked
9060371 | 1 | 1992-05-01 | Removed From Ground | Gas | 10000 | Not Marked/Unknown | Not Marked | Not Marked
9060373 | 1 | 1995-12-02 | Removed From Ground | Gas | 4000 | Not Marked/Unknown | Not Marked | Not Marked
9060373 | 2 | 1995-12-02 | Removed From Ground | Diesel | 3000 | Not Marked/Unknown | Not Marked | Not Marked
9060373 | 3 | 1995-12-02 | Removed From Ground | Diesel | 3000 | Not Marked/Unknown | Not Marked | Not Marked
9060373 | 4 | 1995-12-02 | Removed From Ground | Diesel | 3000 | Not Marked/Unknown | Not Marked | Not Marked
9060373 | 5 | 1995-12-02 | Removed From Ground | Used Oil | 500 | Not Marked/Unknown | Not Marked | Not Marked | Y |  | Y
9060373 | 6 | 1995-12-02 | Removed From Ground | Other | 3000 | Not Marked/Unknown | Not Marked | Not Marked
9060373 | 626428 | 2004-11-09 | Removed From Ground | Diesel | 8000 | Double Walled | Double Walled | Pressure |  | 1994-11-10 |  | 1994-11-10
9060373 | 626441 | 2004-11-09 | Removed From Ground | Gas | 6000 | Unknown | Double Walled | Pressure |  | 1994-11-10 |  | 1994-11-10
9060375 | 1 | 1994-06-23 | Removed From Ground | Other | 18000 | Bare Steel | Not Marked | Not Marked
9060375 | 2 | 1994-06-23 | Removed From Ground | Empty | 18000 | Bare Steel | Not Marked | Not Marked
9060378 | 1 |  | Removed From Ground Date Unknown | Gas | 2000 | Not Marked/Unknown | Not Marked | Not Marked
9060378 | 2 |  | Removed From Ground Date Unknown | Gas | 2000 | Not Marked/Unknown | Not Marked | Not Marked
9060378 | 3 |  | Removed From Ground Date Unknown | Gas | 1500 | Not Marked/Unknown | Not Marked | Not Marked
9060379 | 1 | 2001-03-09 | Removed From Ground | Diesel | 8000 | Cathodically Protected Steel | Double Walled | Suction: Valve At The Tank |  | 1991-08-01
9060379 | 2 | 2001-04-17 | Removed From Ground | Diesel | 3000 | Cathodically Protected Steel | Double Walled | Suction: Valve At The Tank |  | 1991-08-01
9060380 | T1 | 2010-06-18 | Removed From Ground | Gas | 575 | Bare Steel | Bare Steel | Not Marked
9060380 | T1 |  | Permanently Out Of Use | Gas | 575 | Bare Steel | Bare Steel | Not Marked
9060380 | T2 | 2010-06-18 | Removed From Ground | Diesel |  | Marked Unknown | Unknown | Not Marked
9060380 | T2 |  | Permanently Out Of Use | Diesel |  | Marked Unknown | Unknown | Not Marked
9060381 | 1 | 1991-04-22 | Removed From Ground | Gas | 1000 | Not Marked/Unknown | Not Marked | Not Marked
9060383 | 1 |  | Removed From Ground Date Unknown | Used Oil | 550 | Not Marked/Unknown | Not Marked | Not Marked | Y |  | Y
9060383 | 2 |  | Removed From Ground Date Unknown | Used Oil | 550 | Not Marked/Unknown | Not Marked | Not Marked | Y |  | Y
9060383 | 3 |  | Removed From Ground Date Unknown | Used Oil | 550 | Not Marked/Unknown | Not Marked | Not Marked | Y |  | Y
9060384 | 1 |  | Removed From Ground Date Unknown | Diesel | 2005 | Bare Steel | Unknown | Suction: No Valve At The Tank
9060384 | 2 |  | Removed From Ground Date Unknown | Gas | 1000 | Bare Steel | Unknown | Suction: No Valve At The Tank
9060385 | 1 |  | Removed From Ground Date Unknown | Diesel | 4000 | Bare Steel | Unknown | Not Marked
9060385 | 2 |  | Removed From Ground Date Unknown | Gas | 500 | Bare Steel | Unknown | Not Marked
9060387 | 1 | 1994-08-24 | Removed From Ground | Gas | 500 | Bare Steel | Bare Steel | Suction: No Valve At The Tank
9060387 | 2 | 1994-08-24 | Removed From Ground | Gas | 500 | Bare Steel | Bare Steel | Suction: No Valve At The Tank
9060388 | 1 | 1997-10-03 | Removed From Ground | Other | 12000 | Bare Steel | Unknown | Gravity Fed
9060388 | 2 | 1997-09-20 | Currently In Use | Diesel | 12000 | Fiberglass | Fiberglass/Double Walled | Suction: No Valve At The Tank |  | 1997-09-20 |  | 1997-09-20
9060388 | 3 | 1997-10-15 | Currently In Use | Diesel | 1000 | Fiberglass | Fiberglass/Double Walled | Suction: No Valve At The Tank |  | 1997-10-15 |  | 1997-10-15
9060389 | 1 | 1995-07-20 | Removed From Ground | Used Oil | 1000 | Bare Steel | Galvanized Steel | Gravity Fed | Y |  | Y
9060389 | 2 | 1994-12-01 | Removed From Ground | Used Oil | 1000 | Bare Steel | Galvanized Steel | Gravity Fed | Y |  | Y
9060389 | 4 | 2008-09-10 | Temporarily Out Of Use | Diesel | 1000 | Fiberglass Double Walled | Fiberglass/Double Walled | Pressure | N | 1993-11-18 | N | 1993-11-18
9060389 | 5 | 1995-03-01 | Currently In Use | Used Oil | 1000 | Fiberglass Double Walled | Fiberglass Reinforced Plastic | Gravity Fed | Y | 2010-03-09 12:00 | Y | 1995-03-01 12:00
9060390 | 1 | 2008-08-28 | Removed From Ground | Gas | 5000 | Composite | Fiberglass Reinforced Plastic | Suction: Valve At The Tank
9060391 | 1 | 1994-08-15 | Removed From Ground | Gas | 6500 | Not Marked/Unknown | Not Marked | Not Marked
9060391 | 2 | 1994-08-15 | Removed From Ground | Other | 5000 | Unknown | Unknown | Not Marked | N |  | N
9060391 | 3 | 1994-08-15 | Removed From Ground | Empty | 250 | Unknown | Unknown | Not Marked | N |  | N
9060394 | 1 | 1989-08-08 | Currently In Use | Gas | 10000 | STIP-3 | Fiberglass Reinforced Plastic | Pressure |  | 1989-08-08 |  | 1989-08-08
9060394 | 2 | 1989-08-08 | Currently In Use | Diesel | 10000 | STIP-3 | Fiberglass Reinforced Plastic | Pressure |  | 1989-08-08 |  | 1989-08-08
9060394 | 3 | 1989-08-08 | Currently In Use | Gas | 10000 | STIP-3 | Fiberglass Reinforced Plastic | Pressure |  | 1989-08-08 |  | 1989-08-08
9060395 | 1 | 1988-01-01 | Removed From Ground | Used Oil | 550 | Bare Steel | Bare Steel | Not Marked | Y |  | Y
9060395 | 1AST |  | Currently In Use | Used Oil |  | Not Marked/Unknown | Not Marked | Not Marked | Y |  | Y
9060396 | 1 | 1997-06-10 | Removed From Ground | Used Oil | 550 | Double Walled | Bare Steel | Gravity Fed | Y |  | Y
9060396 | 2 |  | Removed From Ground Date Unknown | Used Oil | 550 | Double Walled | Bare Steel | Not Marked | Y |  | Y
9060397 | 1 |  | Removed From Ground Date Unknown | Not Marked |  | Unknown | Unknown | Not Marked | N |  | N
9060400 | 1 | 1995-05-01 | Currently In Use | Gas | 8000 | Fiberglass | Fiberglass Reinforced Plastic | Not Marked |  | 1995-05-01 |  | 1995-05-01
9060400 | 2 | 1995-05-01 | Currently In Use | Gas | 8000 | Fiberglass | Fiberglass Reinforced Plastic | Not Marked |  | 1995-05-01 |  | 1995-05-01
9060400 | 3 | 1995-05-01 | Currently In Use | Gas | 8000 | Fiberglass | Fiberglass Reinforced Plastic | Not Marked |  | 1995-05-01 |  | 1995-05-01
9060401 | 1 | 1990-09-06 | Removed From Ground | Empty |  | Bare Steel | Galvanized Steel | Not Marked
9060401 | 2 | 1990-09-06 | Removed From Ground | Empty |  | Bare Steel | Galvanized Steel | Not Marked
9060401 | 3 | 1990-09-06 | Removed From Ground | Empty |  | Bare Steel | Galvanized Steel | Not Marked
9060401 | 4 | 1990-09-06 | Removed From Ground | Used Oil |  | Bare Steel | Galvanized Steel | Not Marked | Y |  | Y
9060403 | 1 | 1994-11-29 | Removed From Ground | Other | 250 | Bare Steel | Galvanized Steel | Suction: No Valve At The Tank
9060404 | 1 |  | Removed From Ground Date Unknown | Diesel | 500 | Not Marked/Unknown | Not Marked | Not Marked
9060405 | 1 | 1994-11-25 | Removed From Ground | Gas | 1000 | Bare Steel | Galvanized Steel | Not Marked
9060405 | 2 | 1994-11-25 | Removed From Ground | Diesel | 8000 | Bare Steel | Galvanized Steel | Not Marked
9060406 | 1 | 1994-10-01 | Removed From Ground | Empty | 10000 | Bare Steel | Unknown | Not Marked
9060407 | 1 | 1994-10-26 | Removed From Ground | Gas | 1000 | Bare Steel | Bare Steel | Suction: Valve At The Tank
9060408 | 1 | 1995-01-11 | Removed From Ground | Used Oil | 385 | Bare Steel | Galvanized Steel | Gravity Fed | Y |  | Y
9060410 | 1 | 1995-01-16 | Removed From Ground | Gas | 500 | Bare Steel | Bare Steel | Not Marked
9060410 | 2 | 1995-01-16 | Removed From Ground | Gas | 500 | Bare Steel | Bare Steel | Not Marked
9060414 | 1 | 2005-08-25 | Removed From Ground | Used Oil | 1000 | Marked Unknown | Unknown | Gravity Fed | Y |  | Y
9060414 | 2 | 2005-08-25 | Removed From Ground | Used Oil | 1000 | Marked Unknown | Unknown | Pressure | Y |  | Y
9060414 | 3 | 2005-08-25 | Removed From Ground | Used Oil | 1000 | Marked Unknown | Unknown | Pressure | Y |  | Y
9060414 | 4 | 2005-08-25 | Removed From Ground | Other | 550 | Marked Unknown | Unknown | Pressure
9060416 | 1 | 1995-10-10 | Removed From Ground | Diesel | 550 | Bare Steel | Copper | Not Marked
9060417 | 1 | 1996-08-01 | Removed From Ground | Diesel | 550 | Bare Steel | Copper | Suction: No Valve At The Tank
9060418 | 1 | 1998-04-10 | Removed From Ground | Diesel | 550 | Bare Steel | Not Marked | Suction: No Valve At The Tank
9060419 | 1 | 1997-01-25 | Removed From Ground | Diesel | 5000 | Bare Steel | Copper | Suction: Valve At The Tank
9060419 | 2 | 1989-10-18 | Currently In Use | Diesel | 2000 | Fiberglass | Secondary Containment | Suction: Valve At The Tank |  | 1989-10-18 |  | 1989-10-18
9060419 | 3 | 1997-02-15 | Currently In Use | Diesel | 8000 | Composite | Double Walled | Suction: Valve At The Tank |  | 1997-02-15 |  | 1997-02-15
9060420 | 1 | 1995-03-01 | Removed From Ground | Gas | 1 | Not Marked/Unknown | Bare Steel | Not Marked
9060421 | 1 | 1998-07-01 | Removed From Ground | Gas | 10000 | Marked Unknown | Unknown | Not Marked
9060421 | 2 | 1998-07-01 | Removed From Ground | Gas | 10000 | Marked Unknown | Unknown | Not Marked
9060421 | 3 | 1998-07-01 | Removed From Ground | Gas | 10000 | Marked Unknown | Unknown | Not Marked
9060422 | 1 | 1995-01-13 | Currently In Use | Diesel | 15000 | Double Walled | Fiberglass Reinforced Plastic | Pressure |  | 1995-01-13 |  | 1995-01-13
9060425 | DUMMY |  | Currently In Use | Other |  | Marked Unknown | Unknown | Not Marked
9060426 | 0001 | 1995-10-16 | Currently In Use | Gas | 10000 | Composite | Fiberglass Reinforced Plastic | Pressure |  | 1995-10-23 |  | 1995-10-23
9060426 | 0002 | 1995-10-16 | Currently In Use | Gas | 10000 | Composite | Fiberglass Reinforced Plastic | Pressure |  | 1995-10-23 |  | 1995-10-23
9060426 | 0003 | 1995-10-16 | Currently In Use | Diesel | 10000 | Composite | Fiberglass Reinforced Plastic | Pressure |  | 1995-10-23 |  | 1995-10-23
9060428 | 1 |  | Closed In Ground Date Unknown | Other | 1000 | Not Marked/Unknown | Unknown | Not Marked
9060428 | 1 |  | Currently In Use | Other | 1000 | Not Marked/Unknown | Unknown | Not Marked
9060428 | 2 |  | Closed In Ground Date Unknown | Gas | 3000 | Not Marked/Unknown | Unknown | Not Marked
9060428 | 2 |  | Currently In Use | Gas | 3000 | Not Marked/Unknown | Unknown | Not Marked
9060429 | 1 | 1995-04-25 | Removed From Ground | Other | 1000 | Not Marked/Unknown | Unknown | Not Marked
9060431 | 1 | 2006-04-07 | Closed In Ground | Diesel | 30000 | Bare Steel | Copper | Pressure
9060431 | 2 | 2006-04-07 | Closed In Ground | Diesel | 30000 | Bare Steel | Copper | Pressure
9060431 | 3 | 1998-10-01 | Currently In Use | Diesel | 20000 | Fiberglass Double Walled | Fiberglass/Double Walled | Pressure |  | 1998-10-01 |  | 1998-10-01
9060431 | 4 | 1998-10-01 | Currently In Use | Diesel | 20000 | Fiberglass Double Walled | Fiberglass/Double Walled | Pressure |  | 1998-10-01 |  | 1998-10-01
9060432 | 1 |  | Permanently Out Of Use | Other | 1000 | Not Marked/Unknown | Unknown | Not Marked
9060433 | 1 | 2013-09-23 | Temporarily Out Of Use | Gas | 8000 | STIP-3 | Fiberglass Reinforced Plastic | Not Marked |  | 1993-09-01 |  | 1993-09-01
9060433 | 2 | 2013-09-23 | Temporarily Out Of Use | Gas | 8000 | STIP-3 | Fiberglass Reinforced Plastic | Not Marked |  | 1993-09-01 |  | 1993-09-01
9060433 | 3 | 2013-09-23 | Temporarily Out Of Use | Gas | 8000 | STIP-3 | Fiberglass Reinforced Plastic | Not Marked |  | 1993-09-01 |  | 1993-09-01
9060433 | 4 | 2013-09-23 | Temporarily Out Of Use | Diesel | 10000 | STIP-3 | Fiberglass Reinforced Plastic | Not Marked |  | 1993-09-01 |  | 1993-09-01
9060435 | 1 | 1987-01-19 | Removed From Ground | Gas | 1 | Not Marked/Unknown | Not Marked | Not Marked
9060436 | 1 | 1995-05-20 | Removed From Ground | Gas | 6000 | Bare Steel | Galvanized Steel | Pressure
9060436 | 10 | 2010-08-01 | Currently In Use | Diesel | 8000 | Fiberglass Double Walled | Fiberglass Reinforced Plastic | Pressure | N | 2010-08-19 | N | 2010-08-19
9060436 | 2 | 1995-05-20 | Removed From Ground | Gas | 6000 | Bare Steel | Galvanized Steel | Pressure
9060436 | 3 | 1995-05-20 | Removed From Ground | Kerosene | 4000 | Bare Steel | Galvanized Steel | Pressure
9060436 | 4 | 1995-05-20 | Removed From Ground | Gas | 10000 | Bare Steel | Galvanized Steel | Pressure
9060436 | 5 | 1995-05-20 | Removed From Ground | Gas | 10000 | Bare Steel | Galvanized Steel | Pressure
9060436 | 6 | 1995-05-20 | Removed From Ground | Gas | 10000 | Bare Steel | Galvanized Steel | Pressure
9060436 | 7 | 1995-05-20 | Removed From Ground | Diesel | 10000 | Bare Steel | Galvanized Steel | Pressure
9060436 | 8 | 1997-12-01 | Currently In Use | Gas | 10000 | Fiberglass | Fiberglass/Double Walled | Pressure |  | 1997-12-01 |  | 1997-12-01
9060436 | 9 | 1997-12-01 | Currently In Use | Gas | 10000 | Fiberglass | Fiberglass/Double Walled | Pressure |  | 1997-12-01 |  | 1997-12-01
9060437 | 1 | 1994-03-09 | Removed From Ground | Heating Oil | 2000 | Bare Steel | Copper | Suction: Valve At The Tank
9060438 | 1 | 1995-06-27 | Removed From Ground | Diesel | 1000 | Bare Steel | Bare Steel | Suction: Valve At The Tank
9060438 | 2 | 1995-06-27 | Currently In Use | Diesel | 1000 | Fiberglass Double Walled | Fiberglass/Double Walled | Suction: No Valve At The Tank |  | 1995-06-27 12:00 |  | 1995-06-27 12:00
9060438 | 3 | 1989-01-01 | Currently In Use | Diesel | 1000 | Fiberglass Double Walled | Fiberglass Reinforced Plastic | Suction: Valve At The Tank | N | 2010-05-27 12:00 | N | 2010-05-27 12:00
9060439 | 1 | 1995-07-18 | Removed From Ground | Used Oil | 550 | Not Marked/Unknown | Unknown | Not Marked | Y |  | Y
9060441 | 1 | 1995-06-02 | Removed From Ground | Used Oil | 125 | Marked Unknown | Unknown | Not Marked | Y |  | Y
9060442 | 1 |  | Currently In Use | Other | 3000 | Marked Unknown | Unknown | Not Marked
9060442 | 2 |  | Currently In Use | Other | 3000 | Marked Unknown | Unknown | Not Marked
9060443 | 1 | 1995-07-17 | Removed From Ground | Used Oil | 550 | Marked Unknown | Unknown | Not Marked | Y |  | Y
9060444 | 1 | 1995-06-14 | Removed From Ground | Other | 300 | Marked Unknown | Unknown | Not Marked
9060444 | 1 |  | Currently In Use | Other | 300 | Marked Unknown | Unknown | Not Marked
9060444 | 2 | 1995-06-14 | Removed From Ground | Other | 1200 | Marked Unknown | Unknown | Not Marked
9060444 | 3 | 1995-06-14 | Removed From Ground | Other | 1200 | Marked Unknown | Unknown | Not Marked
9060445 | 1 | 1980-01-01 | Removed From Ground | Diesel |  | Not Marked/Unknown | Not Marked | Not Marked
9060446 | 1 |  | Currently In Use | Gas | 575 | Marked Unknown | Unknown | Not Marked
9060446 | 1 |  | Removed From Ground Date Unknown | Gas | 575 | Marked Unknown | Unknown | Not Marked
9060447 | 1 | 1995-06-09 | Removed From Ground | Gas | 3000 | Marked Unknown | Unknown | Not Marked
9060447 | 2 | 1995-06-09 | Removed From Ground | Gas | 3000 | Marked Unknown | Unknown | Not Marked
9060448 | 1 |  | Currently In Use | Gas | 300 | Not Marked/Unknown | Not Marked | Not Marked
9060448 | 2 |  | Currently In Use | Gas | 1500 | Not Marked/Unknown | Not Marked | Not Marked
9060448 | 3 |  | Currently In Use | Gas | 1500 | Not Marked/Unknown | Not Marked | Not Marked
9060449 | 1 |  | Currently In Use | Other | 1000 | Marked Unknown | Unknown | Not Marked
9060449 | 2 |  | Currently In Use | Other | 500 | Marked Unknown | Unknown | Not Marked
9060449 | 3 |  | Currently In Use | Other | 500 | Marked Unknown | Unknown | Not Marked
9060450 | 1 | 1984-01-01 | Removed From Ground | Gas | 2000 | Not Marked/Unknown | Not Marked | Not Marked
9060450 | 2 | 1984-01-01 | Removed From Ground | Gas | 4000 | Not Marked/Unknown | Not Marked | Not Marked
9060450 | 3 | 1984-01-01 | Removed From Ground | Gas | 5000 | Not Marked/Unknown | Not Marked | Not Marked
9060450 | 4 | 1984-01-01 | Removed From Ground | Gas | 5000 | Not Marked/Unknown | Not Marked | Not Marked
9060452 | 1 | 1988-10-27 | Currently In Use | Gas | 12000 | Fiberglass | Double Walled | Pressure |  | 1995-12-04 |  | 1995-12-04
9060452 | 2 | 1988-10-27 | Currently In Use | Gas | 12000 | Fiberglass | Double Walled | Pressure |  | 1995-12-04 |  | 1995-12-04
9060452 | 3 | 1988-10-27 | Currently In Use | Gas | 12000 | Fiberglass | Double Walled | Pressure |  | 1995-12-04 |  | 1995-12-04
9060453 | 157-01 | 1995-08-01 | Removed From Ground | Diesel | 15000 | Marked Unknown | Unknown | Not Marked
9060453 | 157-02 | 1995-08-01 | Removed From Ground | Diesel | 15000 | Marked Unknown | Unknown | Not Marked
9060453 | 157-03 | 1995-08-01 | Removed From Ground | Diesel | 10000 | Marked Unknown | Unknown | Not Marked
9060453 | 157-04 | 1995-08-01 | Removed From Ground | Diesel | 10000 | Marked Unknown | Unknown | Not Marked
9060453 | 157-05 | 1995-08-01 | Removed From Ground | Diesel | 10000 | Marked Unknown | Unknown | Not Marked
9060453 | 157-6 | 1997-06-20 | Currently In Use | Diesel | 15000 | Fiberglass | Fiberglass Reinforced Plastic | Pressure |  | 1997-06-20 |  | 1997-06-20
9060453 | 157-7 | 1997-06-20 | Currently In Use | Diesel | 15000 | Fiberglass | Fiberglass Reinforced Plastic | Pressure |  | 1997-06-20 |  | 1997-06-20
9060455 | 1 | 1995-05-19 | Removed From Ground | Empty | 2000 | Bare Steel | Unknown | Not Marked
9060456 | 1 | 1995-06-27 | Removed From Ground | Gas | 1000 | Marked Unknown | Unknown | Not Marked
9060458 | 1 | 1999-01-01 | Currently In Use | Gas | 10000 | Steel-Impressed Current | Impressed Current | Suction: No Valve At The Tank |  | 1999-02-01 |  | 1999-01-01
9060458 | 1P | 2011-11-14 | Currently In Use | Gas | 6000 | Steel-Impressed Current | Impressed Current | Pressure |  | 1999-02-01 |  | 1999-01-01
9060458 | 2 | 1995-07-03 | Permanently Out Of Use | Other | 1750 | Steel-Impressed Current | Cathodically Protected | Not Marked |  | 1999-02-01 |  | 1999-01-01
9060458 | 2UL | 2011-11-14 | Currently In Use | Gas | 6000 | Steel-Impressed Current | Impressed Current | Pressure |  | 1999-02-01 |  | 1999-01-01
9060458 | 3 | 2011-11-14 | Temporarily Out Of Use | Heating Oil | 550 | Steel-Impressed Current | Cathodically Protected | Suction: Valve At The Tank |  | 1999-02-01 |  | 1999-01-01
9060458 | 3 |  | Currently In Use | Heating Oil | 550 | Steel-Impressed Current | Cathodically Protected | Suction: Valve At The Tank |  | 1999-02-01 |  | 1999-01-01
9060458 | 3X | 2011-11-14 | Temporarily Out Of Use | Gas | 6000 | Steel-Impressed Current | Cathodically Protected | Pressure |  | 1999-02-01 |  | 1999-01-01
9060459 | 1 | 1995-05-18 | Closed In Ground | Gas |  | Not Marked/Unknown | Not Marked | Not Marked
9060460 | 1U | 1992-12-01 | Currently In Use | Gas | 12000 | Composite | Double Walled | Pressure |  | 1992-12-01 |  | 1992-12-01
9060460 | 2P | 1992-12-01 | Currently In Use | Gas | 6000 | Composite | Double Walled | Pressure |  | 1992-12-01 |  | 1992-12-01
9060460 | 3S | 1992-12-01 | Currently In Use | Gas | 6000 | Composite | Double Walled | Pressure |  | 1992-12-01 |  | 1992-12-01
9060460 | 4D | 1992-12-01 | Currently In Use | Diesel | 10000 | Composite | Double Walled | Pressure |  | 1992-12-01 |  | 1992-12-01
9060460 | 5K | 1992-12-01 | Currently In Use | Kerosene | 2000 | Composite | Double Walled | Suction: Valve At The Tank |  | 1992-12-01 |  | 1992-12-01
9060461 | 1 | 1996-05-01 | Currently In Use | Gas | 10000 | STIP-3 | Fiberglass Reinforced Plastic | Pressure |  | 1996-05-01 12:00 | Y | 1996-05-01 12:00
9060461 | 2 | 1996-05-01 | Currently In Use | Gas | 10000 | STIP-3 | Fiberglass Reinforced Plastic | Pressure |  | 1996-05-01 12:00 | Y | 1996-05-01 12:00
9060461 | 3 | 1996-05-01 | Currently In Use | Diesel | 8000 | STIP-3 | Fiberglass Reinforced Plastic | Pressure |  | 1996-05-01 12:00 | Y | 1996-05-01 12:00
9060462 | BR-1 | 1990-11-01 | Temporarily Out Of Use | Diesel | 10000 | Fiberglass Double Walled | Fiberglass Reinforced Plastic | Pressure |  | 1990-11-01 |  | 1990-11-01
9060462 | BR-2 | 1990-11-01 | Currently In Use | Diesel | 10000 | Fiberglass Double Walled | Fiberglass Reinforced Plastic | Pressure |  | 1990-11-01 |  | 1990-11-01
9060463 | 1 | 2014-09-26 | Currently In Use | Diesel | 8000 | Steel-Impressed Current | Fiberglass Reinforced Plastic | Suction: No Valve At The Tank |  | 1991-01-01 |  | 1991-01-01
9060464 | 1 | 1998-12-11 | Removed From Ground | Diesel | 10000 | Bare Steel | Galvanized Steel | Suction: Valve At The Tank
9060465 | 1 | 2006-06-09 | Removed From Ground | Gas | 3000 | Bare Steel | Bare Steel | Suction: No Valve At The Tank
9060465 | 2 | 2006-06-09 | Removed From Ground | Gas | 4000 | Bare Steel | Unknown | Suction: No Valve At The Tank
9060465 | 3 | 2006-06-09 | Removed From Ground | Gas | 5000 | Bare Steel | Unknown | Suction: No Valve At The Tank
9060465 | 4 | 2006-06-01 | Currently In Use | Gas | 10000 | Fiberglass | Fiberglass Reinforced Plastic | Pressure | N | 2006-06-01 | N | 2006-06-01
9060465 | 5 | 2006-06-01 | Currently In Use | Gas | 5000 | Fiberglass | Fiberglass Reinforced Plastic | Pressure | N | 2006-06-01 | N | 2006-06-01
9060465 | 6 | 2006-06-09 | Removed From Ground | Gas | 8000 | Fiberglass | Fiberglass Reinforced Plastic | Pressure | N | 2006-06-01 | N | 2006-06-01
9060466 | 1 |  | Currently In Use | Diesel | 1 | Bare Steel | Bare Steel | Suction: Valve At The Tank
9060467 | 1 | 2008-11-18 | Removed From Ground | Diesel | 1000 | Fiberglass | Fiberglass Reinforced Plastic | Suction: No Valve At The Tank |  | 1998-11-01 |  | 1998-11-01
9060467 | 2 | 2008-11-18 | Removed From Ground | Gas | 1000 | Fiberglass | Fiberglass Reinforced Plastic | Suction: No Valve At The Tank |  | 1998-11-01 |  | 1998-11-01
9060468 | 1 | 1999-07-19 | Removed From Ground | Diesel | 12000 | Bare Steel | Galvanized Steel | Suction: No Valve At The Tank
9060469 | 1 | 2007-12-01 | Removed From Ground | Gas | 10000 | Fiberglass | Fiberglass Reinforced Plastic | Pressure |  | 1990-01-01 |  | 1990-01-01
9060469 | 2 | 2007-12-01 | Removed From Ground | Gas | 8000 | Fiberglass | Fiberglass Reinforced Plastic | Pressure |  | 1990-01-01 |  | 1990-01-01
9060469 | 3 | 2007-12-01 | Removed From Ground | Gas | 8000 | Fiberglass | Fiberglass Reinforced Plastic | Pressure |  | 1990-01-01 |  | 1990-01-01
9060470 | 1 | 1998-04-21 | Removed From Ground | Gas | 2000 | Bare Steel | Galvanized Steel | Not Marked
9060470 | 2 | 1998-04-21 | Removed From Ground | Diesel | 1000 | Bare Steel | Galvanized Steel | Not Marked
9060470 | 4 | 1998-04-21 | Removed From Ground | Heating Oil | 275 | Bare Steel | Not Marked | Not Marked
9060471 | 1 | 1989-01-04 | Currently In Use | Gas | 8000 | STIP-3 | Fiberglass Reinforced Plastic | Pressure |  | 1995-06-01 |  | 1995-06-01
9060471 | 2 | 1989-01-04 | Currently In Use | Gas | 8000 | STIP-3 | Fiberglass Reinforced Plastic | Pressure |  | 1995-06-01 |  | 1995-06-01
9060471 | 3 | 1989-01-04 | Currently In Use | Diesel | 8000 | STIP-3 | Fiberglass Reinforced Plastic | Pressure |  | 1995-06-01 |  | 1995-06-01
9060472 | 1P | 2010-10-04 | Temporarily Out Of Use | Gas | 2000 | Bare Steel | Bare Steel | Not Marked
9060472 | 1P |  | Currently In Use | Gas | 2000 | Bare Steel | Bare Steel | Not Marked
9060472 | 2P | 2010-10-04 | Temporarily Out Of Use | Gas | 2000 | Bare Steel | Bare Steel | Not Marked
9060472 | 2P |  | Currently In Use | Gas | 2000 | Bare Steel | Bare Steel | Not Marked
9060472 | 3P | 2010-10-04 | Temporarily Out Of Use | Gas | 3000 | Bare Steel | Bare Steel | Not Marked
9060472 | 3P |  | Currently In Use | Gas | 3000 | Bare Steel | Bare Steel | Not Marked
9060472 | 4X | 2010-10-04 | Temporarily Out Of Use | Gas | 6000 | Bare Steel | Bare Steel | Not Marked
9060472 | 4X |  | Currently In Use | Gas | 6000 | Bare Steel | Bare Steel | Not Marked
9060472 | 5UL | 2010-10-04 | Temporarily Out Of Use | Gas | 2900 | Bare Steel | Bare Steel | Not Marked
9060472 | 5UL |  | Currently In Use | Gas | 2900 | Bare Steel | Bare Steel | Not Marked
9060473 | 1 | 2007-06-20 | Removed From Ground | Diesel | 12000 | Fiberglass | Galvanized Steel | Pressure |  | 1990-01-01 |  | 1990-01-01
9060474 | 1 | 1998-10-01 | Removed From Ground | Diesel | 2500 | Bare Steel | Galvanized Steel | Suction: Valve At The Tank
9060474 | 2 | 1998-10-01 | Removed From Ground | Used Oil | 500 | Not Marked/Unknown | Not Marked | Not Marked | Y |  | Y
9060474 | 3 | 1998-10-01 | Currently In Use | Gas | 10000 | Epoxy | Fiberglass Reinforced Plastic | Suction: Valve At The Tank |  | 1998-10-01 |  | 1998-10-01
9060474 | 4 | 1998-10-01 | Currently In Use | Diesel | 6000 | Epoxy | Fiberglass Reinforced Plastic | Suction: Valve At The Tank |  | 1998-10-01 |  | 1998-10-01
9060476 | 1 | 1988-06-01 | Currently In Use | Gas | 10000 | STIP-3 | Fiberglass Reinforced Plastic | Pressure |  | 1988-06-01 |  | 1988-06-01
9060476 | 2 | 1988-06-01 | Currently In Use | Gas | 10000 | STIP-3 | Fiberglass Reinforced Plastic | Pressure |  | 1988-06-01 |  | 1988-06-01
9060476 | 3 | 1988-06-01 | Currently In Use | Diesel | 5000 | STIP-3 | Fiberglass Reinforced Plastic | Pressure |  | 1988-06-01 |  | 1988-06-01
9060477 | 1 | 1990-05-24 | Currently In Use | Gas | 3000 | Composite | Fiberglass Reinforced Plastic | Suction: Valve At The Tank |  | 1990-05-31 |  | 1990-05-31
9060477 | 2 | 1990-05-24 | Currently In Use | Diesel | 3000 | Composite | Fiberglass Reinforced Plastic | Suction: Valve At The Tank |  | 1990-05-31 |  | 1990-05-31
9060478 | 1 | 1998-08-20 | Currently In Use | Gas | 8000 | Steel-Impressed Current | Fiberglass Reinforced Plastic | Pressure |  | 1992-06-01 |  | 1992-06-01
9060478 | 2 | 1998-08-20 | Currently In Use | Gas | 8000 | Steel-Impressed Current | Fiberglass Reinforced Plastic | Pressure |  | 1998-08-20 |  | 1998-08-20
9060478 | 3 | 1998-08-20 | Currently In Use | Gas | 8000 | Steel-Impressed Current | Fiberglass Reinforced Plastic | Pressure |  | 1998-08-20 |  | 1998-08-20
9060479 | 1 | 2010-03-29 | Temporarily Out Of Use | Gas | 10000 | Fiberglass | Fiberglass Reinforced Plastic | Pressure |  | 1987-01-01 |  | 1987-01-01
9060479 | 2 | 2010-03-29 | Temporarily Out Of Use | Diesel | 10000 | Fiberglass | Fiberglass Reinforced Plastic | Pressure |  | 1987-01-01 |  | 1987-01-01
9060480 | 1 | 2008-05-23 | Temporarily Out Of Use | Gas | 4000 | Steel-Impressed Current | Cathodically Protected | Suction: Valve At The Tank |  | 1999-02-10 |  | 1999-02-10
9060480 | 2 | 2008-05-23 | Temporarily Out Of Use | Gas | 4000 | Steel-Impressed Current | Cathodically Protected | Suction: Valve At The Tank |  | 1999-02-10 |  | 1999-02-10
9060480 | 3 | 2008-05-23 | Temporarily Out Of Use | Gas | 2000 | Steel-Impressed Current | Cathodically Protected | Suction: Valve At The Tank |  | 1999-02-10 |  | 1999-02-10
9060480 | 4 | 1999-02-15 | Removed From Ground | Empty | 280 | Not Marked/Unknown | Not Marked | Not Marked
9060481 | 1+ | 1988-10-01 | Currently In Use | Gas | 8000 | STIP-3 | Impressed Current | Pressure |  | 1988-10-01 |  | 1988-10-01
9060481 | 2UL | 1988-10-01 | Currently In Use | Gas | 8000 | STIP-3 | Impressed Current | Pressure |  | 1988-10-01 |  | 1988-10-01
9060481 | 3PRM | 1988-10-01 | Currently In Use | Gas | 8000 | STIP-3 | Impressed Current | Pressure |  | 1988-10-01 |  | 1988-10-01
9060482 | 1 | 2011-08-18 | Currently In Use | Gas | 4000 | Steel-Impressed Current | Double Walled | Suction: Valve At The Tank |  | 1995-10-01 |  | 1995-10-01
9060482 | 2 | 1995-06-01 | Currently In Use | Gas | 4000 | Steel-Impressed Current | Double Walled | Pressure |  | 1995-10-01 |  | 1995-10-01
9060482 | 3 | 1995-06-01 | Currently In Use | Gas | 4000 | Steel-Impressed Current | Double Walled | Pressure |  | 1995-10-01 |  | 1995-10-01
9060482 | 4 | 1995-06-01 | Currently In Use | Diesel | 8000 | Steel-Impressed Current | Double Walled | Pressure |  | 1995-10-01 |  | 1995-10-01
9060482 | 5 | 1995-10-01 | Currently In Use | Gas | 10000 | Fiberglass | Cathodically Protected | Pressure |  | 1995-10-01 |  | 1995-10-01
9060483 | 1 | 1998-04-09 | Removed From Ground | Gas | 4000 | Bare Steel | Galvanized Steel | Suction: Valve At The Tank
9060484 | 1 | 1990-01-01 | Currently In Use | Gas | 15000 | Fiberglass | Fiberglass Reinforced Plastic | Pressure |  | 1994-01-01 |  | 1990-01-01
9060484 | 2 | 1990-01-01 | Currently In Use | Gas | 15000 | Fiberglass | Fiberglass Reinforced Plastic | Pressure |  | 1994-01-01 |  | 1990-01-01
9060484 | 3 | 1990-01-01 | Currently In Use | Diesel | 12000 | Fiberglass | Fiberglass Reinforced Plastic | Not Marked |  | 1991-01-01 |  | 1990-01-01
9060485 | 1 | 1997-12-02 | Closed In Ground | Gas | 500 | Fiberglass | Bare Steel | Suction: No Valve At The Tank
9060485 | 2 | 1997-12-02 | Closed In Ground | Diesel | 2000 | Bare Steel | Bare Steel | Suction: No Valve At The Tank
9060485 | 3 | 2008-05-29 | Currently In Use | Diesel | 3000 | EPOXY/DOUBLE WALLED | Fiberglass/Double Walled | Suction: No Valve At The Tank |  | 1997-11-15 |  | 1997-11-15
9060485 | 4 | 2008-05-29 | Currently In Use | Gas | 6000 | EPOXY/DOUBLE WALLED | Fiberglass/Double Walled | Suction: No Valve At The Tank |  | 1997-11-15 |  | 1997-11-15
9060486 | 1 |  | Removed From Ground Date Unknown | Gas |  | Marked Unknown | Unknown | Not Marked
9060487 | 1 | 2007-03-20 | Removed From Ground | Gas | 10000 | Steel-Impressed Current | Fiberglass Reinforced Plastic | Suction: No Valve At The Tank |  | 1999-02-01 |  | 1999-02-01
9060487 | 2 | 2007-03-20 | Removed From Ground | Gas | 10000 | Steel-Impressed Current | Fiberglass Reinforced Plastic | Suction: No Valve At The Tank |  | 1999-02-01 |  | 1999-02-01
9060487 | 3 | 2007-03-20 | Removed From Ground | Gas | 10000 | Steel-Impressed Current | Fiberglass Reinforced Plastic | Suction: No Valve At The Tank |  | 1999-02-01 |  | 1999-02-01
9060487 | 4 | 2007-03-20 | Removed From Ground | Used Oil | 500 | Unknown |  |  | N |  | N
9060488 | 1 | 2013-06-28 | Temporarily Out Of Use | Diesel | 2000 | Fiberglass | Fiberglass Reinforced Plastic | Suction: No Valve At The Tank |  | 1994-07-01 |  | 1994-07-01
9060488 | 2 | 2013-06-28 | Temporarily Out Of Use | Gas | 1000 | Fiberglass | Fiberglass Reinforced Plastic | Suction: No Valve At The Tank |  | 1994-07-01 |  | 1994-07-01
9060489 | 1 | 1994-07-01 | Currently In Use | Diesel | 3000 | Fiberglass | Fiberglass Reinforced Plastic | Suction: No Valve At The Tank |  | 1994-07-01 |  | 1994-07-01
9060489 | 2 | 1994-07-01 | Currently In Use | Gas | 1000 | Fiberglass | Fiberglass Reinforced Plastic | Suction: No Valve At The Tank |  | 1994-07-01 |  | 1994-07-01
9060490 | 1 | 1995-05-02 | Currently In Use | Gas | 6000 | Marked Unknown | Unknown | Not Marked
9060490 | 2 | 1995-05-02 | Currently In Use | Gas | 6000 | Marked Unknown | Unknown | Not Marked
9060491 | 1 | 2001-01-11 | Removed From Ground | Gas | 10000 | Composite | Fiberglass Reinforced Plastic | Pressure |  | 1993-11-22 |  | 1993-11-22
9060491 | 2 | 2001-01-11 | Removed From Ground | Gas | 10000 | Composite | Fiberglass Reinforced Plastic | Pressure |  | 1993-11-22 |  | 1993-11-22
9060491 | 3 | 2001-01-11 | Removed From Ground | Gas | 10000 | Composite | Fiberglass Reinforced Plastic | Pressure |  | 1993-11-22 |  | 1993-11-22
9060491 | 4 | 2001-01-11 | Removed From Ground | Diesel | 20000 | Composite | Fiberglass Reinforced Plastic | Pressure |  | 1993-11-22 |  | 1993-11-22
9060492 | 1 | 1999-02-19 | Removed From Ground | Gas | 1000 | Not Marked/Unknown | Galvanized Steel | Suction: Valve At The Tank
9060492 | 2 | 1999-02-19 | Removed From Ground | Gas | 1000 | Not Marked/Unknown | Galvanized Steel | Suction: Valve At The Tank
9060493 | 01 | 1990-01-01 | Currently In Use | Gas | 10000 | Fiberglass | Fiberglass Reinforced Plastic | Pressure |  | 1990-01-01 |  | 1990-01-01
9060493 | 02 | 1990-01-01 | Currently In Use | Diesel | 300 | Fiberglass | Fiberglass Reinforced Plastic | Pressure |  | 1990-01-01 |  | 1990-01-01
9060494 | 01 | 1992-01-01 | Currently In Use | Diesel | 2500 | Composite | Fiberglass Reinforced Plastic | Suction: No Valve At The Tank |  | 1992-01-01 |  | 1992-01-01
9060495 | 1 | 1987-01-01 | Currently In Use | Gas | 10000 | Fiberglass | Fiberglass Reinforced Plastic | Pressure |  | 1995-01-01 |  | 1995-01-01
9060495 | 2 | 1987-01-01 | Currently In Use | Gas | 10000 | Fiberglass | Fiberglass Reinforced Plastic | Pressure |  | 1995-01-01 |  | 1995-01-01
9060495 | 3 | 1987-01-01 | Currently In Use | Diesel | 10000 | Fiberglass | Fiberglass Reinforced Plastic | Pressure |  | 1995-01-01 |  | 1995-01-01
9060496 | 1 | 1995-10-26 | Temporarily Out Of Use | Empty | 12000 | Fiberglass | Unknown | Pressure
9060497 | NORTHTANK | 2009-12-04 | Closed In Ground | Diesel | 12000 | Steel-Impressed Current | Impressed Current | Suction: Valve At The Tank |  | 1998-07-09 |  | 1998-07-09
9060497 | SOUTHTANK | 2009-12-04 | Closed In Ground | Diesel | 12000 | Steel-Impressed Current | Impressed Current | Suction: Valve At The Tank |  | 1998-07-09 |  | 1998-07-09
9060498 | 5A | 2008-12-01 | Currently In Use | Gas | 10000 | Composite Double Walled | Double Walled Flex | Pressure | N | 2008-12-01 | N | 2008-12-01
9060498 | 5B | 2008-12-01 | Currently In Use | Gas | 10000 | Composite Double Walled | Double Walled Flex | Pressure | N | 2008-12-01 | N | 2008-12-01
9060498 | PLUSUN | 2010-05-06 | Removed From Ground | Gas | 8000 | Steel-Impressed Current | Cathodically Protected | Pressure |  | 1997-11-01 |  | 1997-11-01
9060498 | PREMUN | 2010-05-06 | Removed From Ground | Gas | 8000 | Steel-Impressed Current | Cathodically Protected | Pressure |  | 1997-11-01 |  | 1997-11-01
9060498 | UNLEADED | 2010-05-06 | Removed From Ground | Gas | 10000 | Steel-Impressed Current | Cathodically Protected | Pressure |  | 1997-11-01 |  | 1997-11-01
9060499 | 1 | 2005-10-31 | Removed From Ground | Diesel | 4000 | Fiberglass | Galvanized Steel | Suction: Valve At The Tank |  | 1994-08-01 |  | 1994-08-01
9060500 | 1 | 1998-12-01 | Removed From Ground | Gas | 4000 | Not Marked/Unknown | Not Marked | Pressure
9060500 | 2 | 1998-12-01 | Removed From Ground | Gas | 4000 | Bare Steel | Fiberglass Reinforced Plastic | Pressure
9060500 | 3 | 1998-12-01 | Removed From Ground | Gas | 4000 | Bare Steel | Galvanized Steel | Pressure
9060500 | 4 | 1998-12-01 | Removed From Ground | Gas | 4000 | Bare Steel | Galvanized Steel | Pressure
9060500 | 5 | 1998-12-01 | Removed From Ground | Gas | 4000 | Bare Steel | Galvanized Steel | Pressure
9060500 | 6 | 1998-12-01 | Removed From Ground | Kerosene | 500 | Not Marked/Unknown | Not Marked | Not Marked
9060502 | 1 | 1997-01-30 | Removed From Ground | Gas | 1000 | Bare Steel | Bare Steel | Pressure
9060502 | 2 | 1997-01-30 | Removed From Ground | Diesel | 10000 | Bare Steel | Bare Steel | Pressure
9060502 | 3 | 2010-06-09 | Removed From Ground | Used Oil |  | Unknown | Unknown | Gravity Fed | N |  | N
9060502 | 3 |  | Currently In Use | Used Oil |  | Unknown | Unknown | Gravity Fed | N |  | N
9060504 | 1 | 1986-10-01 | Currently In Use | Gas | 10000 | Fiberglass | Fiberglass Reinforced Plastic | Pressure |  | 1995-03-01 |  | 1995-03-01
9060504 | 2 | 1986-10-01 | Currently In Use | Gas | 10000 | Fiberglass | Fiberglass Reinforced Plastic | Pressure |  | 1995-03-01 |  | 1995-03-01
9060504 | 3 | 1986-10-01 | Currently In Use | Diesel | 10000 | Fiberglass | Fiberglass Reinforced Plastic | Pressure |  | 1995-03-01 |  | 1995-03-01
9060507 | 1 | 1998-10-09 | Removed From Ground | Gasohol | 1000 | Bare Steel | Galvanized Steel | Suction: Valve At The Tank
9060507 | 2 | 1998-10-09 | Removed From Ground | Gas | 1000 | Bare Steel | Galvanized Steel | Suction: Valve At The Tank
9060508 | 1UL | 1979-06-01 | Currently In Use | Gas | 10000 | Steel-Impressed Current | Impressed Current | Pressure |  | 1999-02-01 |  | 1999-01-01
9060508 | 2UL | 1979-06-01 | Currently In Use | Gas | 6000 | Steel-Impressed Current | Impressed Current | Pressure |  | 1999-02-01 |  | 1999-01-01
9060508 | 3X | 1979-06-01 | Currently In Use | Gas | 6000 | Steel-Impressed Current | Impressed Current | Pressure |  | 1999-02-01 |  | 1999-01-01
9060508 | 4 | 1999-08-03 | Removed From Ground | Used Oil | 550 | Marked Unknown | Unknown | Not Marked | Y |  | Y
9060508 | 4X | 1979-06-01 | Currently In Use | Diesel | 6000 | Steel-Impressed Current | Impressed Current | Pressure |  | 1999-02-01 |  | 1999-01-01
9060508 | 5 | 1999-08-03 | Removed From Ground | Used Oil | 550 | Marked Unknown | Unknown | Not Marked | Y |  | Y
9060509 | 154096 | 2000-03-12 | Removed From Ground | Gas | 6000 | Cathodically Protected Steel | Fiberglass Reinforced Plastic | Pressure |  | 1989-07-11 |  | 1989-07-11
9060509 | 154097 | 2000-03-12 | Removed From Ground | Gas | 6000 | Cathodically Protected Steel | Fiberglass Reinforced Plastic | Pressure |  | 1989-07-11 |  | 1989-07-11
9060509 | 154099 | 2000-03-12 | Removed From Ground | Gas | 6000 | Cathodically Protected Steel | Fiberglass Reinforced Plastic | Pressure |  | 1989-07-11 |  | 1989-07-11
9060510 | 1 | 1989-01-01 | Currently In Use | Diesel | 10000 | Double Walled | Fiberglass Reinforced Plastic | Pressure |  | 1989-01-01 |  | 1989-01-01
9060510 | 2 | 1989-01-01 | Currently In Use | Diesel | 10000 | Double Walled | Fiberglass Reinforced Plastic | Pressure |  | 1989-01-01 |  | 1989-01-01
9060510 | 3 | 1995-12-20 | Removed From Ground | Used Oil | 2500 | Double Walled | Fiberglass Reinforced Plastic | Pressure | Y |  | Y
9060511 | 1 | 1980-01-01 | Currently In Use | Gas | 8000 | Steel-Impressed Current | Fiberglass Reinforced Plastic | Pressure |  | 1998-12-01 |  | 1998-12-01
9060511 | 2 | 1980-01-01 | Currently In Use | Gas | 8000 | Steel-Impressed Current | Fiberglass Reinforced Plastic | Pressure |  | 1998-12-01 |  | 1998-12-01
9060511 | 3 | 2008-08-01 | Currently In Use | Diesel | 6000 | Tank Jacket | Fiberglass/Double Walled | Pressure | N | 2008-08-01 | N | 2008-08-01
9060512 | 1PLUS | 1986-03-14 | Currently In Use | Gas | 8000 | Steel-Impressed Current | Fiberglass Reinforced Plastic | Pressure |  | 1998-01-01 |  | 1998-01-01
9060512 | 2UL | 1986-03-14 | Currently In Use | Gas | 8000 | Steel-Impressed Current | Fiberglass Reinforced Plastic | Pressure |  | 1998-01-01 |  | 1998-01-01
9060512 | 3P | 1986-03-14 | Currently In Use | Gas | 8000 | Steel-Impressed Current | Fiberglass Reinforced Plastic | Pressure |  | 1998-01-01 |  | 1998-01-01
9060514 | 1 | 1974-01-01 | Currently In Use | Gas | 10000 | Fiberglass | Fiberglass Reinforced Plastic | Pressure |  | 1996-03-01 |  | 1988-03-01
9060514 | 2 | 1974-01-01 | Currently In Use | Gas | 10000 | Fiberglass | Fiberglass Reinforced Plastic | Pressure |  | 1996-03-01 |  | 1988-03-01
9060514 | 3 | 1974-01-01 | Currently In Use | Gas | 10000 | Fiberglass | Fiberglass Reinforced Plastic | Pressure |  | 1996-03-01 |  | 1988-03-01
9060514 | 4 | 2006-12-20 | Currently In Use | Gasohol | 6000 | Composite | Fiberglass Reinforced Plastic | Pressure | N | 2006-12-20 | N | 2006-12-20
9060515 | 1 | 1991-01-01 | Currently In Use | Gas | 8000 | STIP-3 | Galvanic | Suction: No Valve At The Tank |  | 1998-05-01 |  | 1998-05-01
9060516 | 1 | 1990-02-01 | Currently In Use | Gas | 4000 | Fiberglass | Fiberglass Reinforced Plastic | Pressure |  | 1990-02-01 |  | 1990-02-01
9060516 | 2 | 1990-02-01 | Currently In Use | Diesel | 4000 | Fiberglass | Fiberglass Reinforced Plastic | Pressure |  | 1990-02-01 |  | 1990-02-01
9060516 | 3 | 1990-02-01 | Currently In Use | Used Oil | 550 | Fiberglass | Fiberglass Reinforced Plastic | Gravity Fed | Y | 1990-02-15 12:00 | Y | 1990-02-01 12:00
9060519 | DIS | 1993-04-25 | Currently In Use | Diesel | 6000 | Fiberglass | Fiberglass Reinforced Plastic | Pressure |  | 1993-04-25 |  | 1993-04-25
9060519 | PU | 1993-04-25 | Currently In Use | Gas | 10000 | Fiberglass | Fiberglass Reinforced Plastic | Pressure |  | 1993-04-25 |  | 1993-04-25
9060519 | RU | 1993-04-25 | Currently In Use | Gas | 12000 | Fiberglass | Fiberglass Reinforced Plastic | Pressure |  | 1993-04-25 |  | 1993-04-25
9060522 | 1 | 1995-09-19 | Removed From Ground | Diesel | 1000 | Marked Unknown | Unknown | Not Marked
9060523 | 1 | 1992-07-01 | Removed From Ground | Other | 1000 | Marked Unknown | Unknown | Not Marked
9060524 | 1 | 1997-01-21 | Removed From Ground | Other | 1500 | Bare Steel | Bare Steel | Suction: Valve At The Tank
9060525 | 1 | 1988-07-01 | Currently In Use | Gas | 15000 | Fiberglass | Fiberglass Reinforced Plastic | Pressure |  | 1988-07-01 |  | 1988-07-01
9060525 | 2 | 1988-07-01 | Currently In Use | Diesel | 4000 | Fiberglass | Fiberglass Reinforced Plastic | Pressure |  | 1988-07-01 |  | 1988-07-01
9060526 | 1 | 1998-12-22 | Temporarily Out Of Use | Gas | 2000 | Marked Unknown | Copper | Suction: Valve At The Tank
9060526 | 1 |  | Closed In Ground Date Unknown | Gas | 2000 | Marked Unknown | Copper | Suction: Valve At The Tank
9060526 | 2 | 1998-12-22 | Temporarily Out Of Use | Gas | 2000 | Marked Unknown | Copper | Suction: Valve At The Tank
9060526 | 2 |  | Closed In Ground Date Unknown | Gas | 2000 | Marked Unknown | Copper | Suction: Valve At The Tank
9060526 | 3 | 1998-12-22 | Temporarily Out Of Use | Gas | 2000 | Marked Unknown | Copper | Suction: Valve At The Tank
9060526 | 3 |  | Closed In Ground Date Unknown | Gas | 2000 | Marked Unknown | Copper | Suction: Valve At The Tank
9060526 | 4 | 1998-12-22 | Temporarily Out Of Use | Gas | 4000 | Marked Unknown | Copper | Suction: Valve At The Tank
9060526 | 4 |  | Closed In Ground Date Unknown | Gas | 4000 | Marked Unknown | Copper | Suction: Valve At The Tank
9060527 | 1 | 1998-12-01 | Removed From Ground | Diesel | 8000 | Cathodically Protected Steel | Fiberglass Reinforced Plastic | Suction: Valve At The Tank |  | 1998-04-01 |  | 1998-04-01
9060527 | 1 |  | Currently In Use | Diesel | 8000 | Cathodically Protected Steel | Fiberglass Reinforced Plastic | Suction: Valve At The Tank |  | 1998-04-01 |  | 1998-04-01
9060527 | 2 | 1998-12-01 | Removed From Ground | Gas | 8000 | Cathodically Protected Steel | Fiberglass Reinforced Plastic | Suction: Valve At The Tank |  | 1998-04-01 |  | 1998-04-01
9060527 | 2 |  | Currently In Use | Gas | 8000 | Cathodically Protected Steel | Fiberglass Reinforced Plastic | Suction: Valve At The Tank |  | 1998-04-01 |  | 1998-04-01
9060527 | 3 | 1998-12-01 | Removed From Ground | Gas | 5000 | Marked Unknown | Fiberglass Reinforced Plastic | Suction: Valve At The Tank |  | 1998-04-01 |  | 1998-04-01
9060527 | 4 | 1998-12-01 | Removed From Ground | Diesel | 8000 | Bare Steel | Bare Steel | Suction: Valve At The Tank
9060527 | 5 | 1998-12-01 | Removed From Ground | Gas | 8000 | Bare Steel | Bare Steel | Suction: Valve At The Tank
9060527 | 6 | 1998-12-01 | Removed From Ground | Gas | 1000 | Bare Steel | Bare Steel | Suction: Valve At The Tank
9060527 | 7 | 1998-12-01 | Removed From Ground | Diesel | 1000 | Bare Steel | Bare Steel | Suction: Valve At The Tank
9060528 | 1G | 1989-02-11 | Currently In Use | Gas | 1000 | Steel-Impressed Current | Impressed Current | Suction: Valve At The Tank |  | 1989-02-11 |  | 1989-02-11
9060528 | 2D | 1989-02-11 | Currently In Use | Diesel | 1000 | Steel-Impressed Current | Impressed Current | Suction: Valve At The Tank |  | 1989-02-11 |  | 1989-02-11
9060529 | DF-73 | 1998-11-17 | Removed From Ground | Diesel | 3000 | Bare Steel | Galvanized Steel | Suction: Valve At The Tank
9060530 | DF-63 | 2002-11-06 | Removed From Ground | Diesel | 8000 | Steel-Impressed Current | Cathodically Protected | Suction: Valve At The Tank |  | 1998-11-18 |  | 1998-11-18
9060531 | DF-61 | 2002-01-01 | Removed From Ground | Diesel | 10000 | Steel-Impressed Current | Cathodically Protected | Suction: No Valve At The Tank |  | 1999-01-20 |  | 1999-01-20
9060532 | 1 | 2008-09-01 | Removed From Ground | Gas | 5000 | Steel-Impressed Current | Cathodically Protected | Pressure |  | 1998-12-15 |  | 1998-12-15
9060532 | 2 | 2008-09-01 | Removed From Ground | Gas | 5000 | Steel-Impressed Current | Cathodically Protected | Suction: Valve At The Tank |  | 1998-12-15 |  | 1998-12-15
9060532 | 3 | 2008-09-01 | Removed From Ground | Gas | 5000 | Steel-Impressed Current | Cathodically Protected | Pressure |  | 1998-12-15 |  | 1998-12-15
9060532 | 4 | 2008-09-01 | Removed From Ground | Gas | 5000 | Steel-Impressed Current | Cathodically Protected | Pressure |  | 1998-12-15 |  | 1998-12-15
9060532 | 5 | 2008-09-01 | Removed From Ground | Gas | 5000 | Steel-Impressed Current | Cathodically Protected | Suction: Valve At The Tank |  | 1998-12-15 |  | 1998-12-15
9060532 | 6 | 1998-11-01 | Removed From Ground | Kerosene | 1000 | Marked Unknown | Unknown | Not Marked
9060532 | 7 | 1998-11-01 | Removed From Ground | Gas | 5000 | Marked Unknown | Unknown | Not Marked
9060532 | 8 | 1998-11-01 | Removed From Ground | Used Oil | 1000 | Marked Unknown | Unknown | Not Marked | Y |  | Y
9060532 | 9 | 1998-11-01 | Removed From Ground | Used Oil | 1000 | Marked Unknown | Unknown | Not Marked | Y |  | Y
9060533 | 1 |  | Currently In Use | Gas | 8000 | Cathodically Protected Steel | Bare Steel | Pressure |  | 2006-11-16 12:00 |  | 2006-11-16 12:00
9060533 | 2 |  | Currently In Use | Gas | 8000 | Cathodically Protected Steel | Bare Steel | Pressure |  | 2006-11-16 12:00 |  | 2006-11-16 12:00
9060533 | 3 |  | Currently In Use | Diesel | 8000 | Cathodically Protected Steel | Bare Steel | Pressure |  | 2006-11-16 12:00 |  | 2006-11-16 12:00
9060534 | 1 | 1989-07-01 | Currently In Use | Gas | 10000 | Composite | Fiberglass Reinforced Plastic | Pressure |  | 1999-01-27 |  | 1999-01-27
9060534 | 2 | 1989-07-01 | Currently In Use | Gas | 10000 | Composite | Fiberglass Reinforced Plastic | Pressure |  | 1999-01-27 |  | 1999-01-27
9060534 | 3 | 1989-07-01 | Currently In Use | Gas | 10000 | Composite | Fiberglass Reinforced Plastic | Pressure |  | 1999-01-27 |  | 1999-01-27
9060535 | 1 | 2011-04-06 | Removed From Ground | Diesel | 10000 | Cathodically Protected Steel | Double Walled | Suction: Valve At The Tank |  | 1995-08-04 |  | 1995-08-04
9060535 | 2 | 2008-05-12 | Removed From Ground | Gas | 4000 | Marked Unknown | Unknown | Not Marked
9060535 | 2 |  | Currently In Use | Gas | 4000 | Marked Unknown | Unknown | Not Marked
9060535 | 3 | 1998-11-20 | Removed From Ground | Gas | 2000 | Marked Unknown | Unknown | Not Marked
9060535 | 3 |  | Currently In Use | Gas | 2000 | Marked Unknown | Unknown | Not Marked
9060535 | 4 | 1998-11-20 | Removed From Ground | Kerosene | 1000 | Marked Unknown | Unknown | Not Marked
9060535 | 4 |  | Currently In Use | Kerosene | 1000 | Marked Unknown | Unknown | Not Marked
9060536 | 1 | 1999-07-30 | Removed From Ground | Gas | 900 | Marked Unknown | Unknown | Suction: Valve At The Tank
9060537 | 140217 | 1989-07-25 | Currently In Use | Kerosene | 1000 | STIP-3 | Fiberglass Reinforced Plastic | Suction: No Valve At The Tank |  | 1989-07-25 |  | 1989-07-25
9060537 | 143228 | 1989-07-25 | Currently In Use | Gas | 8000 | STIP-3 | Fiberglass Reinforced Plastic | Pressure |  | 1989-07-25 |  | 1989-07-25
9060537 | 143229 | 1989-07-25 | Currently In Use | Gas | 8000 | STIP-3 | Fiberglass Reinforced Plastic | Pressure |  | 1989-07-25 |  | 1989-07-25
9060537 | 143231 | 1989-07-25 | Currently In Use | Diesel | 6000 | STIP-3 | Fiberglass Reinforced Plastic | Pressure |  | 1989-07-25 |  | 1989-07-25
9060537 | 143234 | 1989-07-25 | Currently In Use | Gas | 6000 | STIP-3 | Fiberglass Reinforced Plastic | Pressure |  | 1989-07-25 |  | 1989-07-25
9060538 | 1 | 1979-11-01 | Currently In Use | Gas | 10000 | Steel-Impressed Current | Impressed Current | Pressure |  | 1998-11-01 |  | 1998-11-01
9060539 | 1 | 1985-01-01 | Currently In Use | Diesel | 10000 | Steel-Galvanic | Fiberglass Reinforced Plastic | Pressure |  | 1998-10-15 |  | 1998-10-15
9060540 | 1 | 2015-07-30 | Removed From Ground | Diesel | 1000 | Fiberglass | Fiberglass Reinforced Plastic | Suction: Valve At The Tank |  | 1998-05-01 |  | 1998-05-01
9060541 | FP | 2005-05-05 | Removed From Ground | Diesel | 560 | Steel-Impressed Current | Cathodically Protected | Suction: Valve At The Tank |  | 1998-05-01 |  | 1998-05-01
9060541 | MT | 2015-08-13 | Removed From Ground | Diesel | 12000 | Steel-Galvanic | Cathodically Protected | Suction: Valve At The Tank |  | 1998-05-01 |  | 1998-05-01
9060543 | 1 | 1998-11-01 | Removed From Ground | Diesel | 550 | Not Marked/Unknown | Not Marked | Not Marked
9060543 | 2 | 1998-11-01 | Removed From Ground | Gas | 550 | Not Marked/Unknown | Not Marked | Not Marked
9060544 | 1 | 1990-01-01 | Currently In Use | Gas | 550 | Fiberglass | Single Wall Flex | Pressure |  | 1990-01-01 |  | 1990-01-01
9060544 | 2 | 1990-01-01 | Currently In Use | Diesel | 550 | Fiberglass | Single Wall Flex | Pressure |  | 1990-01-01 |  | 1990-01-01
9060545 | 1 | 1998-11-01 | Removed From Ground | Gas | 550 | Not Marked/Unknown | Not Marked | Not Marked
9060545 | 2 | 1998-11-01 | Removed From Ground | Diesel | 550 | Not Marked/Unknown | Not Marked | Not Marked
9060546 | 1 |  | Removed From Ground Date Unknown | Gas | 550 | Not Marked/Unknown | Not Marked | Not Marked
9060546 | 2 |  | Removed From Ground Date Unknown | Diesel | 550 | Not Marked/Unknown | Not Marked | Not Marked
9060547 | 1AST |  | Currently In Use | Gas | 550 | Not Marked/Unknown | Not Marked | Not Marked
9060551 | 1 | 1998-10-01 | Removed From Ground | Empty | 500 | Not Marked/Unknown | Not Marked | Not Marked
9060553 | 1 | 2001-09-27 | Removed From Ground | Diesel | 7000 | Cathodically Protected Steel | Cathodically Protected | Suction: Valve At The Tank |  | 1996-09-05 |  | 1996-09-05
9060553 | 2 | 2001-10-02 | Removed From Ground | Diesel | 3000 | Cathodically Protected Steel | Cathodically Protected | Suction: Valve At The Tank |  | 1996-09-05 |  | 1996-09-05
9060553 | 3 |  | Removed From Ground Date Unknown | Gas | 2500 | Bare Steel | Bare Steel | Suction: No Valve At The Tank |  | 1995-09-05 |  | 1995-09-05
9060554 | 1 | 2013-09-03 | Temporarily Out Of Use | Diesel | 2000 | Steel-Impressed Current | Fiberglass Reinforced Plastic | Suction: Valve At The Tank |  | 1998-12-19 |  | 1998-12-19
9060554 | 2 | 2013-09-27 | Currently In Use | Diesel | 4000 | Steel-Impressed Current | Fiberglass Reinforced Plastic | Suction: No Valve At The Tank |  | 1998-12-19 |  | 1998-12-19
9060554 | 3 | 2013-09-27 | Currently In Use | Gas | 8000 | Steel-Impressed Current | Fiberglass Reinforced Plastic | Pressure |  | 1998-12-19 |  | 1998-12-19
9060554 | 4 | 2013-09-27 | Currently In Use | Gas | 8000 | Steel-Impressed Current | Fiberglass Reinforced Plastic | Pressure |  | 1998-12-19 |  | 1998-12-19
9060554 | 5 | 2011-08-31 | Temporarily Out Of Use | Gas | 2000 | Steel-Impressed Current | Fiberglass Reinforced Plastic | Pressure |  | 1998-12-19 |  | 1998-12-19
9060554 | 6 | 2013-09-27 | Currently In Use | Gas | 4000 | Steel-Impressed Current | Fiberglass Reinforced Plastic | Pressure |  | 1998-12-16 |  | 1998-12-16
9060555 | 1WEST | 1998-01-15 | Removed From Ground | Diesel | 1000 | Bare Steel | Bare Steel | Suction: No Valve At The Tank
9060555 | 2EAST | 1998-01-15 | Removed From Ground | Gas | 1000 | Bare Steel | Bare Steel | Suction: No Valve At The Tank
9060556 | 1 | 1998-07-01 | Removed From Ground | Gas | 2000 | Bare Steel | Galvanized Steel | Suction: Valve At The Tank
9060556 | 2 | 1998-07-01 | Removed From Ground | Diesel | 4000 | Bare Steel | Galvanized Steel | Suction: Valve At The Tank
9060556 | 3 | 1998-07-01 | Removed From Ground | Gas | 1000 | Not Marked/Unknown | Not Marked | Not Marked
9060557 | 1 | 2017-03-23 | Temporarily Out Of Use | Diesel | 12000 | STIP-3 | Fiberglass Reinforced Plastic | Pressure |  | 1996-05-20 |  | 1996-05-20
9060557 | 2 | 2017-03-23 | Temporarily Out Of Use | Gas | 3003 | STIP-3 | Fiberglass Reinforced Plastic | Pressure |  | 1996-05-20 |  | 1996-05-20
9060558 | 1 | 2008-05-15 | Removed From Ground | Diesel |  | Not Marked/Unknown | Not Marked | Not Marked
9060560 | DIESEL | 1998-10-01 | Removed From Ground | Diesel | 10000 | Bare Steel | Galvanized Steel | Suction: Valve At The Tank
9060560 | GAS | 1998-10-01 | Removed From Ground | Gas | 2500 | Not Marked/Unknown | Not Marked | Not Marked
9060561 | 1 | 1998-04-06 | Removed From Ground | Empty | 5000 | Not Marked/Unknown | Not Marked | Not Marked
9060561 | 2 | 1998-04-06 | Removed From Ground | Diesel | 5000 | Not Marked/Unknown | Not Marked | Not Marked
9060561 | 3 | 1998-04-06 | Removed From Ground | Other | 550 | Not Marked/Unknown | Not Marked | Not Marked
9060561 | 4 | 1998-04-06 | Removed From Ground | Other | 500 | Not Marked/Unknown | Not Marked | Not Marked
9060563 | DIESEL |  | Currently In Use | Diesel | 4000 | Cathodically Protected Steel | Cathodically Protected | Suction: Valve At The Tank |  | 1998-07-01 |  | 1998-07-01
9060563 | DIESEL |  | Removed From Ground Date Unknown | Diesel | 4000 | Cathodically Protected Steel | Cathodically Protected | Suction: Valve At The Tank |  | 1998-07-01 |  | 1998-07-01
9060563 | PREM |  | Currently In Use | Gas | 8000 | Cathodically Protected Steel | Cathodically Protected | Suction: Valve At The Tank |  | 1998-07-01 |  | 1998-07-01
9060563 | PREM |  | Removed From Ground Date Unknown | Gas | 8000 | Cathodically Protected Steel | Cathodically Protected | Suction: Valve At The Tank |  | 1998-07-01 |  | 1998-07-01
9060563 | UNLEAD |  | Currently In Use | Gas | 8000 | Cathodically Protected Steel | Cathodically Protected | Suction: Valve At The Tank |  | 1998-07-01 |  | 1998-07-01
9060563 | UNLEAD |  | Removed From Ground Date Unknown | Gas | 8000 | Cathodically Protected Steel | Cathodically Protected | Suction: Valve At The Tank |  | 1998-07-01 |  | 1998-07-01
9060564 | 1 | 2000-07-22 | Removed From Ground | Gas | 10000 | Not Marked/Unknown | Not Marked | Not Marked
9060564 | 2 | 2000-07-22 | Removed From Ground | Gas | 8000 | Not Marked/Unknown | Not Marked | Not Marked
9060564 | 3 | 2000-07-22 | Removed From Ground | Gas | 8000 | Not Marked/Unknown | Not Marked | Not Marked
9060564 | 4 | 2000-07-22 | Removed From Ground | Gas | 2000 | Bare Steel | Bare Steel | Suction: Valve At The Tank
9060564 | 5 | 2000-07-22 | Removed From Ground | Gas | 2000 | Bare Steel | Bare Steel | Suction: Valve At The Tank
9060564 | 6 | 2000-07-22 | Removed From Ground | Gas | 2000 | Bare Steel | Bare Steel | Suction: Valve At The Tank
9060564 | 7 | 2000-07-22 | Removed From Ground | Gas | 2000 | Bare Steel | Bare Steel | Suction: Valve At The Tank
9060565 | 1 | 2007-05-24 | Temporarily Out Of Use | Gas |  | Composite | Double Walled | Pressure |  | 1995-08-10 |  | 1995-08-10
9060565 | 2 | 2007-05-23 | Temporarily Out Of Use | Gas |  | Composite | Double Walled | Pressure |  | 1995-08-10 |  | 1995-08-10
9060565 | 3 | 2007-05-23 | Temporarily Out Of Use | Diesel |  | Composite | Double Walled | Pressure |  | 1995-08-10 |  | 1995-08-10
9060566 | 1 | 2013-03-15 | Closed In Ground | Diesel | 2000 | Epoxy | Galvanic | Suction: Valve At The Tank |  | 1994-02-22 |  | 1994-02-22
9060568 | 1 | 2011-05-18 | Removed From Ground | Gas | 1000 | Steel-Impressed Current | Impressed Current | Suction: Valve At The Tank | Y | 1996-11-01 12:00 | Y | 1996-11-01 12:00
9060568 | 2 | 2011-05-18 | Removed From Ground | Gas | 1000 | Steel-Impressed Current | Cathodically Protected | Suction: No Valve At The Tank | Y | 1996-11-01 12:00 | Y | 1996-11-01 12:00
9060568 | 3 | 2011-05-18 | Removed From Ground | Diesel | 500 | Steel-Impressed Current | Impressed Current | Suction: Valve At The Tank | Y | 1996-11-01 12:00 | Y | 1996-11-01 12:00
9060568 | 4 | 2011-05-18 | Removed From Ground | Used Oil | 500 | Steel-Impressed Current | Impressed Current | Gravity Fed | Y | 2009-06-03 12:00 | Y | 2000-01-01 12:00
9060569 | 1 | 1989-03-01 | Currently In Use | Gas | 15000 | Steel-Galvanic | Fiberglass Reinforced Plastic | Pressure |  | 1989-03-01 |  | 1989-03-01
9060569 | 2 | 1989-03-01 | Currently In Use | Diesel | 12000 | Steel-Galvanic | Fiberglass Reinforced Plastic | Pressure |  | 1989-03-01 |  | 1989-03-01
9060570 | 1 | 2000-07-17 | Removed From Ground | Gas | 2000 | Bare Steel | Galvanized Steel | Suction: Valve At The Tank
9060570 | 2 | 2000-07-17 | Removed From Ground | Diesel | 2000 | Bare Steel | Galvanized Steel | Suction: Valve At The Tank
9060571 | 1 |  | Removed From Ground Date Unknown | Diesel |  | Not Marked/Unknown | Not Marked | Not Marked
9060575 | 1 | 1995-10-18 | Currently In Use | Diesel | 20000 | Composite | Fiberglass Reinforced Plastic | Pressure |  | 1995-10-18 |  | 1995-10-18
9060575 | 2 | 1995-10-18 | Currently In Use | Diesel | 20000 | Composite | Fiberglass Reinforced Plastic | Pressure |  | 1995-10-18 |  | 1995-10-18
9060575 | 3 | 1995-10-18 | Currently In Use | Gas | 12000 | Composite | Fiberglass Reinforced Plastic | Pressure |  | 1995-10-18 |  | 1995-10-18
9060580 | 1 | 1990-02-01 | Currently In Use | Gas | 10000 | Fiberglass | Double Walled Flex | Pressure |  | 1990-01-01 |  | 1990-01-01
9060580 | 2 | 1990-02-01 | Currently In Use | Gas | 10000 | Fiberglass | Double Walled Flex | Pressure |  | 1990-01-01 |  | 1990-01-01
9060580 | 3 | 1990-02-01 | Currently In Use | Gas | 10000 | Fiberglass | Double Walled Flex | Pressure |  | 1990-01-01 |  | 1990-01-01
9060581 | 1 | 1995-04-01 | Currently In Use | Gas | 12000 | Fiberglass | Fiberglass Reinforced Plastic | Pressure |  | 1995-04-01 |  | 1995-04-01
9060581 | 2 | 1995-04-01 | Currently In Use | Gas | 10000 | Fiberglass | Fiberglass Reinforced Plastic | Pressure |  | 1995-04-01 |  | 1995-04-01
9060581 | 3 | 1995-01-01 | Currently In Use | Gas | 10000 | Fiberglass | Fiberglass Reinforced Plastic | Pressure |  | 1995-04-01 |  | 1995-04-01
9060582 | 1 | 1990-08-01 | Currently In Use | Gas | 10000 | Fiberglass | Fiberglass Reinforced Plastic | Pressure |  | 1990-01-01 12:00 | Y | 1990-01-01 12:00
9060582 | 2 | 1990-08-01 | Currently In Use | Gas | 10000 | Fiberglass | Fiberglass Reinforced Plastic | Pressure |  | 1990-01-01 12:00 | Y | 1990-01-01 12:00
9060582 | 3 | 1990-08-01 | Currently In Use | Gas | 10000 | Fiberglass | Fiberglass Reinforced Plastic | Pressure |  | 1990-01-01 12:00 | Y | 1990-01-01 12:00
9060582 | 4 | 1990-08-01 | Currently In Use | Diesel | 10000 | Fiberglass | Fiberglass Reinforced Plastic | Pressure |  | 1990-01-01 12:00 | Y | 1990-01-01 12:00
9060582 | 5 | 1990-08-01 | Currently In Use | Used Oil | 550 | Fiberglass | Fiberglass Reinforced Plastic | Pressure | Y | 2001-12-28 12:00 | Y | 1990-01-01 12:00
9060590 | 1 | 2007-08-27 | Removed From Ground Date Unknown | Gas |  | Not Marked/Unknown | Not Marked | Not Marked
9060590 | 1 |  | Currently In Use | Gas |  | Not Marked/Unknown | Not Marked | Not Marked
9060593 | 1 | 1996-02-01 | Removed From Ground | Used Oil | 550 | Marked Unknown | Unknown | Not Marked | Y |  | Y
9060596 | 1 |  | Permanently Out Of Use | Diesel | 500 | Not Marked/Unknown | Not Marked | Not Marked
9060596 | 2 |  | Permanently Out Of Use | Gas | 500 | Not Marked/Unknown | Not Marked | Not Marked
9060596 | 3 |  | Permanently Out Of Use | Gas | 500 | Not Marked/Unknown | Not Marked | Not Marked
9060602 | T-01 | 1996-02-22 | Closed In Ground | Gas | 6000 | Bare Steel | Not Marked | Suction: No Valve At The Tank
9060602 | T-02 | 1996-02-22 | Closed In Ground | Gas | 6000 | Marked Unknown | Unknown | Not Marked
9060605 | 01 | 2002-08-27 | Removed From Ground | Diesel | 12000 | Not Marked/Unknown | Not Marked | Not Marked
9060605 | 01 |  | Currently In Use | Diesel | 12000 | Not Marked/Unknown | Not Marked | Not Marked
9060605 | 02 |  | Removed From Ground Date Unknown | Diesel | 5000 | Not Marked/Unknown | Not Marked | Not Marked
9060605 | 03 | 2002-08-27 | Removed From Ground | Gas | 5000 | Not Marked/Unknown | Not Marked | Not Marked
9060605 | 03 |  | Currently In Use | Gas | 5000 | Not Marked/Unknown | Not Marked | Not Marked
9060607 | DUMMY |  | Currently In Use | Heating Oil |  | Not Marked/Unknown | Not Marked | Not Marked
9060615 | 1 | 1991-04-20 | Removed From Ground | Gas |  | Unknown | Not Marked | Not Marked
9060615 | 2 | 1991-04-20 | Removed From Ground | Used Oil |  | Not Marked/Unknown | Not Marked | Not Marked | Y |  | Y
9060615 | 3 | 2003-11-01 | Removed From Ground | Used Oil | 550 | Unknown | Unknown | Not Marked | N |  | N
9060616 | 1 | 1997-12-16 | Removed From Ground | Diesel | 260 | Bare Steel | Bare Steel | Suction: Valve At The Tank
9060616 | 2 | 1997-12-16 | Currently In Use | Diesel | 300 | STIP-3 | Fiberglass/Double Walled | Suction: Valve At The Tank |  | 1997-12-16 |  | 1997-12-16
9060621 | 1 | 1998-04-21 | Removed From Ground | Diesel | 2000 | Not Marked/Unknown | Not Marked | Not Marked
9060622 | 1 |  | Currently In Use | Heating Oil | 20000 | Not Marked/Unknown | Not Marked | Not Marked
9060622 | 2 |  | Currently In Use | Heating Oil | 20000 | Not Marked/Unknown | Not Marked | Not Marked
9060622 | 3 |  | Currently In Use | Heating Oil | 20000 | Not Marked/Unknown | Not Marked | Not Marked
9060623 | 1 | 1996-04-10 | Removed From Ground | Diesel | 10000 | Marked Unknown | Unknown | Not Marked
9060623 | 2 | 1996-04-10 | Removed From Ground | Gas | 2000 | Marked Unknown | Unknown | Not Marked
9060623 | 3 | 1996-04-10 | Removed From Ground | Other | 1000 | Not Marked/Unknown | Not Marked | Not Marked
9060623 | 4 | 1996-04-10 | Removed From Ground | Used Oil | 1000 | Not Marked/Unknown | Not Marked | Not Marked | Y |  | Y
9060624 | 1 |  | Currently In Use | Other | 250 | Not Marked/Unknown | Not Marked | Not Marked
9060625 | 1 | 1998-01-28 | Currently In Use | Gas | 8000 | Bare Steel | Fiberglass Reinforced Plastic | Pressure |  | 1998-01-28 |  | 1998-01-28
9060625 | 2 | 1998-01-28 | Currently In Use | Gas | 4000 | Bare Steel | Fiberglass Reinforced Plastic | Pressure |  | 1998-01-28 |  | 1998-01-28
9060625 | 3 | 1998-01-28 | Currently In Use | Gas | 4000 | Bare Steel | Fiberglass Reinforced Plastic | Pressure |  | 1998-01-28 |  | 1998-01-28
9060625 | 4 | 1998-01-28 | Currently In Use | Gas | 4000 | Bare Steel | Fiberglass Reinforced Plastic | Pressure |  | 1998-01-28 |  | 1998-01-28
9060626 | 1 | 1996-06-19 | Removed From Ground | Gas |  | Marked Unknown | Unknown | Not Marked
9060627 | 368-DF1 | 2011-08-01 | Removed From Ground | Gas | 12000 | Fiberglass Double Walled | Fiberglass/Double Walled | Pressure |  | 1995-11-22 |  | 1995-11-22
9060627 | 368-MG1 | 2011-08-01 | Removed From Ground | Gas | 12000 | Fiberglass Double Walled | Fiberglass/Double Walled | Pressure |  | 1995-11-22 |  | 1995-11-22
9060627 | 368-MG2 | 2011-08-01 | Removed From Ground | Gas | 12000 | Fiberglass Double Walled | Fiberglass/Double Walled | Pressure |  | 1995-11-22 |  | 1995-11-22
9060628 | 1 | 1972-01-01 | Removed From Ground | Gas | 3000 | Not Marked/Unknown | Not Marked | Not Marked
9060628 | 2 | 1972-01-01 | Removed From Ground | Gas | 3000 | Not Marked/Unknown | Not Marked | Not Marked
9060628 | 3 | 1972-01-01 | Removed From Ground | Gas | 3000 | Not Marked/Unknown | Not Marked | Not Marked
9060628 | 4 | 1972-01-01 | Removed From Ground | Gas | 3000 | Not Marked/Unknown | Not Marked | Not Marked
9060629 | 1 | 1996-04-23 | Removed From Ground | Gas | 1000 | Not Marked/Unknown | Not Marked | Not Marked
9060631 | 1 |  | Removed From Ground Date Unknown | Diesel |  | Not Marked/Unknown | Not Marked | Not Marked
9060632 | 1 | 1996-05-09 | Removed From Ground | Gas | 2000 | Bare Steel | Bare Steel | Gravity Fed
9060632 | 2 | 1999-03-17 | Removed From Ground | Other |  | Marked Unknown | Unknown | Not Marked
9060634 | 1 | 1996-06-11 | Removed From Ground | Gas | 1000 | Not Marked/Unknown | Not Marked | Not Marked
9060635 | 1 |  | Removed From Ground Date Unknown | Gas |  | Not Marked/Unknown | Not Marked | Not Marked
9060637 | 1 | 1996-08-09 | Removed From Ground | Diesel | 8000 | Not Marked/Unknown | Not Marked | Not Marked
9060637 | 2 | 1996-08-09 | Removed From Ground | Gas | 500 | Not Marked/Unknown | Not Marked | Not Marked
9060639 | 1 | 1996-04-24 | Currently In Use | Gas | 12000 | Fiberglass | Fiberglass/Double Walled | Pressure |  | 1996-05-15 |  | 1996-05-15
9060639 | 2 | 1996-04-12 | Currently In Use | Gas | 12000 | Fiberglass | Fiberglass/Double Walled | Pressure |  | 1996-05-15 |  | 1996-05-15
9060639 | 3 | 1996-04-12 | Currently In Use | Gas | 12000 | Fiberglass | Double Walled Flex | Pressure |  | 1996-05-15 |  | 1996-05-15
9060640 | 001 | 1961-01-01 | Currently In Use | Diesel | 10000 | Steel-Impressed Current | Cathodically Protected | Suction: No Valve At The Tank |  | 1997-04-01 |  | 1997-04-01
9060640 | 002 | 1996-11-21 | Removed From Ground | Diesel | 285 | Steel-Impressed Current | Copper | Suction: No Valve At The Tank
9060641 | 1 | 1976-01-01 | Removed From Ground | Diesel |  | Not Marked/Unknown | Not Marked | Not Marked
9060643 | 1 | 1999-02-16 | Removed From Ground | Gas | 1000 | Marked Unknown | Unknown | Not Marked
9060643 | 2 | 1999-02-16 | Removed From Ground | Gas | 1000 | Marked Unknown | Unknown | Not Marked
9060643 | 3 | 1999-02-16 | Removed From Ground | Gas | 1000 | Marked Unknown | Unknown | Not Marked
9060644 | 1 | 1996-08-28 | Currently In Use | Gas | 12000 | Fiberglass Double Walled | Fiberglass/Double Walled | Pressure |  | 1996-08-28 |  | 1996-08-28
9060644 | 2 | 1996-08-28 | Currently In Use | Gas | 15000 | Fiberglass Double Walled | Fiberglass/Double Walled | Pressure |  | 1996-08-28 |  | 1996-08-28
9060644 | 3 | 1996-08-28 | Currently In Use | Diesel | 10000 | Fiberglass Double Walled | Fiberglass/Double Walled | Pressure |  | 1996-08-28 |  | 1996-08-28
9060645 | 1 | 1996-11-26 | Removed From Ground | Diesel | 6000 | Excavation Liner | Fiberglass Reinforced Plastic | Suction: Valve At The Tank
9060646 | 1 |  | Closed In Ground Date Unknown | Heating Oil | 250 | Not Marked/Unknown | Not Marked | Not Marked
9060648 | 1 |  | Currently In Use | Heating Oil | 2000 | Not Marked/Unknown | Not Marked | Not Marked
9060649 | 1 | 2007-04-24 | Removed From Ground | Gas | 10000 | Fiberglass Double Walled | Double Walled Flex | Pressure |  | 1996-11-18 |  | 1996-11-18
9060649 | 2 | 2007-04-25 | Removed From Ground | Gas | 10000 | Fiberglass Double Walled | Double Walled Flex | Pressure |  | 1996-11-18 |  | 1996-11-18
9060649 | 3 | 2007-04-24 | Removed From Ground | Gas | 10000 | Fiberglass Double Walled | Double Walled Flex | Pressure |  | 1996-11-18 |  | 1996-11-18
9060650 | 1 |  | Removed From Ground Date Unknown | Gas |  | Not Marked/Unknown | Not Marked | Not Marked
9060651 | 1 | 1997-01-29 | Closed In Ground | Gas | 500 | Not Marked/Unknown | Not Marked | Not Marked
9060652 | 1 | 1996-10-25 | Removed From Ground | Gas | 1000 | Bare Steel | Bare Steel | Suction: No Valve At The Tank
9060653 | 1 | 1997-02-01 | Removed From Ground | Gas | 2000 | Not Marked/Unknown | Not Marked | Not Marked
9060653 | 2 | 1997-02-01 | Removed From Ground | Gas | 2000 | Not Marked/Unknown | Not Marked | Not Marked
9060653 | 3 | 1997-02-01 | Removed From Ground | Gas | 4000 | Not Marked/Unknown | Not Marked | Not Marked
9060654 | 1 | 1997-02-15 | Removed From Ground | Diesel | 1000 | Not Marked/Unknown | Not Marked | Not Marked
9060654 | 2 | 1997-02-15 | Removed From Ground | Gas | 1000 | Not Marked/Unknown | Not Marked | Not Marked
9060655 | 1 | 1996-08-06 | Currently In Use | Diesel | 10000 | Fiberglass | Fiberglass Reinforced Plastic | Suction: No Valve At The Tank |  | 1996-11-01 |  | 1996-11-01
9060656 | 1 | 2003-03-19 | Removed From Ground | Gas | 12000 | Fiberglass | Double Walled | Pressure |  | 1997-01-23 |  | 1997-01-23
9060656 | 2 | 2003-03-19 | Removed From Ground | Gas | 12000 | Fiberglass | Double Walled | Pressure |  | 1997-01-23 |  | 1997-01-23
9060656 | 3 | 2003-03-19 | Removed From Ground | Gas | 12000 | Fiberglass | Double Walled | Pressure |  | 1997-01-23 |  | 1997-01-23
9060657 | 1 | 1997-03-20 | Removed From Ground | Gas | 1000 | Not Marked/Unknown | Not Marked | Not Marked
9060658 | 1 | 1996-12-01 | Removed From Ground | Diesel | 10000 | Not Marked/Unknown | Not Marked | Not Marked
9060658 | 2 | 1990-11-01 | Removed From Ground | Gas |  | Not Marked/Unknown | Not Marked | Not Marked
9060658 | 3 | 2011-10-05 | Temporarily Out Of Use | Diesel | 12000 | Epoxy | Fiberglass/Double Walled | Pressure |  | 1996-12-01 |  | 1996-12-01
9060659 | 1 | 1997-04-02 | Removed From Ground | Other | 7500 | Bare Steel | Not Marked | Not Marked
9060660 | 1 | 1997-04-04 | Removed From Ground | Diesel | 1000 | Not Marked/Unknown | Not Marked | Not Marked
9060661 | 1 | 1997-01-29 | Removed From Ground | Gas | 1000 | Not Marked/Unknown | Not Marked | Not Marked
9060662 | 1 | 1996-09-23 | Removed From Ground | Gas |  | Not Marked/Unknown | Not Marked | Not Marked
9060662 | 2 | 1996-09-23 | Removed From Ground | Diesel |  | Not Marked/Unknown | Not Marked | Not Marked
9060662 | 3 | 1996-09-23 | Removed From Ground | Diesel |  | Not Marked/Unknown | Not Marked | Not Marked
9060663 | 1 | 1996-04-08 | Currently In Use | Gas | 15000 | Fiberglass | Fiberglass Reinforced Plastic | Pressure |  | 1996-04-01 |  | 1996-04-01
9060663 | 2 | 1996-04-08 | Currently In Use | Gas | 10000 | Fiberglass | Fiberglass Reinforced Plastic | Pressure |  | 1996-04-01 |  | 1996-04-01
9060664 | 1 | 1968-01-01 | Removed From Ground | Gas |  | Not Marked/Unknown | Not Marked | Not Marked
9060665 | 1 | 1997-05-13 | Removed From Ground | Gas | 1000 | Not Marked/Unknown | Not Marked | Not Marked
9060666 | 1 | 2002-08-14 | Removed From Ground | Gas | 3000 | Not Marked/Unknown | Not Marked | Not Marked
9060666 | 1 |  | Currently In Use | Gas | 3000 | Not Marked/Unknown | Not Marked | Not Marked
9060667 | 1 | 2010-11-10 | Removed From Ground | Diesel | 10000 | Composite | Fiberglass Reinforced Plastic | Pressure |  | 1997-02-27 |  | 1997-02-27
9060667 | 2 | 2010-11-10 | Removed From Ground | Gas | 15000 | Composite | Fiberglass Reinforced Plastic | Pressure |  | 1997-02-27 |  | 1997-02-27
9060667 | 3 | 2010-11-10 | Removed From Ground | Gas | 15000 | Composite | Fiberglass Reinforced Plastic | Pressure |  | 1997-02-27 |  | 1997-02-27
9060667 | 4 | 2010-12-10 | Currently In Use | Gas | 20000 | Fiberglass Double Walled | Fiberglass/Double Walled | Pressure | N | 2016-11-01 | N | 2016-11-01
9060667 | 5 | 2010-12-01 | Currently In Use | Gas | 20000 | Fiberglass Double Walled | Fiberglass/Double Walled | Pressure | N | 2016-11-01 | N | 2016-11-01
9060667 | 6A | 2010-12-01 | Currently In Use | Gas | 12000 | Fiberglass Double Walled | Fiberglass/Double Walled | Pressure | N | 2016-11-01 | N | 2016-11-01
9060667 | 6B | 2010-12-01 | Currently In Use | Diesel | 8000 | Fiberglass Double Walled | Fiberglass/Double Walled | Pressure | N | 2016-11-01 | N | 2016-11-01
9060667 | 7 | 2010-12-01 | Currently In Use | Gas | 12000 | Fiberglass Double Walled | Fiberglass/Double Walled | Pressure | N | 2016-11-01 | N | 2016-11-01
9060668 | 1 |  | Removed From Ground Date Unknown | Gas | 500 | Marked Unknown | Unknown | Suction: No Valve At The Tank
9060669 | 1 | 1996-10-01 | Removed From Ground | Heating Oil | 200 | Not Marked/Unknown | Not Marked | Not Marked
9060669 | 2 | 1996-10-01 | Removed From Ground | Heating Oil | 250 | Not Marked/Unknown | Not Marked | Not Marked
9060670 | 1 | 1995-05-01 | Currently In Use | Gas | 8000 | Fiberglass | Fiberglass Reinforced Plastic | Not Marked |  | 1995-05-01 |  | 1995-05-01
9060670 | 2 | 1995-05-01 | Currently In Use | Gas | 8000 | Fiberglass | Fiberglass Reinforced Plastic | Not Marked |  | 1995-05-01 |  | 1995-05-01
9060670 | 3 | 1995-05-01 | Currently In Use | Gas | 8000 | Fiberglass | Fiberglass Reinforced Plastic | Not Marked |  | 1995-05-01 |  | 1995-05-01
9060671 | 1-PLUS | 1975-01-01 | Currently In Use | Gas | 5000 | Steel-Impressed Current | Fiberglass Reinforced Plastic | Pressure |  | 1998-01-01 12:00 | Y | 1998-01-01 12:00
9060671 | 2 | 1975-01-01 | Currently In Use | Gas | 10000 | Steel-Impressed Current | Fiberglass Reinforced Plastic | Pressure |  | 1998-01-01 12:00 | Y | 1998-01-01 12:00
9060671 | 3 | 1975-01-01 | Currently In Use | Gas | 10000 | Steel-Impressed Current | Fiberglass Reinforced Plastic | Pressure |  | 1998-01-01 12:00 | Y | 1998-01-01 12:00
9060671 | 4 | 2012-03-06 | Temporarily Out Of Use | Kerosene | 1000 | Steel-Impressed Current | Impressed Current | Pressure |  | 1998-01-01 12:00 | Y | 1998-01-01 12:00
9060671 | 5 | 2012-03-06 | Temporarily Out Of Use | Used Oil | 1000 | Steel-Impressed Current | Fiberglass Reinforced Plastic | Gravity Fed | Y | 1988-01-01 12:00 | Y | 1998-01-01 12:00
9060672 | 1 | 2000-02-03 | Removed From Ground | Gas | 550 | Bare Steel |  |  | N |  | N
9060672 | 2 | 2000-02-03 | Removed From Ground | Gas | 550 | Bare Steel |  |  | N |  | N
9060672 | 3 | 2000-02-03 | Removed From Ground | Gas | 550 | Bare Steel |  |  | N |  | N
9060673 | 1 | 1997-05-30 | Removed From Ground | Gas | 2000 | Not Marked/Unknown | Not Marked | Not Marked
9060674 | 1 | 2003-08-18 | Removed From Ground | Gas | 10000 | Marked Unknown | Cathodically Protected | Pressure |  | 1988-01-01 |  | 1988-01-01
9060677 | 1 | 1997-10-16 | Removed From Ground | Gas | 4000 | Bare Steel | Bare Steel | Not Marked
9060678 | 235546 | 2008-11-13 | Temporarily Out Of Use | Gas | 10000 | STIP-3 | Fiberglass Reinforced Plastic | Suction: Valve At The Tank |  | 1997-04-21 |  | 1997-04-21
9060679 | 1 | 1997-06-23 | Removed From Ground | Gas | 2000 | Bare Steel | Galvanized Steel | Not Marked
9060679 | 2 | 1997-06-23 | Removed From Ground | Gas | 2000 | Bare Steel | Galvanized Steel | Not Marked
9060680 | 1 | 2000-06-13 | Removed From Ground | Diesel | 15000 | Double Walled | Fiberglass Reinforced Plastic | Pressure |  | 1992-06-10 |  | 1998-06-10
9060680 | 2A |  | Removed From Ground Date Unknown | Gas | 6000 | Not Marked/Unknown | Not Marked | Not Marked
9060680 | 2B |  | Removed From Ground Date Unknown | Diesel | 6000 | Not Marked/Unknown | Not Marked | Not Marked
9060681 | 1A | 1999-12-16 | Removed From Ground | Gas | 8000 | Fiberglass Double Walled | Fiberglass/Double Walled | Pressure
9060681 | 1B | 1999-12-16 | Removed From Ground | Diesel | 4000 | Fiberglass Double Walled | Fiberglass/Double Walled | Pressure
9060681 | 2A | 2000-06-21 | Currently In Use | Gas | 12000 | Fiberglass Double Walled | Fiberglass/Double Walled | Pressure |  | 2000-09-01 |  | 2000-09-01
9060681 | 2B | 2000-06-21 | Currently In Use | Diesel | 8000 | Fiberglass Double Walled | Fiberglass/Double Walled | Pressure |  | 2000-09-01 |  | 2000-09-01
9060681 | 3 | 2002-01-01 | Currently In Use | Diesel | 20000 | Fiberglass Double Walled | Fiberglass/Double Walled | Pressure
9060682 | 1 | 1992-01-17 | Currently In Use | Diesel | 20000 | Fiberglass Double Walled | Fiberglass Reinforced Plastic | Suction: Valve At The Tank |  | 1992-01-17 |  | 1992-01-17
9060682 | 2 | 1995-02-23 | Currently In Use | Diesel | 20000 | Fiberglass Double Walled | Fiberglass Reinforced Plastic | Suction: Valve At The Tank |  | 1992-01-17 |  | 1992-01-17
9060682 | 3A | 2003-11-06 | Removed From Ground | Gas | 3000 | Cathodically Protected Steel | Fiberglass Reinforced Plastic | Pressure |  | 1998-02-23 |  | 1998-02-23
9060682 | 3B | 2003-11-06 | Removed From Ground | Diesel | 3000 | Cathodically Protected Steel | Fiberglass Reinforced Plastic | Pressure |  | 1998-02-23 |  | 1998-02-23
9060683 | 1 | 2013-02-18 | Removed From Ground | Gas | 1000 | Fiberglass | Fiberglass Reinforced Plastic | Suction: Valve At The Tank |  | 1997-07-03 12:00 |  | 1997-07-03 12:00
9060684 | 1 | 1996-10-01 | Removed From Ground | Used Oil | 500 | Not Marked/Unknown | Not Marked | Not Marked | Y |  | Y
9060686 | 1 | 1990-10-01 | Currently In Use | Gas | 3000 | Fiberglass | Fiberglass Reinforced Plastic | Suction: No Valve At The Tank |  | 1990-10-01 |  | 1990-10-01
9060687 | 1 | 1997-12-12 | Removed From Ground | Used Oil | 500 | Double Walled | Bare Steel | Gravity Fed | Y |  | Y
9060688 | 1 | 1997-11-05 | Removed From Ground | Gas | 560 | Bare Steel | Bare Steel | Suction: No Valve At The Tank
9060689 | 1 | 1997-11-07 | Removed From Ground | Gas | 1500 | Bare Steel | Bare Steel | Suction: No Valve At The Tank
9060689 | 2 | 1997-11-07 | Removed From Ground | Gas | 1500 | Bare Steel | Bare Steel | Suction: No Valve At The Tank
9060690 | 1 | 1997-11-05 | Removed From Ground | Gas | 1000 | Bare Steel | Bare Steel | Suction: No Valve At The Tank
9060691 | 1 | 1997-11-12 | Removed From Ground | Gas | 560 | Bare Steel | Bare Steel | Suction: No Valve At The Tank
9060692 | 1 | 1997-11-03 | Removed From Ground | Gas | 540 | Bare Steel | Bare Steel | Suction: No Valve At The Tank
9060693 | 1 | 1997-11-07 | Removed From Ground | Gas | 560 | Bare Steel | Bare Steel | Suction: No Valve At The Tank
9060694 | 1 | 1997-11-12 | Removed From Ground | Gas | 560 | Bare Steel | Bare Steel | Suction: No Valve At The Tank
9060695 | 1 | 1997-11-03 | Removed From Ground | Gas | 550 | Bare Steel | Bare Steel | Suction: No Valve At The Tank
9060696 | 1 | 2008-01-03 | Removed From Ground | Gas | 2000 | Bare Steel | Bare Steel | Suction: No Valve At The Tank
9060696 | 2 | 2008-01-03 | Removed From Ground | Gas | 2000 | Bare Steel | Bare Steel | Suction: No Valve At The Tank
9060697 | 1 | 1997-11-05 | Removed From Ground | Gas | 540 | Bare Steel | Bare Steel | Suction: No Valve At The Tank
9060698 | 1 | 1997-11-04 | Removed From Ground | Gas | 560 | Bare Steel | Bare Steel | Suction: No Valve At The Tank
9060699 | 1 | 1997-11-06 | Removed From Ground | Gas | 560 | Bare Steel | Bare Steel | Suction: No Valve At The Tank
9060700 | 1 | 1997-11-04 | Removed From Ground | Gas | 552 | Bare Steel | Bare Steel | Suction: No Valve At The Tank
9060701 | 1 | 1997-11-04 | Removed From Ground | Gas | 500 | Bare Steel | Bare Steel | Suction: No Valve At The Tank
9060702 | 1-10K | 1987-08-01 | Currently In Use | Gas | 10000 | Epoxy | Fiberglass Reinforced Plastic | Pressure |  | 1997-06-01 |  | 1997-06-01
9060702 | 2-10K | 1987-08-01 | Currently In Use | Gas | 10000 | Epoxy | Fiberglass Reinforced Plastic | Pressure |  | 1997-06-01 |  | 1997-06-01
9060702 | 3-10K | 1997-08-01 | Currently In Use | Gas | 10000 | Epoxy | Fiberglass Reinforced Plastic | Pressure |  | 1997-06-01 |  | 1997-06-01
9060703 | 1 | 2014-05-06 | Removed From Ground | Gas | 12000 | Fiberglass Double Walled | Double Walled | Pressure |  | 1997-05-21 |  | 1997-05-21
9060703 | 2 | 2014-05-06 | Removed From Ground | Gas | 12000 | Fiberglass Double Walled | Double Walled | Pressure |  | 1997-05-21 |  | 1997-05-21
9060703 | 3 | 2014-05-06 | Removed From Ground | Gas | 12000 | Fiberglass Double Walled | Double Walled | Pressure |  | 1997-05-21 |  | 1997-05-21
9060704 | 1 | 1997-09-01 | Currently In Use | Gas | 10000 | Double Walled | Fiberglass/Double Walled | Pressure |  | 1997-09-01 |  | 1997-09-01
9060704 | 2 | 1997-09-01 | Currently In Use | Gas | 10000 | Double Walled | Fiberglass/Double Walled | Pressure |  | 1997-09-01 |  | 1997-09-01
9060704 | 3 | 1997-09-01 | Currently In Use | Gas | 10000 | Double Walled | Fiberglass/Double Walled | Pressure |  | 1997-09-01 |  | 1997-09-01
9060705 | 1 |  | Currently In Use | Gas | 20000 | Tank Jacket | Fiberglass Reinforced Plastic | Pressure |  | 1997-09-01 |  | 1997-09-01
9060705 | 2 |  | Currently In Use | Gas | 12000 | Tank Jacket | Fiberglass Reinforced Plastic | Pressure |  | 1997-09-01 |  | 1997-09-01
9060705 | 3 |  | Currently In Use | Diesel | 10000 | Tank Jacket | Fiberglass Reinforced Plastic | Pressure |  | 1997-09-01 |  | 1997-09-01
9060706 | 1 | 1997-03-01 | Currently In Use | Gas | 15000 | Double Walled | Fiberglass Reinforced Plastic | Pressure |  | 1997-03-01 |  | 1997-03-01
9060706 | 2 | 1997-03-01 | Currently In Use | Gas | 15000 | Double Walled | Fiberglass Reinforced Plastic | Pressure |  | 1997-03-01 |  | 1997-03-01
9060707 | 1 | 1997-06-12 | Currently In Use | Gas | 12000 | Fiberglass Double Walled | Double Walled Flex | Pressure |  | 1997-09-09 |  | 1997-07-07
9060707 | 2 | 1997-06-12 | Currently In Use | Diesel | 12000 | Fiberglass Double Walled | Double Walled Flex | Pressure |  | 1997-09-09 |  | 1997-07-07
9060708 | 1 |  | Removed From Ground Date Unknown | Used Oil | 250 | Not Marked/Unknown | Not Marked | Not Marked | Y |  | Y
9060709 | 1 | 1998-01-12 | Removed From Ground | Gas | 5000 | Bare Steel | Bare Steel | Suction: No Valve At The Tank
9060709 | 2 | 1998-01-12 | Removed From Ground | Gas | 3500 | Bare Steel | Bare Steel | Suction: No Valve At The Tank
9060710 | 1 | 1997-01-01 | Removed From Ground | Gas | 1000 | Bare Steel | Bare Steel | Suction: No Valve At The Tank
9060711 | 1 | 1985-01-01 | Currently In Use | Diesel | 2000 | Fiberglass | Impressed Current | Suction: No Valve At The Tank |  | 1998-06-01 |  | 1998-06-01
9060712 | 1 | 1989-01-01 | Currently In Use | Diesel | 10000 | Fiberglass | Fiberglass/Double Walled | Suction: No Valve At The Tank |  | 1998-06-01 |  | 1998-06-01
9060713 | 1 | 1998-02-01 | Removed From Ground | Gas | 8000 | Not Marked/Unknown | Not Marked | Not Marked
9060713 | 2 | 1998-02-01 | Removed From Ground | Gas | 8000 | Not Marked/Unknown | Not Marked | Not Marked
9060713 | 3 | 1998-02-01 | Removed From Ground | Gas | 8000 | Not Marked/Unknown | Not Marked | Not Marked
9060713 | 4 | 1998-02-01 | Removed From Ground | Gas | 3000 | Not Marked/Unknown | Not Marked | Not Marked
9060713 | 5 | 1998-02-01 | Removed From Ground | Gas | 3000 | Not Marked/Unknown | Not Marked | Not Marked
9060714 | 1 | 1998-02-26 | Removed From Ground | Gas | 6000 | Marked Unknown | Unknown | Not Marked
9060714 | 2 | 1998-02-26 | Removed From Ground | Gas | 6000 | Marked Unknown | Unknown | Not Marked
9060716 | 1 | 1998-02-01 | Currently In Use | Gas | 15000 | Fiberglass | Fiberglass Reinforced Plastic | Pressure |  | 1998-02-01 |  | 1998-02-01
9060716 | 2 | 1998-02-01 | Currently In Use | Gas | 10000 | Fiberglass | Fiberglass Reinforced Plastic | Pressure |  | 1998-02-01 |  | 1998-02-01
9060717 | 1 | 1997-05-01 | Currently In Use | Gas | 10000 | Composite | Single Wall Flex | Pressure |  | 1997-05-01 |  | 1997-05-01
9060717 | 2 | 1997-05-01 | Currently In Use | Gas | 10000 | Composite | Single Wall Flex | Pressure |  | 1997-05-01 |  | 1997-05-01
9060717 | 3 | 1997-05-01 | Currently In Use | Gas | 10000 | Composite | Single Wall Flex | Pressure |  | 1997-05-01 |  | 1997-05-01
9060718 | 1 | 1997-07-01 | Removed From Ground | Other | 12000 | Not Marked/Unknown | Not Marked | Not Marked
9060718 | 2 | 1997-07-01 | Removed From Ground | Other | 12000 | Not Marked/Unknown | Not Marked | Not Marked
9060718 | 3 | 1997-07-01 | Removed From Ground | Other | 12000 | Not Marked/Unknown | Not Marked | Not Marked
9060718 | 4 | 1997-07-01 | Removed From Ground | Other | 12000 | Not Marked/Unknown | Not Marked | Not Marked
9060719 | 1 | 2013-03-12 | Temporarily Out Of Use | Diesel | 12000 | Fiberglass Double Walled | Double Walled Flex | Pressure |  | 1997-11-01 |  | 1997-11-01
9060720 | T1 | 1998-04-13 | Removed From Ground | Used Oil | 1100 | Bare Steel | Bare Steel | Gravity Fed | Y |  | Y
9060721 | 1 | 1998-03-23 | Removed From Ground | Other | 1000 | Bare Steel | Bare Steel | Not Marked
9060721 | 2 | 1998-03-23 | Removed From Ground | Other | 1000 | Bare Steel | Bare Steel | Not Marked
9060721 | 3 | 1998-04-08 | Removed From Ground | Gas | 500 | Bare Steel | Bare Steel | Not Marked
9060722 | TK-1 | 1998-04-16 | Removed From Ground | Other | 500 | Bare Steel | Bare Steel | Not Marked
9060722 | TK-2 | 1998-04-16 | Removed From Ground | Other | 500 | Bare Steel | Bare Steel | Not Marked
9060722 | TK-3 | 1998-04-16 | Removed From Ground | Other | 500 | Bare Steel | Bare Steel | Not Marked
9060723 | 1 | 1998-03-11 | Removed From Ground | Gas | 1000 | Not Marked/Unknown | Not Marked | Not Marked
9060724 | 1 | 2012-12-10 | Removed From Ground | Diesel | 10000 | Fiberglass | Fiberglass Reinforced Plastic | Suction: No Valve At The Tank |  | 1988-01-01 |  | 1988-01-01
9060725 | 1 | 1998-05-19 | Removed From Ground | Diesel | 2000 | Marked Unknown | Unknown | Not Marked
9060727 | 1 | 1988-01-01 | Removed From Ground | Gas | 3000 | Not Marked/Unknown | Not Marked | Not Marked
9060727 | 2 | 1988-01-01 | Removed From Ground | Gas | 3000 | Not Marked/Unknown | Not Marked | Not Marked
9060728 | 1 | 2004-02-10 | Removed From Ground | Gas | 6000 | Steel-Impressed Current | Cathodically Protected | Pressure |  | 1999-02-02 |  | 1999-02-02
9060728 | 2 | 2004-02-10 | Removed From Ground | Gas | 6000 | Steel-Impressed Current | Cathodically Protected | Pressure |  | 1999-02-02 |  | 1999-02-02
9060728 | 3 | 2004-02-10 | Removed From Ground | Gas | 6000 | Steel-Impressed Current | Cathodically Protected | Pressure |  | 1999-02-02 |  | 1999-02-02
9060729 | 1 |  | Currently In Use | Diesel | 1000 | Fiberglass Double Walled | Fiberglass/Double Walled | Suction: No Valve At The Tank |  | 1991-04-24 |  | 1991-04-24
9060730 | 1 | 1997-11-05 | Currently In Use | Gas | 12000 | Fiberglass | Double Walled | Pressure |  | 1997-11-05 |  | 1997-11-05
9060730 | 2 | 1997-11-05 | Currently In Use | Gas | 12000 | Fiberglass | Double Walled | Pressure |  | 1997-11-05 |  | 1997-11-05
9060730 | 3 | 1997-11-05 | Currently In Use | Gas | 12000 | Fiberglass | Double Walled | Pressure |  | 1997-11-05 |  | 1997-11-05
9060730 | 4 | 1997-11-05 | Currently In Use | Diesel | 12000 | Fiberglass | Double Walled | Pressure |  | 1997-11-05 |  | 1997-11-05
9060730 | 5 | 1997-11-05 | Currently In Use | Diesel | 12000 | Fiberglass | Double Walled | Pressure |  | 1997-11-05 |  | 1997-11-05
9060730 | 6 | 1997-11-05 | Currently In Use | Diesel | 12000 | Fiberglass | Double Walled | Pressure |  | 1997-11-05 |  | 1997-11-05
9060730 | 7 | 1997-11-05 | Currently In Use | Diesel | 8000 | Fiberglass | Double Walled | Pressure |  | 1997-11-05 |  | 1997-11-05
9060730 | 8 | 1997-11-05 | Currently In Use | Diesel | 12000 | Fiberglass | Double Walled | Pressure |  | 1997-11-05 |  | 1997-11-05
9060731 | 1 | 1998-06-12 | Currently In Use | Gas |  | Not Marked/Unknown | Not Marked | Not Marked
9060731 | 1 |  | Removed From Ground Date Unknown | Gas |  | Not Marked/Unknown | Not Marked | Not Marked
9060732 | 1 | 2014-07-23 | Removed From Ground | Used Oil | 200 | Cathodically Protected Steel | Galvanized Steel | Gravity Fed | Y | 2006-09-01 12:00 | Y | 2006-09-01 12:00
9060733 | 1 | 1998-07-20 | Removed From Ground | Other | 1000 | Not Marked/Unknown | Not Marked | Not Marked
9060733 | 2 | 1998-08-04 | Currently In Use | Diesel | 1000 | Composite | Double Walled Flex | Suction: Valve At The Tank |  | 1998-08-04 |  | 1998-08-04
9060734 | 1 | 2002-08-27 | Removed From Ground | Gas | 5000 | Bare Steel | Not Marked | Not Marked
9060735 | 1 | 1998-07-28 | Removed From Ground | Used Oil | 120 | Bare Steel | Bare Steel | Suction: Valve At The Tank | Y |  | Y
9060736 | 1 | 1999-01-01 | Currently In Use | Diesel | 550 | Steel-Impressed Current | Impressed Current | Suction: Valve At The Tank |  | 1999-01-01 |  | 1999-01-01
9060737 | 1 | 1998-09-07 | Removed From Ground | Gas | 550 | Not Marked/Unknown | Not Marked | Not Marked
9060738 | 1 | 1998-10-06 | Removed From Ground | Gas | 8000 | Not Marked/Unknown | Not Marked | Not Marked
9060738 | 2 | 1998-10-06 | Removed From Ground | Gas | 10000 | Not Marked/Unknown | Not Marked | Not Marked
9060738 | 3 | 1998-10-06 | Removed From Ground | Other | 500 | Not Marked/Unknown | Not Marked | Not Marked
9060739 | 1 | 1998-04-01 | Currently In Use | Gas | 10000 | Fiberglass Double Walled | Fiberglass/Double Walled | Pressure |  | 1998-04-01 |  | 1998-04-01
9060739 | 2 | 1998-04-01 | Currently In Use | Gas | 10000 | Fiberglass Double Walled | Fiberglass/Double Walled | Pressure |  | 1998-04-01 |  | 1998-04-01
9060739 | 3 | 1998-04-01 | Currently In Use | Gas | 10000 | Fiberglass Double Walled | Fiberglass/Double Walled | Pressure |  | 1998-04-01 |  | 1998-04-01
9060740 | 1 |  | Removed From Ground Date Unknown | Gas |  | Bare Steel | Unknown | Not Marked
9060741 | 1 | 1998-12-01 | Removed From Ground | Heating Oil | 12000 | Not Marked/Unknown | Not Marked | Not Marked
9060743 | 1 | 1998-01-14 | Currently In Use | Gas | 10000 | Double Walled | Fiberglass Reinforced Plastic | Pressure |  | 1998-01-14 |  | 1998-01-14
9060743 | 2 | 1998-01-14 | Currently In Use | Gas | 10000 | Double Walled | Fiberglass Reinforced Plastic | Pressure |  | 1998-01-14 |  | 1998-01-14
9060743 | 3 | 1998-01-14 | Currently In Use | Gas | 10000 | Double Walled | Fiberglass Reinforced Plastic | Pressure |  | 1998-01-14 |  | 1998-01-14
9060744 | 1 | 2015-05-12 | Removed From Ground | Gas | 10000 | STIP-3 | Fiberglass Reinforced Plastic | Pressure |  | 1996-02-01 |  | 1996-02-01
9060745 | 1 |  | Currently In Use | Diesel | 2000 | Not Marked/Unknown | Not Marked | Not Marked
9060745 | 2 |  | Currently In Use | Gas | 12000 | Not Marked/Unknown | Not Marked | Not Marked
9060746 | 1 | 1998-08-31 | Removed From Ground | Gas | 6000 | Bare Steel | Bare Steel | Not Marked
9060747 | 1 | 1999-01-28 | Removed From Ground | Gas | 8000 | Marked Unknown | Not Marked | Not Marked
9060747 | 2 | 1999-01-28 | Removed From Ground | Gas | 8000 | Marked Unknown | Not Marked | Not Marked
9060747 | 3 | 1999-01-28 | Removed From Ground | Gas | 8000 | Marked Unknown | Not Marked | Not Marked
9060747 | 4 | 1998-02-01 | Currently In Use | Gas | 8000 | Epoxy | Fiberglass/Double Walled | Pressure | N | 1998-02-01 | N | 1998-02-01
9060747 | 5 | 1998-02-01 | Currently In Use | Gas | 8000 | Epoxy | Fiberglass/Double Walled | Pressure | N | 1998-02-01 | N | 1998-02-01
9060747 | 6 | 1998-02-01 | Currently In Use | Gas | 8000 | Epoxy | Fiberglass/Double Walled | Pressure | N | 1998-02-01 | N | 1998-02-01
9060748 | 1 | 1999-01-07 | Removed From Ground | Diesel | 2000 | Bare Steel | Galvanized Steel | Suction: No Valve At The Tank |  |  |  | 1989-01-01
9060749 | 1 | 1998-09-01 | Removed From Ground | Gas | 10000 | Bare Steel | Unknown | Not Marked
9060749 | 2 | 1998-09-01 | Removed From Ground | Gas | 10000 | Bare Steel | Unknown | Not Marked
9060750 | 1 | 1998-08-05 | Removed From Ground | Gas | 4000 | Not Marked/Unknown | Not Marked | Not Marked
9060750 | 2 | 1998-08-05 | Removed From Ground | Gas | 4000 | Not Marked/Unknown | Not Marked | Not Marked
9060750 | 3 | 1998-08-05 | Removed From Ground | Used Oil | 150 | Not Marked/Unknown | Not Marked | Not Marked | Y |  | Y
9060751 | 1 | 1998-12-01 | Currently In Use | Diesel | 15000 | Composite | Secondary Containment | Pressure |  | 1998-12-01 |  | 1998-12-01
9060752 | 1A | 1998-06-07 | Currently In Use | Gas | 12000 | Composite | Fiberglass Reinforced Plastic | Pressure |  | 1998-06-07 |  | 1998-06-07
9060752 | 1B | 1998-06-07 | Currently In Use | Diesel | 5000 | Composite | Fiberglass Reinforced Plastic | Pressure |  | 1998-06-07 |  | 1998-06-07
9060752 | 2 | 1998-06-07 | Currently In Use | Gas | 8000 | Composite | Fiberglass Reinforced Plastic | Pressure |  | 1998-06-07 |  | 1998-06-07
9060753 | 1 | 2004-04-16 | Removed From Ground | Diesel | 20000 | Marked Unknown | Bare Steel | Pressure
9060754 | 1 | 1993-07-01 | Currently In Use | Diesel | 10000 | Double Walled | Fiberglass Reinforced Plastic | Pressure |  | 1993-07-01 |  | 1993-07-01
9060754 | 2 | 1994-08-01 | Currently In Use | Gas | 10000 | Double Walled | Fiberglass Reinforced Plastic | Pressure |  | 1994-08-01 |  | 1994-08-01
9060755 | 1 | 2007-05-30 | Removed From Ground | Diesel | 3000 | Steel-Impressed Current | Copper | Suction: No Valve At The Tank |  | 1999-02-04 |  | 1999-02-04
9060756 | 1 | 1998-10-25 | Currently In Use | Gas | 10000 | Fiberglass Double Walled | Fiberglass/Double Walled | Pressure |  | 1998-10-25 |  | 1998-10-25
9060756 | 2 | 1998-10-25 | Currently In Use | Gas | 10000 | Fiberglass Double Walled | Fiberglass/Double Walled | Pressure |  | 1998-10-25 |  | 1998-10-25
9060756 | 3 | 1998-10-25 | Currently In Use | Gas | 10000 | Fiberglass Double Walled | Fiberglass/Double Walled | Pressure |  | 1998-10-25 |  | 1998-10-25
9060757 | 1 | 1998-12-01 | Currently In Use | Gas | 8000 | Fiberglass | Double Walled | Pressure |  | 1998-12-01 |  | 1998-12-01
9060757 | 2 | 1998-12-01 | Currently In Use | Gas | 12000 | Fiberglass | Double Walled | Pressure |  | 1998-12-01 |  | 1998-12-01
9060758 | 1 | 2012-11-14 | Removed From Ground | Diesel | 500 | Steel-Galvanic | Single Wall Flex | Suction: Valve At The Tank | N | 1999-02-23 | N | 1999-02-23
9060758 | 2 | 1999-02-22 | Removed From Ground | Diesel | 1500 | Marked Unknown | Unknown | Not Marked
9060759 | 1 | 1998-12-01 | Closed In Ground | Gas | 8000 | Not Marked/Unknown | Not Marked | Not Marked
9060760 | 1 | 1999-01-14 | Removed From Ground | Gas | 1100 | Not Marked/Unknown | Bare Steel | Not Marked
9060760 | 2 | 1999-01-14 | Removed From Ground | Gas | 1100 | Not Marked/Unknown | Bare Steel | Not Marked
9060761 | 1 | 1993-01-28 | Closed In Ground | Gas | 500 | Marked Unknown | Galvanized Steel | Suction: No Valve At The Tank
9060761 | 2 | 1993-01-28 | Closed In Ground | Gas | 500 | Marked Unknown | Galvanized Steel | Suction: No Valve At The Tank
9060762 | 1 | 1998-10-28 | Currently In Use | Gas | 15000 | Double Walled | Fiberglass Reinforced Plastic | Pressure |  | 1998-10-28 |  | 1998-10-28
9060762 | 2 | 1998-10-28 | Currently In Use | Gas | 15000 | Double Walled | Fiberglass Reinforced Plastic | Pressure |  | 1998-10-28 |  | 1998-10-28
9060762 | 3 | 2008-01-01 | Currently In Use | Diesel | 6000 | Composite | Fiberglass/Double Walled | Pressure | N | 2008-01-01 | N | 2008-01-01
9060763 | 1 | 1999-02-27 | Removed From Ground | Gas | 1000 | Bare Steel | Bare Steel | Suction: No Valve At The Tank
9060764 | 1 | 1998-10-27 | Removed From Ground | Gas | 2000 | Bare Steel | Bare Steel | Not Marked
9060764 | 2 | 1998-10-27 | Removed From Ground | Gas | 2000 | Bare Steel | Bare Steel | Not Marked
9060764 | 3 | 1998-10-27 | Removed From Ground | Gas | 2000 | Bare Steel | Bare Steel | Not Marked
9060765 | 1 |  | Permanently Out Of Use | Gas | 1000 | Bare Steel | Bare Steel | Suction: Valve At The Tank
9060766 | 1 | 1999-03-30 | Removed From Ground | Gas | 1000 | Bare Steel | Bare Steel | Suction: Valve At The Tank
9060767 | 1 | 1970-01-01 | Removed From Ground | Gas |  | Not Marked/Unknown | Not Marked | Not Marked
9060768 | 1 | 2004-12-01 | Closed In Ground | Diesel | 1500 | Steel-Impressed Current | Impressed Current | Suction: No Valve At The Tank |  | 1999-01-18 |  | 1999-01-22
9060768 | 2 | 2007-04-04 | Removed From Ground | Diesel | 1000 | Steel-Impressed Current | Fiberglass Reinforced Plastic | Suction: No Valve At The Tank |  | 1999-01-18 |  | 1991-06-01
9060768 | 3 | 2007-04-04 | Removed From Ground | Diesel | 1000 | EPOXY/DOUBLE WALLED | Fiberglass Reinforced Plastic | Suction: Valve At The Tank |  | 1999-01-18 |  | 1991-06-01
9060768 | 4 | 1998-09-14 | Currently In Use | Diesel | 15000 | Fiberglass Double Walled | Fiberglass Reinforced Plastic | Pressure |  | 1998-12-19 |  | 1998-12-19
9060768 | 5 | 2001-04-05 | Currently In Use | Diesel | 10000 | Fiberglass Double Walled | Double Walled Flex | Gravity Fed |  | 2001-04-05 12:00 |  | 2001-06-01 12:00
9060769 | 1 | 1999-03-15 | Removed From Ground | Diesel | 1500 | Bare Steel | Copper | Suction: No Valve At The Tank
9060770 | 1 | 1999-01-14 | Removed From Ground | Gas | 2000 | Bare Steel | Not Marked | Not Marked
9060770 | 2 | 1999-01-14 | Removed From Ground | Gas | 1500 | Bare Steel | Not Marked | Not Marked
9060771 | 1 | 1999-03-04 | Closed In Ground | Diesel | 500 | Not Marked/Unknown | Not Marked | Not Marked
9060772 | 1 | 2013-10-02 | Removed From Ground | Gas | 15000 | Double Walled | Fiberglass Reinforced Plastic | Pressure |  | 1998-05-30 |  | 1998-05-30
9060772 | 2 | 2013-10-02 | Removed From Ground | Gas | 15000 | Double Walled | Fiberglass Reinforced Plastic | Pressure |  | 1998-05-30 |  | 1998-05-30
9060772 | 3 | 2013-10-02 | Removed From Ground | Diesel | 10000 | Composite | Fiberglass/Double Walled | Pressure | N | 2008-01-01 | N | 2008-01-01
9060773 | 1 | 2003-07-03 | Removed From Ground | Diesel | 15000 | Fiberglass | Double Walled | Suction: No Valve At The Tank |  | 1999-01-21 |  | 1999-01-21
9060773 | 2 | 2003-08-22 | Currently In Use | Diesel | 15000 | Composite | Double Walled/Sec. Containment | Suction: No Valve At The Tank | N | 2003-08-22 | N | 2003-08-22
9060774 | 1 | 1999-02-04 | Currently In Use | Diesel | 6000 | Fiberglass | Double Walled | Pressure |  | 1999-02-04 |  | 1999-02-04
9060775 | 1 | 1998-11-04 | Removed From Ground | Gas | 6000 | Bare Steel | Bare Steel | Suction: Valve At The Tank
9060775 | 2 | 1998-11-04 | Removed From Ground | Gas | 6000 | Bare Steel | Bare Steel | Suction: Valve At The Tank
9060775 | 3 | 1998-11-04 | Removed From Ground | Gas | 6000 | Bare Steel | Bare Steel | Suction: Valve At The Tank
9060775 | 4 | 1998-11-04 | Removed From Ground | Used Oil | 550 | Bare Steel | Bare Steel | Suction: Valve At The Tank | Y |  | Y
9060775 | 5 | 2002-01-29 | Currently In Use | Gas | 12000 | Epoxy | Fiberglass Reinforced Plastic | Pressure | N | 2002-01-30 | N | 2002-01-30
9060775 | 6 | 2002-01-29 | Currently In Use | Gas | 12000 | Epoxy | Fiberglass Reinforced Plastic | Pressure | N | 2002-01-30 | N | 2002-01-30
9060776 | 1 | 1999-04-15 | Removed From Ground | Gas | 1000 | Bare Steel | Bare Steel | Suction: No Valve At The Tank
9060777 | 1 | 1999-04-16 | Removed From Ground | Diesel | 6000 | Bare Steel | Bare Steel | Not Marked
9060778 | 1 | 2008-04-15 | Removed From Ground | Diesel | 10000 | Composite | Fiberglass Reinforced Plastic | Pressure |  | 1999-06-01 |  | 1999-06-01
9060779 | 1 | 1999-06-04 | Currently In Use | Diesel | 5000 | Fiberglass Double Walled | Fiberglass Reinforced Plastic | Suction: Valve At The Tank |  | 1999-06-11 |  | 1999-06-11
9060780 | 1 | 1988-02-01 | Currently In Use | Gas | 15000 | Fiberglass | Cathodically Protected | Pressure |  | 1999-04-01 |  | 1999-04-01
9060780 | 2 | 1999-02-01 | Currently In Use | Gas | 10000 | Fiberglass | Cathodically Protected | Pressure |  | 1999-04-01 |  | 1999-04-01
9060780 | 3 | 1999-02-01 | Currently In Use | Diesel | 8000 | Fiberglass | Cathodically Protected | Pressure |  | 1999-04-01 |  | 1999-04-01
9060781 | 1 | 1999-05-07 | Removed From Ground | Gas | 1000 | Bare Steel | Bare Steel | Suction: Valve At The Tank
9060782 | 1 | 1999-08-05 | Removed From Ground | Used Oil | 3000 | Bare Steel | Bare Steel | Suction: No Valve At The Tank | Y |  | Y
9060783 | 1 | 1999-07-09 | Closed In Ground | Gas | 500 | Bare Steel | Not Marked | Not Marked
9060783 | 2 | 1999-07-09 | Closed In Ground | Diesel | 500 | Bare Steel | Not Marked | Not Marked
9060784 | 1 | 1999-08-16 | Removed From Ground | Diesel | 500 | Bare Steel | Not Marked | Not Marked
9060784 | 2 | 1999-08-16 | Removed From Ground | Diesel | 500 | Bare Steel | Not Marked | Not Marked
9060785 | 1 | 1999-07-13 | Removed From Ground | Gas | 6000 | Marked Unknown | Unknown | Not Marked
9060786 | 1 | 1999-05-01 | Currently In Use | Gas | 12000 | Composite | Single Wall Flex | Pressure |  | 1999-05-01 |  | 1999-05-01
9060786 | 2 | 1999-05-01 | Currently In Use | Gas | 10000 | Composite | Single Wall Flex | Pressure |  | 1999-05-01 |  | 1999-05-01
9060786 | 3 | 1999-05-01 | Currently In Use | Diesel | 4000 | Composite | Single Wall Flex | Pressure |  | 1999-05-01 |  | 1999-05-01
9060787 | 1 | 1999-11-30 | Removed From Ground | Other | 500 | Marked Unknown | Unknown | Not Marked
9060787 | 2 | 1999-11-30 | Removed From Ground | Other | 2000 | Marked Unknown | Unknown | Not Marked
9060787 | 3 |  | Permanently Out Of Use | Other | 10000 | Marked Unknown | Unknown | Not Marked
9060788 | 1 | 2008-08-15 | Currently In Use | Gas | 8000 | Fiberglass | Fiberglass Reinforced Plastic | Pressure |  | 1999-04-01 12:00 | Y | 1999-04-01 12:00
9060788 | 2 | 2008-08-15 | Currently In Use | Gas | 10000 | Fiberglass | Fiberglass Reinforced Plastic | Pressure |  | 1999-04-01 12:00 | Y | 1999-04-01 12:00
9060788 | 3 | 2008-08-15 | Currently In Use | Diesel | 10000 | Fiberglass | Fiberglass Reinforced Plastic | Pressure |  | 1999-04-01 12:00 | Y | 1999-04-01 12:00
9060789 | 1 | 1999-06-22 | Removed From Ground | Diesel | 8900 | Bare Steel | Bare Steel | Not Marked
9060790 | 1 | 1999-12-20 | Removed From Ground | Gas | 1000 | Not Marked/Unknown | Not Marked | Not Marked
9060791 | 2 | 2014-06-24 | Temporarily Out Of Use | Diesel | 2000 | Tank Jacket | Secondary Containment | Suction: No Valve At The Tank |  | 1998-12-30 |  | 1998-12-30
9060792 | 1 | 1998-02-01 | Removed From Ground | Diesel | 8000 | Bare Steel | Unknown | Not Marked
9060792 | 2 |  | Removed From Ground Date Unknown | Gas |  | Marked Unknown | Bare Steel | Not Marked
9060792 | 3 | 2001-04-19 | Removed From Ground | Used Oil | 180 | Bare Steel | Unknown | Not Marked
9060793 | 1 | 1999-08-10 | Removed From Ground | Diesel | 1000 | Not Marked/Unknown | Not Marked | Not Marked
9060794 | 1 | 1999-12-03 | Removed From Ground | Gas | 6000 | Marked Unknown | Galvanized Steel | Suction: No Valve At The Tank
9060796 | 1 | 2015-01-06 | Removed From Ground | Gas | 10000 | Fiberglass | Fiberglass Reinforced Plastic | Suction: Valve At The Tank |  | 1995-09-01 12:00 | Y | 1995-09-01 12:00
9060798 | 809137 | 1999-07-26 | Currently In Use | Gas | 12000 | Epoxy | Fiberglass Reinforced Plastic | Pressure |  | 1999-07-26 |  | 1999-07-26
9060798 | 809143 | 1999-07-26 | Currently In Use | Gas | 10000 | Epoxy | Fiberglass Reinforced Plastic | Pressure |  | 1999-07-26 |  | 1999-07-26
9060799 | 1 | 1998-12-22 | Removed From Ground | Gas | 3000 | Marked Unknown | Unknown | Not Marked
9060800 | 1 | 1998-12-07 | Removed From Ground | Used Oil | 8000 | Not Marked/Unknown | Not Marked | Not Marked | Y |  | Y
9060801 | 1 | 1999-12-28 | Removed From Ground | Gas | 10000 | Bare Steel | Bare Steel | Suction: Valve At The Tank
9060801 | 2 | 1999-12-28 | Removed From Ground | Gas | 10000 | Bare Steel | Bare Steel | Suction: Valve At The Tank
9060802 | 1 | 1990-01-01 | Currently In Use | Diesel | 550 | Fiberglass Double Walled | Galvanic | Suction: Valve At The Tank |  | 1990-01-01 |  | 1990-01-01
9060803 | 1 |  | Removed From Ground Date Unknown | Gas | 5000 | Bare Steel | Bare Steel | Suction: Valve At The Tank
9060803 | 2 |  | Removed From Ground Date Unknown | Gas | 2000 | Bare Steel | Bare Steel | Suction: Valve At The Tank
9060803 | 3 |  | Removed From Ground Date Unknown | Gas | 3000 | Bare Steel | Bare Steel | Suction: Valve At The Tank
9060803 | 4 |  | Removed From Ground Date Unknown | Gas | 3000 | Bare Steel | Bare Steel | Suction: Valve At The Tank
9060803 | 5 |  | Removed From Ground Date Unknown | Gas | 10000 | Bare Steel | Bare Steel | Suction: Valve At The Tank
9060804 | 1 | 1999-08-01 | Currently In Use | Gas | 10000 | Epoxy | Double Walled | Pressure |  | 1999-08-01 |  | 1999-08-01
9060804 | 2 | 1999-08-01 | Currently In Use | Gas | 10000 | Epoxy | Double Walled | Pressure |  | 1999-08-01 |  | 1999-08-01
9060804 | 3 | 1999-08-01 | Currently In Use | Gas | 10000 | Epoxy | Double Walled | Pressure |  | 1999-08-01 |  | 1999-08-01
9060804 | 4 | 1999-08-01 | Currently In Use | Diesel | 6000 | Epoxy | Double Walled | Pressure |  | 1999-08-01 |  | 1999-08-01
9060805 | 1 | 1999-05-24 | Currently In Use | Gas | 12000 | Fiberglass | Double Walled Flex | Pressure |  | 1999-05-30 |  | 1999-05-30
9060805 | 2 | 1999-05-24 | Currently In Use | Gas | 12000 | Fiberglass | Double Walled Flex | Pressure |  | 1999-05-30 |  | 1999-05-30
9060805 | 3 | 1999-05-24 | Currently In Use | Diesel | 12000 | Fiberglass | Double Walled Flex | Pressure |  | 1999-05-30 |  | 1999-05-30
9060805 | 4A | 2003-10-22 | Currently In Use | Diesel | 7000 | Composite | Double Walled | Pressure | N | 2003-10-23 | N | 2003-10-23
9060805 | 4B | 2003-10-22 | Currently In Use | Kerosene | 3000 | Composite | Double Walled | Pressure | N | 2003-10-23 | N | 2003-10-23
9060806 | 1 | 2000-01-25 | Removed From Ground | Gas | 2000 | Marked Unknown | Bare Steel | Not Marked
9060806 | 2 | 2000-01-25 | Removed From Ground | Gas | 2000 | Marked Unknown | Bare Steel | Not Marked
9060806 | 3 | 2000-01-25 | Removed From Ground | Gas | 550 | Marked Unknown | Bare Steel | Not Marked
9060806 | 4 | 2000-01-25 | Removed From Ground | Gas | 550 | Marked Unknown | Bare Steel | Not Marked
9060806 | 5 | 2000-01-25 | Removed From Ground | Gas | 550 | Marked Unknown | Bare Steel | Not Marked
9060807 | 1 | 1998-11-01 | Removed From Ground | Gas | 6000 | Bare Steel | Bare Steel | Not Marked
9060807 | 2 | 1998-11-01 | Removed From Ground | Gas | 1000 | Bare Steel | Bare Steel | Not Marked
9060808 | 1 | 1998-12-07 | Removed From Ground | Used Oil | 500 | Not Marked/Unknown | Not Marked | Not Marked | Y |  | Y
9060808 | 2 | 2006-05-12 | Removed From Ground | Used Oil | 1000 | Double Walled | Fiberglass Reinforced Plastic | Not Marked | Y |  | Y
9060809 | 1 | 1999-11-29 | Removed From Ground | Empty | 550 | Bare Steel | Unknown | Not Marked
9060809 | 2 | 1999-11-29 | Removed From Ground | Empty | 550 | Bare Steel | Unknown | Not Marked
9060810 | 1 |  | Permanently Out Of Use | Gas | 4000 | Bare Steel | Bare Steel | Suction: No Valve At The Tank
9060810 | 2 |  | Permanently Out Of Use | Gas | 4000 | Bare Steel | Bare Steel | Suction: No Valve At The Tank
9060810 | 3 |  | Permanently Out Of Use | Diesel | 10000 | Bare Steel | Bare Steel | Suction: No Valve At The Tank
9060810 | 4 |  | Permanently Out Of Use | Used Oil | 1000 | Bare Steel | Bare Steel | Suction: No Valve At The Tank | Y |  | Y
9060811 | 1 | 1999-10-01 | Removed From Ground | Diesel | 8000 | Cathodically Protected Steel | Galvanized Steel | Suction: No Valve At The Tank
9060811 | 2 | 1999-10-01 | Removed From Ground | Gas | 8000 | Cathodically Protected Steel | Galvanized Steel | Suction: No Valve At The Tank
9060811 | 3 | 1999-10-01 | Removed From Ground | Gas | 6000 | Cathodically Protected Steel | Galvanized Steel | Suction: No Valve At The Tank
9060812 | 1 | 1990-01-01 | Removed From Ground | Used Oil |  | Marked Unknown | Unknown | Not Marked | Y |  | Y
9060812 | 2 | 1993-01-01 | Removed From Ground | Gas |  | Marked Unknown | Unknown | Not Marked
9060813 | 3 | 1999-12-01 | Closed In Ground | Used Oil | 550 | Bare Steel | Bare Steel | Gravity Fed | Y |  | Y
9060814 | 1 | 1999-12-06 | Removed From Ground | Gas | 1000 | Bare Steel | Not Marked | Not Marked
9060815 | 1 | 1978-01-01 | Removed From Ground | Diesel |  | Not Marked/Unknown | Not Marked | Not Marked
9060816 | 1 | 2000-03-07 | Removed From Ground | Diesel | 1000 | Bare Steel | Bare Steel | Not Marked
9060816 | 2 | 2000-03-07 | Removed From Ground | Diesel | 1000 | Bare Steel | Bare Steel | Not Marked
9060816 | 3 | 2000-03-07 | Removed From Ground | Diesel | 1000 | Bare Steel | Bare Steel | Not Marked
9060816 | 4 | 2000-03-07 | Removed From Ground | Diesel | 1500 | Bare Steel | Bare Steel | Not Marked
9060817 | 1 |  | Currently In Use | Empty |  | Not Marked/Unknown | Not Marked | Not Marked
9060818 | 1 | 2000-04-09 | Currently In Use | Diesel | 30000 | Fiberglass Double Walled | Fiberglass Reinforced Plastic | Suction: Valve At The Tank |  | 2000-04-21 |  | 2000-04-21
9060820 | 1 | 2004-07-12 | Currently In Use | Gas | 10000 | Double Walled | Double Walled | Pressure |  | 2000-03-15 |  | 2000-03-15
9060820 | 2 | 2004-07-12 | Currently In Use | Gas | 10000 | Double Walled | Double Walled | Pressure |  | 2000-03-15 |  | 2000-03-15
9060820 | 3 | 2004-07-12 | Currently In Use | Gas | 10000 | Double Walled | Double Walled | Pressure |  | 2000-03-15 |  | 2000-03-15
9060821 | 1 | 2000-06-16 | Removed From Ground | Other | 1000 | Bare Steel | Unknown | Not Marked
9060821 | 2 | 2000-06-16 | Removed From Ground | Other | 4000 | Bare Steel | Unknown | Not Marked
9060821 | 3 | 2000-06-16 | Removed From Ground | Other | 1000 | Bare Steel | Unknown | Not Marked
9060822 | 1 | 1998-05-01 | Currently In Use | Gas | 10000 | Fiberglass | Fiberglass/Double Walled | Pressure |  | 1998-02-01 |  | 1998-02-01
9060822 | 2 | 1998-05-01 | Currently In Use | Gas | 10000 | Fiberglass | Fiberglass/Double Walled | Pressure |  | 1998-02-01 |  | 1998-02-01
9060823 | 1 | 2000-07-27 | Removed From Ground | Diesel | 12000 | Bare Steel | Bare Steel | Not Marked
9060824 | 1 | 2000-06-01 | Currently In Use | Gas | 15000 | Fiberglass | Fiberglass Reinforced Plastic | Pressure |  | 2000-06-01 |  | 2000-06-01
9060824 | 2 | 2000-06-01 | Currently In Use | Gas | 8000 | Fiberglass | Fiberglass Reinforced Plastic | Pressure |  | 2000-06-01 |  | 2000-06-01
9060824 | 3 | 2000-06-01 | Currently In Use | Gas | 8000 | Fiberglass | Fiberglass Reinforced Plastic | Pressure |  | 2000-06-01 |  | 2000-06-01
9060824 | 4 | 2000-06-01 | Currently In Use | Diesel | 30000 | Fiberglass | Fiberglass Reinforced Plastic | Pressure |  | 2000-06-01 |  | 2000-06-01
9060824 | 5 | 2000-06-01 | Currently In Use | Diesel | 30000 | Fiberglass | Fiberglass Reinforced Plastic | Pressure |  | 2000-06-01 |  | 2000-06-01
9060824 | 6 | 2000-06-01 | Currently In Use | Gas | 4000 | Fiberglass | Fiberglass Reinforced Plastic | Pressure |  | 2000-06-01 |  | 2000-06-01
9060824 | 7 | 2000-06-01 | Currently In Use | Diesel | 6000 | Fiberglass | Fiberglass Reinforced Plastic | Pressure |  | 2000-06-01 |  | 2000-06-01
9060825 | 1 |  | Removed From Ground Date Unknown | Other | 1000 | Bare Steel | Not Marked | Not Marked
9060826 | 1 | 2000-04-01 | Removed From Ground | Gas | 2000 | Bare Steel | Bare Steel | Suction: No Valve At The Tank
9060827 | 1 | 2000-08-14 | Removed From Ground | Gas | 550 | Marked Unknown | Galvanized Steel | Suction: Valve At The Tank
9060827 | 2 | 2000-08-14 | Removed From Ground | Gas | 550 | Marked Unknown | Galvanized Steel | Suction: Valve At The Tank
9060827 | 3 | 2006-06-13 | Removed From Ground | Gas | 550 | Unknown | Unknown |  | N |  | N
9060827 | 4 | 2006-06-23 | Removed From Ground | Not Marked/Tank Removed | 2000 | Unknown | Unknown |  | N |  | N
9060827 | 5 | 2006-06-23 | Removed From Ground | Not Marked/Tank Removed | 2000 | Unknown | Unknown |  | N |  | N
9060828 | 1 | 2000-01-11 | Closed In Ground | Other | 500 | Not Marked/Unknown | Not Marked | Not Marked
9060828 | 2 | 2005-09-08 | Removed From Ground | Not Marked/Tank Removed | 7000 | Unknown | Unknown |  | N |  | N
9060829 | 1 | 2000-01-05 | Removed From Ground | Gas | 8000 | Marked Unknown | Unknown | Not Marked
9060830 | 1 | 2000-07-30 | Currently In Use | Gas | 12000 | Fiberglass | Fiberglass Reinforced Plastic | Pressure |  | 2000-07-30 |  | 2000-07-30
9060830 | 2 | 2000-07-30 | Currently In Use | Gas | 8000 | Fiberglass | Fiberglass Reinforced Plastic | Pressure |  | 2000-07-30 |  | 2000-07-30
9060830 | 3 | 2000-07-30 | Currently In Use | Diesel | 4000 | Fiberglass | Fiberglass Reinforced Plastic | Pressure |  | 2000-07-30 |  | 2000-07-30
9060831 | 1 | 2000-10-31 | Removed From Ground | Gas | 5000 | Bare Steel | Bare Steel | Suction: No Valve At The Tank
9060832 | 1 | 1999-02-01 | Removed From Ground | Empty |  | Bare Steel | Bare Steel | Not Marked
9060832 | 2 | 1999-02-01 | Removed From Ground | Empty |  | Bare Steel | Bare Steel | Not Marked
9060832 | 3 | 1999-02-01 | Removed From Ground | Empty |  | Bare Steel | Bare Steel | Not Marked
9060833 | 1 |  | Currently In Use | Diesel |  | Not Marked/Unknown | Not Marked | Not Marked
9060835 | 1 | 2012-03-15 | Removed From Ground | Gas | 10000 | Fiberglass | Fiberglass/Double Walled | Pressure |  | 1996-04-26 |  | 1996-04-26
9060836 | 1 | 2000-05-01 | Currently In Use | Gas | 20000 | Composite | Double Walled Flex | Pressure |  | 2000-05-01 |  | 2000-05-01
9060836 | 2 | 2000-05-01 | Currently In Use | Gas | 12000 | Composite | Double Walled Flex | Pressure |  | 2000-05-01 |  | 2000-05-01
9060836 | 3 | 2007-10-01 | Currently In Use | Diesel | 10000 | Composite | Double Walled Flex | Pressure | N | 2007-10-01 | N | 2007-10-01
9060837 | 1 | 2002-08-16 | Removed From Ground | Diesel | 275 | Cathodically Protected Steel | Double Walled | Not Marked |  | 1997-12-30 |  | 1997-12-30
9060838 | 1 | 2000-12-18 | Closed In Ground | Diesel | 7000 | Marked Unknown | Not Marked | Not Marked
9060839 | 1 | 2000-08-30 | Currently In Use | Diesel | 15000 | Composite | Double Walled Flex | Pressure |  | 2000-08-30 |  | 2000-08-30
9060840 | 1 | 2001-02-15 | Removed From Ground | Used Oil | 2000 | Marked Unknown | Unknown | Not Marked
9060841 | 1 | 1988-01-01 | Removed From Ground | Diesel |  | Marked Unknown | Unknown | Not Marked
9060841 | 2 | 1988-01-01 | Removed From Ground | Gas |  | Marked Unknown | Unknown | Not Marked
9060842 | 1 |  | Removed From Ground Date Unknown | Gas | 1500 | Bare Steel | Bare Steel | Suction: Valve At The Tank
9060842 | 2 | 2001-07-23 | Removed From Ground | Other | 8000 | Marked Unknown | Bare Steel | Suction: Valve At The Tank
9060842 | 3 | 2004-02-18 | Removed From Ground | Diesel | 1500 | Bare Steel | Unknown | Not Marked | N |  | N
9060843 | 1 |  | Removed From Ground Date Unknown | Other |  | Marked Unknown | Unknown | Not Marked
9060844 | 1 | 2000-09-12 | Closed In Ground | Used Oil | 500 | Bare Steel | Bare Steel | Gravity Fed
9060845 | 1 | 2000-12-01 | Currently In Use | Gas | 12000 | Epoxy | Fiberglass Reinforced Plastic | Pressure |  | 2000-12-01 |  | 2000-12-01
9060845 | 2 | 2000-12-01 | Currently In Use | Gas | 10000 | Epoxy | Fiberglass Reinforced Plastic | Pressure |  | 2000-12-01 |  | 2000-12-01
9060845 | 3 | 2000-12-01 | Currently In Use | Diesel | 6000 | Epoxy | Fiberglass Reinforced Plastic | Pressure |  | 2000-12-01 |  | 2000-12-01
9060846 | 1 | 2001-03-28 | Removed From Ground | Other | 0 | Bare Steel | Unknown | Not Marked
9060847 | 1 | 2001-04-23 | Removed From Ground | Gas | 1500 | Marked Unknown | Unknown | Not Marked
9060848 | 1 | 2015-07-30 | Removed From Ground | Diesel | 4000 | Double Walled | Secondary Containment | Suction: Valve At The Tank |  | 2000-08-14 |  | 2000-04-14
9060850 | 1 | 2000-10-16 | Currently In Use | Gas | 15000 | Fiberglass | Double Walled | Pressure |  | 2000-12-01 |  | 2000-12-01
9060850 | 2 | 2000-10-16 | Currently In Use | Gas | 12000 | Fiberglass | Double Walled | Pressure |  | 2000-12-01 |  | 2000-12-01
9060850 | 3 | 2000-10-16 | Currently In Use | Diesel | 4000 | Fiberglass | Double Walled | Pressure |  | 2000-12-01 |  | 2000-12-01
9060851 | 1 | 1997-06-19 | Removed From Ground | Diesel | 1000 | Bare Steel | Bare Steel | Suction: No Valve At The Tank
9060851 | 2 | 1997-06-19 | Removed From Ground | Gas | 1000 | Bare Steel | Bare Steel | Suction: No Valve At The Tank
9060851 | 3 | 1997-06-19 | Currently In Use | Gas | 10000 | STIP-3 | Double Walled Flex | Pressure |  | 1997-07-02 |  | 1997-07-02
9060851 | 4 | 1997-06-19 | Currently In Use | Diesel | 10000 | STIP-3 | Double Walled Flex | Pressure |  | 1997-07-02 |  | 1997-07-02
9060852 | 1 |  | Removed From Ground Date Unknown | Diesel |  | Marked Unknown | Unknown | Not Marked
9060853 | 1 | 2000-11-02 | Currently In Use | Diesel | 10000 | Fiberglass Double Walled | Double Walled | Suction: Valve At The Tank |  | 2000-11-10 12:00 |  | 2000-11-10 12:00
9060853 | 2 | 2015-01-15 | Temporarily Out Of Use | Diesel | 4000 | Unknown | Unknown |  | N |  | N
9060853 | 2 |  | Currently In Use | Diesel | 4000 | Unknown | Unknown |  | N |  | N
9060854 | 1 | 2016-12-02 | Currently In Use | Gas | 12000 | Composite | Fiberglass/Double Walled | Pressure |  | 2000-11-20 |  | 2000-11-20
9060854 | 2 | 2016-12-02 | Currently In Use | Gas | 12000 | Composite | Fiberglass/Double Walled | Pressure |  | 2000-11-20 |  | 2000-11-20
9060854 | 3 | 2016-12-02 | Currently In Use | Diesel | 8000 | Composite | Fiberglass/Double Walled | Pressure |  | 2000-11-20 |  | 2000-11-20
9060855 | 1 |  | Removed From Ground Date Unknown | Used Oil |  | Marked Unknown | Unknown | Not Marked
9060856 | 1 | 2001-01-01 | Currently In Use | Gas | 20000 | Fiberglass | Fiberglass Reinforced Plastic | Pressure |  | 2001-02-01 |  | 2001-02-01
9060856 | 2 | 2001-01-01 | Currently In Use | Gas | 20000 | Fiberglass | Fiberglass Reinforced Plastic | Pressure |  | 2001-02-01 |  | 2001-02-01
9060856 | 3 | 2001-01-01 | Currently In Use | Gas | 12000 | Fiberglass | Fiberglass Reinforced Plastic | Pressure |  | 2001-02-01 |  | 2001-02-01
9060857 | 1 | 2000-01-01 | Currently In Use | Gas | 10000 | Fiberglass | Fiberglass/Double Walled | Pressure |  | 2000-01-01 |  | 2000-01-01
9060858 | 1 | 2001-11-13 | Removed From Ground | Diesel | 500 | Bare Steel | Bare Steel | Suction: No Valve At The Tank
9060859 | 1 | 2001-08-10 | Removed From Ground | Gas | 2000 | Bare Steel | Not Marked | Not Marked
9060860 | 1 | 1995-01-01 | Removed From Ground | Gas |  | Marked Unknown | Unknown | Not Marked
9060860 | X | 1995-01-01 | Removed From Ground | Diesel |  | Marked Unknown | Unknown | Not Marked
9060861 | 1 | 1975-01-01 | Removed From Ground | Gas |  | Not Marked/Unknown | Not Marked | Not Marked
9060862 | 1 | 2001-10-16 | Removed From Ground | Gas | 6000 | Bare Steel | Unknown | Not Marked
9060863 | 1 | 2001-10-17 | Removed From Ground | Other | 15000 | Marked Unknown | Unknown | Not Marked
9060864 | 1 |  | Removed From Ground Date Unknown | Gas | 6000 | Cathodically Protected Steel | Unknown | Not Marked
9060864 | 2 |  | Removed From Ground Date Unknown | Gas | 6000 | Cathodically Protected Steel | Unknown | Not Marked
9060864 | 3 |  | Removed From Ground Date Unknown | Gas | 6000 | Cathodically Protected Steel | Unknown | Not Marked
9060865 | 1 | 2001-06-13 | Currently In Use | Gas | 10000 | Fiberglass Double Walled | Fiberglass/Double Walled | Pressure |  | 2001-06-25 |  | 2001-06-25
9060865 | 2 | 2001-06-13 | Currently In Use | Gas | 10000 | Fiberglass Double Walled | Fiberglass/Double Walled | Pressure |  | 2001-06-25 |  | 2001-06-25
9060865 | 3 | 2001-06-13 | Currently In Use | Gas | 10000 | Fiberglass Double Walled | Fiberglass/Double Walled | Pressure |  | 2001-06-25 |  | 2001-06-25
9060865 | 4 | 2001-06-13 | Currently In Use | Gas | 10000 | Fiberglass Double Walled | Fiberglass/Double Walled | Pressure |  | 2001-06-25 |  | 2001-06-25
9060867 | 1 | 1999-03-23 | Currently In Use | Diesel | 10000 | Fiberglass Double Walled | Fiberglass Reinforced Plastic | Pressure |  | 1999-03-23 |  | 1999-03-23
9060868 | 4 | 2011-10-20 | Currently In Use | Ultrazol (Fuel Additive) | 1500 | Fiberglass Double Walled | Fiberglass/Double Walled | Pressure | N | 2011-10-20 | N | 2011-10-20
9060868 | 87-1 | 1998-07-01 | Currently In Use | Gas | 20000 | Fiberglass Double Walled | Fiberglass Reinforced Plastic | Pressure |  | 1998-07-01 |  | 1998-07-01
9060868 | 87-2 | 1998-07-01 | Currently In Use | Gas | 20000 | Fiberglass Double Walled | Fiberglass Reinforced Plastic | Pressure |  | 1998-07-01 |  | 1998-07-01
9060868 | 92-3 | 1998-07-01 | Currently In Use | Gas | 20000 | Fiberglass Double Walled | Fiberglass Reinforced Plastic | Pressure |  | 1998-07-01 |  | 1998-07-01
9060869 | 1 | 2000-10-01 | Currently In Use | Diesel | 20000 | Composite Double Walled | Steel/Secondary Containment | Suction: Valve At The Tank |  | 2000-12-08 |  | 2000-12-08
9060869 | 2 | 2000-10-01 | Currently In Use | Diesel | 20000 | Composite Double Walled | Steel/Secondary Containment | Suction: Valve At The Tank |  | 2000-12-08 |  | 2000-12-08
9060869 | 3 | 2000-10-01 | Currently In Use | Diesel | 20000 | Composite Double Walled | Steel/Secondary Containment | Suction: Valve At The Tank |  | 2000-12-08 |  | 2000-12-08
9060869 | 4 | 2000-10-01 | Currently In Use | Diesel | 20000 | Composite Double Walled | Steel/Secondary Containment | Suction: Valve At The Tank |  | 2000-12-08 |  | 2000-12-08
9060869 | 5 | 2010-05-01 | Currently In Use | Diesel | 10000 | Tank Jacket | Fiberglass/Double Walled | Pressure | N | 2010-06-01 | N | 2010-06-01
9060869 | 6 | 2010-05-01 | Currently In Use | Diesel | 10000 | Tank Jacket | Fiberglass/Double Walled | Pressure | N | 2010-06-01 | N | 2010-06-01
9060870 | 1 | 2002-01-25 | Currently In Use | Gas | 20000 | Fiberglass Double Walled | Fiberglass Reinforced Plastic | Pressure |  | 2002-01-25 |  | 2002-01-25
9060870 | 2 | 2002-01-25 | Currently In Use | Gas | 12000 | Fiberglass Double Walled | Fiberglass Reinforced Plastic | Pressure |  | 2002-01-25 |  | 2002-01-25
9060870 | 3 | 2002-01-25 | Currently In Use | Diesel | 10000 | Fiberglass Double Walled | Fiberglass Reinforced Plastic | Pressure |  | 2002-01-25 |  | 2002-01-25
9060871 | 1 | 2000-11-09 | Currently In Use | Gas | 20000 | Fiberglass Double Walled | Fiberglass/Double Walled | Pressure |  | 2000-11-09 |  | 2000-11-09
9060871 | 2 | 2000-11-09 | Currently In Use | Gas | 12000 | Fiberglass Double Walled | Fiberglass/Double Walled | Pressure |  | 2000-11-09 |  | 2000-11-09
9060873 | 1 | 2002-01-01 | Currently In Use | Gas | 12000 | Composite | Double Walled | Pressure |  | 2002-01-01 |  | 2002-01-01
9060873 | 2 | 2002-01-01 | Currently In Use | Gas | 10000 | Composite | Double Walled | Pressure |  | 2002-01-01 |  | 2002-01-01
9060873 | 3 | 2002-01-01 | Currently In Use | Diesel | 5000 | Composite | Double Walled | Pressure |  | 2002-01-01 |  | 2002-01-01
9060874 | 1 | 2002-03-19 | Removed From Ground | Gas | 3000 | Marked Unknown | Unknown | Not Marked
9060874 | 2 | 2002-03-19 | Removed From Ground | Gas | 3000 | Marked Unknown | Unknown | Not Marked
9060874 | 3 | 2002-03-19 | Removed From Ground | Gas | 3000 | Marked Unknown | Unknown | Not Marked
9060874 | 4 | 2002-03-19 | Removed From Ground | Gas | 6000 | Marked Unknown | Unknown | Not Marked
9060874 | 5A | 2002-03-19 | Removed From Ground | Used Oil | 500 | Marked Unknown | Unknown | Not Marked
9060874 | 5B | 2002-03-19 | Removed From Ground | Used Oil | 1000 | Marked Unknown | Unknown | Not Marked
9060875 | 1 | 2012-11-20 | Temporarily Out Of Use | Gas | 15000 | Fiberglass Double Walled | Double Walled Flex | Pressure | Y | 1998-12-15 12:00 |  | 1998-12-15 12:00
9060875 | 2 | 2012-11-20 | Temporarily Out Of Use | Gas | 15000 | Fiberglass Double Walled | Double Walled Flex | Pressure | Y | 1998-12-15 12:00 |  | 1998-12-15 12:00
9064046 | 1 | 1988-04-01 | Currently In Use | Gas | 8000 | Cathodically Protected Steel | Cathodically Protected | Pressure |  | 1998-12-01 |  | 1998-12-01
9064046 | 2 | 1988-04-01 | Currently In Use | Gas | 8000 | Cathodically Protected Steel | Cathodically Protected | Pressure |  | 1998-12-01 |  | 1998-12-01
9064046 | 3 | 1988-04-01 | Currently In Use | Gas | 8000 | Cathodically Protected Steel | Cathodically Protected | Pressure |  | 1998-12-01 |  | 1998-12-01
9064046 | 4 | 1988-04-01 | Currently In Use | Diesel | 2000 | Cathodically Protected Steel | Cathodically Protected | Suction: Valve At The Tank |  | 1998-12-01 |  | 1998-12-01
9064046 | 5 | 1988-04-01 | Currently In Use | Kerosene | 1000 | Cathodically Protected Steel | Cathodically Protected | Suction: Valve At The Tank |  | 1998-12-01 |  | 1998-12-01
9064189 | 1 | 1999-12-02 | Removed From Ground | Diesel | 1000 | Bare Steel | Unknown | Not Marked
9067004 | 1 | 1993-08-25 | Removed From Ground | Gas | 5000 | Bare Steel | Bare Steel | Suction: No Valve At The Tank
9067004 | 2 | 1993-08-25 | Removed From Ground | Diesel | 5000 | Bare Steel | Bare Steel | Suction: No Valve At The Tank
9067009 | 1 | 1986-01-01 | Currently In Use | Gas | 12000 | Fiberglass | Fiberglass/Double Walled | Pressure |  | 1994-01-01 |  | 1992-01-01
9067009 | 2 | 1986-01-01 | Currently In Use | Gas | 10000 | Fiberglass | Fiberglass/Double Walled | Pressure |  | 1994-01-01 |  | 1992-01-01
9067009 | 3 | 1986-01-01 | Currently In Use | Gas | 10000 | Fiberglass | Fiberglass/Double Walled | Pressure |  | 1994-01-01 |  | 1992-01-01
9067009 | 4 | 1986-01-01 | Currently In Use | Diesel | 8000 | Fiberglass | Fiberglass/Double Walled | Pressure |  | 1994-01-01 |  | 1992-01-01
9067068 | 1 | 2004-07-26 | Currently In Use | Gas | 12000 | Steel-Galvanic | Fiberglass Reinforced Plastic | Pressure |  | 1991-10-22 |  | 1991-10-22
9067068 | 2 | 2004-06-26 | Currently In Use | Gas | 12000 | Steel-Galvanic | Fiberglass Reinforced Plastic | Pressure |  | 1991-10-22 |  | 1991-10-22
9067068 | 3 | 2004-06-26 | Currently In Use | Gas | 12000 | Steel-Galvanic | Fiberglass Reinforced Plastic | Pressure |  | 1991-10-22 |  | 1991-10-22
9067152 | 1 | 1971-01-01 | Currently In Use | Gas | 10000 | Bare Steel | Galvanized Steel | Pressure
9067152 | 1 |  | Removed From Ground Date Unknown | Gas | 10000 | Bare Steel | Galvanized Steel | Pressure
9067152 | 2 | 1993-06-15 | Currently In Use | Other | 6000 | Bare Steel | Galvanized Steel | Pressure
9067152 | 2 |  | Removed From Ground Date Unknown | Other | 6000 | Bare Steel | Galvanized Steel | Pressure
9067153 | 5 | 1992-10-23 | Removed From Ground | Other | 550 | Bare Steel | Galvanized Steel | Suction: Valve At The Tank
9067157 | 3 | 1992-10-23 | Removed From Ground | Other | 1000 | Bare Steel | Galvanized Steel | Gravity Fed
9067157 | 4 | 1992-10-23 | Removed From Ground | Gas | 110 | Bare Steel | Galvanized Steel | Gravity Fed
9067298 | 1 | 1996-11-25 | Removed From Ground | Other | 1000 | Not Marked/Unknown | Not Marked | Not Marked
9067301 | 01 | 1996-10-01 | Currently In Use | Gas | 20000 | Composite | Double Walled | Pressure |  | 1996-10-01 |  | 1996-10-01
9067301 | 02 | 1996-10-01 | Currently In Use | Gas | 12000 | Composite | Single Wall Flex | Pressure |  | 1996-10-01 |  | 1996-10-01
9067363 | 1 | 2010-10-14 | Removed From Ground | Gas | 12000 | Unknown | Double Walled | Pressure |  | 1999-02-01 |  | 1999-02-01
9067363 | 2 | 2010-10-14 | Removed From Ground | Gas | 10000 | Unknown | Double Walled | Pressure |  | 1999-02-01 |  | 1999-02-01
9067363 | 3A | 2010-10-14 | Removed From Ground | Gas | 6000 | Unknown | Double Walled | Pressure |  | 1999-02-01 |  | 1999-02-01
9067363 | 3B | 2010-10-14 | Removed From Ground | Diesel | 6000 | Unknown | Double Walled | Pressure |  | 1999-02-01 |  | 1999-02-01
9067412 | 1 | 2000-02-04 | Currently In Use | Diesel | 15000 | Fiberglass Double Walled | Fiberglass/Double Walled | Pressure |  | 2000-05-08 |  | 2000-05-08
9067412 | 2 | 2000-02-04 | Currently In Use | Gas | 15000 | Fiberglass Double Walled | Fiberglass/Double Walled | Pressure |  | 2000-05-08 |  | 2000-05-08
9069135 | 652576 | 1995-04-11 | Currently In Use | Gas | 12000 | Fiberglass Double Walled | Double Walled Flex | Pressure |  | 1995-01-06 |  | 1995-01-06
9069135 | 652581 | 1995-04-11 | Currently In Use | Kerosene | 2000 | Fiberglass Double Walled | Double Walled Flex | Suction: Valve At The Tank |  | 1995-01-06 |  | 1995-01-06
9069135 | 666252 | 1995-04-11 | Currently In Use | Gas | 12000 | Fiberglass Double Walled | Double Walled Flex | Pressure |  | 1995-01-06 |  | 1995-01-06
9075017 | 1 | 1988-01-01 | Currently In Use | Gas | 12000 | Fiberglass | Fiberglass Reinforced Plastic | Pressure |  | 1998-03-01 |  | 1998-03-01
9075017 | 2 | 1988-01-01 | Currently In Use | Gas | 10000 | Fiberglass | Fiberglass Reinforced Plastic | Pressure |  | 1998-03-01 |  | 1998-03-01
9075017 | 3 | 1988-01-01 | Currently In Use | Diesel | 10000 | Fiberglass | Fiberglass Reinforced Plastic | Pressure |  | 1998-03-01 |  | 1998-03-01
9075094 | 1 | 2016-02-03 | Temporarily Out Of Use | Gas | 12000 | Epoxy | Fiberglass Reinforced Plastic | Pressure |  | 1997-01-01 |  | 1997-01-01
9075094 | 2 | 2016-02-03 | Currently In Use | Gas | 8000 | Epoxy | Fiberglass Reinforced Plastic | Pressure |  | 1997-01-01 |  | 1997-01-01
9075230 | 1 | 1994-11-09 | Currently In Use | Diesel | 2000 | Composite | Fiberglass Reinforced Plastic | Suction: No Valve At The Tank |  | 1994-11-09 |  | 1994-11-09
9076169 | 1 | 1988-08-01 | Currently In Use | Diesel | 4000 | Fiberglass | Fiberglass Reinforced Plastic | Pressure |  | 1988-08-01 |  | 1988-08-01
9076169 | 2 | 1988-08-01 | Currently In Use | Gas | 10000 | Fiberglass | Fiberglass Reinforced Plastic | Pressure |  | 1988-08-01 |  | 1988-08-01
9076169 | 3 | 1988-08-01 | Currently In Use | Gas | 10000 | Fiberglass | Fiberglass Reinforced Plastic | Pressure |  | 1988-08-01 |  | 1988-08-01
9076169 | 4 | 1988-08-01 | Currently In Use | Gas | 10000 | Fiberglass | Fiberglass Reinforced Plastic | Pressure |  | 1988-08-01 |  | 1988-08-01
9080096 | 1 | 1998-10-02 | Removed From Ground | Diesel | 500 | Marked Unknown | Not Marked | Not Marked
9089121 | 1 | 1998-09-08 | Removed From Ground | Diesel | 500 | Bare Steel | Galvanized Steel | Not Marked
9092203 | 1 | 2004-03-23 | Currently In Use | Gas | 8000 | STIP-3 | Fiberglass/Double Walled | Pressure |  | 1985-11-08 |  | 1985-11-05
9092203 | 2 | 2003-06-19 | Currently In Use | Gas | 8000 | Cathodically Protected Steel | Fiberglass Reinforced Plastic | Pressure |  | 1985-11-08 |  | 1985-11-08
9092203 | 3 | 2003-06-19 | Currently In Use | Gas | 8000 | Cathodically Protected Steel | Fiberglass/Double Walled | Pressure |  | 1985-11-08 |  | 1985-11-08
9094060 | 1 | 1990-06-01 | Currently In Use | Gas | 8000 | Steel-Galvanic | Fiberglass Reinforced Plastic | Pressure |  | 1990-06-01 |  | 1990-06-01
9094060 | 2 | 1995-06-01 | Currently In Use | Gas | 8000 | Steel-Galvanic | Fiberglass Reinforced Plastic | Pressure |  | 1990-06-01 |  | 1990-06-01
9094060 | 3 | 1990-06-01 | Currently In Use | Gas | 8000 | Steel-Galvanic | Fiberglass Reinforced Plastic | Pressure |  | 1990-06-01 |  | 1990-06-01
9095071 | 1 | 1999-09-03 | Removed From Ground | Gas | 2000 | Bare Steel | Galvanized Steel | Suction: Valve At The Tank
9095071 | 2 | 1999-09-03 | Removed From Ground | Gas | 1000 | Bare Steel | Galvanized Steel | Suction: Valve At The Tank
9095071 | 3 | 1999-09-03 | Removed From Ground | Gas | 560 | Bare Steel | Galvanized Steel | Suction: Valve At The Tank
9100003 | 1 | 1995-05-05 | Removed From Ground | Gas |  | Not Marked/Unknown | Not Marked | Not Marked
9101052 | 1A | 2016-08-16 | Currently In Use | Gas | 5000 | Epoxy | Fiberglass Reinforced Plastic | Pressure |  | 2001-05-22 |  | 2001-05-22
9101052 | 1B | 2016-08-16 | Currently In Use | Gas | 5000 | Epoxy | Fiberglass Reinforced Plastic | Pressure | N | 2001-05-22 | N | 2001-05-22
9101052 | 2 | 2016-08-16 | Currently In Use | Diesel | 4000 | Epoxy | Fiberglass Reinforced Plastic | Pressure |  | 2001-05-22 |  | 2001-05-22
9108017 | 1 | 2015-02-02 | Removed From Ground | Gas | 1500 | Steel-Galvanic | Cathodically Protected | Suction: Valve At The Tank |  | 1987-01-01 |  | 1987-01-01
9108017 | 2 | 2015-02-03 | Removed From Ground | Diesel | 1500 | Steel-Galvanic | Cathodically Protected | Suction: Valve At The Tank |  | 1987-01-01 |  | 1987-01-01
9108031 | 1 | 2002-01-08 | Currently In Use | Gas | 20000 | Double Walled | Double Walled | Pressure |  | 2002-01-14 |  | 2002-01-14
9108031 | 2 | 2002-01-08 | Currently In Use | Gas | 20000 | Double Walled | Double Walled | Pressure |  | 2002-01-14 |  | 2002-01-14
9108031 | 3 | 2002-01-08 | Currently In Use | Gas | 20000 | Double Walled | Double Walled | Pressure |  | 2002-01-14 |  | 2002-01-14
9121064 | 1 | 1998-12-17 | Removed From Ground | Gas | 2000 | Marked Unknown | Fiberglass Reinforced Plastic | Suction: Valve At The Tank
9121115 | 1 | 1994-09-02 | Removed From Ground | Gas | 10000 | Not Marked/Unknown | Not Marked | Not Marked
9121115 | 2 | 1994-09-02 | Removed From Ground | Gas | 10000 | Not Marked/Unknown | Not Marked | Not Marked
9121178 | 34 | 1998-05-02 | Removed From Ground | Gas | 12000 | Double Walled | Double Walled | Pressure
9121218 | 1 | 1998-12-03 | Currently In Use | Gas | 20000 | Fiberglass Double Walled | Fiberglass Reinforced Plastic | Pressure |  | 1999-01-19 |  | 1999-01-19
9121218 | 2 | 1998-12-03 | Currently In Use | Gas | 12000 | Fiberglass Double Walled | Fiberglass Reinforced Plastic | Pressure |  | 1999-01-19 |  | 1999-01-19
9124023 | 1 | 1998-06-11 | Removed From Ground | Diesel | 550 | Bare Steel | Unknown | Not Marked
9130005 | 1A | 2009-04-03 | Removed From Ground | Gas | 8147 | Composite | Fiberglass Reinforced Plastic | Pressure |  | 1993-07-10 |  | 1993-07-10
9130005 | 1B | 2009-04-03 | Removed From Ground | Gas | 4136 | Composite | Fiberglass Reinforced Plastic | Pressure |  | 1993-07-10 |  | 1993-07-10
9140026 | 1A | 2016-01-28 | Temporarily Out Of Use | Gas | 8000 | Composite | Fiberglass Reinforced Plastic | Pressure |  | 2001-04-01 |  | 2001-04-01
9140026 | 1B | 2016-01-28 | Temporarily Out Of Use | Gas | 4000 | Composite | Fiberglass Reinforced Plastic | Pressure |  | 2001-04-01 |  | 2001-04-01
9147084 | 1 | 1999-04-15 | Currently In Use | Gas | 10000 | Fiberglass | Fiberglass Reinforced Plastic | Pressure |  | 1999-04-15 |  | 1999-04-15
9147084 | 2 | 1999-04-15 | Currently In Use | Gas | 8000 | Fiberglass | Fiberglass Reinforced Plastic | Pressure |  | 1999-04-15 |  | 1999-04-15
9147084 | 3 | 1999-04-15 | Currently In Use | Diesel | 8000 | Fiberglass | Fiberglass Reinforced Plastic | Pressure |  | 1999-04-15 |  | 1999-04-15
9147084 | 4 | 1999-04-15 | Currently In Use | Kerosene | 1000 | Fiberglass | Fiberglass Reinforced Plastic | Pressure |  | 1999-04-15 |  | 1999-04-15
9150008 | 1 | 1976-01-01 | Currently In Use | E10 | 8000 | Cathodically Protected Steel | Fiberglass Reinforced Plastic | Pressure |  | 1997-12-01 |  | 1997-12-01
9150008 | 2 | 1976-01-01 | Currently In Use | E10 | 8000 | Cathodically Protected Steel | Fiberglass Reinforced Plastic | Pressure |  | 1997-12-01 |  | 1997-12-01
9150008 | 3 | 1987-01-01 | Currently In Use | Gas | 4000 | Cathodically Protected Steel | Fiberglass Reinforced Plastic | Pressure |  | 1997-12-01 |  | 1997-12-01
9160543 | 1 | 1988-08-16 | Currently In Use | Diesel | 20000 | Fiberglass Double Walled | Fiberglass/Double Walled | Suction: Valve At The Tank |  | 1989-08-16 12:00 |  | 1989-08-16 12:00
9260001 | 2390-1 | 2017-02-27 | Temporarily Out Of Use | Used Oil | 10000 | Double Walled | Fiberglass Reinforced Plastic | Gravity Fed | Y | 1992-01-01 12:00 | Y | 1992-01-01 12:00
9640172 | 1 | 1998-08-13 | Removed From Ground | Diesel | 2000 | Unknown | Bare Steel | Gravity Fed
9640172 | 2 | 1998-08-20 | Currently In Use | Diesel | 1000 | Fiberglass Double Walled | Fiberglass/Double Walled | Suction: No Valve At The Tank |  | 1998-08-20 |  | 1998-08-20
9640173 | 1 | 1991-03-08 | Currently In Use | Diesel | 5000 | Fiberglass Double Walled | Fiberglass Reinforced Plastic | Suction: No Valve At The Tank |  | 1998-08-20 |  | 1998-08-20
9640174 | 1 |  | Removed From Ground Date Unknown | Diesel | 1500 | Not Marked/Unknown | Not Marked | Not Marked
9640175 | 1 | 1996-09-24 | Removed From Ground | Gas | 4000 | Not Marked/Unknown | Not Marked | Not Marked
9640176 | 1 | 1998-06-18 | Removed From Ground | Empty | 250 | Bare Steel | Bare Steel | Not Marked
9640176 | 2 | 1998-06-18 | Removed From Ground | Empty | 250 | Bare Steel | Bare Steel | Not Marked
9640178 | 1 | 2000-07-27 | Currently In Use | Gas | 20000 | Fiberglass Double Walled | Fiberglass Reinforced Plastic | Pressure |  | 2000-07-01 |  | 2000-07-01
9640178 | 2 | 2000-07-27 | Currently In Use | Gas | 12000 | Fiberglass Double Walled | Fiberglass Reinforced Plastic | Pressure |  | 2000-07-01 |  | 2000-07-01
9640178 | 3 | 2000-07-27 | Currently In Use | Diesel | 12000 | Fiberglass Double Walled | Fiberglass Reinforced Plastic | Pressure |  | 2000-07-01 |  | 2000-07-01
9640179 | M-830067 | 2001-08-06 | Currently In Use | Diesel | 6000 | Tank Jacket | Double Walled Flex | Pressure |  | 2001-08-28 |  | 2001-08-28
9640180 | 1 | 2001-03-26 | Currently In Use | Gas | 12000 | Epoxy | Single Wall Flex | Pressure |  | 2001-03-29 |  | 2001-03-29
9640180 | 2 | 2001-03-26 | Currently In Use | Gas | 10000 | Epoxy | Single Wall Flex | Pressure |  | 2001-03-29 |  | 2001-03-29
9640180 | 3 | 2001-03-26 | Currently In Use | Diesel | 8000 | Epoxy | Single Wall Flex | Pressure |  | 2001-03-29 |  | 2001-03-29
9640181 | 1 | 2001-04-23 | Currently In Use | Gas | 12000 | Fiberglass | Fiberglass Reinforced Plastic | Pressure |  | 2001-04-25 |  | 2001-04-25
9640181 | 2 | 2001-04-23 | Currently In Use | Gas | 10000 | Fiberglass | Fiberglass Reinforced Plastic | Pressure |  | 2001-04-25 |  | 2001-04-25
9640181 | 3 | 2001-04-23 | Currently In Use | Diesel | 8000 | Fiberglass | Fiberglass Reinforced Plastic | Pressure |  | 2001-04-25 |  | 2001-04-25
10000001 | 1 | 2013-05-09 | Closed In Ground | Gas | 10000 | Double Walled | Fiberglass/Double Walled | Pressure | N | 1999-01-01 | N | 1999-01-01
10000001 | 2 | 2003-08-19 | Temporarily Out Of Use | Not Marked/Tank Removed | 10000 | Double Walled | Fiberglass/Double Walled | Pressure | N | 1999-01-01 | N | 1999-01-01
10000007 | 1 | 2002-01-01 | Currently In Use | Gas | 12000 | Composite | Double Walled Flex | Pressure | N | 2002-01-01 | N | 2002-01-01
10000007 | 2 | 2002-01-01 | Currently In Use | Gas | 10000 | Composite | Double Walled Flex | Pressure | N | 2002-01-01 | N | 2002-01-01
10000012 | 1 | 2002-04-01 | Currently In Use | Diesel | 20000 | Composite | Fiberglass Reinforced Plastic | Pressure | N | 2002-04-02 | N | 2002-04-02
10000021 | 1A | 2001-11-09 | Currently In Use | Gas | 16000 | Fiberglass Double Walled | Double Walled Flex | Pressure | N | 2001-11-09 12:00 | N | 2001-11-09 12:00
10000021 | 1B | 2001-11-09 | Currently In Use | Gas | 8000 | Fiberglass Double Walled | Double Walled Flex | Pressure | N | 2001-11-09 12:00 | N | 2001-11-09 12:00
10000021 | 2 | 2009-07-23 | Currently In Use | Diesel | 10000 | Fiberglass Double Walled | Double Walled Flex | Pressure | N | 2009-07-29 12:00 | N | 2009-08-07 12:00
10000022 | 1A | 2001-11-09 | Currently In Use | Gas | 16000 | Fiberglass Double Walled | Fiberglass/Double Walled | Pressure | N | 2001-11-09 | N | 2001-11-09
10000022 | 1B | 2001-11-09 | Currently In Use | Gas | 8000 | Fiberglass Double Walled | Fiberglass/Double Walled | Pressure | N | 2001-11-09 | N | 2001-11-09
10000023 | 1A | 2002-02-27 | Currently In Use | Gas | 16000 | Fiberglass Double Walled | Double Walled | Pressure | N | 2002-02-27 | N | 2002-02-27
10000023 | 1B | 2002-02-27 | Currently In Use | Gas | 8000 | Fiberglass Double Walled | Fiberglass/Double Walled | Pressure | N | 2002-02-27 | N | 2002-02-27
10000024 | 1A | 2001-09-01 | Currently In Use | Gas | 16000 | Fiberglass Double Walled | Fiberglass/Double Walled | Pressure | N | 2001-09-01 | N | 2001-09-01
10000024 | 1B | 2001-09-01 | Currently In Use | Gas | 8000 | Fiberglass Double Walled | Fiberglass/Double Walled | Pressure | N | 2001-09-01 | N | 2001-09-01
10000024 | 2 | 2015-08-25 | Currently In Use | Diesel | 10000 | Fiberglass Double Walled | Double Walled Flex | Pressure | N | 2015-09-08 | N | 2015-09-14
10000025 | 1 | 2001-09-28 | Currently In Use | Gas | 20000 | Fiberglass Double Walled | Fiberglass/Double Walled | Pressure | N | 2001-09-28 | N | 2001-09-28
10000025 | 2A | 2001-09-28 | Currently In Use | Gas | 8000 | Fiberglass Double Walled | Fiberglass/Double Walled | Pressure | N | 2001-09-28 | N | 2001-09-28
10000025 | 2B | 2001-09-28 | Currently In Use | Diesel | 8000 | Fiberglass Double Walled | Fiberglass/Double Walled | Pressure | N | 2001-09-28 | N | 2001-09-28
10000027 | 1A | 2001-11-01 | Currently In Use | Gasohol | 16000 | Fiberglass Double Walled | Fiberglass/Double Walled | Pressure | N | 2001-11-01 | N | 2001-11-01
10000027 | 1B | 2001-11-01 | Currently In Use | Gasohol | 8000 | Fiberglass Double Walled | Fiberglass/Double Walled | Pressure | N | 2001-11-01 | N | 2001-11-01
10000029 | 1 | 2002-04-26 | Currently In Use | Diesel | 12000 | Composite | Fiberglass Reinforced Plastic | Pressure | N | 2002-04-26 | N | 2002-04-26
10000031 | 1A | 2002-04-01 | Currently In Use | Diesel | 5000 | Composite | Fiberglass/Double Walled | Pressure | N | 2002-04-01 | N | 2002-04-01
10000031 | 1B | 2002-04-01 | Currently In Use | Diesel | 5000 | Composite | Fiberglass/Double Walled | Pressure | N | 2002-04-01 | N | 2002-04-01
10000032 | 1 | 2000-08-21 | Currently In Use | Gas | 12000 | Epoxy | Fiberglass/Double Walled | Pressure | N | 2000-08-22 | N | 2000-08-22
10000032 | 2 | 2000-08-21 | Currently In Use | Gas | 10000 | Epoxy | Fiberglass/Double Walled | Pressure | N | 2000-08-22 | N | 2000-08-22
10000032 | 3 | 2000-08-22 | Currently In Use | Diesel | 8000 | Epoxy | Fiberglass/Double Walled | Pressure | N | 2000-08-22 | N | 2000-08-22
10000034 | 1 | 2001-08-23 | Currently In Use | Gas | 12000 | Epoxy | Fiberglass/Double Walled | Pressure | N | 2001-08-24 | N | 2001-08-24
10000034 | 2 | 2001-08-23 | Currently In Use | Gas | 10000 | Epoxy | Fiberglass/Double Walled | Pressure | N | 2001-08-24 | N | 2001-08-24
10000034 | 3A | 2015-08-18 | Currently In Use | E85 | 8146 | Fiberglass Double Walled | Double Walled Flex | Pressure | N | 2015-08-18 | N | 2015-08-18
10000034 | 3B | 2015-08-18 | Currently In Use | Diesel | 4386 | Fiberglass Double Walled | Double Walled Flex | Pressure | N | 2015-08-18 | N | 2015-08-18
10000034 | 3C | 2015-08-18 | Currently In Use | Biodiesel | 4386 | Fiberglass Double Walled | Double Walled Flex | Pressure | N | 2015-08-18 | N | 2015-08-18
10000035 | 1 | 2000-05-03 | Currently In Use | Diesel | 1000 | Tank Jacket | Double Walled | Suction: No Valve At The Tank | N | 2000-05-03 | N | 2000-05-03
10000040 | 1 | 2002-01-15 | Currently In Use | Gas | 12000 | Fiberglass | Double Walled Flex | Pressure | N | 2002-01-15 | N | 2002-01-15
10000040 | 2 | 2002-01-15 | Currently In Use | Gas | 8000 | Fiberglass | Double Walled Flex | Pressure | N | 2002-01-15 | N | 2002-01-15
10000041 | 1 | 2002-05-02 | Currently In Use | Gas | 20000 | Composite Double Walled | Fiberglass/Double Walled | Pressure | N | 2002-05-01 | N | 2002-05-01
10000041 | 2 | 2002-05-01 | Currently In Use | Gas | 12000 | Composite Double Walled | Fiberglass/Double Walled | Pressure | N | 2002-05-01 | N | 2002-05-01
10000041 | 3 | 2002-05-01 | Currently In Use | Diesel | 12000 | Composite Double Walled | Fiberglass/Double Walled | Pressure | N | 2002-05-01 | N | 2002-05-01
10000042 | 1 | 2002-01-30 | Currently In Use | Diesel | 1000 | Composite Double Walled | Fiberglass Reinforced Plastic | Suction: No Valve At The Tank | N | 2002-01-30 | N | 2002-01-30
10000042 | 2 | 2002-01-30 | Currently In Use | Gas | 2000 | Composite Double Walled | Fiberglass Reinforced Plastic | Suction: No Valve At The Tank | N | 2002-01-30 | N | 2002-01-30
10000044 | 1 | 1983-01-01 | Removed From Ground Date Unknown | Not Marked/Tank Removed | 0 | Unknown | Unknown | Not Marked | N |  | N
10000045 | 1 | 2008-09-25 | Removed From Ground | Gas | 15000 | Composite | Double Walled | Pressure | N | 2002-04-01 | N | 2002-04-01
10000045 | 2 | 2008-09-25 | Removed From Ground | Gas | 10000 | Composite | Double Walled | Pressure |  | 2002-04-01 |  | 2002-04-01
10000045 | 3 | 2008-09-25 | Removed From Ground | Diesel | 10000 | Composite | Double Walled | Pressure |  | 2002-04-01 |  | 2002-04-01
10000049 | 1 | 2002-03-07 | Removed From Ground | Gas | 3000 | Unknown | Bare Steel | Suction: Valve At The Tank | N | 1955-01-01 | N | 1955-01-01
10000049 | 2 | 2002-03-07 | Removed From Ground | Gas | 3000 | Unknown | Bare Steel | Suction: Valve At The Tank | N | 1955-01-01 | N | 1955-01-01
10000049 | 3 | 2002-03-07 | Removed From Ground | Gas | 3000 | Unknown | Bare Steel | Suction: Valve At The Tank | N | 1955-01-01 | N | 1955-01-01
10000049 | 4 | 2002-03-07 | Removed From Ground | Gas | 3000 | Unknown | Bare Steel | Suction: Valve At The Tank | N | 1955-01-01 | N | 1955-01-01
10000051 | 1A | 2002-03-13 | Currently In Use | Gas | 16000 | Fiberglass Double Walled | Fiberglass/Double Walled | Pressure | N | 2002-03-13 | N | 2002-03-13
10000051 | 1B | 2002-03-13 | Currently In Use | Gas | 8000 | Fiberglass Double Walled | Fiberglass/Double Walled | Pressure | N | 2002-03-13 | N | 2002-03-13
10000052 | 1 | 2000-01-01 | Currently In Use | Gas | 12000 | Composite | Fiberglass/Double Walled | Pressure | N | 2000-01-01 | N | 2000-01-01
10000052 | 2A | 2000-01-01 | Currently In Use | Gas | 8000 | Composite | Fiberglass/Double Walled | Pressure | N | 2000-01-01 | N | 2000-01-01
10000052 | 2B | 2000-01-01 | Currently In Use | Diesel | 4000 | Composite | Fiberglass/Double Walled | Pressure | N | 2000-01-01 | N | 2000-01-01
10000053 | 1 | 2000-11-01 | Currently In Use | Gas | 12000 | Composite | Double Walled Flex | Pressure | N | 2000-11-01 12:00 | Y | 2000-11-01 12:00
10000053 | 2 | 2000-11-01 | Currently In Use | Gas | 8000 | Composite | Double Walled Flex | Pressure | N | 2000-11-01 12:00 | Y | 2000-11-01 12:00
10000053 | 3 | 2000-11-01 | Currently In Use | Diesel | 2000 | Composite | Double Walled Flex | Pressure | N | 2000-11-01 12:00 | Y | 2000-11-01 12:00
10000057 | 1 | 2002-04-01 | Currently In Use | Gas | 12000 | Composite | Fiberglass Reinforced Plastic | Pressure | N | 2002-04-02 | N | 2002-04-02
10000057 | 2 | 2002-04-01 | Currently In Use | Gas | 6000 | Composite | Fiberglass Reinforced Plastic | Pressure | N | 2002-04-01 | N | 2002-04-01
10000059 | 1 | 2006-05-15 | Currently In Use | Gas | 2000 | Composite | Fiberglass Reinforced Plastic | Suction: No Valve At The Tank | N | 2002-05-30 12:00 | Y | 2002-05-30 12:00
10000059 | 2 | 2006-07-20 | Currently In Use | Diesel | 15000 | EPOXY/DOUBLE WALLED | Double Walled Flex |  | N | 2006-08-31 12:00 | Y | 2006-08-31 12:00
10000059 | 3 | 2006-07-19 | Removed From Ground | Diesel | 25000 | Unknown | Unknown |  | N |  | N
10000060 | 1 | 2002-03-01 | Currently In Use | Gas | 15000 | Epoxy | Double Walled Flex | Pressure | N | 2002-03-01 | N | 2002-03-01
10000060 | 2 | 2002-03-01 | Currently In Use | Gas | 15000 | Epoxy | Double Walled Flex | Pressure | N | 2002-03-01 | N | 2002-03-01
10000060 | 3 | 2002-03-01 | Currently In Use | Diesel | 8000 | Epoxy | Double Walled Flex | Pressure | N | 2002-03-01 | N | 2002-03-01
10000064 | 1 | 2002-03-01 | Currently In Use | Diesel | 10000 | Composite | Fiberglass Reinforced Plastic | Pressure | N | 2002-03-01 | N | 2002-03-01
10000064 | 2 | 2002-03-01 | Currently In Use | Gas | 6000 | Composite | Fiberglass Reinforced Plastic | Pressure | N | 2002-03-01 | N | 2002-03-01
10000067 | 1 | 1999-02-01 | Currently In Use | Gas | 10000 | Fiberglass | Fiberglass Reinforced Plastic | Pressure | N | 1999-02-01 | N | 1999-02-01
10000067 | 2 | 1999-02-01 | Currently In Use | Gas | 10000 | Fiberglass | Fiberglass Reinforced Plastic | Pressure | N | 1999-02-01 | N | 1999-02-01
10000069 | 1 | 2001-12-18 | Currently In Use | Gas | 10000 | Epoxy | Fiberglass Reinforced Plastic | Pressure | N | 2001-12-18 12:00 | Y | 2001-12-18 12:00
10000069 | 2 | 2001-12-18 | Currently In Use | Gas | 10000 | Epoxy | Unknown | Not Marked | N | 2001-12-18 12:00 | Y | 2001-12-18 12:00
10000072 | 1 | 2002-06-01 | Currently In Use | Gas | 8000 | Composite | Fiberglass Reinforced Plastic | Pressure | N | 2002-06-02 | N | 2002-06-02
10000072 | 2 | 2002-06-01 | Currently In Use | Gas | 4000 | Composite | Fiberglass Reinforced Plastic | Pressure | N | 2002-06-01 | N | 2002-06-01
10000072 | 3 | 2002-06-01 | Currently In Use | Diesel | 8000 | Composite | Fiberglass Reinforced Plastic | Pressure | N | 2002-06-01 | N | 2002-06-01
10000072 | 4 | 2002-06-01 | Currently In Use | Diesel | 4000 | Composite | Fiberglass Reinforced Plastic | Pressure | N | 2002-06-01 | N | 2002-06-01
10000073 | 1 | 2002-07-25 | Removed From Ground | Gas | 0 | Bare Steel | Bare Steel | Suction: No Valve At The Tank | N |  | N
10000073 | 2 | 2002-07-25 | Removed From Ground | Gas | 0 | Bare Steel | Bare Steel | Suction: No Valve At The Tank | N |  | N
10000073 | 3 | 2002-07-25 | Removed From Ground | Diesel | 0 | Bare Steel | Bare Steel | Suction: No Valve At The Tank | N |  | N
10000075 | 1 | 2001-11-13 | Currently In Use | Gas | 12000 | Epoxy | Double Walled/Sec. Containment | Pressure | N | 2001-11-25 | N | 2001-11-25
10000075 | 2 | 2001-11-13 | Currently In Use | Diesel | 15000 | Epoxy | Double Walled/Sec. Containment | Pressure | N | 2001-11-25 | N | 2001-11-25
10000075 | 3 | 2001-11-13 | Currently In Use | Diesel | 15000 | Epoxy | Double Walled/Sec. Containment | Pressure | N | 2001-11-25 | N | 2001-11-25
10000077 | 4 | 2002-05-20 | Removed From Ground | Gas | 1000 | Bare Steel | Bare Steel | Suction: Valve At The Tank | N |  | N
10000077 | 5 | 2002-05-20 | Removed From Ground | Gas | 1000 | Bare Steel | Bare Steel | Suction: Valve At The Tank | N |  | N
10000078 | 1 | 2002-06-01 | Currently In Use | Gas | 12000 | Composite | Fiberglass/Double Walled | Pressure | N | 2002-06-01 | N | 2002-06-01
10000078 | 2 | 2002-06-01 | Currently In Use | Gas | 8000 | Composite | Fiberglass/Double Walled | Pressure | N | 2002-06-01 | N | 2002-06-01
10000078 | 3 | 2002-06-01 | Currently In Use | Diesel | 8000 | Composite | Fiberglass/Double Walled | Pressure | N | 2002-06-01 | N | 2002-06-01
10000078 | 4 | 2002-06-01 | Currently In Use | Kerosene | 2000 | Composite | Fiberglass/Double Walled | Suction: Valve At The Tank | N | 2002-06-01 | N | 2002-06-01
10000079 | 1 | 2002-04-08 | Removed From Ground | Gas | 550 | Unknown | Unknown | Not Marked | N |  | N
10000080 | 1 | 2002-06-01 | Currently In Use | Gas | 12000 | Composite | Fiberglass Reinforced Plastic | Pressure | N | 2002-06-01 | N | 2002-06-01
10000080 | 2 | 2002-06-01 | Currently In Use | Gas | 4000 | Composite | Fiberglass Reinforced Plastic | Pressure | N | 2002-06-01 | N | 2002-06-01
10000084 | 1 | 2001-10-01 | Currently In Use | Gas | 12000 | Fiberglass | Fiberglass/Double Walled | Pressure | N | 2001-10-01 | N | 2001-10-01
10000084 | 2 | 2001-10-01 | Currently In Use | Gas | 8000 | Fiberglass | Fiberglass/Double Walled | Pressure | N | 2001-10-01 | N | 2001-10-01
10000084 | 3 | 2001-10-01 | Currently In Use | Diesel | 4000 | Fiberglass | Fiberglass/Double Walled | Pressure | N | 2001-10-01 | N | 2001-10-01
10000086 | 1 | 2001-10-22 | Currently In Use | Diesel | 6000 | Fiberglass Double Walled | Double Walled Flex | Suction: Valve At The Tank | N | 2001-10-22 | N | 2001-10-22
10000089 | 1 | 2002-02-20 | Currently In Use | Gas | 12000 | Fiberglass | Fiberglass Reinforced Plastic | Pressure | N | 2002-02-25 | N | 2002-02-25
10000089 | 2 | 2002-02-20 | Currently In Use | Gas | 10000 | Fiberglass | Fiberglass Reinforced Plastic | Pressure | N | 2002-02-25 | N | 2002-02-25
10000089 | 3 | 2002-02-20 | Currently In Use | Diesel | 8000 | Fiberglass | Fiberglass Reinforced Plastic | Pressure | N | 2002-02-25 | N | 2002-02-25
10000095 | 1 | 2002-07-11 | Removed From Ground | Heating Oil |  | Unknown | Unknown |  | N |  | N
10000095 | 2 | 2002-07-11 | Removed From Ground | Heating Oil |  | Unknown |  |  | N |  | N
10000095 | 3 | 2002-07-11 | Removed From Ground | Heating Oil | 500 | Unknown |  |  | N |  | N
10000097 | 1 | 2002-01-29 | Removed From Ground | Diesel | 2000 | Bare Steel |  |  | N |  | N
10000100 | 1 | 2002-07-01 | Currently In Use | Gas | 10000 | Fiberglass | Fiberglass Reinforced Plastic | Pressure | N | 2002-07-01 | N | 2002-07-01
10000100 | 2 | 2002-07-01 | Currently In Use | Gas | 8000 | Fiberglass | Fiberglass Reinforced Plastic | Pressure | N | 2002-07-01 | N | 2002-07-01
10000100 | 3 | 2002-07-01 | Currently In Use | Diesel | 4000 | Fiberglass | Fiberglass Reinforced Plastic | Pressure | N | 2002-07-01 | N | 2002-07-01
10000106 | 1 | 2002-08-19 | Removed From Ground | Gas | 500 | Unknown | Unknown | Not Marked | N | 1950-01-01 | N | 1950-01-01
10000106 | 2 | 2002-08-19 | Removed From Ground | Gas | 500 | Unknown | Unknown | Not Marked | N | 1950-01-01 | N | 1950-01-01
10000109 | 1 | 2002-06-07 | Removed From Ground | Gas | 2000 | Bare Steel | Galvanized Steel |  | N |  | N
10000110 | 1 | 2002-06-07 | Removed From Ground | Diesel | 10000 | Unknown |  |  | N |  | N
10000112 | 1 | 2002-04-26 | Removed From Ground | Gas | 2000 | Bare Steel | Bare Steel | Suction: No Valve At The Tank | N |  | N
10000112 | 2 | 2002-04-26 | Removed From Ground | Gas | 1000 | Bare Steel | Bare Steel | Suction: No Valve At The Tank | N |  | N
10000112 | 3 | 2002-04-26 | Removed From Ground | Gas | 2000 | Bare Steel | Bare Steel | Suction: No Valve At The Tank | N |  | N
10000113 | 1 | 2002-04-09 | Currently In Use | Gas | 12000 | Composite | Fiberglass Reinforced Plastic | Pressure | N | 2002-05-14 | N | 2002-05-14
10000113 | 2 | 2002-04-09 | Currently In Use | Gas | 8000 | Composite | Fiberglass Reinforced Plastic | Pressure | N | 2002-05-14 | N | 2002-05-14
10000113 | 3 | 2002-04-09 | Currently In Use | Diesel | 4000 | Composite | Fiberglass Reinforced Plastic | Pressure | N | 2002-05-14 | N | 2002-05-14
10000114 | 1 | 1981-01-01 | Closed In Ground | Gas | 10000 | Unknown | Unknown | Not Marked | N |  | N
10000114 | 2 | 1981-01-01 | Closed In Ground | Gas | 10000 | Unknown |  |  | N |  | N
10000116 | 1 | 2002-07-01 | Currently In Use | Gas | 20000 | Composite | Fiberglass/Double Walled | Pressure | N | 2002-08-01 | N | 2002-08-01
10000116 | 2 | 2002-07-01 | Currently In Use | Gas | 10000 | Composite | Fiberglass/Double Walled | Pressure | N | 2002-08-01 | N | 2002-08-01
10000116 | 3 | 2002-07-01 | Currently In Use | Diesel | 20000 | Composite | Fiberglass/Double Walled | Pressure | N | 2002-08-01 | N | 2002-08-01
10000116 | 4a | 2004-01-01 | Currently In Use | Gas | 15000 | Composite | Fiberglass/Double Walled | Pressure | N | 2004-01-01 | N | 2004-01-01
10000116 | 4b | 2004-01-01 | Currently In Use | Gas | 5000 | Composite | Fiberglass/Double Walled | Pressure | N | 2004-01-01 | N | 2004-01-01
10000121 | 1 | 2002-07-11 | Currently In Use | Gas | 12000 | Composite | Fiberglass/Double Walled | Pressure | N | 2002-07-11 | N | 2002-07-11
10000121 | 2 | 2002-07-11 | Currently In Use | Gas | 12000 | Composite | Fiberglass/Double Walled | Pressure | N | 2002-07-11 | N | 2002-07-11
10000122 | 1 | 2015-02-04 | Temporarily Out Of Use | Gas | 10000 | Fiberglass | Fiberglass Reinforced Plastic | Pressure | N | 2000-01-01 | N | 2000-01-01
10000122 | 2 | 2015-02-04 | Temporarily Out Of Use | Gas | 10000 | Fiberglass | Fiberglass Reinforced Plastic | Pressure | N | 2000-01-01 | N | 2000-01-01
10000127 | 1 | 2002-08-05 | Currently In Use | Gas | 20000 | Fiberglass Double Walled | Double Walled/Sec. Containment | Pressure | N | 2002-06-21 | N | 2002-06-21
10000127 | 2 | 2002-08-05 | Currently In Use | Gas | 20000 | Fiberglass Double Walled | Double Walled/Sec. Containment | Pressure | N | 2002-06-21 | N | 2002-06-21
10000127 | 3 | 2002-08-05 | Currently In Use | Gas | 20000 | Fiberglass Double Walled | Double Walled/Sec. Containment | Pressure | N | 2002-06-21 | N | 2002-06-21
10000128 | 1 | 2002-05-12 | Currently In Use | Gas | 15000 | Epoxy | Double Walled | Pressure | N | 2002-05-12 | N | 2002-05-12
10000128 | 2 | 2002-05-12 | Currently In Use | Gas | 10000 | Epoxy | Double Walled | Pressure | N | 2002-05-12 | N | 2002-05-12
10000128 | 3 | 2002-05-12 | Currently In Use | Diesel | 15000 | Epoxy | Double Walled | Pressure | N | 2002-05-12 | N | 2002-05-12
10000129 | 1A | 2000-05-10 | Currently In Use | Gas | 6000 | Composite | Fiberglass Reinforced Plastic | Pressure | N | 2000-05-10 | N | 2000-05-10
10000129 | 1B | 2000-05-10 | Currently In Use | Gas | 2000 | Composite | Fiberglass Reinforced Plastic | Pressure | N | 2000-05-10 | N | 2000-05-10
10000129 | 1C | 2000-05-10 | Currently In Use | Diesel | 2000 | Composite | Fiberglass Reinforced Plastic | Pressure | N | 2000-05-10 | N | 2000-05-10
10000131 | 1 | 2002-06-12 | Currently In Use | Gas | 15000 | Fiberglass Double Walled | Fiberglass/Double Walled | Pressure | N | 2002-06-12 | N | 2002-06-12
10000131 | 2 | 2002-06-12 | Currently In Use | Gas | 20000 | Fiberglass Double Walled | Fiberglass/Double Walled | Pressure | N | 2002-06-12 | N | 2002-06-12
10000131 | 3 | 2007-03-01 | Currently In Use | Diesel | 6000 | Composite | Fiberglass/Double Walled | Pressure | N | 2007-03-01 | N | 2007-03-01
10000132 | 1 | 1989-08-01 | Permanently Out Of Use | Gas | 1000 | Bare Steel |  |  | N |  | N
10000133 | 1 | 2001-05-01 | Currently In Use | Diesel | 10000 | Fiberglass Double Walled | Fiberglass Reinforced Plastic | Suction: Valve At The Tank | N | 2001-05-01 12:00 | Y | 2001-05-01 12:00
10000137 | 1 | 2015-01-27 | Temporarily Out Of Use | Diesel | 10000 | Fiberglass Double Walled | Fiberglass/Double Walled | Suction: Valve At The Tank | N | 2001-06-01 | N | 2001-06-01
10000137 | 2 | 2015-01-27 | Temporarily Out Of Use | Diesel | 10000 | Fiberglass Double Walled | Fiberglass/Double Walled | Suction: Valve At The Tank | N | 2001-06-01 | N | 2001-06-01
10000141 | 1 | 2002-07-25 | Removed From Ground | Gas | 1000 | Bare Steel | Bare Steel | Suction: No Valve At The Tank | N |  | N
10000141 | 2 | 2002-07-25 | Removed From Ground | Gas | 1000 | Bare Steel | Bare Steel | Suction: No Valve At The Tank | N |  | N
10000141 | 3 | 2002-07-25 | Removed From Ground | Gas | 1000 | Bare Steel | Bare Steel | Suction: No Valve At The Tank | N |  | N
10000142 | 1 | 1982-01-01 | Currently In Use | Gas | 2000 | Cathodically Protected Steel | Fiberglass Reinforced Plastic | Pressure | N | 1993-01-01 | N | 1993-01-01
10000142 | 2 | 1982-01-01 | Currently In Use | Gas | 5000 | Cathodically Protected Steel | Fiberglass Reinforced Plastic | Pressure | N | 1993-01-01 | N | 1993-01-01
10000142 | 3 | 1982-01-01 | Currently In Use | Gas | 5000 | Cathodically Protected Steel | Fiberglass Reinforced Plastic | Pressure | N | 1993-01-01 | N | 1993-01-01
10000143 | 1 | 2002-05-28 | Currently In Use | Gas | 20000 | Fiberglass Double Walled | Fiberglass/Double Walled | Pressure | N | 2002-05-28 | N | 2002-05-28
10000143 | 2A | 2002-05-28 | Currently In Use | Gas | 8000 | Fiberglass Double Walled | Fiberglass/Double Walled | Pressure | N | 2002-05-28 | N | 2002-05-28
10000143 | 2B | 2002-05-28 | Currently In Use | Diesel | 8000 | Fiberglass Double Walled | Fiberglass/Double Walled | Pressure | N | 2002-05-28 | N | 2002-05-28
10000146 | 1 | 2002-05-28 | Currently In Use | Gas | 12000 | Composite | Double Walled Flex | Pressure | N | 2002-05-28 12:00 | Y | 2002-05-28 12:00
10000146 | 2 | 2002-05-01 | Currently In Use | Gas | 10000 | Cathodically Protected Steel | Double Walled Flex | Pressure | N | 2002-05-01 12:00 | Y | 2002-05-01 12:00
10000149 | 1A | 2002-07-01 | Currently In Use | Diesel | 8000 | Composite | Fiberglass Reinforced Plastic | Pressure | N | 2002-07-01 | N | 2002-07-01
10000149 | 1B | 2002-07-01 | Currently In Use | Diesel | 4000 | Composite | Fiberglass Reinforced Plastic | Pressure | N | 2002-07-01 | N | 2002-07-01
10000149 | 2 | 2002-07-01 | Currently In Use | Gas | 10000 | Composite | Fiberglass Reinforced Plastic | Pressure | N | 2002-07-01 | N | 2002-07-01
10000149 | 3 | 2002-07-01 | Currently In Use | Gas | 4000 | Composite | Fiberglass Reinforced Plastic | Pressure | N | 2002-07-01 | N | 2002-07-01
10000152 | 1 | 2002-02-01 | Currently In Use | Gas | 12000 | Fiberglass | Fiberglass Reinforced Plastic | Pressure | N | 2001-10-01 | N | 2001-10-01
10000152 | 2 | 2002-02-01 | Currently In Use | Gas | 8000 | Fiberglass | Fiberglass Reinforced Plastic | Pressure | N | 2001-10-01 | N | 2001-10-01
10000152 | 3 | 2002-02-01 | Currently In Use | Diesel | 8000 | Fiberglass | Fiberglass Reinforced Plastic | Pressure | N | 2001-10-01 | N | 2001-10-01
10000156 | 1 | 2002-09-12 | Currently In Use | Diesel | 20000 | Epoxy | Double Walled Flex | Pressure | N | 1999-12-13 | N | 1999-12-13
10000156 | 2 | 2002-09-12 | Currently In Use | Gas | 10000 | Composite | Double Walled Flex | Pressure | N | 1999-12-13 | N | 1999-12-13
10000158 | 1 | 2002-06-15 | Closed In Ground | Used Oil | 300 | Concrete |  |  | N |  | N
10000158 | 2 | 2002-06-15 | Closed In Ground | Used Oil | 200 | Concrete |  |  | N |  | N
10000159 | 1 | 2002-07-01 | Currently In Use | Gas | 12000 | Composite | Fiberglass Reinforced Plastic | Pressure | N | 2002-07-16 | N | 2002-07-16
10000159 | 2 | 2002-07-01 | Currently In Use | Gas | 8000 | Composite | Fiberglass Reinforced Plastic | Pressure | N | 2002-07-01 | N | 2002-07-01
10000160 | WO1 | 2002-11-20 | Removed From Ground | Used Oil | 1000 | Unknown |  |  | N |  | N
10000161 | 1 | 2002-06-01 | Removed From Ground | Diesel | 5000 | Fiberglass |  |  | N |  | N
10000161 | 2 | 2002-06-01 | Removed From Ground | Diesel | 10000 | Fiberglass |  |  | N |  | N
10000161 | 3 | 2002-06-01 | Removed From Ground | Diesel | 10000 | Fiberglass |  |  | N |  | N
10000161 | 4 | 2002-06-01 | Removed From Ground | Diesel | 10000 | Fiberglass |  |  | N |  | N
10000161 | 5 | 2002-06-02 | Removed From Ground | Kerosene | 500 | Bare Steel |  |  | N |  | N
10000161 | 6 | 2002-06-01 | Removed From Ground | Kerosene | 1000 | Epoxy |  |  | N |  | N
10000161 | 7 | 2002-06-01 | Removed From Ground | Used Oil | 500 | Epoxy |  |  | N |  | N
10000161 | 8 | 2013-06-19 | Removed From Ground | Not Marked/Tank Removed | 980 | Bare Steel |  |  | N |  | N
10000163 | 1 | 2002-02-18 | Currently In Use | Diesel | 20000 | Fiberglass Double Walled | Double Walled Flex | Pressure | N | 2002-04-01 | N | 2002-04-01
10000166 | 1 | 1999-01-01 | Currently In Use | Diesel | 20000 | Fiberglass | Fiberglass Reinforced Plastic | Pressure | N | 1999-01-01 | N | 1999-01-01
10000166 | 2 | 1999-01-01 | Currently In Use | Diesel | 20000 | Fiberglass | Fiberglass Reinforced Plastic | Pressure | N | 1999-01-01 | N | 1999-01-01
10000166 | 3 | 1999-01-01 | Currently In Use | Diesel | 20000 | Fiberglass | Fiberglass Reinforced Plastic | Pressure | N | 1999-01-01 | N | 1999-01-01
10000166 | 4 | 1999-01-01 | Currently In Use | Gas | 20000 | Fiberglass | Fiberglass Reinforced Plastic | Pressure | N | 1999-01-01 | N | 1999-01-01
10000166 | 5 | 1999-01-01 | Currently In Use | Gas | 12000 | Fiberglass | Fiberglass Reinforced Plastic | Pressure | N | 1999-01-01 | N | 1999-01-01
10000170 | 1 | 1970-01-01 | Permanently Out Of Use | Gas | 1000 | Bare Steel | Unknown | Suction: Valve At The Tank | N |  | N
10000171 | 1 | 2002-10-01 | Currently In Use | Gas | 12000 | Composite | Double Walled Flex | Pressure | N | 2002-10-01 | N | 2002-10-01
10000171 | 2A | 2002-10-01 | Currently In Use | Gas | 4000 | Composite | Double Walled Flex | Pressure | N | 2002-10-01 | N | 2002-10-01
10000171 | 2B | 2002-10-01 | Currently In Use | Diesel | 4000 | Composite | Double Walled Flex | Pressure | N | 2002-10-01 | N | 2002-10-01
10000171 | 2C | 2002-10-01 | Currently In Use | Gas | 4000 | Composite | Double Walled Flex | Pressure | N | 2002-10-01 | N | 2002-10-01
10000172 | 1 | 2002-05-01 | Currently In Use | Gas | 20000 | Fiberglass Double Walled | Secondary Containment | Pressure | N | 2002-05-01 | N | 2002-05-01
10000172 | 2 | 2002-05-01 | Currently In Use | Gas | 20000 | Fiberglass Double Walled | Secondary Containment | Pressure | N | 2002-05-01 | N | 2002-05-01
10000172 | 3 | 2002-05-01 | Currently In Use | Gas | 12000 | Fiberglass Double Walled | Secondary Containment | Pressure | N | 2002-05-01 | N | 2002-05-01
10000172 | 4A | 2016-01-05 | Currently In Use | Diesel | 10000 | Fiberglass Double Walled | Double Walled Flex | Pressure | N | 2016-01-01 | N | 2016-01-01
10000172 | 4B | 2016-01-05 | Currently In Use | Gas | 9000 | Fiberglass Double Walled | Double Walled Flex | Pressure | N | 2016-01-01 | N | 2016-01-01
10000173 | 1 | 2002-10-23 | Permanently Out Of Use | Not Marked/Tank Removed | 550 | Bare Steel | Galvanized Steel | Suction: No Valve At The Tank | N |  | N
10000173 | 2 | 2002-10-23 | Permanently Out Of Use | Empty | 1000 | Bare Steel |  |  | N |  | N
10000174 | 1 | 2002-06-30 | Currently In Use | Gas | 12000 | Composite | Fiberglass/Double Walled | Pressure | N | 2002-07-04 | N | 2002-07-04
10000174 | 2A | 2002-06-30 | Currently In Use | Gas | 6000 | Composite | Fiberglass/Double Walled | Pressure | N | 2002-07-04 | N | 2002-07-04
10000174 | 2B | 2002-06-30 | Currently In Use | Diesel | 4000 | Composite | Fiberglass/Double Walled | Pressure | N | 2002-07-04 | N | 2002-07-04
10000174 | 2C | 2002-06-30 | Currently In Use | Diesel | 2000 | Composite | Fiberglass/Double Walled | Pressure | N | 2002-07-04 | N | 2002-07-04
10000175 | 1A | 2002-06-05 | Currently In Use | Gas | 6000 | Composite | Double Walled | Pressure | N | 2002-06-06 | N | 2002-06-06
10000175 | 1B | 2002-06-05 | Currently In Use | Diesel | 6000 | Composite | Double Walled | Pressure | N | 2002-06-06 | N | 2002-06-06
10000175 | 2 | 2002-06-05 | Currently In Use | Gas | 12000 | Composite | Double Walled | Pressure | N | 2002-06-06 | N | 2002-06-06
10000176 | 1 | 2002-07-11 | Currently In Use | Gas | 20000 | Fiberglass Double Walled | Fiberglass/Double Walled | Pressure | N | 2002-08-20 | N | 2002-08-20
10000176 | 2A | 2002-07-11 | Currently In Use | Gas | 8000 | Fiberglass Double Walled | Fiberglass/Double Walled | Pressure | N | 2002-08-20 | N | 2002-08-20
10000176 | 2B | 2002-07-11 | Currently In Use | Diesel | 8000 | Fiberglass Double Walled | Fiberglass/Double Walled | Pressure | N | 2002-08-20 | N | 2002-08-20
10000178 | 1 | 2002-08-23 | Removed From Ground | Gas | 2500 | Bare Steel | Bare Steel |  | N |  | N
10000178 | 2 | 2002-08-23 | Removed From Ground | Gas | 2500 | Bare Steel | Bare Steel |  | N |  | N
10000178 | 3 | 2002-10-07 | Removed From Ground | Gas | 4000 | Not Marked/Unknown | Bare Steel |  | N |  | N
10000178 | 4 | 2002-10-07 | Removed From Ground | Gas | 4000 | Bare Steel | Bare Steel |  | N |  | N
10000181 | 1 | 2001-01-01 | Currently In Use | Diesel | 8000 | Fiberglass | Fiberglass Reinforced Plastic | Suction: No Valve At The Tank | N | 2001-01-01 | N | 2001-01-01
10000182 | 1 | 2002-10-22 | Removed From Ground | Gas | 1000 | Bare Steel | Bare Steel | Suction: Valve At The Tank | N |  | N
10000183 | 1A | 2002-04-22 | Currently In Use | Gasohol | 20000 | Fiberglass | Fiberglass Reinforced Plastic | Pressure | N | 2002-04-20 | N | 2002-04-20
10000183 | 1B | 2002-04-22 | Currently In Use | Gasohol | 12000 | Fiberglass | Fiberglass Reinforced Plastic | Pressure | N | 2002-04-20 | N | 2002-04-20
10000186 | 1 | 2002-03-08 | Currently In Use | Gas | 12000 | Fiberglass | Fiberglass/Double Walled | Pressure | N | 2002-04-19 | N | 2002-04-19
10000186 | 2 | 2002-03-08 | Currently In Use | Gas | 10000 | Fiberglass | Fiberglass/Double Walled | Pressure | N | 2002-04-19 | N | 2002-04-19
10000186 | 3 | 2002-03-08 | Currently In Use | Diesel | 8000 | Fiberglass | Fiberglass/Double Walled | Pressure | N | 2002-04-19 | N | 2002-04-19
10000190 | 1 | 1993-01-01 | Removed From Ground | Gas |  | Bare Steel |  |  | N |  | N
10000190 | 2 | 1993-01-01 | Removed From Ground | Gas |  | Bare Steel |  |  | N |  | N
10000190 | 3 | 1993-01-01 | Removed From Ground | Gas |  | Bare Steel |  |  | N |  | N
10000191 | 1A | 2000-05-01 | Currently In Use | Gas | 8000 | Composite | Fiberglass Reinforced Plastic | Pressure | N | 2000-05-01 | N | 2000-05-01
10000191 | 1B | 2000-05-01 | Currently In Use | Gas | 4000 | Composite | Fiberglass Reinforced Plastic | Pressure | N | 2000-05-01 | N | 2000-05-01
10000192 | 1 | 2002-10-01 | Currently In Use | Gas | 12000 | Composite | Fiberglass Reinforced Plastic | Pressure | N | 2002-10-01 | N | 2002-10-01
10000192 | 2 | 2002-10-01 | Currently In Use | Gas | 10000 | Composite | Fiberglass Reinforced Plastic | Pressure | N | 2002-10-01 | N | 2002-10-01
10000192 | 3 | 2002-10-01 | Currently In Use | Gas | 6000 | Fiberglass | Fiberglass Reinforced Plastic | Pressure | N | 2002-10-01 | N | 2002-10-01
10000192 | 4 | 2002-10-01 | Currently In Use | Diesel | 6000 | Composite | Fiberglass Reinforced Plastic | Pressure | N | 2002-10-01 | N | 2002-10-01
10000195 | 1 | 2002-08-01 | Currently In Use | Gas | 2500 | Fiberglass Double Walled | Fiberglass Reinforced Plastic | Suction: No Valve At The Tank | N | 2002-08-01 | N | 2002-08-01
10000195 | 2 | 2002-08-01 | Currently In Use | Diesel | 2500 | Fiberglass Double Walled | Fiberglass Reinforced Plastic | Suction: No Valve At The Tank | N | 2002-08-01 | N | 2002-08-01
10000198 | 1 | 2002-09-13 | Removed From Ground | Gas | 1000 | Bare Steel |  |  | N |  | N
10000199 | 1 | 2002-09-17 | Removed From Ground | Gas | 1000 | Bare Steel | Bare Steel |  | N |  | N
10000199 | 2 | 2002-09-17 | Removed From Ground | Gas | 1000 | Bare Steel | Bare Steel |  | N |  | N
10000200 | 1 |  | Removed From Ground Date Unknown | Gas |  | Unknown | Unknown |  | N |  | N
10000201 | 1 | 1998-07-01 | Currently In Use | Gas | 6000 | STIP-3 | Double Walled Flex | Pressure | N | 1998-07-14 | N | 1998-07-14
10000201 | 2 | 1998-07-01 | Currently In Use | Gas | 6000 | STIP-3 | Double Walled Flex | Pressure | N | 1998-07-14 | N | 1998-07-14
10000201 | 3 | 2004-03-26 | Currently In Use | Diesel | 6000 | STIP-3 | Double Walled Flex | Pressure | N | 2004-03-26 | N | 2004-03-26
10000203 | 1 | 2002-06-06 | Currently In Use | Gas | 12000 | Fiberglass | Fiberglass/Double Walled | Pressure | N | 2002-06-06 | N | 2002-06-06
10000203 | 2 | 2002-06-06 | Currently In Use | Gas | 12000 | Fiberglass | Fiberglass/Double Walled | Pressure | N | 2002-06-06 | N | 2002-06-06
10000203 | 3 | 2002-06-06 | Currently In Use | Diesel | 12000 | Fiberglass | Fiberglass/Double Walled | Pressure | N | 2002-06-06 | N | 2002-06-06
10000204 | 1 | 2002-04-11 | Currently In Use | Gas | 12000 | Fiberglass | Fiberglass/Double Walled | Pressure | N | 2002-05-23 | N | 2002-05-23
10000204 | 2 | 2002-04-11 | Currently In Use | Diesel | 12000 | Fiberglass | Fiberglass/Double Walled | Pressure | N | 2002-05-23 | N | 2002-05-23
10000204 | 3 | 2002-04-11 | Currently In Use | Gas | 12000 | Fiberglass | Fiberglass/Double Walled | Pressure | N | 2002-05-23 | N | 2002-05-23
10000208 | 1 | 2002-11-01 | Currently In Use | Gas | 12000 | Composite | Fiberglass Reinforced Plastic | Pressure | N | 2002-11-01 | N | 2002-11-01
10000208 | 2 | 2002-11-01 | Currently In Use | Gas | 10000 | Composite | Fiberglass Reinforced Plastic | Pressure | N | 2002-11-01 | N | 2002-11-01
10000208 | 3 | 2002-11-01 | Currently In Use | Diesel | 8000 | Composite | Fiberglass/Double Walled | Pressure | N | 2002-11-01 | N | 2002-11-01
10000211 | 1 | 2002-07-17 | Currently In Use | Gas | 10000 | Fiberglass | Double Walled | Pressure | N | 2002-08-14 | N | 2002-08-14
10000211 | 2 | 2002-07-17 | Currently In Use | Gas | 12000 | Fiberglass | Double Walled | Pressure | N | 2002-08-14 | N | 2002-08-14
10000215 | 1 | 2002-12-19 | Currently In Use | Gasohol | 20000 | Double Walled | Double Walled | Pressure | N | 2002-12-19 | N | 2002-12-19
10000215 | 2 | 2002-12-19 | Currently In Use | Gasohol | 12000 | Double Walled | Double Walled | Pressure | N | 2002-12-19 | N | 2002-12-19
10000215 | 3 | 2002-12-19 | Currently In Use | Diesel | 10000 | Double Walled | Double Walled | Pressure | N | 2002-12-19 | N | 2002-12-19
10000216 | 1 | 2016-09-01 | Removed From Ground | Gas | 20000 | Fiberglass Double Walled | Fiberglass/Double Walled | Pressure | N | 2002-07-01 | N | 2002-09-01
10000216 | 2 | 2016-09-01 | Removed From Ground | Gas | 20000 | Fiberglass Double Walled | Fiberglass/Double Walled | Pressure | N | 2002-07-01 | N | 2002-09-01
10000216 | 3 | 2016-09-01 | Removed From Ground | Gas | 12000 | Fiberglass Double Walled | Fiberglass/Double Walled | Pressure | N | 2002-07-01 | N | 2002-09-01
10000219 | 1 | 2012-04-25 | Temporarily Out Of Use | Gas | 15000 | Fiberglass Double Walled | Double Walled Flex | Pressure | N | 2001-09-04 | N | 2001-09-04
10000219 | 2A | 2012-04-25 | Temporarily Out Of Use | Gas | 10000 | Fiberglass Double Walled | Double Walled Flex | Pressure | N | 2001-09-04 | N | 2001-09-04
10000219 | 2B | 2012-04-25 | Temporarily Out Of Use | Diesel | 5000 | Fiberglass Double Walled | Double Walled Flex | Pressure | N | 2001-09-04 | N | 2001-09-04
10000226 | 1 | 2002-10-08 | Removed From Ground | Not Marked/Tank Removed | 4000 | Unknown |  |  | N |  | N
10000227 | 1 | 2012-11-08 | Temporarily Out Of Use | Gas | 2500 | Fiberglass Double Walled | Fiberglass Reinforced Plastic | Suction: No Valve At The Tank | N | 2002-11-01 | N | 2002-11-01
10000228 | 1 |  | Removed From Ground Date Unknown | Gas |  | Bare Steel | Unknown |  | N |  | N
10000230 | 1 | 2002-10-15 | Currently In Use | Gas | 6000 | Cathodically Protected Steel | Fiberglass Reinforced Plastic | Pressure | N | 2002-10-15 | N | 2002-10-15
10000230 | 2 | 2002-10-15 | Currently In Use | Gas | 3000 | Cathodically Protected Steel | Fiberglass Reinforced Plastic | Pressure | N | 2002-10-15 | N | 2002-10-15
10000230 | 3 | 2002-10-15 | Currently In Use | Diesel | 3000 | Cathodically Protected Steel | Fiberglass Reinforced Plastic | Pressure | N | 2002-10-15 | N | 2002-10-15
10000231 | 1A | 2002-11-01 | Currently In Use | Gas | 12000 | Composite | Fiberglass Reinforced Plastic | Pressure | N | 2002-12-01 | N | 2002-12-01
10000231 | 1B | 2002-11-02 | Currently In Use | Gas | 8000 | Composite | Fiberglass Reinforced Plastic | Pressure | N | 2002-12-01 | N | 2002-12-01
10000231 | 2A | 2002-11-01 | Currently In Use | Diesel | 12000 | Composite | Fiberglass Reinforced Plastic | Pressure | N | 2002-12-01 | N | 2002-12-01
10000231 | 2B | 2002-11-01 | Currently In Use | Diesel | 8000 | Composite | Fiberglass Reinforced Plastic | Pressure | N | 2002-12-01 | N | 2002-12-01
10000231 | 3 | 2002-11-01 | Currently In Use | Kerosene | 1000 | Composite | Fiberglass Reinforced Plastic | Suction: No Valve At The Tank | N | 2002-12-01 | N | 2002-12-01
10000232 | 1 | 2002-12-04 | Currently In Use | Gas | 10000 | Fiberglass | Fiberglass Reinforced Plastic | Pressure | N | 2002-12-04 | N | 2002-12-04
10000232 | 2A | 2002-12-04 | Currently In Use | Gas | 3000 | Fiberglass | Fiberglass Reinforced Plastic | Pressure | N | 2002-12-04 | N | 2002-12-04
10000232 | 2B | 2002-12-04 | Currently In Use | Diesel | 3000 | Fiberglass | Fiberglass Reinforced Plastic | Pressure | N | 2002-12-04 | N | 2002-12-04
10000235 | 1A | 2002-10-02 | Currently In Use | Gas | 20000 | Fiberglass Double Walled | Fiberglass/Double Walled | Pressure | N | 2002-10-08 | N | 2002-10-07
10000235 | 1B | 2002-10-08 | Currently In Use | Gas | 8000 | Fiberglass Double Walled | Fiberglass/Double Walled | Pressure | N | 2002-10-08 | N | 2002-10-08
10000236 | 1A | 2002-09-26 | Currently In Use | Gas | 20000 | Fiberglass Double Walled | Fiberglass Reinforced Plastic | Pressure | N | 2002-09-26 | N | 2002-09-26
10000236 | 1B | 2002-09-26 | Currently In Use | Gas | 8000 | Fiberglass Double Walled | Fiberglass/Double Walled | Pressure | N | 2002-09-26 | N | 2002-09-26
10000240 | 1 | 1999-11-24 | Currently In Use | Diesel | 10000 | Epoxy | Fiberglass/Double Walled | Pressure | N | 1999-11-24 | N | 1999-11-24
10000240 | 2 | 1999-11-24 | Currently In Use | Gas | 4000 | Epoxy | Fiberglass/Double Walled | Pressure | N | 1999-11-24 | N | 1999-11-24
10000241 | 1 | 1997-10-17 | Currently In Use | Diesel | 10000 | Epoxy | Double Walled Flex | Pressure | N | 1997-10-17 | N | 1997-10-17
10000241 | 2 | 1997-10-17 | Currently In Use | Gas | 4000 | Epoxy | Double Walled Flex | Pressure | N | 1997-10-17 | N | 1997-10-17
10000244 | 1 | 2002-10-15 | Currently In Use | Gas | 3000 | Fiberglass Double Walled | Fiberglass/Double Walled | Pressure | N | 2002-10-15 | N | 2002-10-15
10000248 | 1 | 2002-06-14 | Currently In Use | Gas | 12000 | Fiberglass | Fiberglass/Double Walled | Pressure | N | 2002-06-14 | N | 2002-06-14
10000248 | 2 | 2002-06-14 | Currently In Use | Gas | 12000 | Fiberglass | Fiberglass/Double Walled | Pressure | N | 2002-06-14 | N | 2002-06-14
10000248 | 3 | 2002-06-14 | Currently In Use | Diesel | 12000 | Fiberglass | Fiberglass/Double Walled | Pressure | N | 2002-06-14 | N | 2002-06-14
10000249 | 1 | 2002-08-05 | Currently In Use | Gas | 12000 | Fiberglass | Fiberglass/Double Walled | Pressure | N | 2002-08-16 | N | 2002-08-16
10000249 | 2 | 2002-08-05 | Currently In Use | Gas | 12000 | Fiberglass | Fiberglass/Double Walled | Pressure | N | 2002-08-16 | N | 2002-08-16
10000249 | 3 | 2002-08-05 | Currently In Use | Diesel | 15000 | Fiberglass | Fiberglass/Double Walled | Pressure | N | 2002-08-16 | N | 2002-08-16
10000250 | 1 | 1999-09-01 | Currently In Use | Gas | 8000 | Fiberglass | Fiberglass/Double Walled | Pressure | N | 1999-09-01 | N | 1999-09-01
10000250 | 2 | 1999-09-01 | Currently In Use | Gas | 8000 | Fiberglass | Fiberglass/Double Walled | Pressure | N | 1999-09-01 | N | 1999-09-01
10000250 | 3 | 1999-09-01 | Currently In Use | Diesel | 6000 | Fiberglass | Fiberglass/Double Walled | Pressure | N | 1999-09-01 | N | 1999-09-01
10000251 | 1 | 2002-12-31 | Currently In Use | Gas | 12000 | Fiberglass Double Walled | Fiberglass/Double Walled | Pressure | N | 2002-12-31 | N | 2002-12-31
10000255 | 1 | 2003-01-01 | Currently In Use | Heating Oil | 12000 | Cathodically Protected Steel | Fiberglass Reinforced Plastic | Suction: Valve At The Tank | N | 2003-01-01 | N | 2003-01-01
10000256 | 1 |  | Currently In Use | Gas |  | Bare Steel |  |  | N |  | N
10000256 | 1 |  | Removed From Ground Date Unknown | Gas |  | Bare Steel |  |  | N |  | N
10000256 | 2 |  | Currently In Use | Gas |  | Bare Steel |  |  | N |  | N
10000256 | 2 |  | Removed From Ground Date Unknown | Gas |  | Bare Steel |  |  | N |  | N
10000257 | 1 | 1994-01-01 | Removed From Ground | Gas |  | Bare Steel |  |  | N |  | N
10000257 | 2 | 1994-01-01 | Removed From Ground | Gas |  | Bare Steel |  |  | N |  | N
10000259 | 1 | 2002-04-12 | Currently In Use | Gas | 8000 | STIP-3 | Single Wall Flex | Pressure | N | 2002-04-12 | N | 2002-04-12
10000261 | 1 | 2002-10-01 | Currently In Use | Gas | 12000 | Composite | Double Walled Flex | Pressure | N | 2002-10-01 | N | 2002-10-01
10000261 | 2 | 2002-10-01 | Currently In Use | Gas | 6000 | Composite | Double Walled Flex | Pressure | N | 2002-10-01 | N | 2002-10-01
10000264 | 1A | 2002-08-22 | Currently In Use | Gas | 20000 | Fiberglass Double Walled | Fiberglass/Double Walled | Pressure | N | 2002-08-29 | N | 2002-08-29
10000264 | 1B | 2002-08-22 | Currently In Use | Gas | 8000 | Fiberglass Double Walled | Fiberglass/Double Walled | Pressure | N | 2002-08-29 | N | 2002-08-29
10000265 | 1 | 2002-09-12 | Currently In Use | Gas | 20000 | Fiberglass Double Walled | Fiberglass/Double Walled | Pressure | N | 2002-09-25 | N | 2002-09-25
10000265 | 2A | 2002-09-12 | Currently In Use | Gas | 8000 | Fiberglass Double Walled | Fiberglass/Double Walled | Pressure | N | 2002-09-25 | N | 2002-09-25
10000265 | 2B | 2002-09-12 | Currently In Use | Diesel | 8000 | Fiberglass Double Walled | Fiberglass/Double Walled | Pressure | N | 2002-09-25 | N | 2002-09-25
10000269 | 1 | 2002-03-08 | Currently In Use | Diesel | 12000 | Fiberglass | Fiberglass Reinforced Plastic | Pressure | N | 2002-03-08 | N | 2002-03-08
10000273 | 1A | 2002-11-01 | Currently In Use | Gas | 11000 | Composite | Fiberglass Reinforced Plastic | Pressure | N | 2002-12-01 | N | 2002-12-01
10000273 | 2 | 2002-11-01 | Currently In Use | Gas | 4000 | Composite | Fiberglass Reinforced Plastic | Pressure | N | 2002-12-01 | N | 2002-12-01
10000274 | 1 | 2002-08-01 | Removed From Ground | Empty | 5000 | Bare Steel | Bare Steel | Gravity Fed | N |  | N
10000274 | 2 | 2002-08-01 | Removed From Ground | Empty | 5000 | Bare Steel | Bare Steel | Gravity Fed | N |  | N
10000274 | 3 | 2002-08-01 | Removed From Ground | Empty | 500 | Bare Steel | Bare Steel | Gravity Fed | N |  | N
10000274 | 4 | 2002-08-01 | Removed From Ground | Empty | 500 | STIP-3 | Bare Steel | Gravity Fed | N |  | N
10000274 | 5 | 2002-08-01 | Removed From Ground | Empty | 500 | Bare Steel | Bare Steel | Gravity Fed | N |  | N
10000275 | 1 | 2002-10-09 | Closed In Ground | Gas | 2000 | Unknown | Unknown |  | N |  | N
10000276 | T1 | 2002-10-23 | Removed From Ground | Gas | 6000 | Unknown | Unknown |  | N |  | N
10000276 | T2 | 2002-10-23 | Removed From Ground | Gas | 6000 | Unknown |  |  | N |  | N
10000276 | T3 | 2002-10-23 | Removed From Ground | Gas | 6000 | Unknown |  |  | N |  | N
10000276 | T4 | 2002-10-23 | Removed From Ground | Gas | 6000 | Unknown |  |  | N |  | N
10000276 | T5 | 2002-10-23 | Removed From Ground | Used Oil | 300 | Unknown |  |  | N |  | N
10000277 | 1 | 2003-02-07 | Removed From Ground | Diesel | 1000 | Bare Steel |  |  | N |  | N
10000279 | 1 | 2003-02-07 | Removed From Ground | Diesel | 1000 | Fiberglass | Unknown | Not Marked | N |  | N
10000280 | 1 | 2003-02-07 | Removed From Ground | Gas | 3000 | Unknown |  |  | N |  | N
10000280 | 2 | 2003-02-07 | Removed From Ground | Gas | 3000 | Unknown |  |  | N |  | N
10000281 | 1 | 2002-12-19 | Closed In Ground | Diesel | 250 | Unknown |  |  | N |  | N
10000282 | 0 |  | Removed From Ground Date Unknown | Not Marked/Tank Removed |  | Not Marked/Unknown |  |  | N |  | N
10000282 | 1 | 2014-05-20 | Removed From Ground | Not Marked/Tank Removed | 1000 | Unknown | Unknown |  | N |  | N
10000282 | 2 | 2014-05-21 | Removed From Ground | Not Marked/Tank Removed | 1000 | Unknown | Unknown |  | N |  | N
10000283 | 1 | 2002-07-24 | Removed From Ground | Not Marked/Tank Removed | 20000 | Bare Steel |  |  | N |  | N
10000286 | 1 | 2003-01-24 | Removed From Ground | Not Marked/Tank Removed | 1500 | Unknown |  |  | N |  | N
10000287 | 1 | 2004-06-02 | Currently In Use | Gas | 12000 | Fiberglass | Fiberglass Reinforced Plastic | Pressure | N | 2004-06-13 | N | 2004-06-13
10000287 | 2 | 2004-06-02 | Currently In Use | Gas | 10000 | Fiberglass | Fiberglass Reinforced Plastic | Pressure | N | 2004-06-13 | N | 2004-06-13
10000292 | 1 | 2002-06-13 | Removed From Ground | Gas | 1762 | Bare Steel | Bare Steel | Suction: Valve At The Tank | N |  | N
10000293 | 1 | 2002-10-02 | Removed From Ground | Used Oil | 500 | Bare Steel |  |  | N |  | N
10000293 | 2 | 2002-10-02 | Removed From Ground | Gas | 500 | Bare Steel |  |  | N |  | N
10000293 | 3 | 2002-10-02 | Removed From Ground | Gas | 500 | Bare Steel |  |  | N |  | N
10000294 | 1 | 2002-10-01 | Removed From Ground | Diesel | 3000 | Cathodically Protected Steel |  |  | N |  | N
10000297 | 1A | 2002-12-19 | Currently In Use | Gas | 20000 | Fiberglass Double Walled | Fiberglass/Double Walled | Pressure | N | 2003-01-23 | N | 2003-01-23
10000297 | 1B | 2002-12-12 | Currently In Use | Gas | 8000 | Fiberglass Double Walled | Fiberglass/Double Walled | Pressure | N | 2003-01-23 | N | 2003-01-23
10000298 | 1 | 2002-07-11 | Currently In Use | Gas | 12000 | Fiberglass | Fiberglass Reinforced Plastic | Pressure | N | 2002-07-15 | N | 2002-07-15
10000298 | 2 | 2002-07-11 | Currently In Use | Gas | 10000 | Fiberglass | Fiberglass Reinforced Plastic | Pressure | N | 2002-07-15 | N | 2002-07-15
10000298 | 3 | 2002-07-11 | Currently In Use | Diesel | 4000 | Fiberglass | Fiberglass Reinforced Plastic | Pressure | N | 2002-07-15 | N | 2002-07-15
10000300 | 1A | 2000-09-14 | Currently In Use | Gas | 8000 | Composite | Fiberglass Reinforced Plastic | Pressure | N | 2000-09-14 | N | 2000-09-14
10000300 | 1B | 2000-09-14 | Currently In Use | Diesel | 4000 | Composite | Fiberglass Reinforced Plastic | Pressure | N | 2000-09-14 | N | 2000-09-14
10000303 | 1A | 2002-02-15 | Currently In Use | Gas | 20000 | Fiberglass Double Walled | Fiberglass/Double Walled | Pressure | N | 2002-02-15 | N | 2002-02-15
10000303 | 1B | 2002-02-15 | Currently In Use | Gas | 8000 | Fiberglass Double Walled | Fiberglass/Double Walled | Pressure | N | 2002-02-15 | N | 2002-02-15
10000307 | 1 | 2002-04-01 | Currently In Use | Gas | 10800 | Composite | Double Walled | Pressure | N | 2002-04-01 | N | 2002-04-01
10000308 | 1 | 2002-04-21 | Currently In Use | Gas | 20000 | Fiberglass Double Walled | Secondary Containment | Pressure | N | 2002-08-01 12:00 | N | 2002-08-01 12:00
10000308 | 2 | 2002-07-21 | Currently In Use | Gas | 20000 | Fiberglass Double Walled | Secondary Containment | Pressure | N | 2002-08-01 12:00 | N | 2002-08-01 12:00
10000308 | 3 | 2002-07-21 | Currently In Use | Gas | 12000 | Fiberglass Double Walled | Secondary Containment | Pressure | N | 2002-08-01 12:00 | N | 2002-08-01 12:00
10000308 | 4A | 2016-07-15 | Currently In Use | Gas | 10000 | Fiberglass Double Walled | Double Walled Flex | Pressure | N | 2016-07-15 12:00 | N
10000308 | 4B | 2016-07-15 | Currently In Use | Diesel | 120000 | Fiberglass Double Walled | Double Walled Flex | Pressure | N | 2016-07-15 12:00 | N
10000309 | 1 | 1999-12-01 | Currently In Use | Gas | 10000 | Fiberglass Double Walled | Fiberglass/Double Walled | Pressure | N | 1999-12-01 | N | 1999-12-01
10000309 | 2 | 1999-12-01 | Currently In Use | Gas | 10000 | Fiberglass Double Walled | Fiberglass/Double Walled | Pressure | N | 1999-12-01 | N | 1999-12-01
10000311 | 1 | 2003-02-28 | Currently In Use | Gas | 15000 | Epoxy | Fiberglass Reinforced Plastic | Pressure | N | 2003-02-28 | N | 2003-02-28
10000311 | 2 | 2003-02-28 | Currently In Use | Gas | 12000 | Epoxy | Fiberglass Reinforced Plastic | Pressure | N | 2003-02-28 | N | 2003-02-28
10000311 | 3 | 2003-02-28 | Currently In Use | Diesel | 8000 | Epoxy | Fiberglass Reinforced Plastic | Pressure | N | 2003-02-28 | N | 2003-02-28
10000311 | 4A | 2003-02-28 | Currently In Use | Diesel | 6000 | Epoxy | Fiberglass Reinforced Plastic | Pressure | N | 2003-02-28 | N | 2003-02-28
10000311 | 4B | 2003-02-28 | Currently In Use | Kerosene | 4000 | Epoxy | Fiberglass Reinforced Plastic | Pressure | N | 2003-02-28 | N | 2003-02-28
10000314 | 1 | 2002-12-15 | Currently In Use | Gas | 12000 | Fiberglass | Fiberglass Reinforced Plastic | Pressure | N | 2003-03-19 | N | 2002-12-22
10000314 | 2 | 2002-12-15 | Currently In Use | Gas | 8000 | Fiberglass | Fiberglass Reinforced Plastic | Pressure | N | 2003-03-19 | N | 2002-12-22
10000314 | 3 | 2002-12-15 | Currently In Use | Diesel | 8000 | Fiberglass | Fiberglass Reinforced Plastic | Pressure | N | 2003-03-19 | N | 2002-12-22
10000314 | 4 | 2002-12-15 | Currently In Use | Kerosene | 1000 | Fiberglass | Fiberglass Reinforced Plastic | Pressure | N | 2003-03-19 | N | 2002-12-22
10000317 | 1 | 2002-08-16 | Currently In Use | Gas | 12000 | Fiberglass | Fiberglass/Double Walled | Pressure | N | 2002-10-25 | N | 2002-10-25
10000317 | 2 | 2002-10-25 | Currently In Use | Gas | 12000 | Fiberglass Double Walled | Fiberglass/Double Walled | Pressure | N | 2002-10-25 | N | 2002-10-25
10000317 | 3 | 2002-08-16 | Currently In Use | Diesel | 12000 | Fiberglass | Fiberglass/Double Walled | Pressure | N | 2002-10-25 | N | 2002-10-25
10000318 | 1 | 2001-12-01 | Currently In Use | Gas | 10000 | Fiberglass | Fiberglass/Double Walled | Pressure | N | 2003-03-01 | N | 2003-03-01
10000318 | 2 | 2001-12-01 | Currently In Use | Gas | 10000 | Fiberglass | Fiberglass/Double Walled | Pressure | N | 2003-03-01 | N | 2003-03-01
10000320 | 1A | 2003-03-25 | Currently In Use | Gas | 10000 | Epoxy | Fiberglass Reinforced Plastic | Pressure | N | 2003-03-25 | N | 2003-03-25
10000320 | 1B | 2003-03-25 | Currently In Use | Gas | 5000 | Epoxy | Fiberglass Reinforced Plastic | Pressure | N | 2003-03-25 | N | 2003-03-25
10000321 | 1 | 2002-07-16 | Currently In Use | Gas | 12000 | Composite | Double Walled Flex | Pressure | N | 2002-07-16 | N | 2002-07-16
10000321 | 2A | 2002-07-16 | Currently In Use | Gas | 8000 | Composite | Double Walled Flex | Pressure | N | 2002-07-16 | N | 2002-07-16
10000321 | 2B | 2002-07-16 | Currently In Use | Diesel | 4000 | Composite | Double Walled Flex | Pressure | N | 2002-07-16 | N | 2002-07-16
10000324 | 1A | 2010-08-11 | Removed From Ground | Gas | 4000 | Cathodically Protected Steel | Fiberglass Reinforced Plastic | Pressure | N | 2002-05-01 | N | 2002-05-01
10000324 | 1B | 2010-08-11 | Removed From Ground | Gas | 2000 | Cathodically Protected Steel | Fiberglass Reinforced Plastic | Pressure | N | 2002-05-01 | N | 2002-05-01
10000324 | 1C | 2010-08-11 | Removed From Ground | Gas | 2000 | Cathodically Protected Steel | Fiberglass Reinforced Plastic | Pressure | N | 2002-05-01 | N | 2002-05-01
10000325 | 1 | 2002-10-04 | Currently In Use | Diesel | 12000 | Fiberglass | Fiberglass/Double Walled | Pressure | N | 2002-10-16 | N | 2002-10-16
10000325 | 2 | 2002-10-04 | Currently In Use | Gas | 12000 | Fiberglass | Fiberglass/Double Walled | Pressure | N | 2002-10-16 | N | 2002-10-16
10000325 | 3 | 2002-10-04 | Currently In Use | Gas | 12000 | Fiberglass | Fiberglass/Double Walled | Pressure | N | 2002-10-16 | N | 2002-10-16
10000331 | 1 | 2003-02-01 | Currently In Use | Gas | 6000 | Composite | Double Walled/Sec. Containment | Pressure | N | 2003-02-01 | N | 2003-02-01
10000331 | 2 | 2003-02-01 | Currently In Use | Gasohol | 15000 | Composite | Double Walled/Sec. Containment | Pressure | N | 2003-02-01 | N | 2003-02-01
10000331 | 3 | 2003-02-01 | Currently In Use | Diesel | 10000 | Composite | Double Walled/Sec. Containment | Pressure | N | 2003-02-01 | N | 2003-02-01
10000334 | 1 | 2001-11-01 | Currently In Use | Diesel | 12000 | Fiberglass Double Walled | Fiberglass/Double Walled | Suction: No Valve At The Tank | N | 2001-11-01 | N | 2001-11-01
10000335 | 1 | 2002-12-18 | Removed From Ground | Not Marked/Tank Removed | 4000 | Bare Steel |  |  | N |  | N
10000335 | 2 | 2002-12-18 | Removed From Ground | Not Marked/Tank Removed | 5200 | Bare Steel |  |  | N |  | N
10000335 | 3 | 2002-12-18 | Removed From Ground | Not Marked/Tank Removed | 5200 | Bare Steel |  |  | N |  | N
10000336 | 1 | 2003-03-05 | Currently In Use | Gas | 20000 | Fiberglass Double Walled | Double Walled/Sec. Containment | Pressure | N | 2003-03-07 | N | 2003-03-07
10000336 | 2A | 2003-03-07 | Currently In Use | Gas | 8000 | Fiberglass Double Walled | Double Walled/Sec. Containment | Pressure | N | 2003-03-07 | N | 2003-03-07
10000336 | 2B | 2003-03-05 | Currently In Use | Gas | 12000 | Fiberglass Double Walled | Double Walled/Sec. Containment | Pressure | N | 2003-03-07 | N | 2003-03-07
10000337 | 1 | 2003-03-03 | Currently In Use | Gas | 20000 | Fiberglass Double Walled | Double Walled | Pressure | N | 2003-04-09 | N | 2003-04-09
10000337 | 2 | 2003-03-03 | Currently In Use | Gas | 20000 | Fiberglass Double Walled | Double Walled | Pressure | N | 2003-04-09 | N | 2003-04-09
10000338 | 1 | 1988-01-01 | Currently In Use | Diesel | 100 | STIP-3 | Galvanic | Suction: No Valve At The Tank | N | 2003-04-01 12:00 | N | 2003-04-01 12:00
10000339 | 1 | 2008-08-01 | Removed From Ground | Diesel | 4000 | STIP-3 | Galvanic | Suction: No Valve At The Tank | N |  | N
10000341 | 1 | 2003-04-14 | Removed From Ground | Diesel | 100 | Cathodically Protected Steel | Copper |  | N |  | N
10000345 | 1 | 2003-04-02 | Removed From Ground | Diesel | 3000 | Bare Steel |  |  | N |  | N
10000346 | 1 | 2003-01-09 | Currently In Use | Gas | 12000 | Fiberglass | Fiberglass/Double Walled | Pressure | N | 2003-01-09 | N | 2003-01-09
10000346 | 2 | 2003-01-09 | Currently In Use | Gas | 12000 | Fiberglass | Fiberglass/Double Walled | Pressure | N | 2003-01-09 | N | 2003-01-09
10000346 | 3 | 2003-01-09 | Currently In Use | Diesel | 15000 | Fiberglass | Fiberglass/Double Walled | Pressure | N | 2003-01-09 | N | 2003-01-09
10000347 | 1 | 2002-12-16 | Currently In Use | Gas | 12000 | Fiberglass | Fiberglass/Double Walled | Pressure | N | 2002-12-16 | N | 2002-12-16
10000347 | 2 | 2002-12-16 | Currently In Use | Gas | 12000 | Fiberglass | Fiberglass/Double Walled | Pressure | N | 2002-12-16 | N | 2002-12-16
10000347 | 3 | 2002-12-16 | Currently In Use | Diesel | 12000 | Fiberglass | Fiberglass/Double Walled | Pressure | N | 2002-12-16 | N | 2002-12-16
10000349 | 1 |  | Removed From Ground Date Unknown | Gas |  | Unknown |  |  | N |  | N
10000352 | 1 | 2003-02-27 | Currently In Use | Gas | 20000 | Fiberglass Double Walled | Fiberglass/Double Walled | Pressure | N | 2003-04-01 | N | 2003-04-01
10000352 | 2A | 2003-02-27 | Currently In Use | Gas | 8000 | Fiberglass Double Walled | Fiberglass/Double Walled | Pressure | N | 2003-04-01 | N | 2003-04-01
10000352 | 2B | 2003-02-27 | Currently In Use | Diesel | 8000 | Fiberglass Double Walled | Fiberglass/Double Walled | Pressure | N | 2003-04-01 | N | 2003-04-01
10000353 | 1 | 1991-01-01 | Currently In Use | Diesel | 5000 | Composite | Double Walled | Pressure | N | 2003-05-16 | N | 2003-05-16
10000353 | 2 | 1991-01-01 | Currently In Use | Diesel | 5000 | Composite | Double Walled | Pressure | N | 2003-05-16 | N | 2003-05-16
10000355 | 1 | 2002-09-01 | Currently In Use | Gas | 20000 | Fiberglass Double Walled | Double Walled Flex | Pressure | N | 2002-10-01 | N | 2002-10-01
10000355 | 2 | 2002-09-01 | Currently In Use | Gas | 20000 | Fiberglass Double Walled | Double Walled Flex | Pressure | N | 2002-10-01 | N | 2002-10-01
10000355 | 3 | 2002-09-01 | Currently In Use | Gas | 12000 | Fiberglass Double Walled | Double Walled Flex | Pressure | N | 2002-10-01 | N | 2002-10-01
10000355 | 4A | 2016-08-19 | Currently In Use | Diesel | 12000 | Fiberglass Double Walled | Double Walled Flex | Pressure | N | 2016-08-24 | N | 2016-08-24
10000355 | 4B | 2016-08-19 | Currently In Use | E10 | 10000 | Fiberglass Double Walled | Double Walled Flex | Pressure | N | 2016-08-24 | N | 2016-08-24
10000359 | 1 | 2003-04-29 | Removed From Ground | Gas | 2000 | Bare Steel | Bare Steel | Suction: No Valve At The Tank | N |  | N
10000359 | 2 | 2003-04-29 | Removed From Ground | Gas | 2000 | Bare Steel | Bare Steel | Suction: No Valve At The Tank | N |  | N
10000359 | 3 | 2003-04-29 | Removed From Ground | Gas | 2000 | Bare Steel | Bare Steel | Suction: No Valve At The Tank | N |  | N
10000360 | 1 | 2003-04-18 | Removed From Ground | Diesel | 8000 | Bare Steel | Bare Steel |  | N |  | N
10000360 | 2 | 2003-04-18 | Removed From Ground | Diesel | 6000 | Bare Steel | Bare Steel |  | N |  | N
10000360 | 3 | 2003-04-18 | Removed From Ground | Diesel | 1000 | Bare Steel | Bare Steel |  | N |  | N
10000360 | 4 | 2003-03-18 | Permanently Out Of Use | Used Oil |  | Bare Steel |  |  | N |  | N
10000362 | 1 | 2003-03-19 | Removed From Ground | Used Oil | 500 | Bare Steel |  |  | N |  | N
10000364 | T-1 | 2003-03-26 | Removed From Ground | Gas | 6000 | Bare Steel | Galvanized Steel |  | N |  | N
10000364 | T-2 | 2003-03-26 | Removed From Ground | Gas | 6000 | Bare Steel | Galvanized Steel |  | N |  | N
10000367 | 1 | 2003-04-14 | Removed From Ground | Diesel | 100 | Cathodically Protected Steel | Copper | Suction: No Valve At The Tank | N |  | N
10000368 | 1 |  | Removed From Ground Date Unknown | Not Marked/Tank Removed |  | Unknown |  |  | N |  | N
10000369 | 1 | 2003-07-10 | Removed From Ground | Diesel | 1000 | Unknown |  |  | N |  | N
10000373 | 1 | 2002-10-10 | Currently In Use | Gas | 12000 | Fiberglass | Fiberglass/Double Walled | Pressure | N | 2002-10-11 | N | 2002-10-11
10000373 | 2A | 2002-10-13 | Currently In Use | Gas | 6000 | Fiberglass | Fiberglass/Double Walled | Pressure | N | 2002-10-11 | N | 2002-10-11
10000373 | 2B | 2002-10-10 | Currently In Use | Diesel | 6000 | Fiberglass | Fiberglass/Double Walled | Pressure | N | 2002-10-11 | N | 2002-10-11
10000374 | 1 | 2003-01-14 | Currently In Use | Gas | 12000 | Fiberglass | Fiberglass/Double Walled | Pressure | N | 2003-01-14 | N | 2003-01-14
10000374 | 2 | 2003-01-14 | Currently In Use | Gas | 12000 | Fiberglass | Fiberglass/Double Walled | Pressure | N | 2003-01-14 | N | 2003-01-14
10000374 | 3 | 2003-01-14 | Currently In Use | Diesel | 12000 | Fiberglass | Fiberglass/Double Walled | Pressure | N | 2003-01-14 | N | 2003-01-14
10000375 | 1 | 2003-02-14 | Currently In Use | Gas | 12000 | Fiberglass | Fiberglass/Double Walled | Pressure | N | 2003-02-14 | N | 2003-02-14
10000375 | 2 | 2003-02-14 | Currently In Use | Gas | 12000 | Fiberglass | Fiberglass/Double Walled | Pressure | N | 2003-02-14 | N | 2003-02-14
10000375 | 3 | 2003-02-14 | Currently In Use | Diesel | 12000 | Fiberglass | Fiberglass/Double Walled | Pressure | N | 2003-02-14 | N | 2003-02-14
10000376 | 1 | 2003-06-26 | Removed From Ground | Gas | 5000 | Unknown | Fiberglass/Double Walled | Suction: No Valve At The Tank | N |  | N
10000377 | 1 | 2003-06-10 | Currently In Use | Diesel | 30000 | Epoxy | Fiberglass/Sec Containment | Pressure | N | 2003-06-10 | N | 2003-06-10
10000378 | 1 | 2002-12-02 | Currently In Use | Gas | 20000 | Fiberglass Double Walled | Double Walled Flex | Pressure | N | 2003-01-01 12:00 | N | 2003-01-01 12:00
10000378 | 2 | 2002-12-01 | Currently In Use | Gas | 20000 | Fiberglass Double Walled | Double Walled Flex | Pressure | N | 2003-01-01 12:00 | N | 2003-01-01 12:00
10000378 | 3 | 2002-12-01 | Currently In Use | Gas | 12000 | Fiberglass Double Walled | Double Walled Flex | Pressure | N | 2003-01-01 12:00 | N | 2003-01-01 12:00
10000378 | 4A | 2015-03-30 | Temporarily Out Of Use | Other | 10000 | Fiberglass Double Walled | Double Walled Flex |  | N | 2015-01-30 12:00 | N | 2015-01-30 12:00
10000378 | 4B | 2015-01-22 | Currently In Use | Diesel | 9500 | Fiberglass Double Walled | Double Walled Flex | Pressure | N | 2015-01-30 12:00 | N | 2015-01-30 12:00
10000379 | 1 | 2003-02-07 | Currently In Use | Gas | 12000 | Fiberglass | Fiberglass/Double Walled | Pressure | N | 2003-02-10 | N | 2003-02-10
10000379 | 2 | 2003-02-07 | Currently In Use | Gas | 12000 | Fiberglass | Fiberglass/Double Walled | Pressure | N | 2003-02-10 | N | 2003-02-10
10000379 | 3 | 2003-02-07 | Currently In Use | Diesel | 12000 | Fiberglass | Fiberglass/Double Walled | Pressure | N | 2003-02-10 | N | 2003-02-10
10000380 | 1 | 2002-01-21 | Currently In Use | Diesel | 3000 | Fiberglass Double Walled | Fiberglass/Double Walled | Suction: Valve At The Tank | N | 2003-01-23 | N | 2003-01-23
10000381 | 1 |  | Removed From Ground Date Unknown | Not Marked/Tank Removed |  | Unknown |  |  | N |  | N
10000382 | 1 | 1997-03-06 | Currently In Use | Gas | 8000 | Epoxy | Fiberglass Reinforced Plastic | Suction: Valve At The Tank | N | 1997-03-06 | N | 1997-03-06
10000382 | 2 | 1997-03-06 | Currently In Use | Gas | 4000 | Epoxy | Fiberglass Reinforced Plastic | Suction: Valve At The Tank | N | 1997-03-06 | N | 1997-03-06
10000383 | 1A | 1999-07-26 | Currently In Use | Gas | 8000 | EPOXY/DOUBLE WALLED | Fiberglass Reinforced Plastic | Suction: Valve At The Tank | N | 1999-07-26 | N | 1999-07-26
10000383 | 1B | 1999-07-26 | Currently In Use | Diesel | 6000 | EPOXY/DOUBLE WALLED | Fiberglass Reinforced Plastic | Suction: Valve At The Tank | N | 1999-07-26 | N | 1999-07-26
10000383 | 2 | 1999-07-26 | Currently In Use | Diesel | 30000 | EPOXY/DOUBLE WALLED | Fiberglass Reinforced Plastic | Suction: Valve At The Tank | N | 1999-07-26 | N | 1999-07-26
10000383 | 3 | 1999-07-26 | Currently In Use | Gas | 4000 | EPOXY/DOUBLE WALLED | Fiberglass Reinforced Plastic | Suction: Valve At The Tank | N | 1999-07-26 | N | 1999-07-26
10000386 | 1 | 2013-10-11 | Removed From Ground | Gas | 20000 | Tank Jacket/Double Walled | Double Walled Flex | Pressure | N | 2003-05-30 | N | 2003-05-30
10000386 | 2 | 2013-10-11 | Removed From Ground | Gas | 20000 | Tank Jacket/Double Walled | Double Walled Flex | Pressure | N | 2003-05-30 | N | 2003-05-30
10000387 | 1 | 1969-01-01 | Removed From Ground | Gas |  | Unknown |  |  | N |  | N
10000388 | 1 | 2003-05-27 | Removed From Ground | Gas | 6000 | Bare Steel | Bare Steel | Not Marked | N |  | N
10000388 | 2 | 2003-05-27 | Removed From Ground | Gas | 6000 | Bare Steel | Bare Steel |  | N |  | N
10000388 | 3 | 2003-05-27 | Removed From Ground | Gas | 6000 | Bare Steel | Bare Steel |  | N |  | N
10000388 | 4 | 2003-05-27 | Removed From Ground | Diesel | 8000 | Bare Steel | Bare Steel |  | N |  | N
10000390 | 1 | 2004-04-27 | Removed From Ground | Diesel | 300 | Unknown | Unknown |  | N |  | N
10000391 | 1 | 2003-07-23 | Closed In Ground | Diesel | 300 | Unknown | Unknown |  | N |  | N
10000392 | 1 | 2004-04-27 | Removed From Ground | Diesel | 300 | Unknown | Unknown |  | N |  | N
10000393 | 1 | 2004-01-15 | Removed From Ground | Diesel | 300 | Unknown | Unknown |  | N |  | N
10000394 | 1 | 2003-05-01 | Currently In Use | Diesel | 12000 | Fiberglass Double Walled | Fiberglass/Double Walled | Pressure | N | 2003-06-01 | N | 2003-06-01
10000396 | 1 | 2003-05-01 | Removed From Ground | Gas | 1000 | Bare Steel | Bare Steel |  | N |  | N
10000396 | 2 | 2003-05-01 | Removed From Ground | Gas | 1000 | Bare Steel | Bare Steel |  | N |  | N
10000397 | 1 | 2002-11-08 | Currently In Use | Gas | 12000 | Composite | Fiberglass Reinforced Plastic | Pressure | N | 2002-11-11 | N | 2002-11-11
10000397 | 2 | 2002-11-08 | Currently In Use | Gas | 4000 | Composite | Fiberglass Reinforced Plastic | Pressure | N | 2002-11-11 | N | 2002-11-11
10000397 | 3 | 2002-11-11 | Currently In Use | Diesel | 4000 | Composite | Fiberglass Reinforced Plastic | Pressure | N | 2002-11-11 | N | 2002-11-11
10000398 | 1 | 2003-01-01 | Currently In Use | Gas | 12000 | Epoxy | Fiberglass Reinforced Plastic | Pressure | N | 2003-01-01 | N | 2003-01-01
10000398 | 2 | 2003-01-01 | Currently In Use | Gas | 10000 | Epoxy | Fiberglass Reinforced Plastic | Pressure | N | 2003-01-01 | N | 2003-01-01
10000398 | 3 | 2003-01-01 | Currently In Use | Diesel | 6000 | Epoxy | Fiberglass Reinforced Plastic | Pressure | N | 2003-01-01 | N | 2003-01-01
10000399 | 1 | 2007-10-22 | Temporarily Out Of Use | Gas | 6000 | Cathodically Protected Steel | Fiberglass Reinforced Plastic | Suction: No Valve At The Tank | N | 1997-01-01 12:00 | Y | 1997-01-01 12:00
10000399 | 2 | 2007-10-22 | Temporarily Out Of Use | Diesel | 6000 | Cathodically Protected Steel | Fiberglass Reinforced Plastic | Suction: No Valve At The Tank | N | 1997-01-01 12:00 | Y | 1997-01-01 12:00
10000399 | 3 | 2007-10-22 | Temporarily Out Of Use | Gas | 3000 | Cathodically Protected Steel | Fiberglass Reinforced Plastic | Suction: No Valve At The Tank | N | 1997-01-01 12:00 | Y | 1997-01-01 12:00
10000401 | 1 | 1998-07-01 | Currently In Use | Diesel | 12000 | Fiberglass | Fiberglass Reinforced Plastic | Pressure | N | 1998-07-01 | N | 1998-07-01
10000403 | 1 | 1994-01-01 | Removed From Ground | Gas | 4000 | Unknown | Unknown |  | N |  | N
10000407 | 1A | 2003-05-01 | Currently In Use | Gas | 15000 | Composite | Fiberglass Reinforced Plastic | Pressure | N | 2003-05-01 | N | 2003-05-01
10000407 | 1B | 2003-05-01 | Currently In Use | Diesel | 5000 | Composite | Fiberglass Reinforced Plastic | Pressure | N | 2003-05-01 | N | 2003-05-01
10000407 | 2 | 2003-05-01 | Currently In Use | Gas | 10000 | Composite | Fiberglass Reinforced Plastic | Pressure | N | 2003-05-01 | N | 2003-05-01
10000409 | 1 | 2002-01-01 | Currently In Use | Gas | 10000 | Fiberglass Double Walled | Fiberglass/Double Walled | Suction: No Valve At The Tank | N | 2002-01-01 | N | 2002-01-01
10000411 | 1 | 2003-07-09 | Currently In Use | Gas | 20000 | Fiberglass Double Walled | Double Walled Flex | Pressure | N | 2003-07-31 | N | 2003-07-31
10000411 | 2 | 2003-07-09 | Currently In Use | Diesel | 12000 | Fiberglass Double Walled | Double Walled Flex | Pressure | N | 2003-07-31 | N | 2003-07-31
10000411 | 3 | 2003-07-09 | Currently In Use | Gas | 8000 | Fiberglass Double Walled | Double Walled Flex | Pressure | N | 2003-07-31 | N | 2003-07-31
10000413 | 1 | 2016-11-16 | Removed From Ground | Diesel | 2500 | Fiberglass Double Walled |  |  | N | 1994-01-01 | N | 1994-01-01
10000414 | 1 | 1986-02-01 | Currently In Use | Diesel | 550 | Fiberglass Double Walled | Double Walled Flex | Suction: No Valve At The Tank | N | 1986-02-01 | N | 1986-02-01
10000415 | 1 | 2004-03-24 | Removed From Ground | Diesel | 500 | Fiberglass Double Walled |  |  | N |  | N
10000416 | 1 | 2015-10-13 | Temporarily Out Of Use | Gas | 12000 | Fiberglass Double Walled | Double Walled Flex | Pressure | N | 1994-05-28 | N | 1994-05-28
10000417 | 1 | 2003-01-10 | Currently In Use | Gas | 10000 | Fiberglass | Fiberglass/Double Walled | Pressure | N | 2003-01-10 | N | 2003-01-10
10000417 | 2A | 2003-01-10 | Currently In Use | Gas | 7000 | Fiberglass | Fiberglass/Double Walled | Pressure | N | 2003-01-10 | N | 2003-01-10
10000417 | 2B | 2003-01-10 | Currently In Use | Diesel | 3000 | Fiberglass | Fiberglass/Double Walled | Pressure | N | 2003-01-10 | N | 2003-01-10
10000418 | 1A | 2003-06-20 | Currently In Use | Gas | 20000 | Fiberglass Double Walled | Double Walled/Sec. Containment | Pressure | N | 2003-06-25 12:00 | N | 2010-09-07 12:00
10000418 | 1B | 2003-06-20 | Currently In Use | Gas | 8000 | Fiberglass Double Walled | Fiberglass/Double Walled | Pressure | N | 2003-06-25 12:00 | N | 2010-09-07 12:00
10000418 | 2 | 2010-08-05 | Currently In Use | Diesel | 10000 | Fiberglass Double Walled | Double Walled Flex | Pressure | N | 2010-08-19 12:00 | N | 2010-09-07 12:00
10000419 | 1 | 2015-08-03 | Currently In Use | Gas | 20000 | Cathodically Protected Steel | Double Walled/Cath. Prot. | Not Marked | N | 2001-06-01 | N | 2001-06-01
10000419 | 2 | 2015-08-03 | Currently In Use | Gas | 20000 | Cathodically Protected Steel | Double Walled/Cath. Prot. | Not Marked | N | 2001-06-01 | N | 2001-06-01
10000419 | 3 | 2015-08-03 | Currently In Use | Diesel | 20000 | Cathodically Protected Steel | Double Walled/Cath. Prot. | Not Marked | N | 2001-06-01 | N | 2001-06-01
10000420 | 1 | 1992-01-01 | Removed From Ground | Gas | 2000 | Bare Steel | Bare Steel | Gravity Fed | N |  | N
10000420 | 2 | 1992-01-01 | Removed From Ground | Gas | 1000 | Bare Steel | Bare Steel | Gravity Fed | N |  | N
10000420 | 3 | 1992-01-01 | Removed From Ground | Gas | 1000 | Bare Steel | Bare Steel | Gravity Fed | N |  | N
10000426 | 1A | 2003-04-01 | Currently In Use | Gas | 10000 | Fiberglass | Fiberglass Reinforced Plastic | Pressure | N | 2003-04-01 | N | 2003-04-01
10000426 | 1B | 2003-04-01 | Currently In Use | Gas | 5000 | Fiberglass | Fiberglass Reinforced Plastic | Pressure | N | 2003-04-01 | N | 2003-04-01
10000426 | 1C | 2003-04-01 | Currently In Use | Diesel | 1000 | Fiberglass | Fiberglass Reinforced Plastic |  | N | 2003-04-01 | N | 2003-04-01
10000430 | 1 | 2015-06-22 | Removed From Ground | Gas | 2000 | STIP-3 | Fiberglass Reinforced Plastic | Suction: Valve At The Tank | N | 2003-08-29 | N | 2003-08-29
10000430 | 2 | 2015-06-22 | Removed From Ground | Diesel | 2000 | STIP-3 | Fiberglass Reinforced Plastic | Suction: Valve At The Tank | N | 2003-08-29 | N | 2003-08-29
10000432 | 1 | 2003-03-01 | Currently In Use | Diesel | 1000 | Fiberglass Double Walled | Fiberglass/Double Walled | Suction: Valve At The Tank | N | 2003-03-01 | N | 2003-03-01
10000433 | 1 | 2003-09-01 | Currently In Use | Gas | 15000 | Composite | Fiberglass/Double Walled | Pressure | N | 2003-09-01 | N | 2003-09-01
10000433 | 2 | 2003-09-01 | Currently In Use | Gas | 12000 | Fiberglass | Fiberglass/Double Walled | Pressure | N | 2003-09-01 | N | 2003-09-01
10000433 | 3 | 2003-09-01 | Currently In Use | Diesel | 8000 | Composite | Fiberglass/Double Walled | Pressure | N | 2003-09-01 | N | 2003-09-01
10000433 | 4 | 2003-09-01 | Currently In Use | Diesel | 4000 | Fiberglass | Fiberglass/Double Walled | Pressure | N | 2003-09-01 | N | 2003-09-01
10000434 | 1 | 1998-01-01 | Removed From Ground | Not Marked/Tank Removed |  | Bare Steel |  |  | N |  | N
10000435 | 1 | 2013-01-15 | Temporarily Out Of Use | Diesel | 5000 | Fiberglass Double Walled | Fiberglass/Double Walled | Suction: Valve At The Tank | N | 2002-05-01 | N | 2002-05-01
10000436 | 1 | 2003-06-13 | Removed From Ground | Gas | 4000 | Bare Steel | Bare Steel |  | N |  | N
10000436 | 2 | 2003-06-13 | Removed From Ground | Gas | 4000 | Bare Steel | Bare Steel |  | N |  | N
10000436 | 3 | 2003-06-13 | Removed From Ground | Gas | 4000 | Bare Steel | Bare Steel |  | N |  | N
10000436 | 4 | 2003-06-13 | Removed From Ground | Gas | 4000 | Bare Steel | Bare Steel |  | N |  | N
10000438 | 1 | 1990-06-01 | Removed From Ground | Gas | 1000 | Bare Steel | Bare Steel |  | N |  | N
10000438 | 2 | 1990-06-01 | Removed From Ground | Gas | 1000 | Bare Steel | Bare Steel |  | N |  | N
10000439 | 1 | 2003-05-28 | Currently In Use | Gas | 12000 | Composite | Double Walled | Pressure | N | 2003-05-28 | N | 2003-05-28
10000439 | 2 | 2003-05-28 | Currently In Use | Gas | 7000 | Composite | Double Walled | Pressure | N | 2003-05-28 | N | 2003-05-28
10000439 | 3 | 2003-05-28 | Currently In Use | Diesel | 5000 | Composite | Double Walled | Pressure | N | 2003-05-28 | N | 2003-05-28
10000440 | 1 | 2003-08-06 | Removed From Ground | Gas | 1000 | Bare Steel | Bare Steel |  | N |  | N
10000440 | 2 | 2003-08-06 | Removed From Ground | Gas | 1000 | Bare Steel | Bare Steel |  | N |  | N
10000441 | 1 | 1993-01-01 | Removed From Ground | Gas |  | Unknown | Unknown |  | N |  | N
10000441 | 2 | 1993-01-01 | Removed From Ground | Kerosene |  | Unknown | Unknown |  | N |  | N
10000441 | 3 | 1993-01-01 | Removed From Ground | Other |  | Unknown | Unknown |  | N |  | N
10000441 | 4 | 1993-01-01 | Removed From Ground | Other |  | Unknown | Unknown |  | N |  | N
10000442 | 1 | 1999-11-01 | Currently In Use | Diesel | 8000 | Composite | Fiberglass/Double Walled | Pressure | N | 1999-11-01 | N | 1999-11-01
10000442 | 2 | 1999-11-01 | Currently In Use | Gas | 8000 | Composite | Fiberglass/Double Walled | Pressure | N | 1999-11-01 | N | 1999-11-01
10000442 | 3 | 1999-11-01 | Currently In Use | Gas | 12000 | Composite | Fiberglass/Double Walled | Pressure | N | 1999-11-01 | N | 1999-11-01
10000446 | 1 | 2003-10-21 | Removed From Ground | Used Oil | 2000 | Unknown | Unknown | Gravity Fed | N |  | N
10000447 | 1 | 2004-01-02 | Closed In Ground | Gas |  | Bare Steel | Bare Steel |  | N |  | N
10000447 | 2 | 2004-01-02 | Closed In Ground | Gas |  | Bare Steel | Bare Steel |  | N |  | N
10000447 | 3 | 2004-04-15 | Removed From Ground | Not Marked/Tank Removed | 600 | Unknown |  |  | N |  | N
10000448 | 1 | 2002-12-17 | Currently In Use | Gas | 16000 | Composite | Double Walled Flex | Pressure | N | 2003-01-28 | N | 2003-01-28
10000448 | 2 | 2002-12-17 | Currently In Use | Gas | 8000 | Composite | Double Walled Flex | Pressure | N | 2002-12-17 | N | 2002-12-17
10000451 | 1 | 2016-12-13 | Currently In Use | Gas | 20000 | Composite Double Walled | Fiberglass/Double Walled | Pressure | N | 2003-08-01 | N | 2003-08-01
10000451 | 2 | 2016-12-13 | Currently In Use | Gas | 12000 | Composite Double Walled | Fiberglass/Double Walled | Pressure | N | 2003-08-01 | N | 2003-08-01
10000451 | 3 | 2016-12-13 | Currently In Use | Diesel | 12000 | Composite Double Walled | Fiberglass/Double Walled | Pressure | N | 2003-08-01 | N | 2003-08-01
10000453 | 1 | 2003-06-01 | Currently In Use | Gas | 15000 | Fiberglass | Fiberglass Reinforced Plastic | Pressure | N | 2003-06-01 | N | 2003-06-01
10000453 | 2A | 2003-06-01 | Currently In Use | Gas | 10000 | Fiberglass | Fiberglass Reinforced Plastic | Pressure | N | 2003-06-01 | N | 2003-06-01
10000453 | 2B | 2003-06-01 | Currently In Use | Diesel | 5000 | Fiberglass | Fiberglass Reinforced Plastic | Pressure | N | 2003-06-01 | N | 2003-06-01
10000454 | 1 | 2016-01-12 | Removed From Ground | Diesel | 2000 | Cathodically Protected Steel | Double Walled Flex | Suction: No Valve At The Tank | N | 2003-05-01 | N | 2003-05-01
10000455 | 1 | 1998-10-01 | Currently In Use | Diesel | 15000 | Composite | Fiberglass/Double Walled | Pressure | N | 1998-10-01 | N | 1998-10-01
10000457 | 1 |  | Removed From Ground Date Unknown | Not Marked |  | Unknown |  |  | N |  | N
10000458 | 1 | 2003-10-07 | Removed From Ground | Used Oil | 560 | Bare Steel |  |  | N |  | N
10000459 | 1 | 2003-06-01 | Currently In Use | Gas | 10000 | Fiberglass | Fiberglass Reinforced Plastic | Pressure | N | 2003-06-01 | N | 2003-06-01
10000459 | 2A | 2003-06-01 | Currently In Use | Gas | 4000 | Fiberglass | Fiberglass Reinforced Plastic | Pressure | N | 2003-06-01 | N | 2003-06-01
10000459 | 2B | 2003-06-01 | Currently In Use | Diesel | 6000 | Fiberglass | Fiberglass Reinforced Plastic | Pressure | N | 2003-06-01 | N | 2003-06-01
10000460 | 1 | 2003-05-20 | Currently In Use | Gas | 12000 | Epoxy | Fiberglass/Double Walled | Pressure | N | 2003-07-23 | N | 2003-07-23
10000460 | 2 | 2003-05-20 | Currently In Use | Gas | 12000 | Epoxy | Fiberglass/Double Walled | Pressure | N | 2003-07-23 | N | 2003-07-23
10000460 | 3 | 2003-05-20 | Currently In Use | Diesel | 12000 | Epoxy | Fiberglass/Double Walled | Pressure | N | 2003-07-23 | N | 2003-07-23
10000461 | 1 | 2003-03-01 | Currently In Use | Gas | 20000 | Fiberglass Double Walled | Single Wall Flex | Pressure | N | 2003-04-01 | N | 2003-04-01
10000461 | 2 | 2003-03-01 | Currently In Use | Gas | 20000 | Fiberglass Double Walled | Single Wall Flex | Pressure | N | 2003-04-01 | N | 2003-04-01
10000461 | 3 | 2003-03-01 | Currently In Use | Gas | 12000 | Fiberglass Double Walled | Single Wall Flex | Pressure | N | 2003-04-01 | N | 2003-04-01
10000461 | 4 | 2003-03-01 | Currently In Use | Diesel | 12000 | Fiberglass Double Walled | Fiberglass/Double Walled | Pressure | N | 2003-04-01 | N | 2003-04-01
10000461 | 5 | 2003-03-01 | Currently In Use | Diesel | 20000 | Fiberglass Double Walled | Fiberglass/Double Walled | Pressure | N | 2003-04-01 | N | 2003-04-01
10000461 | 6 | 2003-03-01 | Currently In Use | Diesel | 20000 | Fiberglass Double Walled | Fiberglass/Double Walled | Pressure | N | 2003-04-01 | N | 2003-04-01
10000461 | 7 | 2003-03-01 | Currently In Use | Diesel | 20000 | Fiberglass Double Walled | Fiberglass/Double Walled | Pressure | N | 2003-04-01 | N | 2003-04-01
10000463 | 1 | 2003-07-01 | Currently In Use | Gas | 20000 | Fiberglass Double Walled | Fiberglass/Double Walled | Pressure | N | 2003-07-18 | N | 2003-07-18
10000463 | 2 | 2003-07-01 | Currently In Use | Gas | 12000 | Fiberglass Double Walled | Fiberglass/Double Walled | Pressure | N | 2003-07-01 | N | 2003-07-01
10000463 | 3 | 2003-07-01 | Currently In Use | Diesel | 10000 | Fiberglass Double Walled | Fiberglass/Double Walled | Pressure | N | 2003-07-01 | N | 2003-07-01
10000464 | 1 | 2003-09-07 | Removed From Ground | Gas | 550 | Bare Steel |  |  | N |  | N
10000464 | 2 | 2003-09-07 | Removed From Ground | Gas | 550 | Bare Steel |  |  | N |  | N
10000465 | 1 | 2003-01-01 | Currently In Use | Gas | 15000 | Epoxy | Fiberglass Reinforced Plastic | Pressure | N | 2003-01-01 | N | 2003-01-01
10000465 | 2A | 2003-01-01 | Currently In Use | Gas | 10000 | Epoxy | Fiberglass Reinforced Plastic | Pressure | N | 2003-01-01 | N | 2003-01-01
10000465 | 2B | 2003-01-01 | Currently In Use | Diesel | 5000 | Epoxy | Fiberglass Reinforced Plastic | Pressure | N | 2003-01-01 | N | 2003-01-01
10000467 | 1 | 2003-06-03 | Currently In Use | Gas | 12000 | Fiberglass | Fiberglass/Double Walled | Pressure | N | 2003-06-03 | N | 2003-06-03
10000467 | 2 | 2003-06-03 | Currently In Use | Gas | 12000 | Fiberglass | Fiberglass/Double Walled | Pressure | N | 2003-06-03 | N | 2003-06-03
10000467 | 3 | 2003-06-03 | Currently In Use | Diesel | 15000 | Fiberglass | Fiberglass Reinforced Plastic | Pressure | N | 2003-06-03 | N | 2003-06-03
10000471 | 1 | 2003-07-10 | Currently In Use | Gas | 20000 | Composite Double Walled | Fiberglass/Double Walled | Pressure | N | 2003-07-10 | N | 2003-07-10
10000471 | 2 | 2003-07-10 | Currently In Use | Diesel | 12000 | Composite Double Walled | Fiberglass/Double Walled | Pressure | N | 2003-07-10 | N | 2003-07-10
10000471 | 3 | 2003-07-10 | Currently In Use | Gas | 12000 | Composite Double Walled | Fiberglass/Double Walled | Pressure | N | 2003-07-10 | N | 2003-07-10
10000472 | 1 | 2003-08-01 | Currently In Use | Gas | 12000 | Composite | Fiberglass/Double Walled | Pressure | N | 2003-08-01 | N | 2003-08-01
10000472 | 2 | 2003-08-01 | Currently In Use | Gas | 10000 | Composite | Fiberglass/Double Walled | Pressure | N | 2003-08-01 | N | 2003-08-01
10000474 | 1 | 2003-07-10 | Currently In Use | Gas | 20000 | Composite Double Walled | Fiberglass/Double Walled | Pressure | N | 2003-07-10 | N | 2003-07-10
10000474 | 2 | 2003-07-10 | Currently In Use | Gas | 12000 | Composite Double Walled | Fiberglass/Double Walled | Pressure | N | 2003-07-10 | N | 2003-07-10
10000474 | 3 | 2003-07-10 | Currently In Use | Diesel | 12000 | Composite Double Walled | Fiberglass/Double Walled | Pressure | N | 2003-07-10 | N | 2003-07-10
10000476 | 1 | 2003-07-15 | Currently In Use | Gas | 20000 | Composite Double Walled | Fiberglass/Double Walled | Pressure | N | 2003-07-15 | N | 2003-07-15
10000476 | 2 | 2003-07-15 | Currently In Use | Gas | 12000 | Composite Double Walled | Fiberglass/Double Walled | Pressure | N | 2003-07-15 | N | 2003-07-15
10000476 | 3 | 2003-07-15 | Currently In Use | Diesel | 12000 | Composite Double Walled | Fiberglass/Double Walled | Pressure | N | 2003-07-15 | N | 2003-07-15
10000478 | 1 | 2003-09-01 | Currently In Use | Gas | 12000 | Composite | Fiberglass Reinforced Plastic | Pressure | N | 2003-10-01 | N | 2003-10-01
10000478 | 2 | 2003-09-01 | Currently In Use | Gas | 4000 | Composite | Fiberglass Reinforced Plastic | Pressure | N | 2003-10-01 | N | 2003-10-01
10000478 | 3 | 2004-12-01 | Currently In Use | Diesel | 3000 | Composite | Fiberglass Reinforced Plastic | Pressure | N | 2004-12-01 | N | 2004-12-01
10000479 | 1 | 1994-01-01 | Removed From Ground | Gas | 8000 | Bare Steel | Bare Steel |  | N |  | N
10000479 | 2 | 1994-01-01 | Removed From Ground | Gas | 8000 | Bare Steel | Bare Steel |  | N |  | N
10000479 | 3A | 2000-01-01 | Currently In Use | Gas | 4000 | Composite | Fiberglass Reinforced Plastic | Pressure | N | 2000-01-01 | N | 2000-01-01
10000479 | 3B | 2000-01-01 | Currently In Use | Gas | 8000 | Composite | Fiberglass Reinforced Plastic | Pressure | N | 2000-01-01 | N | 2000-01-01
10000484 | 1 | 2003-09-16 | Removed From Ground | Used Oil | 300 | Unknown |  |  | N |  | N
10000487 | 1 | 2001-08-27 | Removed From Ground | Empty | 5000 | Bare Steel |  |  | N |  | N
10000487 | 2 | 2001-08-27 | Removed From Ground | Empty | 1000 | Bare Steel |  |  | N |  | N
10000487 | 3 | 2001-08-27 | Removed From Ground | Empty | 1000 | Bare Steel |  |  | N |  | N
10000488 | 1 | 2003-12-01 | Removed From Ground | Gas |  | Unknown |  |  | N |  | N
10000488 | 2 | 2003-12-01 | Removed From Ground | Gas |  | Unknown |  |  | N |  | N
10000489 | 1 | 2003-03-01 | Currently In Use | Gas | 12000 | Composite | Double Walled | Pressure | N | 2003-03-01 | N | 2003-03-01
10000489 | 2 | 2003-03-01 | Currently In Use | Gas | 12000 | Composite | Double Walled | Pressure | N | 2003-03-01 | N | 2003-03-01
10000489 | 3 | 2003-03-01 | Currently In Use | Diesel | 12000 | Composite | Double Walled | Pressure | N | 2003-03-01 | N | 2003-03-01
10000494 | 1 | 2003-02-02 | Currently In Use | Gas | 12000 | EPOXY/DOUBLE WALLED | Double Walled | Pressure | N | 2003-02-01 | N | 2003-02-01
10000494 | 2A | 2003-02-02 | Currently In Use | Gas | 8000 | Epoxy | Double Walled | Pressure | N | 2003-02-01 | N | 2003-02-01
10000494 | 2B | 2003-02-02 | Currently In Use | Diesel | 4000 | Epoxy | Double Walled | Pressure | N | 2003-02-01 | N | 2003-02-01
10000495 | 1A | 2003-09-02 | Currently In Use | Gas | 20000 | Fiberglass Double Walled | Double Walled/Sec. Containment | Pressure | N | 2003-09-05 | N | 2003-09-05
10000495 | 1B | 2003-09-02 | Currently In Use | Gas | 8000 | Fiberglass Double Walled | Fiberglass/Double Walled | Pressure | N | 2003-09-05 | N | 2003-09-05
10000495 | 2 | 2012-07-11 | Currently In Use | Diesel | 10000 | Fiberglass Double Walled | Double Walled Flex | Pressure | N | 2012-08-08 | N | 2012-08-08
10000496 | 1 | 2003-09-05 | Currently In Use | Gasohol | 20000 | Fiberglass Double Walled | Fiberglass/Double Walled | Pressure | N | 2003-09-09 | N | 2003-09-09
10000496 | 2A | 2003-09-05 | Currently In Use | Gasohol | 8000 | Fiberglass Double Walled | Fiberglass/Double Walled | Pressure | N | 2003-09-09 | N | 2003-09-09
10000496 | 2B | 2003-09-05 | Currently In Use | Diesel | 8000 | Fiberglass Double Walled | Fiberglass/Double Walled | Pressure | N | 2003-09-09 | N | 2003-09-09
10000497 | 1 | 1986-01-01 | Currently In Use | Diesel | 550 | Bare Steel | Impressed Current | Suction: No Valve At The Tank | N | 2003-08-21 | N | 2003-08-21
10000498 | 1A | 2014-08-27 | Temporarily Out Of Use | Gas | 8000 | Composite | Fiberglass Reinforced Plastic | Pressure | N | 2003-10-15 | N | 2003-10-15
10000498 | 1B | 2014-08-27 | Temporarily Out Of Use | Gas | 4000 | Composite | Fiberglass Reinforced Plastic | Pressure | N | 2003-10-15 | N | 2003-10-15
10000500 | 1 | 2003-08-01 | Currently In Use | Gas | 12000 | Fiberglass | Fiberglass/Double Walled | Pressure | N | 2003-10-28 | N | 2003-10-28
10000500 | 2 | 2003-08-01 | Currently In Use | Gas | 12000 | Fiberglass | Fiberglass/Double Walled | Pressure | N | 2003-10-28 | N | 2003-10-28
10000500 | 3 | 2003-08-01 | Currently In Use | Diesel | 12000 | Fiberglass | Fiberglass/Double Walled | Pressure | N | 2003-10-28 | N | 2003-10-28
10000501 | 1 | 2002-05-01 | Currently In Use | Gas | 12000 | Fiberglass | Fiberglass/Double Walled | Pressure | N | 2002-05-01 | N | 2002-05-01
10000501 | 2 | 2002-05-01 | Currently In Use | Gas | 10000 | Fiberglass | Fiberglass/Double Walled | Pressure | N | 2002-05-01 | N | 2002-05-01
10000501 | 3 | 2002-05-01 | Currently In Use | Diesel | 6000 | Fiberglass | Fiberglass/Double Walled | Pressure | N | 2002-05-01 | N | 2002-05-01
10000504 | 1 | 2002-12-04 | Currently In Use | E10 | 20000 | Composite | Fiberglass Reinforced Plastic | Pressure | N | 2003-02-01 | N | 2003-02-01
10000504 | 2A | 2002-12-04 | Currently In Use | E10 | 12000 | Composite | Fiberglass Reinforced Plastic | Pressure | N | 2003-02-01 | N | 2003-02-01
10000504 | 2B | 2003-12-04 | Currently In Use | Diesel | 8000 | Composite | Fiberglass Reinforced Plastic | Pressure | N | 2003-02-01 | N | 2003-02-01
10000505 | N628074 | 2003-10-20 | Currently In Use | Gas | 12000 | Double Walled | Fiberglass/Double Walled | Pressure | N | 2003-10-20 | N | 2003-10-20
10000505 | N628075 | 2003-10-20 | Currently In Use | Diesel | 12000 | Double Walled | Fiberglass/Double Walled | Pressure | N | 2003-10-20 | N | 2003-10-20
10000506 | N628083 | 2003-12-03 | Currently In Use | Gas | 1000 | Fiberglass Double Walled | Fiberglass/Double Walled | Pressure | N | 2003-12-03 | N | 2003-12-03
10000506 | N628084 | 2003-12-03 | Currently In Use | Diesel | 1000 | Fiberglass Double Walled | Fiberglass/Double Walled | Pressure | N | 2003-12-03 | N | 2003-12-03
10000507 | N628081 | 2003-11-05 | Currently In Use | Gas | 1000 | Composite | Fiberglass/Double Walled | Pressure | N | 2003-11-20 | N | 2003-11-20
10000507 | N628082 | 2003-11-05 | Currently In Use | Diesel | 1000 | Composite | Fiberglass/Double Walled | Pressure | N | 2003-11-20 | N | 2003-11-20
10000508 | 1 | 2003-03-11 | Currently In Use | Gas | 12000 | Epoxy | Single Wall Flex | Pressure | N | 2003-03-11 | N | 2003-03-11
10000508 | 2 | 2003-03-11 | Currently In Use | Gas | 8000 | Epoxy | Single Wall Flex | Pressure | N | 2003-03-11 | N | 2003-03-11
10000509 | 1A | 2003-02-26 | Currently In Use | Gas | 20000 | Fiberglass Double Walled | Fiberglass Reinforced Plastic | Pressure | N | 2003-03-01 | N | 2003-03-01
10000509 | 1B | 2003-02-26 | Currently In Use | Gas | 8000 | Fiberglass Double Walled | Fiberglass/Double Walled | Pressure | N | 2003-03-01 | N | 2003-03-01
10000510 | 1 | 2003-08-21 | Currently In Use | Gas | 20000 | Fiberglass Double Walled | Fiberglass/Double Walled | Pressure | N | 2003-10-08 | N | 2003-10-08
10000510 | 2A | 2003-08-21 | Currently In Use | Gas | 8000 | Fiberglass Double Walled | Fiberglass/Double Walled | Pressure | N | 2003-10-08 | N | 2003-10-08
10000510 | 2B | 2003-08-21 | Currently In Use | Diesel | 8000 | Fiberglass Double Walled | Fiberglass/Double Walled | Pressure | N | 2003-10-08 | N | 2003-10-08
10000516 | 1 | 2014-06-23 | Temporarily Out Of Use | Gas | 12000 | Composite | Fiberglass Reinforced Plastic | Pressure | N | 2002-05-11 | N | 2002-05-11
10000516 | 2 | 2014-06-23 | Temporarily Out Of Use | Gas | 10000 | Composite | Fiberglass Reinforced Plastic | Pressure | N | 2002-05-11 | N | 2002-05-11
10000516 | 3 | 2014-06-23 | Temporarily Out Of Use | Diesel | 5000 | Composite | Fiberglass Reinforced Plastic | Pressure | N | 2002-05-11 | N | 2002-05-11
10000518 | 1 | 2002-12-01 | Currently In Use | Gas | 15000 | Fiberglass | Fiberglass/Double Walled | Pressure | N | 2003-01-01 | N | 2003-01-01
10000518 | 2A | 2002-12-01 | Currently In Use | Gas | 10000 | Fiberglass | Fiberglass/Double Walled | Pressure | N | 2003-12-01 | N | 2003-12-01
10000518 | 2B | 2002-12-01 | Currently In Use | Diesel | 5000 | Fiberglass | Fiberglass/Double Walled | Pressure | N | 2003-12-01 | N | 2003-12-01
10000521 | 1 | 2003-10-01 | Currently In Use | Gas | 12000 | Composite | Double Walled/Sec. Containment | Pressure | N | 2003-10-01 | N | 2003-10-01
10000521 | 2 | 2003-10-01 | Currently In Use | Gas | 4000 | Composite | Double Walled/Sec. Containment | Pressure | N | 2003-10-01 | N | 2003-10-01
10000522 | 1 | 2003-02-19 | Currently In Use | Diesel | 15000 | Epoxy | Double Walled Flex | Pressure | N | 2003-04-03 | N | 2003-04-03
10000522 | 2 | 2003-02-19 | Currently In Use | Gas | 10000 | Epoxy | Double Walled Flex | Pressure | N | 2030-04-03 | N | 2003-04-30
10000522 | 3 | 2003-02-19 | Currently In Use | Gas | 10000 | Epoxy | Double Walled Flex | Pressure | N | 2003-04-30 | N | 2003-04-30
10000524 | 1 | 2003-10-01 | Currently In Use | Diesel | 20000 | Fiberglass Double Walled | Fiberglass/Double Walled | Pressure | N | 2003-10-27 | N | 2003-10-27
10000526 | 1A | 2003-10-01 | Currently In Use | Gas | 10000 | Composite | Fiberglass Reinforced Plastic | Pressure | N | 2003-10-01 | N | 2003-10-01
10000526 | 1B | 2003-10-01 | Currently In Use | Gas | 6000 | Composite | Fiberglass Reinforced Plastic | Pressure | N | 2003-10-01 | N | 2003-10-01
10000530 | 1 | 2003-12-01 | Removed From Ground | Diesel | 1000 | Bare Steel | Bare Steel | Suction: No Valve At The Tank | N |  | N
10000532 | 1A | 2002-12-01 | Currently In Use | Gas | 12000 | Epoxy | Double Walled Flex | Pressure | N | 2002-12-01 | N | 2002-12-01
10000532 | 1B | 2002-12-01 | Currently In Use | Gas | 8000 | Epoxy | Double Walled Flex | Pressure | N | 2002-12-01 | N | 2002-12-01
10000533 | 1A | 2003-08-28 | Currently In Use | Gas | 12000 | Composite | Double Walled | Pressure | N | 2003-08-29 | N | 2003-08-29
10000533 | 1B | 2003-08-28 | Currently In Use | Gas | 8000 | Composite | Double Walled | Pressure | N | 2003-08-29 | N | 2003-08-29
10000533 | 2A | 2003-08-28 | Currently In Use | Diesel | 8000 | Composite | Double Walled | Pressure | N | 2003-08-29 | N | 2003-08-29
10000533 | 2B | 2003-08-28 | Currently In Use | Diesel | 4000 | Composite | Double Walled | Pressure | N | 2003-08-29 | N | 2003-08-29
10000533 | 3 | 2012-01-31 | Currently In Use | Kerosene | 2000 | Composite | Fiberglass Reinforced Plastic | Suction: Valve At The Tank | N | 2003-08-29 | N | 2003-08-29
10000534 | 1 | 2003-11-06 | Currently In Use | Gas | 20000 | Fiberglass Double Walled | Double Walled | Pressure | N | 2003-11-13 | N | 2003-11-13
10000534 | 2A | 2003-11-06 | Currently In Use | Diesel | 12000 | Fiberglass Double Walled | Double Walled | Pressure | N | 2003-11-13 | N | 2003-11-13
10000534 | 2B | 2003-11-06 | Currently In Use | Gas | 8000 | Fiberglass Double Walled | Double Walled | Pressure | N | 2003-11-13 | N | 2003-11-13
10000536 | 1 | 1999-04-01 | Currently In Use | Gas | 12000 | Fiberglass | Fiberglass Reinforced Plastic | Pressure | N | 1999-04-01 | N | 1999-04-01
10000536 | 2 | 1999-04-01 | Currently In Use | Gas | 6000 | Fiberglass | Fiberglass Reinforced Plastic | Pressure | N | 1999-04-01 | N | 1999-04-01
10000536 | 3 | 1999-04-01 | Currently In Use | Diesel | 4000 | Fiberglass | Fiberglass Reinforced Plastic | Pressure | N | 1999-04-01 | N | 1999-04-01
10000538 | 1 | 2003-11-12 | Currently In Use | Gas | 15000 | Composite | Double Walled | Pressure | N | 2003-11-14 | N | 2003-11-14
10000538 | 2A | 2003-11-12 | Currently In Use | Gas | 10000 | Composite | Double Walled | Pressure | N | 2003-11-14 | N | 2003-11-14
10000538 | 2B | 2003-11-12 | Currently In Use | Diesel | 5000 | Composite | Double Walled | Pressure | N | 2003-11-14 | N | 2003-11-14
10000538 | 2C | 2003-11-12 | Currently In Use | Diesel | 5000 | Composite | Double Walled | Pressure | N | 2003-11-14 | N | 2003-11-14
10000541 | 1 | 2003-10-26 | Currently In Use | Gas | 15000 | Composite | Fiberglass Reinforced Plastic | Pressure | N | 2003-10-26 | N | 2003-10-26
10000541 | 2 | 2003-10-26 | Currently In Use | Gas | 8000 | Composite | Fiberglass Reinforced Plastic | Pressure | N | 2003-10-26 | N | 2003-10-26
10000541 | 3 | 2003-10-26 | Currently In Use | Diesel | 4000 | Composite | Fiberglass Reinforced Plastic | Pressure | N | 2003-10-26 | N | 2003-10-26
10000542 | 1 | 2003-08-16 | Currently In Use | Gas | 12000 | EPOXY/DOUBLE WALLED | Fiberglass Reinforced Plastic | Pressure | N | 2003-08-16 | N | 2003-08-16
10000542 | 2 | 2003-08-16 | Currently In Use | Gas | 8000 | EPOXY/DOUBLE WALLED | Fiberglass Reinforced Plastic | Pressure | N | 2003-08-16 | N | 2003-08-16
10000542 | 3 | 2003-08-16 | Currently In Use | Diesel | 4000 | EPOXY/DOUBLE WALLED | Fiberglass Reinforced Plastic | Pressure | N | 2003-08-16 | N | 2003-08-16
10000543 | 1 | 2003-12-01 | Removed From Ground | Empty | 1000 | Bare Steel | Bare Steel |  | N |  | N
10000543 | 2 | 2003-12-01 | Removed From Ground | Empty | 1000 | Bare Steel | Bare Steel |  | N |  | N
10000543 | 3 | 2003-12-01 | Removed From Ground | Empty | 500 | Bare Steel | Bare Steel |  | N |  | N
10000545 | 1 | 2003-05-01 | Currently In Use | Gas | 15000 | Composite | Fiberglass Reinforced Plastic | Pressure | N | 2003-06-02 | N | 2003-06-02
10000545 | 2 | 2003-05-01 | Currently In Use | Gas | 10000 | Composite | Fiberglass Reinforced Plastic | Pressure | N | 2003-06-02 | N | 2003-06-02
10000545 | 3 | 2003-06-02 | Currently In Use | Diesel | 15000 | Composite | Fiberglass Reinforced Plastic | Pressure | N | 2003-06-02 | N | 2003-06-02
10000549 | 1 | 2003-10-24 | Removed From Ground | Not Marked/Tank Removed | 1000 | Bare Steel |  |  | N |  | N
10000550 | 1 | 1986-01-01 | Currently In Use | Gas | 3000 | STIP-3 | Fiberglass Reinforced Plastic | Suction: No Valve At The Tank | N | 1998-01-01 | N | 1998-01-01
10000552 | 1 | 2003-12-04 | Removed From Ground | Gas | 1000 | Bare Steel | Unknown |  | N |  | N
10000553 | 1A | 2003-12-10 | Currently In Use | Gas | 10000 | Epoxy | Fiberglass Reinforced Plastic | Pressure | N | 2003-12-10 | N | 2003-12-10
10000553 | 1B | 2003-12-10 | Currently In Use | Gas | 5000 | Epoxy | Fiberglass Reinforced Plastic | Pressure | N | 2003-12-10 | N | 2003-12-10
10000556 | 1 | 1996-11-24 | Removed From Ground | Gas |  | Unknown |  |  | N |  | N
10000556 | 2 | 1996-11-24 | Removed From Ground | Gas |  | Unknown |  |  | N |  | N
10000557 | 1 | 2002-08-01 | Currently In Use | Diesel | 8000 | Fiberglass | Fiberglass Reinforced Plastic | Suction: Valve At The Tank | N | 2002-08-01 | N | 2002-08-01
10000560 | 1 |  | Removed From Ground Date Unknown | Gas |  | Unknown |  |  | N |  | N
10000560 | 2 |  | Removed From Ground Date Unknown | Gas |  | Unknown |  |  | N |  | N
10000561 | 1 | 2003-09-04 | Removed From Ground | Not Marked | 500 | Unknown |  |  | N |  | N
10000562 | 1 | 2003-12-09 | Removed From Ground | Gas | 2000 | Unknown |  |  | N |  | N
10000562 | 2 | 2003-12-09 | Removed From Ground | Gas | 2000 | Unknown |  |  | N |  | N
10000562 | 3 | 2003-12-09 | Removed From Ground | Gas | 2000 | Unknown |  |  | N |  | N
10000562 | 4 | 2003-12-09 | Removed From Ground | Gas | 2000 | Unknown |  |  | N |  | N
10000563 | 1 | 2003-06-26 | Removed From Ground | Gas | 1000 | Bare Steel |  |  | N |  | N
10000564 | 1 |  | Removed From Ground Date Unknown | Gas | 4000 | Bare Steel |  |  | N |  | N
10000565 | 1A | 2003-10-20 | Currently In Use | Gas | 10000 | Epoxy | Double Walled | Pressure | N | 2004-11-15 | N | 2004-11-15
10000565 | 1B | 2003-10-20 | Currently In Use | Gas | 6000 | Epoxy | Double Walled | Pressure | N | 2004-11-15 | N | 2004-11-15
10000565 | 1C | 2003-10-20 | Currently In Use | Diesel | 4000 | Epoxy | Double Walled | Pressure | N | 2004-11-15 | N | 2004-11-15
10000566 | 1A | 2016-08-05 | Temporarily Out Of Use | Gas | 15334 | Composite | Secondary Containment | Pressure | N | 2003-07-16 | N | 2003-07-16
10000566 | 1B | 2016-08-05 | Temporarily Out Of Use | Gas | 6179 | Composite | Secondary Containment | Pressure | N | 2003-07-16 | N | 2003-07-16
10000567 | 1 | 2003-12-15 | Currently In Use | Gas | 15000 | Composite | Fiberglass/Double Walled | Pressure | N | 2004-01-14 | N | 2004-01-14
10000567 | 2 | 2003-12-15 | Currently In Use | Gas | 10000 | Composite | Fiberglass/Double Walled | Pressure | N | 2004-01-14 | N | 2004-01-14
10000567 | 3 | 2003-12-15 | Currently In Use | Diesel | 5000 | Composite | Fiberglass/Double Walled | Pressure | N | 2004-01-14 | N | 2004-01-14
10000568 | 1 | 2004-03-17 | Currently In Use | Gas | 20000 | Fiberglass Double Walled | Double Walled | Pressure | N | 2004-01-28 | N | 2004-01-09
10000568 | 2A | 2004-01-09 | Currently In Use | Diesel | 12000 | Fiberglass Double Walled | Double Walled | Pressure | N | 2004-01-28 | N | 2004-01-09
10000568 | 2B | 2004-01-09 | Currently In Use | Gas | 8000 | Fiberglass Double Walled | Double Walled | Pressure | N | 2004-01-28 | N | 2004-01-09
10000569 | 1 | 2004-01-22 | Currently In Use | Gas | 20000 | Fiberglass Double Walled | Double Walled Flex | Pressure | N | 2004-02-20 | N | 2004-02-20
10000569 | 2A | 2004-03-17 | Currently In Use | Diesel | 12000 | Fiberglass Double Walled | Double Walled Flex | Pressure | N | 2004-02-20 | N | 2004-02-20
10000569 | 2B | 2004-01-22 | Currently In Use | Gas | 8000 | Fiberglass Double Walled | Double Walled Flex | Pressure | N | 2004-02-20 | N | 2004-02-20
10000574 | 1 | 2012-11-08 | Temporarily Out Of Use | Gas | 2500 | Fiberglass Double Walled | Fiberglass Reinforced Plastic | Suction: No Valve At The Tank | N | 2002-01-01 | N | 2002-01-01
10000576 | 1 | 2012-11-13 | Temporarily Out Of Use | Gas | 2500 | Fiberglass Double Walled | Fiberglass Reinforced Plastic | Suction: No Valve At The Tank | N | 2002-01-01 | N | 2002-01-01
10000576 | 2 | 2012-11-13 | Temporarily Out Of Use | Diesel | 2500 | Fiberglass Double Walled | Fiberglass Reinforced Plastic | Suction: No Valve At The Tank | N | 2002-01-01 | N | 2002-01-01
10000578 | 1 | 2000-01-01 | Removed From Ground | Gas | 2500 | Unknown | Unknown |  | N |  | N
10000578 | 2 | 2000-01-01 | Removed From Ground | Gas | 2500 | Unknown | Unknown |  | N |  | N
10000578 | 3 | 2000-01-01 | Removed From Ground | Gas | 1500 | Unknown | Unknown |  | N |  | N
10000580 | 1 | 1998-12-01 | Currently In Use | Gas | 6000 | Fiberglass | Fiberglass Reinforced Plastic |  | N | 1998-09-14 12:00 | N | 1998-09-14 12:00
10000580 | 2A | 1998-12-01 | Currently In Use | Gas | 3000 | Fiberglass | Fiberglass Reinforced Plastic |  | N | 1998-09-14 12:00 | N | 1998-09-14 12:00
10000580 | 2B | 1998-12-01 | Currently In Use | Gas | 3000 | Fiberglass | Fiberglass Reinforced Plastic |  | N | 1998-09-14 12:00 | N | 1998-09-14 12:00
10000580 | 3 | 1998-12-01 | Currently In Use | Diesel | 4000 | Fiberglass | Fiberglass Reinforced Plastic |  | N | 1998-09-14 12:00 | N | 1998-09-14 12:00
10000580 | 4A | 1998-12-01 | Currently In Use | Diesel | 2000 | Fiberglass | Fiberglass Reinforced Plastic |  | N | 1998-09-14 12:00 | N | 1998-09-14 12:00
10000580 | 4B | 1998-12-01 | Currently In Use | Diesel | 2000 | Fiberglass | Fiberglass Reinforced Plastic |  | N | 1998-09-14 12:00 | N | 1998-09-14 12:00
10000582 | 1 | 2003-12-10 | Removed From Ground | Not Marked/Tank Removed | 1125 | Unknown |  |  | N |  | N
10000582 | 2 | 2003-12-10 | Removed From Ground | Not Marked/Tank Removed | 1760 | Unknown |  |  | N |  | N
10000582 | 3 | 2003-12-10 | Removed From Ground | Not Marked/Tank Removed | 1125 | Unknown |  |  | N |  | N
10000582 | 4 | 2003-12-10 | Removed From Ground | Not Marked/Tank Removed | 550 | Unknown |  |  | N |  | N
10000583 | 1 | 1992-01-01 | Removed From Ground | Gas | 2000 | Unknown |  |  | N |  | N
10000583 | 2 | 1992-01-01 | Removed From Ground | Gas | 1000 | Unknown |  |  | N |  | N
10000583 | 3 | 2003-12-01 | Removed From Ground | Gas | 6000 | Unknown |  |  | N |  | N
10000584 | 1 |  | Removed From Ground Date Unknown | Diesel | 2000 | Unknown |  |  | N |  | N
10000593 | 2 | 2004-02-13 | Removed From Ground | Diesel | 1800 | Bare Steel |  |  | N |  | N
10000593 | 3 | 2006-06-01 | Removed From Ground | Gas | 1000 | Bare Steel |  |  | N |  | N
10000593 | 4 | 2006-06-01 | Removed From Ground | Gas | 1000 | Bare Steel |  |  | N |  | N
10000593 | 5 | 2006-06-01 | Removed From Ground |  | 600 | Bare Steel |  |  | N |  | N
10000595 | 1 | 2003-12-30 | Removed From Ground | Not Marked | 500 | Unknown |  |  | N |  | N
10000595 | 2 | 2003-12-30 | Removed From Ground | Not Marked | 500 | Unknown |  |  | N |  | N
10000597 | 1 | 2003-07-30 | Removed From Ground | Gas | 560 | Bare Steel | Bare Steel | Suction: No Valve At The Tank | N |  | N
10000597 | 2 | 2003-07-30 | Removed From Ground | Gas | 560 | Bare Steel | Bare Steel | Suction: No Valve At The Tank | N |  | N
10000598 | 1 | 2004-01-01 | Currently In Use | Diesel | 20000 | Composite | Fiberglass Reinforced Plastic | Pressure | N | 2004-02-01 | N | 2004-02-01
10000598 | 2A | 2004-01-01 | Currently In Use | Gas | 10000 | Composite | Fiberglass Reinforced Plastic | Pressure | N | 2004-02-01 | N | 2004-02-01
10000598 | 2B | 2004-01-01 | Currently In Use | Diesel | 5000 | Composite | Fiberglass Reinforced Plastic | Pressure | N | 2004-02-01 | N | 2004-02-01
10000598 | 3 | 2004-01-01 | Currently In Use | Gas | 15000 | Composite | Fiberglass Reinforced Plastic | Pressure | N | 2004-02-01 | N | 2004-02-01
10000599 | 1 | 2004-01-20 | Currently In Use | Gas | 20000 | Fiberglass Double Walled | Double Walled | Pressure | N | 2004-02-20 | N | 2004-02-20
10000599 | 2A | 2004-01-20 | Currently In Use | Diesel | 12000 | Fiberglass Double Walled | Double Walled | Pressure | N | 2004-02-20 | N | 2004-02-20
10000599 | 2B | 2004-01-20 | Currently In Use | Gas | 8000 | Fiberglass Double Walled | Double Walled | Pressure | N | 2004-02-20 | N | 2004-02-20
10000602 | 1 | 2003-12-21 | Currently In Use | Gas | 12000 | Composite | Fiberglass Reinforced Plastic | Pressure | N | 2003-12-21 | N | 2003-12-21
10000602 | 2A | 2003-12-21 | Currently In Use | Gas | 8000 | Composite | Fiberglass Reinforced Plastic | Pressure | N | 2003-12-21 | N | 2003-12-21
10000602 | 2B | 2003-12-21 | Currently In Use | Diesel | 4000 | Composite | Fiberglass Reinforced Plastic | Pressure | N | 2003-12-21 | N | 2003-12-21
10000605 | 1 | 2004-03-01 | Closed In Ground | Diesel | 1000 | Bare Steel | Copper | Suction: No Valve At The Tank | N | 1980-01-01 | N | 1980-01-01
10000606 | 1 | 2003-06-30 | Currently In Use | Diesel | 12000 | Composite | Fiberglass Reinforced Plastic | Pressure | N | 2003-09-23 | N | 2003-09-23
10000606 | 2 | 2003-06-30 | Currently In Use | Gas | 10000 | Fiberglass | Fiberglass Reinforced Plastic | Pressure | N | 2003-09-23 | N | 2003-09-23
10000606 | 3 | 2003-06-30 | Currently In Use | Gas | 6000 | Composite | Fiberglass Reinforced Plastic | Pressure | N | 2003-09-23 | N | 2003-09-23
10000611 | 1 | 2004-04-23 | Currently In Use | Gas | 12000 | Epoxy | Fiberglass Reinforced Plastic | Pressure | N | 2004-04-23 | N | 2004-04-23
10000611 | 2 | 2004-04-23 | Currently In Use | Gas | 8000 | Epoxy | Fiberglass Reinforced Plastic | Pressure | N | 2004-04-23 | N | 2004-04-23
10000612 | 1 | 2004-06-07 | Removed From Ground | Gas |  | Bare Steel | Bare Steel |  | N |  | N
10000613 | 1 | 2003-07-01 | Currently In Use | Gas | 15000 | Epoxy | Fiberglass Reinforced Plastic | Pressure | N | 2003-07-01 | N | 2003-07-01
10000613 | 2 | 2003-07-01 | Currently In Use | Gas | 12000 | Epoxy | Fiberglass Reinforced Plastic | Pressure | N | 2003-07-01 | N | 2003-07-01
10000613 | 3 | 2003-07-01 | Currently In Use | Diesel | 8000 | Epoxy | Fiberglass Reinforced Plastic | Pressure | N | 2003-07-01 | N | 2003-07-01
10000617 | 1 | 2003-09-01 | Removed From Ground | Empty | 1000 | Cathodically Protected Steel | Galvanized Steel | Suction: Valve At The Tank | N |  | N
10000617 | 2 | 2003-09-01 | Removed From Ground | Empty | 1000 | Cathodically Protected Steel | Galvanized Steel | Suction: Valve At The Tank | N |  | N
10000617 | A | 1993-01-01 | Removed From Ground | Gas |  | Unknown |  |  | N |  | N
10000618 | 1 | 2004-04-21 | Currently In Use | Gas | 20000 | Composite Double Walled | Fiberglass/Double Walled | Pressure | N | 2004-04-21 | N | 2004-04-21
10000618 | 2 | 2004-04-21 | Currently In Use | Gas | 12000 | Composite Double Walled | Fiberglass/Double Walled | Pressure | N | 2004-04-21 | N | 2004-04-21
10000618 | 3 | 2004-04-21 | Currently In Use | Diesel | 12000 | Composite Double Walled | Fiberglass/Double Walled | Pressure | N | 2004-04-21 | N | 2004-04-21
10000619 | 1 | 2004-03-18 | Currently In Use | Gas | 20000 | Composite Double Walled | Fiberglass/Double Walled | Pressure | N | 2004-03-18 | N | 2004-03-18
10000619 | 2 | 2004-03-18 | Currently In Use | Diesel | 12000 | Composite Double Walled | Fiberglass/Double Walled | Pressure | N | 2004-03-18 | N | 2004-03-18
10000619 | 3 | 2004-03-18 | Currently In Use | Gas | 12000 | Composite Double Walled | Fiberglass/Double Walled | Pressure | N | 2004-03-18 | N | 2004-03-18
10000620 | 1 | 2004-04-19 | Currently In Use | Gas | 20000 | Fiberglass Double Walled | Double Walled | Pressure | N | 2004-04-28 | N | 2004-04-28
10000620 | 2A | 2004-04-19 | Currently In Use | Diesel | 12000 | Fiberglass Double Walled | Double Walled | Pressure | N | 2004-04-28 | N | 2004-04-28
10000620 | 2B | 2004-04-19 | Currently In Use | Gas | 8000 | Fiberglass Double Walled | Double Walled | Pressure | N | 2004-04-28 | N | 2004-04-28
10000621 | 1 | 2003-04-15 | Currently In Use | Gas | 8000 | Composite | Secondary Containment | Pressure | N | 2003-04-16 | N | 2003-04-16
10000621 | 2 | 2003-04-15 | Currently In Use | Gas | 4000 | Composite | Secondary Containment | Pressure | N | 2003-04-16 | N | 2003-04-16
10000622 | 1A | 2004-02-11 | Currently In Use | Gas | 12000 | EPOXY/DOUBLE WALLED | Fiberglass Reinforced Plastic | Pressure | N | 2004-02-11 | N | 2004-02-11
10000622 | 1B | 2014-02-11 | Currently In Use | Gas | 4000 | EPOXY/DOUBLE WALLED | Fiberglass/Double Walled | Pressure | N | 2004-02-11 | N | 2004-02-11
10000622 | 2A | 2004-02-11 | Currently In Use | Diesel | 8000 | Epoxy | Fiberglass/Double Walled | Pressure | N | 2004-02-11 | N | 2004-02-11
10000622 | 2B | 2004-02-11 | Currently In Use | Diesel | 4000 | Epoxy | Fiberglass/Double Walled | Pressure | N | 2004-02-11 | N | 2004-02-11
10000623 | 1 | 2004-04-01 | Currently In Use | Gas | 10000 | Epoxy | Fiberglass Reinforced Plastic | Suction: No Valve At The Tank | N | 2004-04-01 | N | 2004-04-01
10000625 | 1 | 2004-05-01 | Removed From Ground | Kerosene | 750 | Bare Steel | Bare Steel |  | N |  | N
10000626 | 1 | 2004-02-24 | Removed From Ground | Not Marked/Tank Removed | 17000 | Unknown |  |  | N |  | N
10000626 | 2 | 2004-02-24 | Removed From Ground | Not Marked/Tank Removed | 1100 | Unknown |  |  | N |  | N
10000629 | 1 | 2000-05-24 | Removed From Ground | Gas | 1000 | Unknown |  |  | N |  | N
10000629 | 2 | 2000-05-24 | Removed From Ground | Gas | 1000 | Unknown |  |  | N |  | N
10000632 | T1 | 2000-06-07 | Removed From Ground | Gas | 1000 | Bare Steel |  |  | N |  | N
10000632 | T2 | 2000-06-07 | Removed From Ground | Gas | 1000 | Bare Steel |  |  | N |  | N
10000632 | TA1 | 2000-06-07 | Removed From Ground | Gas | 550 | Bare Steel |  |  | N |  | N
10000632 | TA2 | 2000-06-07 | Removed From Ground | Gas | 550 | Bare Steel |  |  | N |  | N
10000634 | 1 | 2000-07-26 | Removed From Ground | Gas | 550 | Bare Steel |  |  | N |  | N
10000636 | 1 | 2003-03-10 | Currently In Use | Gas | 12000 | Composite | Double Walled Flex | Pressure | N | 2003-05-03 | N | 2003-05-03
10000636 | 2 | 2003-03-10 | Currently In Use | Gas | 8000 | Composite | Double Walled Flex | Pressure | N | 2003-05-03 | N | 2003-05-03
10000636 | 3 | 2003-03-10 | Currently In Use | Diesel | 4000 | Composite | Double Walled Flex | Pressure | N | 2003-05-03 | N | 2003-05-03
10000638 | 1 |  | Currently In Use | Gas | 8000 | Cathodically Protected Steel | Cathodically Protected |  | N | 2000-01-10 12:00 | N | 2000-01-10 12:00
10000638 | 2 |  | Currently In Use | Gas | 8000 | Cathodically Protected Steel | Cathodically Protected |  | N | 2000-01-10 12:00 | N | 2000-01-10 12:00
10000638 | 3 |  | Currently In Use | Gas | 8000 | Cathodically Protected Steel | Cathodically Protected |  | N | 2000-01-10 12:00 | N | 2000-01-10 12:00
10000638 | 4 |  | Currently In Use | Gas | 6000 | Cathodically Protected Steel | Cathodically Protected |  | N | 2000-01-10 12:00 | N | 2000-01-10 12:00
10000638 | 5 |  | Currently In Use | Diesel | 2000 | Cathodically Protected Steel | Cathodically Protected |  | N | 2000-01-10 12:00 | N | 2000-01-10 12:00
10000639 | 1A | 2004-04-15 | Currently In Use | Gas | 20000 | Fiberglass Double Walled | Fiberglass/Double Walled | Pressure | N | 2004-04-16 | N | 2004-04-16
10000639 | 1B | 2004-04-15 | Currently In Use | Gas | 8000 | Fiberglass Double Walled | Fiberglass/Double Walled | Pressure | N | 2004-04-16 | N | 2004-04-16
10000640 | 1A | 2004-04-27 | Currently In Use | Gas | 20000 | Fiberglass Double Walled | Fiberglass/Double Walled | Pressure | N | 2004-05-06 | N | 2004-05-06
10000640 | 1B | 2004-04-27 | Currently In Use | Gas | 8000 | Fiberglass Double Walled | Fiberglass/Double Walled | Pressure | N | 2004-05-06 | N | 2004-05-06
10000641 | 1 | 2003-09-01 | Currently In Use | Gas | 20000 | EPOXY/DOUBLE WALLED | Fiberglass/Double Walled | Pressure | N | 2003-09-01 | N | 2003-09-01
10000641 | 2 | 2003-09-01 | Currently In Use | Gas | 12000 | EPOXY/DOUBLE WALLED | Fiberglass/Double Walled | Pressure | N | 2003-09-01 | N | 2003-09-01
10000641 | 3 | 2003-09-01 | Currently In Use | Diesel | 3000 | EPOXY/DOUBLE WALLED | Fiberglass/Double Walled | Pressure | N | 2003-09-01 | N | 2003-09-01
10000641 | 4 | 2003-09-01 | Currently In Use | Kerosene | 3000 | EPOXY/DOUBLE WALLED | Fiberglass/Double Walled | Pressure | N | 2003-09-01 | N | 2003-09-01
10000642 | 1 | 2004-01-01 | Currently In Use | Gas | 20000 | Fiberglass Double Walled | Double Walled Flex | Pressure | N | 2004-01-01 | N | 2004-01-01
10000642 | 2 | 2004-01-01 | Currently In Use | Gas | 20000 | Fiberglass Double Walled | Double Walled Flex | Pressure | N | 2004-01-01 | N | 2004-01-01
10000642 | 3 | 2004-01-01 | Currently In Use | Gas | 12000 | Fiberglass Double Walled | Double Walled Flex | Pressure | N | 2004-01-01 | N | 2004-01-01
10000643 | 1 | 2004-04-25 | Currently In Use | Gasohol | 15000 | Composite | Fiberglass Reinforced Plastic | Pressure | N | 2004-04-25 | N | 2004-04-25
10000643 | 2 | 2004-04-25 | Currently In Use | Gasohol | 10000 | Composite | Fiberglass Reinforced Plastic | Pressure | N | 2004-04-25 | N | 2004-04-25
10000643 | 3A | 2004-04-25 | Currently In Use | Diesel | 15000 | Composite | Fiberglass Reinforced Plastic | Pressure | N | 2004-04-25 | N | 2004-04-25
10000643 | 3B | 2004-04-25 | Currently In Use | Diesel | 5000 | Composite | Fiberglass Reinforced Plastic | Pressure | N | 2004-04-25 | N | 2004-04-25
10000644 | 1A | 2004-05-10 | Currently In Use | Gas | 10000 | Epoxy | Double Walled | Pressure | N | 2004-05-01 | N | 2004-05-10
10000644 | 1B | 2004-05-10 | Currently In Use | Gas | 6000 | Epoxy | Double Walled | Pressure | N | 2004-05-10 | N | 2004-05-10
10000646 | 1 | 2004-02-09 | Currently In Use | Gas | 15000 | Fiberglass | Fiberglass/Double Walled | Pressure | N | 2004-04-28 | N | 2004-04-28
10000646 | 2 | 2004-02-09 | Currently In Use | Gas | 15000 | Fiberglass | Fiberglass/Double Walled | Pressure | N | 2004-04-28 | N | 2004-04-28
10000647 | 1A | 2004-03-11 | Currently In Use | Gas | 20000 | Fiberglass Double Walled | Double Walled/Sec. Containment | Pressure | N | 2004-03-18 | N | 2004-03-18
10000647 | 1B | 2004-03-11 | Currently In Use | Gas | 8000 | Fiberglass Double Walled | Fiberglass/Double Walled | Pressure | N | 2004-03-18 | N | 2004-03-18
10000649 | 1 | 2004-06-04 | Removed From Ground | Diesel | 12000 | Bare Steel | Bare Steel | Pressure | N |  | N
10000650 | 1 | 2004-04-26 | Removed From Ground | Diesel | 1000 | Bare Steel |  |  | N |  | N
10000650 | 2 | 2004-04-26 | Removed From Ground | Not Marked/Tank Removed | 1000 | Bare Steel |  |  | N |  | N
10000652 | 1 | 2004-04-01 | Removed From Ground | Not Marked/Tank Removed | 1000 | Bare Steel |  |  | N |  | N
10000654 | 1 | 2004-10-25 | Currently In Use | Gas | 8000 | STIP-3 | Cathodically Protected | Suction: Valve At The Tank | N | 2016-10-01 12:00 | N | 2012-10-25 12:00
10000654 | 2 | 2004-10-25 | Currently In Use | Gas | 3000 | STIP-3 | Cathodically Protected | Suction: Valve At The Tank | N | 2016-01-01 12:00 | N | 2012-10-25 12:00
10000654 | 3 | 2004-10-25 | Currently In Use | Diesel | 3000 | STIP-3 | Cathodically Protected | Suction: Valve At The Tank | N | 2016-10-01 12:00 | N | 2012-10-25 12:00
10000655 | 1 | 2010-07-21 | Temporarily Out Of Use | Diesel | 15000 | Fiberglass Double Walled | Double Walled Flex | Pressure | N | 2001-12-10 | N | 2001-12-10
10000656 | 1 | 2002-02-20 | Currently In Use | Gas | 10000 | Fiberglass Double Walled | Fiberglass/Double Walled | Pressure | N | 2002-03-20 | N | 2002-03-20
10000656 | 2 | 2002-02-20 | Currently In Use | Diesel | 10000 | Fiberglass Double Walled | Double Walled/Sec. Containment | Pressure | N | 2002-03-20 | N | 2002-03-20
10000656 | 3 | 2002-02-20 | Currently In Use | Gas | 10000 | Fiberglass Double Walled | Double Walled/Sec. Containment | Pressure | N | 2002-03-20 | N | 2002-03-20
10000656 | 4 | 2002-02-20 | Currently In Use | Gas | 10000 | Fiberglass Double Walled | Double Walled/Sec. Containment | Pressure | N | 2002-03-20 | N | 2002-03-20
10000657 | 1 | 2004-08-17 | Removed From Ground | Gas | 500 | Unknown |  |  | N |  | N
10000657 | 2 | 2004-08-17 | Removed From Ground | Gas | 500 | Unknown |  |  | N |  | N
10000658 | 1 | 1974-01-01 | Removed From Ground | Gas |  | Unknown | Bare Steel |  | N |  | N
10000658 | 2 | 1974-01-01 | Removed From Ground | Gas |  | Unknown | Unknown |  | N |  | N
10000659 | 1 | 1952-01-01 | Permanently Out Of Use | Gas | 5000 | Bare Steel | Bare Steel |  | N |  | N
10000660 | 9096-A | 1989-05-07 | Currently In Use | Used Oil | 500 | Composite | Fiberglass Reinforced Plastic | Gravity Fed | Y | 1989-05-07 12:00 | Y | 1989-05-07 12:00
10000660 | 9096-B | 1989-05-07 | Currently In Use | Used Oil | 500 | Composite | Fiberglass Reinforced Plastic | Gravity Fed | Y | 1989-05-07 12:00 | Y | 1989-05-07 12:00
10000661 | 1 | 2004-03-10 | Currently In Use | Gas | 12000 | Composite | Fiberglass Reinforced Plastic | Pressure | N | 2004-03-11 12:00 | N | 2004-03-11 12:00
10000661 | 2 | 2004-03-10 | Currently In Use | Diesel | 4000 | Composite | Fiberglass Reinforced Plastic | Pressure | N | 2004-03-11 12:00 | N | 2004-03-11 12:00
10000661 | 3 | 2004-03-10 | Currently In Use | Gas | 8000 | Composite | Fiberglass Reinforced Plastic | Pressure | N | 2004-03-11 12:00 | N | 2004-03-11 12:00
10000663 | 1A | 2004-04-23 | Currently In Use | Gas | 6000 | Epoxy | Fiberglass Reinforced Plastic | Pressure | Y | 2004-05-07 12:00 | N | 2004-05-07 12:00
10000663 | 1B | 2004-04-23 | Currently In Use | Gas | 6000 | Epoxy | Fiberglass Reinforced Plastic | Pressure | N | 2004-05-07 | N | 2004-05-07
10000665 | 1 | 2004-05-01 | Currently In Use | Gas | 12000 | Fiberglass Double Walled | Fiberglass Reinforced Plastic | Pressure | N | 2004-05-01 | N | 2004-05-01
10000665 | 2 | 2004-05-01 | Currently In Use | Gas | 8000 | Fiberglass Double Walled | Fiberglass Reinforced Plastic | Pressure | N | 2004-05-01 | N | 2004-05-01
10000665 | 3 | 2004-05-01 | Currently In Use | Diesel | 4000 | Fiberglass Double Walled | Fiberglass Reinforced Plastic | Pressure | N | 2004-05-01 | N | 2004-05-01
10000665 | 4 | 2004-05-01 | Currently In Use | Gas | 4000 | Fiberglass Double Walled | Fiberglass Reinforced Plastic | Suction: No Valve At The Tank | N | 2004-05-01 | N | 2004-05-01
10000665 | 5 | 2004-05-01 | Currently In Use | Diesel | 4000 | Fiberglass Double Walled | Fiberglass Reinforced Plastic | Suction: No Valve At The Tank | N | 2004-05-01 | N | 2004-05-01
10000665 | 6 | 2004-05-01 | Currently In Use | Kerosene | 2000 | Fiberglass Double Walled | Fiberglass Reinforced Plastic | Suction: No Valve At The Tank | N | 2004-05-01 | N | 2004-05-01
10000667 | 1 | 2014-08-11 | Removed From Ground | Gas | 12000 | Fiberglass | Double Walled Flex | Pressure | N | 2012-05-01 12:00 | N | 1998-01-01 12:00
10000667 | 2 | 2014-08-11 | Removed From Ground | Gas | 12000 | Fiberglass | Double Walled Flex | Pressure | N | 2012-05-01 12:00 | N | 1998-01-01 12:00
10000668 | 1 | 2004-04-22 | Currently In Use | Gas | 20000 | Fiberglass Double Walled | Double Walled Flex | Pressure | N | 2004-08-02 12:00 | N | 2004-08-02 12:00
10000668 | 2A | 2004-04-22 | Currently In Use | Diesel | 12000 | Fiberglass Double Walled | Double Walled Flex | Pressure | N | 2004-08-02 12:00 | N | 2004-08-02 12:00
10000668 | 2B | 2004-04-22 | Currently In Use | Gas | 8000 | Fiberglass Double Walled | Double Walled Flex | Pressure | N | 2004-08-02 12:00 | N | 2004-08-02 12:00
10000669 | 1 | 2004-04-07 | Removed From Ground | Gas | 6000 | Unknown |  |  | N |  | N
10000669 | 2 | 2004-04-07 | Removed From Ground | Gas | 6000 | Unknown |  |  | N |  | N
10000669 | 3 | 2004-04-07 | Removed From Ground | Gas | 6000 | Unknown |  |  | N |  | N
10000669 | 4 | 2004-04-07 | Removed From Ground | Gas | 6000 | Unknown |  |  | N |  | N
10000669 | 5 | 2004-04-07 | Removed From Ground | Gas | 6000 | Unknown |  |  | N |  | N
10000669 | P329251 | 2007-07-25 | Removed From Ground | Gas | 12000 | Fiberglass | Double Walled | Pressure | N | 2007-01-12 | N | 2007-01-12
10000669 | P329270A | 2007-07-25 | Removed From Ground | Gas | 8000 | Fiberglass | Double Walled | Pressure | N | 2007-01-12 | N | 2007-01-12
10000669 | P329270B | 2007-07-25 | Removed From Ground | Diesel | 4000 | Fiberglass | Double Walled | Pressure | N | 2007-01-12 | N | 2007-01-12
10000670 | 1 | 2004-06-04 | Removed From Ground | Gas | 1000 | Unknown |  |  | N |  | N
10000670 | 2 | 2004-06-04 | Removed From Ground | Gas | 1000 | Unknown |  |  | N |  | N
10000672 | 1 | 2004-06-01 | Removed From Ground | Kerosene | 600 | Bare Steel |  |  | N |  | N
10000673 | 1 | 2004-05-24 | Removed From Ground | Diesel | 500 | Bare Steel |  |  | N |  | N
10000674 | 1 | 1990-03-01 | Removed From Ground | Gas | 200 | Unknown |  |  | N |  | N
10000675 | 1 | 2004-01-21 | Removed From Ground | Gas | 500 | Unknown |  |  | N |  | N
10000675 | 2 | 2004-01-21 | Removed From Ground | Gas | 500 | Unknown |  |  | N |  | N
10000680 | 1 | 2004-06-13 | Currently In Use | Gas | 10000 | Composite | Fiberglass Reinforced Plastic | Pressure | N | 2003-06-01 | N | 2003-06-01
10000680 | 2A | 2004-06-13 | Currently In Use | Gas | 6000 | Composite | Fiberglass Reinforced Plastic | Pressure | N | 2003-06-01 | N | 2003-06-01
10000680 | 2B | 2003-06-13 | Currently In Use | Diesel | 4000 | Composite | Fiberglass Reinforced Plastic | Pressure | N | 2003-06-01 | N | 2003-06-01
10000681 | 1 | 1998-07-01 | Currently In Use | Diesel | 2500 | STIP-3 | Fiberglass/Double Walled | Pressure | N | 2004-07-01 | N | 1998-07-01
10000682 | 1 | 2003-10-01 | Currently In Use | Gas | 15000 | Composite | Double Walled/Sec. Containment | Pressure | N | 2003-11-01 | N | 2003-11-01
10000682 | 2A | 2003-10-01 | Currently In Use | Gas | 6000 | Composite | Double Walled/Sec. Containment | Pressure | N | 2003-11-01 | N | 2003-11-01
10000682 | 2B | 2003-10-01 | Currently In Use | Diesel | 4000 | Composite | Double Walled/Sec. Containment | Pressure | N | 2003-11-01 | N | 2003-11-01
10000683 | 1 |  | Closed In Ground Date Unknown | Not Marked | 0 | Unknown | Unknown |  | N |  | N
10000683 | 2 |  | Closed In Ground Date Unknown | Not Marked |  | Unknown | Unknown |  | N |  | N
10000686 | 1 | 2004-06-07 | Removed From Ground | Used Oil | 200 | Unknown |  |  | N |  | N
10000686 | 2 | 2004-06-07 | Removed From Ground | Used Oil | 200 | Unknown |  |  | N |  | N
10000687 | 1 | 1996-01-01 | Removed From Ground | Diesel | 2000 | Bare Steel |  |  | N |  | N
10000688 | 1 | 2004-05-18 | Removed From Ground | Used Oil | 500 | Bare Steel |  |  | N |  | N
10000691 | 1 | 2003-07-21 | Currently In Use | Gas | 12000 | Composite | Double Walled | Pressure | N | 2003-08-21 | N | 2003-08-21
10000691 | 2A | 2003-07-21 | Currently In Use | Gas | 6000 | Composite | Double Walled | Pressure | N | 2003-08-21 | N | 2003-08-21
10000691 | 2B | 2003-07-21 | Currently In Use | Diesel | 6000 | Composite | Double Walled | Pressure | N | 2003-08-21 | N | 2003-08-21
10000691 | 3 | 2003-07-21 | Currently In Use | Gas | 12000 | Composite | Double Walled | Pressure | N | 2003-07-21 | N | 2003-07-21
10000695 | 1 | 2004-05-13 | Currently In Use | Gas | 15000 | Composite Double Walled | Fiberglass/Double Walled | Pressure | N | 2004-05-13 | N | 2004-05-13
10000695 | 2 | 2004-05-13 | Currently In Use | Gas | 12000 | Composite Double Walled | Fiberglass/Double Walled | Pressure | N | 2004-05-13 | N | 2004-05-13
10000695 | 3 | 2004-05-13 | Currently In Use | Diesel | 12000 | Composite Double Walled | Fiberglass/Double Walled | Pressure | N | 2004-05-13 | N | 2004-05-13
10000696 | 1 | 2004-06-30 | Removed From Ground | Not Marked/Tank Removed | 1000 | Unknown |  |  | N |  | N
10000696 | 2 | 2004-06-30 | Removed From Ground | Not Marked/Tank Removed | 500 | Unknown |  |  | N |  | N
10000697 | 1 | 2004-06-30 | Removed From Ground | Not Marked/Tank Removed | 1000 | Unknown |  |  | N |  | N
10000697 | 2 | 2004-06-30 | Removed From Ground | Not Marked/Tank Removed | 500 | Unknown |  |  | N |  | N
10000698 | 1 | 2005-01-01 | Removed From Ground | Gas | 8000 | Bare Steel | Bare Steel | Not Marked | N | 1980-01-01 | N | 1980-01-01
10000698 | 2 | 2005-01-01 | Removed From Ground | Diesel | 2000 | Bare Steel | Bare Steel | Not Marked | N | 1980-01-01 | N | 1980-01-01
10000699 | N628126 | 2004-06-17 | Currently In Use | Gas | 12000 | Fiberglass Double Walled | Fiberglass/Double Walled | Pressure | N | 2004-07-30 | N | 2004-07-30
10000699 | N628128 | 2004-06-17 | Currently In Use | Diesel | 12000 | Fiberglass Double Walled | Fiberglass/Double Walled | Pressure | N | 2004-07-30 | N | 2004-07-30
10000700 | 1 | 2003-12-22 | Currently In Use | Gas | 12000 | Epoxy | Double Walled | Pressure | N | 2003-12-22 | N | 2003-12-22
10000700 | 2 | 2003-12-22 | Currently In Use | Gas | 12000 | Epoxy | Double Walled | Pressure | N | 2003-12-22 | N | 2003-12-22
10000702 | 1 | 1978-01-01 | Removed From Ground | Gas |  | Unknown | Unknown |  | N |  | N
10000703 | N815695 | 2004-03-25 | Currently In Use | Gas | 12000 | Fiberglass | Fiberglass/Double Walled | Pressure | N | 2004-03-29 | N | 2004-03-29
10000703 | N900183-A | 2004-03-25 | Currently In Use | Gas | 6000 | Fiberglass | Fiberglass/Double Walled | Pressure | N | 2004-03-29 | N | 2004-03-29
10000703 | N900183-B | 2004-03-25 | Currently In Use | Diesel | 6000 | Fiberglass | Fiberglass/Double Walled | Pressure | N | 2004-03-29 | N | 2004-03-29
10000705 | 1 | 2004-01-01 | Currently In Use | Diesel | 1500 | Fiberglass Double Walled | Fiberglass Reinforced Plastic | Suction: Valve At The Tank | N | 2003-08-08 | N | 2003-08-08
10000712 | 1 | 2012-03-27 | Removed From Ground | Diesel | 12000 | Composite | Double Walled Flex | Pressure | N | 2004-06-01 | N | 2004-06-01
10000717 | 1 |  | Removed From Ground Date Unknown | Not Marked/Tank Removed | 750 | Unknown |  |  | N |  | N
10000718 | 4A | 1999-12-01 | Currently In Use | Gas | 10000 | Composite | Double Walled | Pressure | N | 1999-12-01 | N | 1999-12-01
10000718 | 4B | 1999-12-01 | Currently In Use | Gas | 5000 | Composite | Double Walled | Pressure | N | 1999-12-01 | N | 1999-12-01
10000719 | 1 | 2002-03-01 | Currently In Use | Aviation Gas/AV Gas | 5000 | Composite Double Walled | Fiberglass/Double Walled | Pressure | N | 2002-03-01 | N | 2002-03-01
10000719 | 2 | 2002-03-01 | Currently In Use | Aviation Gas/AV Gas | 6000 | Composite Double Walled | Fiberglass/Double Walled | Pressure | N | 2002-03-01 | N | 2002-03-01
10000720 | 1 | 2004-05-17 | Currently In Use | Diesel | 15000 | Composite Double Walled | Fiberglass/Double Walled | Pressure | N | 2004-08-31 | N | 2004-08-31
10000721 | 1 | 2003-05-20 | Currently In Use | Gas | 12000 | Composite | Fiberglass/Double Walled | Pressure | N | 2003-06-09 | N | 2003-06-09
10000721 | 2 | 2003-05-20 | Currently In Use | Gas | 6000 | Composite | Fiberglass/Double Walled | Pressure | N | 2003-06-09 | N | 2003-06-09
10000721 | 3 | 2003-05-20 | Currently In Use | Diesel | 4000 | Composite | Fiberglass/Double Walled | Pressure | N | 2003-06-09 | N | 2003-06-09
10000724 | 1 | 2004-04-01 | Currently In Use | Gas | 20000 | Fiberglass Double Walled | Single Wall Flex | Pressure | N | 2004-04-01 12:00 | N | 2004-04-01 12:00
10000724 | 2 | 2004-03-01 | Currently In Use | Gas | 20000 | Fiberglass Double Walled | Single Wall Flex | Pressure | N | 2004-03-01 12:00 | N | 2004-03-01 12:00
10000724 | 3 | 2004-03-01 | Currently In Use | Gas | 12000 | Fiberglass Double Walled | Single Wall Flex | Pressure | N | 2004-03-01 12:00 | N | 2004-03-01 12:00
10000724 | 4A | 2014-10-24 | Temporarily Out Of Use | Other | 10000 | Fiberglass Double Walled | Double Walled Flex | Not Marked | N | 2014-11-01 12:00 | N | 2014-11-07 12:00
10000724 | 4B | 2014-10-24 | Currently In Use | Diesel | 9500 | Fiberglass Double Walled | Fiberglass/Double Walled | Pressure | N | 2014-11-01 12:00 | N | 2014-11-07 12:00
10000726 | 49778-A | 2004-04-28 | Currently In Use | Gas | 10000 | Fiberglass | Fiberglass/Double Walled | Pressure | N | 2004-05-10 | N | 2004-05-10
10000726 | 49778-B | 2004-04-28 | Currently In Use | Diesel | 5000 | Fiberglass | Fiberglass/Double Walled | Pressure | N | 2004-05-10 | N | 2004-05-10
10000726 | 49779-A | 2004-04-28 | Currently In Use | Gas | 12000 | Fiberglass | Fiberglass/Double Walled | Pressure | N | 2004-05-10 | N | 2004-05-10
10000726 | 49779-B | 2004-04-28 | Currently In Use | Kerosene | 3000 | Fiberglass | Fiberglass/Double Walled | Pressure | N | 2004-05-10 | N | 2004-05-10
10000727 | 1 | 2004-07-01 | Currently In Use | Diesel | 30000 | Composite Double Walled | Fiberglass/Double Walled | Pressure | N | 2004-08-01 | N | 2004-09-01
10000727 | 2 | 2004-07-01 | Currently In Use | Diesel | 30000 | Composite Double Walled | Fiberglass/Double Walled | Pressure | N | 2004-08-01 | N | 2004-09-01
10000727 | 3 | 2004-07-01 | Currently In Use | Gas | 20000 | Composite Double Walled | Fiberglass/Double Walled | Pressure | N | 2004-08-01 | N | 2004-09-01
10000727 | 4A | 2004-07-01 | Currently In Use | Gas | 12000 | Composite Double Walled | Fiberglass/Double Walled | Pressure | N | 2004-08-01 | N | 2004-09-01
10000727 | 4B | 2004-07-01 | Currently In Use | Diesel | 8000 | Composite Double Walled | Fiberglass/Double Walled | Pressure | N | 2004-08-01 | N | 2004-09-01
10000733 | 9177-A | 2016-06-24 | Temporarily Out Of Use | Gas | 20000 | Fiberglass Double Walled | Single Wall Flex | Pressure | N | 2004-08-01 | N | 2004-08-01
10000733 | 9177-B | 2016-06-24 | Temporarily Out Of Use | Gas | 15000 | Fiberglass Double Walled | Secondary Containment | Pressure | N | 2004-08-01 | N | 2004-08-01
10000734 | 1 | 2004-09-01 | Currently In Use | Gas | 4000 | Composite | Fiberglass Reinforced Plastic | Suction: No Valve At The Tank | N | 2004-09-01 | N | 2004-09-01
10000734 | 2 | 2004-09-01 | Currently In Use | Diesel | 2000 | Composite | Fiberglass Reinforced Plastic | Suction: No Valve At The Tank | N | 2004-09-01 | N | 2004-09-01
10000740 | 1 | 1996-08-15 | Currently In Use | Gas | 10000 | Composite | Fiberglass Reinforced Plastic | Suction: No Valve At The Tank | N | 1996-08-15 | N | 1996-08-15
10000741 | 1 | 2003-06-20 | Currently In Use | Gas | 10000 | Fiberglass Double Walled | Double Walled Flex | Pressure | N | 2003-06-21 | N | 2003-06-21
10000741 | 2 | 2003-06-21 | Currently In Use | Diesel | 12000 | Fiberglass Double Walled | Double Walled Flex | Pressure | N | 2003-06-21 | N | 2003-06-21
10000751 | 1 | 1996-10-29 | Currently In Use | Gas | 15000 | Composite | Fiberglass/Double Walled | Pressure | N | 1996-10-29 | N | 1996-10-29
10000751 | 2A | 1996-10-29 | Currently In Use | Gas | 10000 | Composite | Fiberglass/Double Walled | Pressure | N | 1996-10-29 | N | 1996-10-29
10000751 | 2B | 1996-10-29 | Currently In Use | Gas | 10000 | Composite | Fiberglass/Double Walled | Pressure | N | 1996-10-29 | N | 1996-10-29
10000752 | 1 | 2004-05-18 | Removed From Ground | Used Oil | 1000 | Bare Steel |  |  | N |  | N
10000756 | 1A | 2004-07-15 | Currently In Use | Gas | 10000 | Epoxy | Fiberglass Reinforced Plastic | Pressure | N | 2004-07-15 | N | 2004-07-15
10000756 | 1B | 2004-07-15 | Currently In Use | Gas | 6000 | Epoxy | Fiberglass Reinforced Plastic | Pressure | N | 2004-07-15 | N | 2004-07-15
10000756 | 1C | 2004-07-15 | Currently In Use | Diesel | 4000 | Epoxy | Fiberglass Reinforced Plastic | Pressure | N | 2004-07-15 | N | 2004-07-15
10000757 | 1 | 2004-07-20 | Removed From Ground | Diesel | 550 | Cathodically Protected Steel |  |  | N |  | N
10000758 | 1 | 2004-11-04 | Currently In Use | Gas | 12000 | Epoxy | Fiberglass Reinforced Plastic | Pressure | N | 2004-10-09 | N | 2004-10-09
10000758 | 2 | 2004-11-04 | Currently In Use | Gas | 8000 | Epoxy | Fiberglass Reinforced Plastic | Pressure | N | 2004-10-09 | N | 2004-10-09
10000758 | 3 | 2004-11-04 | Currently In Use | Diesel | 6000 | Epoxy | Fiberglass Reinforced Plastic | Pressure | N | 2004-10-09 | N | 2004-10-09
10000760 | 1 | 2004-09-01 | Removed From Ground | Gas | 500 | Bare Steel |  |  | N |  | N
10000760 | 2 | 2004-09-01 | Removed From Ground | Gas | 500 | Bare Steel |  |  | N |  | N
10000762 | 1A | 2004-09-16 | Currently In Use | Gas | 20000 | Fiberglass Double Walled | Double Walled | Pressure | N | 2004-09-23 | N | 2004-09-23
10000762 | 1B | 2004-09-16 | Currently In Use | Gas | 8000 | Fiberglass Double Walled | Double Walled | Pressure | N | 2004-09-23 | N | 2004-09-23
10000762 | 2 | 2011-04-08 | Currently In Use | Diesel | 10000 | Fiberglass Double Walled | Double Walled Flex | Pressure | N | 2011-03-23 | N | 2011-03-23
10000764 | 1 | 2004-08-01 | Currently In Use | Gas | 8000 | Epoxy | Fiberglass Reinforced Plastic | Pressure | N | 2004-08-01 | N | 2004-08-01
10000764 | 2 | 2004-08-01 | Currently In Use | Gas | 6000 | Epoxy | Fiberglass Reinforced Plastic | Pressure | N | 2004-08-01 | N | 2004-08-01
10000765 | 1 | 2003-12-08 | Currently In Use | Gas | 15000 | Fiberglass Double Walled | Fiberglass/Double Walled | Pressure | N | 2003-12-08 | N | 2003-12-08
10000765 | 2 | 2003-12-08 | Currently In Use | Diesel | 15000 | Fiberglass Double Walled | Fiberglass/Double Walled | Pressure | N | 2003-12-08 | N | 2003-12-08
10000766 | 1 | 2004-09-30 | Removed From Ground | Gas | 500 | Bare Steel |  |  | N |  | N
10000766 | 2 | 2004-09-30 | Removed From Ground | Gas | 500 | Bare Steel |  |  | N |  | N
10000766 | 3 | 2004-09-30 | Removed From Ground | Gas | 500 | Bare Steel |  |  | N |  | N
10000770 | T-1 | 2005-07-29 | Removed From Ground | Gas | 1000 | Unknown |  |  | N |  | N
10000770 | T-2 | 2005-07-29 | Removed From Ground | Gas | 1000 | Unknown |  |  | N |  | N
10000772 | 1 | 2004-11-13 | Currently In Use | Gas | 10000 | Epoxy | Fiberglass Reinforced Plastic | Pressure | N | 2004-11-13 | N | 2004-11-13
10000773 | 2914A | 2004-08-01 | Currently In Use | Used Oil | 1000 | Fiberglass Double Walled | Double Walled | Gravity Fed | Y | 2004-08-01 12:00 | N | 2004-08-01 12:00
10000773 | 2914B | 2004-08-01 | Currently In Use | Used Oil | 1000 | Fiberglass Double Walled | Double Walled | Gravity Fed | Y | 2004-08-01 12:00 | N | 2004-08-01 12:00
10000774 | 1 | 1984-12-01 | Removed From Ground | Not Marked |  | Unknown |  |  | N |  | N
10000779 | 1 | 1977-01-01 | Removed From Ground | Not Marked/Tank Removed |  | Unknown |  |  | N |  | N
10000780 | 1A | 2004-10-02 | Currently In Use | Gas | 20000 | Fiberglass Double Walled | Single Wall Flex | Pressure | N | 2004-10-20 | N | 2004-10-20
10000780 | 1B | 2004-10-02 | Currently In Use | Gas | 8000 | Fiberglass Double Walled | Single Wall Flex | Pressure | N | 2004-10-20 | N | 2004-10-20
10000781 | 1 |  | Removed From Ground Date Unknown | Not Marked |  | Unknown |  |  | N |  | N
10000784 | 1 | 2004-08-25 | Removed From Ground | Used Oil | 500 | Unknown |  |  | N |  | N
10000787 | 1 | 2003-03-31 | Currently In Use | Gas | 12000 | Fiberglass | Fiberglass Reinforced Plastic | Not Marked | N | 2003-03-31 | N | 2003-03-31
10000787 | 2A | 2003-03-31 | Currently In Use | Gas | 8000 | Fiberglass | Fiberglass Reinforced Plastic | Not Marked | N | 2003-03-31 | N | 2003-03-31
10000787 | 2B | 2003-03-31 | Currently In Use | Diesel | 4000 | Fiberglass | Fiberglass Reinforced Plastic | Not Marked | N | 2003-03-31 | N | 2003-03-31
10000791 | 1 | 2005-01-12 | Currently In Use | Gas | 20000 | Fiberglass Double Walled | Double Walled | Pressure | N | 2004-11-24 | N | 2004-11-24
10000791 | 2A | 2005-01-12 | Currently In Use | Diesel | 12000 | Fiberglass Double Walled | Double Walled | Pressure | N | 2004-11-24 | N | 2004-11-24
10000791 | 2B | 2005-01-12 | Currently In Use | Gas | 8000 | Fiberglass Double Walled |  |  | N | 2004-11-24 | N | 2004-11-24
10000792 | 1A | 2004-11-01 | Currently In Use | Diesel | 11000 | Composite | Fiberglass Reinforced Plastic | Pressure | N | 2004-11-01 | N | 2004-11-01
10000792 | 1B | 2004-11-01 | Currently In Use | Gas | 4000 | Composite | Fiberglass Reinforced Plastic | Pressure | N | 2004-11-01 | N | 2004-11-01
10000793 | 1A | 2004-10-15 | Currently In Use | Gas | 8000 | Composite | Fiberglass/Double Walled | Pressure | N | 2004-11-15 | N | 2004-11-15
10000793 | 1B | 2004-10-15 | Currently In Use | Gas | 4000 | Composite | Fiberglass Reinforced Plastic | Pressure | N | 2004-11-15 | N | 2004-11-15
10000793 | 2A | 2004-10-15 | Currently In Use | Diesel | 4000 | Composite | Fiberglass Reinforced Plastic | Pressure | N | 2004-11-15 | N | 2004-11-15
10000793 | 2B | 2004-10-15 | Currently In Use | Not Marked | 4000 | Composite | Fiberglass Reinforced Plastic | Pressure | N | 2004-11-15 | N | 2004-11-15
10000793 | 2C | 2004-10-15 | Currently In Use | Kerosene | 4000 | Composite | Fiberglass Reinforced Plastic | Pressure | N | 2004-11-15 | N | 2004-11-15
10000795 | 1 | 1983-01-01 | Closed In Ground | Gas | 4000 | Bare Steel |  |  | N |  | N
10000795 | 2 | 1983-01-01 | Closed In Ground | Gas | 4000 | Bare Steel |  |  | N |  | N
10000795 | 3 | 1983-01-01 | Closed In Ground | Gas | 4000 | Bare Steel |  |  | N |  | N
10000795 | 4 | 1983-01-01 | Closed In Ground | Gas | 4000 | Bare Steel |  |  | N |  | N
10000795 | 5 | 2005-01-01 | Currently In Use | Gas | 12000 | Composite | Fiberglass Reinforced Plastic | Pressure | N | 2005-01-01 | N | 2005-01-01
10000795 | 6A | 2005-01-01 | Currently In Use | Gas | 4000 | Composite | Fiberglass Reinforced Plastic | Pressure | N | 2005-01-01 | N | 2005-01-01
10000795 | 6B | 2005-01-01 | Currently In Use | Diesel | 4000 | Composite | Fiberglass Reinforced Plastic | Pressure | N | 2005-01-01 | N | 2005-01-01
10000797 | 1 | 2004-12-01 | Removed From Ground | Gas |  | Bare Steel |  |  | N |  | N
10000798 | 1 | 2004-12-21 | Currently In Use | Gas | 4000 | Composite | Fiberglass Reinforced Plastic | Pressure | N | 2004-12-21 | N | 2004-12-21
10000798 | 2 | 2004-12-21 | Currently In Use | Diesel | 2000 | Composite | Fiberglass Reinforced Plastic | Pressure | N | 2004-12-21 | N | 2004-12-21
10000801 | 1 | 1999-02-20 | Currently In Use | Gas | 8000 | Composite | Double Walled Flex | Suction: No Valve At The Tank | N | 1999-02-20 | N | 1999-02-20
10000802 | 1 | 2004-07-19 | Currently In Use | Gas | 10000 | Composite | Fiberglass Reinforced Plastic | Pressure | N | 2004-07-19 | N | 2004-07-19
10000802 | 2 | 2004-07-19 | Currently In Use | Gas | 5000 | Composite | Fiberglass Reinforced Plastic | Pressure | N | 2004-07-19 | N | 2004-07-19
10000802 | 3 | 2004-07-19 | Currently In Use | Diesel | 6000 | Composite | Fiberglass Reinforced Plastic | Pressure | N | 2004-07-19 | N | 2004-07-19
10000803 | 1 | 2004-12-19 | Removed From Ground | Empty | 6000 | Bare Steel | Galvanized Steel | Suction: No Valve At The Tank | N |  | N
10000806 | 1 | 2004-11-01 | Currently In Use | Gas | 12000 | Composite Double Walled | Double Walled Flex | Pressure | N | 2004-11-01 | N | 2004-11-01
10000806 | 2 | 2004-11-01 | Currently In Use | Gas | 8000 | Composite Double Walled | Double Walled Flex | Pressure | N | 2004-11-01 | N | 2004-11-01
10000806 | 3 | 2004-11-01 | Currently In Use | Diesel | 10000 | Composite Double Walled | Double Walled Flex | Pressure | N | 2004-11-01 | N | 2004-11-01
10000806 | 4 | 2004-11-01 | Currently In Use | Diesel | 20000 | Composite Double Walled | Double Walled Flex | Pressure | N | 2004-11-01 | N | 2004-11-01
10000807 | 1 | 2002-11-26 | Currently In Use | Diesel | 4000 | Composite | Fiberglass Reinforced Plastic | Pressure | N | 2002-12-04 | N | 2002-12-04
10000807 | 2 | 2002-11-26 | Currently In Use | Gas | 8000 | Composite | Fiberglass Reinforced Plastic | Pressure | N | 2002-12-04 | N | 2002-12-04
10000807 | 3 | 2002-11-26 | Currently In Use | Gas | 10000 | Composite | Fiberglass Reinforced Plastic | Pressure | N | 2002-12-04 | N | 2002-12-04
10000807 | 4 | 2002-11-26 | Currently In Use | Kerosene | 2000 | Composite | Fiberglass Reinforced Plastic | Suction: No Valve At The Tank | N | 2002-12-04 | N | 2002-12-04
10000808 | 1 | 2004-12-21 | Currently In Use | Gas | 12000 | Composite | Single Wall Flex | Pressure | N | 2005-01-11 | N | 2005-01-11
10000808 | 2 | 2004-12-21 | Currently In Use | Gas | 8000 | Composite | Single Wall Flex | Pressure | N | 2005-01-11 | N | 2005-01-11
10000808 | 3 | 2004-12-21 | Currently In Use | Diesel | 4000 | Composite | Single Wall Flex | Pressure | N | 2005-01-11 | N | 2005-01-11
10000810 | 1 | 2004-07-01 | Currently In Use | Diesel | 20000 | Fiberglass Double Walled | Secondary Containment | Pressure | N | 2004-08-01 | N | 2004-08-01
10000810 | 2 | 2004-08-01 | Currently In Use | Gas | 20000 | Fiberglass Double Walled | Secondary Containment | Pressure | N | 2004-08-01 | N | 2004-08-01
10000810 | 3 | 2004-07-01 | Currently In Use | Gas | 12000 | Fiberglass Double Walled | Secondary Containment | Pressure | N | 2004-08-01 | N | 2004-08-01
10000812 | 1 | 2004-11-11 | Currently In Use | Gas | 20000 | Fiberglass Double Walled | Fiberglass/Double Walled | Pressure | N | 2004-11-17 | N | 2004-11-17
10000812 | 2 | 2004-11-11 | Currently In Use | Diesel | 12000 | Fiberglass Double Walled | Fiberglass/Double Walled | Pressure | N | 2004-11-17 | N | 2004-11-17
10000812 | 3 | 2004-11-11 | Currently In Use | Gas | 8000 | Fiberglass Double Walled | Fiberglass/Double Walled | Pressure | N | 2004-11-17 | N | 2004-11-17
10000813 | 1 | 1986-10-01 | Removed From Ground | Diesel | 10000 | Unknown |  |  | N |  | N
10000814 | 1 | 2005-04-13 | Currently In Use | Gas | 20000 | Fiberglass Double Walled | Double Walled | Pressure | N | 2004-01-10 | N | 2004-01-10
10000814 | 2A | 2005-04-13 | Currently In Use | Diesel | 12000 | Fiberglass Double Walled | Double Walled | Pressure | N | 2004-01-10 | N | 2004-01-10
10000814 | 2B | 2005-04-13 | Currently In Use | Gas | 8000 | Fiberglass Double Walled | Double Walled | Pressure | N | 2004-01-10 | N | 2004-01-10
10000815 | 1 | 2004-10-20 | Currently In Use | Gas | 12000 | Fiberglass | Fiberglass Reinforced Plastic | Pressure | N | 2004-10-20 | N | 2004-10-20
10000815 | 2A | 2004-10-20 | Currently In Use | Gas | 8000 | Fiberglass | Fiberglass Reinforced Plastic | Pressure | N | 2004-10-20 | N | 2004-10-20
10000815 | 2B | 2004-10-20 | Currently In Use | Diesel | 4000 | Fiberglass | Fiberglass Reinforced Plastic | Pressure | N | 2004-10-20 | N | 2004-10-20
10000816 | 1 | 2004-09-01 | Currently In Use | Gas | 12000 | Fiberglass | Fiberglass Reinforced Plastic | Pressure | N | 2004-09-01 | N | 2004-09-01
10000816 | 2A | 2004-09-01 | Currently In Use | Diesel | 7000 | Fiberglass | Fiberglass Reinforced Plastic | Pressure | N | 2004-09-01 | N | 2004-09-01
10000816 | 2B | 2004-09-01 | Currently In Use | Gas | 8000 | Fiberglass | Fiberglass Reinforced Plastic | Pressure | N | 2004-09-01 | N | 2004-09-01
10000819 | 1 | 2016-08-18 | Currently In Use | Gas | 6000 | Composite | Fiberglass Reinforced Plastic | Pressure | N | 2004-01-05 | N | 2005-01-05
10000819 | 2 | 2016-08-18 | Currently In Use | Diesel | 6000 | Composite | Fiberglass Reinforced Plastic | Pressure | N | 2005-01-05 | N | 2005-01-05
10000821 | 1 | 2004-12-03 | Currently In Use | Gas | 20000 | Fiberglass Double Walled | Double Walled Flex | Pressure | N | 2004-12-30 | N | 2004-12-30
10000821 | 2 | 2004-12-03 | Currently In Use | Gas | 20000 | Fiberglass Double Walled | Double Walled Flex | Pressure | N | 2004-12-30 | N | 2004-12-30
10000821 | 3 | 2004-12-03 | Currently In Use | Gas | 20000 | Fiberglass Double Walled | Fiberglass/Double Walled | Pressure | N | 2004-12-30 | N | 2004-12-30
10000822 | 1 | 2004-11-15 | Currently In Use | Gas | 8000 | Composite | Fiberglass Reinforced Plastic | Pressure | N | 2004-11-22 | N | 2004-11-22
10000822 | 2 | 2004-11-15 | Currently In Use | Gas | 4000 | Composite | Fiberglass Reinforced Plastic | Pressure | N | 2004-11-22 | N | 2004-11-22
10000823 | 1 | 2004-11-29 | Currently In Use | Gas | 20000 | Fiberglass Double Walled | Double Walled Flex | Pressure | N | 2004-12-10 | N | 2004-12-10
10000823 | 1A | 2004-11-29 | Currently In Use | Gas | 8000 | Fiberglass Double Walled | Double Walled Flex | Pressure | N | 2004-12-10 | N | 2004-12-10
10000823 | 1B | 2004-11-29 | Currently In Use | Diesel | 8000 | Fiberglass Double Walled | Double Walled Flex | Pressure | N | 2004-12-10 | N | 2004-12-10
10000826 | 1 | 2004-04-19 | Currently In Use | Gas | 12000 | Fiberglass | Fiberglass/Double Walled | Pressure | N | 2004-04-26 | N | 2004-04-26
10000826 | 2 | 2004-04-19 | Currently In Use | Gas | 12000 | Fiberglass | Fiberglass/Double Walled | Pressure | N | 2004-04-26 | N | 2004-04-26
10000826 | 3 | 2004-04-19 | Currently In Use | Diesel | 12000 | Fiberglass | Fiberglass/Double Walled | Pressure | N | 2004-04-26 | N | 2004-04-26
10000829 | 1 | 2004-12-16 | Removed From Ground | Diesel | 550 | Unknown |  |  | N |  | N
10000829 | 2 | 2004-12-16 | Removed From Ground | Diesel | 4000 | Unknown |  |  | N |  | N
10000830 | 1 | 2004-07-14 | Removed From Ground | Diesel | 10000 | Unknown |  |  | N |  | N
10000831 | 1 | 2005-03-08 | Removed From Ground | Not Marked |  | Bare Steel | Bare Steel |  | N |  | N
10000831 | 2 | 2005-03-08 | Removed From Ground | Not Marked |  | Bare Steel |  |  | N |  | N
10000831 | 3 | 2005-03-08 | Removed From Ground | Not Marked |  | Bare Steel | Bare Steel |  | N |  | N
10000831 | 4 | 2005-03-08 | Removed From Ground | Not Marked |  | Bare Steel | Bare Steel |  | N |  | N
10000831 | 5 | 2005-03-08 | Removed From Ground | Not Marked |  | Bare Steel | Bare Steel |  | N |  | N
10000831 | 6 | 2005-03-08 | Removed From Ground | Not Marked |  | Bare Steel |  |  | N |  | N
10000831 | 7 | 2005-03-09 | Removed From Ground | Not Marked/Tank Removed | 1150 | Unknown |  |  | N |  | N
10000835 | T-1 | 2005-01-20 | Removed From Ground | Not Marked | 500 | Bare Steel |  |  | N |  | N
10000835 | T-2 | 2005-01-20 | Removed From Ground | Not Marked | 1200 | Bare Steel |  |  | N |  | N
10000837 | 1 |  | Closed In Ground Date Unknown | Not Marked | 550 | Bare Steel |  |  | N |  | N
10000839 | 1 | 2005-01-19 | Currently In Use | Gas | 20000 | Fiberglass Double Walled | Fiberglass/Double Walled | Not Marked | N | 2005-01-19 | N | 2005-01-19
10000839 | 2 | 2005-01-19 | Currently In Use | Gas | 10000 | Fiberglass Double Walled | Fiberglass/Double Walled | Not Marked | N | 2005-01-19 | N | 2005-01-19
10000839 | 3 | 2005-01-19 | Currently In Use | Diesel | 10000 | Fiberglass Double Walled | Fiberglass/Double Walled | Not Marked | N | 2005-01-19 | N | 2005-01-19
10000839 | 4 | 2005-01-19 | Currently In Use | Kerosene | 5000 | Fiberglass Double Walled | Fiberglass/Double Walled | Not Marked | N | 2005-01-19 | N | 2005-01-19
10000839 | 5 | 2005-01-19 | Currently In Use | Diesel | 5000 | Fiberglass Double Walled | Fiberglass/Double Walled | Not Marked | N | 2005-01-19 | N | 2005-01-19
10000839 | 6 | 2013-07-21 | Currently In Use | Gas | 6000 | Fiberglass Double Walled | Fiberglass/Double Walled | Not Marked | N | 2013-07-21 | N | 2013-07-21
10000841 | 1 | 2004-12-01 | Currently In Use | Diesel | 20000 | Fiberglass Double Walled | Fiberglass/Double Walled | Pressure | N | 2004-12-06 | N | 2004-12-06
10000843 | 1 | 2005-02-17 | Removed From Ground | Gas | 1000 | Bare Steel | Bare Steel |  | N |  | N
10000843 | 2 | 2005-02-17 | Removed From Ground | Gas | 5000 | Bare Steel | Bare Steel |  | N |  | N
10000843 | 3 | 2005-02-17 | Removed From Ground | Gas | 5000 | Bare Steel | Bare Steel |  | N |  | N
10000843 | 4 | 2005-02-17 | Removed From Ground | Gas | 8000 | Bare Steel | Bare Steel |  | N |  | N
10000846 | 1 | 2005-02-10 | Removed From Ground | Not Marked/Tank Removed | 1000 | Bare Steel |  |  | N |  | N
10000846 | 2 | 2005-02-10 | Removed From Ground | Not Marked/Tank Removed | 500 | Bare Steel |  |  | N |  | N
10000846 | 3 | 2005-02-10 | Removed From Ground | Not Marked/Tank Removed | 1000 | Bare Steel |  |  | N |  | N
10000846 | 4 | 2005-02-10 | Removed From Ground | Not Marked/Tank Removed | 500 | Bare Steel |  |  | N |  | N
10000846 | 5 | 2005-02-10 | Removed From Ground | Used Oil | 1000 | Bare Steel |  |  | N |  | N
10000851 | 1 | 2005-02-14 | Currently In Use | Gas | 20000 | Fiberglass Double Walled | Double Walled Flex | Pressure | N | 2005-02-25 | N | 2005-02-25
10000851 | 2A | 2005-02-14 | Currently In Use | Diesel | 12000 | Fiberglass Double Walled | Double Walled Flex | Pressure | N | 2005-02-25 | N | 2005-02-25
10000851 | 2B | 2005-02-14 | Currently In Use | Gas | 8000 | Fiberglass Double Walled | Double Walled Flex | Pressure | N | 2005-02-25 | N | 2005-02-25
10000854 | 1 | 2005-03-22 | Removed From Ground | Gas | 4000 | Unknown | Unknown | Not Marked | N |  | N
10000854 | 2 | 2005-03-22 | Removed From Ground | Used Oil | 2000 | Unknown |  |  | N |  | N
10000856 | 1 |  | Removed From Ground Date Unknown | Diesel | 500 | Unknown |  |  | N |  | N
10000856 | 2 | 2005-03-15 | Removed From Ground | Diesel | 275 | Unknown |  |  | N |  | N
10000857 | 1 | 2005-02-04 | Removed From Ground | Gas | 10000 | Bare Steel |  |  | N |  | N
10000857 | 2 | 2005-02-04 | Removed From Ground | Gas | 10000 | Bare Steel |  |  | N |  | N
10000860 | 1 | 2000-11-13 | Currently In Use | Gas | 10152 | Composite | Fiberglass Reinforced Plastic | Suction: No Valve At The Tank | N | 2000-11-25 | N | 2000-11-25
10000860 | 2 | 2000-11-13 | Currently In Use | Diesel | 10152 | Composite | Fiberglass Reinforced Plastic | Suction: No Valve At The Tank | N | 2000-11-25 | N | 2000-11-25
10000862 | 1 | 2015-08-27 | Currently In Use | Diesel | 20000 | Fiberglass Double Walled | Fiberglass Reinforced Plastic | Pressure | N | 2002-08-01 | N | 2002-08-01
10000862 | 2 | 2015-08-27 | Currently In Use | Diesel | 20000 | Epoxy | Fiberglass Reinforced Plastic | Pressure | N | 2002-08-01 | N | 2002-08-01
10000862 | 3 | 2015-08-27 | Currently In Use | Gas | 20000 | Epoxy | Fiberglass Reinforced Plastic | Pressure | N | 2002-08-01 | N | 2002-08-01
10000862 | 4 | 2015-08-27 | Currently In Use | Gas | 20000 | Epoxy | Fiberglass Reinforced Plastic | Pressure | N | 2002-08-01 | N | 2002-08-01
10000863 | 1 | 2016-06-13 | Temporarily Out Of Use | Diesel | 2000 | Cathodically Protected Steel | Cathodically Protected | Suction: No Valve At The Tank | N | 2005-02-05 | N | 2005-02-05
10000863 | 2 | 2009-07-13 | Temporarily Out Of Use | Gas | 2000 | Cathodically Protected Steel | Cathodically Protected | Suction: No Valve At The Tank | N | 2005-02-01 | N | 2005-02-01
10000863 | 3 | 2016-06-13 | Temporarily Out Of Use | Gas | 2000 | Cathodically Protected Steel | Cathodically Protected | Suction: No Valve At The Tank | N | 2005-02-01 | N | 2005-02-01
10000863 | 4 | 2016-06-13 | Temporarily Out Of Use | Gas | 2000 | Cathodically Protected Steel | Cathodically Protected | Suction: No Valve At The Tank | N | 2005-02-01 | N | 2005-02-01
10000863 | 5A | 2016-06-13 | Temporarily Out Of Use | Gas | 2000 | Cathodically Protected Steel | Cathodically Protected | Suction: No Valve At The Tank | N | 2005-02-01 | N | 2005-02-01
10000863 | 5B | 2016-06-13 | Temporarily Out Of Use | Gas | 2000 | Cathodically Protected Steel |  | Suction: No Valve At The Tank | N | 2005-02-01 | N | 2005-02-01
10000864 | 1 | 2002-05-08 | Currently In Use | Diesel | 20000 | Epoxy | Fiberglass Reinforced Plastic | Pressure | N | 2002-05-20 | N | 2002-05-20
10000865 | 1 | 2005-03-31 | Permanently Out Of Use |  |  | Bare Steel | Unknown |  | N |  | N
10000866 | 1 | 2005-02-15 | Currently In Use | Gas | 15000 | Epoxy | Fiberglass/Double Walled | Pressure | N | 2005-02-15 | N | 2005-02-15
10000866 | 2 | 2005-02-15 | Currently In Use | Gas | 8000 | Epoxy | Fiberglass/Double Walled | Pressure | N | 2004-02-15 | N | 2005-02-15
10000866 | 3 | 2005-02-15 | Currently In Use | Diesel | 7000 | Epoxy | Fiberglass/Double Walled | Pressure | N | 2005-02-15 | N | 2005-02-15
10000868 | 1 | 2005-06-09 | Removed From Ground | Propane | 550 | Fiberglass Double Walled | Double Walled Flex | Gravity Fed | N |  | N
10000868 | 2 | 2005-06-09 | Removed From Ground | Propane | 550 | Fiberglass Double Walled | Double Walled | Gravity Fed | N |  | N
10000869 | 1 | 2005-03-07 | Removed From Ground | Gas | 8000 | Unknown | Galvanized Steel | Suction: Valve At The Tank | N |  | N
10000869 | 2 | 2005-03-07 | Removed From Ground | Gas | 1000 | Unknown | Galvanized Steel | Suction: Valve At The Tank | N |  | N
10000869 | 3 | 2005-03-07 | Removed From Ground | Gas | 1000 | Unknown |  |  | N |  | N
10000869 | 4 | 2005-03-07 | Removed From Ground | Gas | 3000 | Unknown |  |  | N |  | N
10000871 | 1 | 2005-03-01 | Removed From Ground | Not Marked/Tank Removed | 1000 | Bare Steel |  |  | N |  | N
10000876 | 01 | 2005-04-12 | Removed From Ground | Gas | 550 | Bare Steel | Bare Steel | Suction: No Valve At The Tank | N |  | N
10000876 | 02 | 2005-04-15 | Removed From Ground | Gas | 550 | Bare Steel | Bare Steel | Suction: No Valve At The Tank | N |  | N
10000879 | 1 | 2004-11-19 | Currently In Use | Gas | 15000 | Composite | Single Wall Flex | Pressure | N | 2004-11-29 | N | 2004-11-29
10000879 | 2A | 2004-11-19 | Currently In Use | Diesel | 4000 | Composite | Single Wall Flex | Pressure | N | 2004-11-29 | N | 2004-11-29
10000879 | 2B | 2004-11-19 | Currently In Use | Gas | 8000 | Composite | Single Wall Flex | Pressure | N | 2004-11-29 | N | 2004-11-29
10000879 | 3A | 2004-11-19 | Currently In Use | Gas | 6000 | Composite | Single Wall Flex | Pressure | N | 2004-11-29 | N | 2004-11-29
10000879 | 3B | 2004-11-19 | Currently In Use | Diesel | 15000 | Composite | Single Wall Flex | Pressure | N | 2004-11-29 | N | 2004-11-29
10000879 | 3C | 2004-11-29 | Currently In Use | Diesel | 5000 | Composite | Single Wall Flex | Pressure | N | 2004-11-29 | N | 2004-11-29
10000880 | 1A | 2005-02-26 | Currently In Use | Gas | 12000 | Composite | Fiberglass Reinforced Plastic | Pressure | N | 2005-03-01 | N | 2005-03-01
10000880 | 1B | 2005-02-26 | Currently In Use | Gas | 8000 | Composite | Fiberglass Reinforced Plastic | Pressure | N | 2005-03-01 | N | 2005-03-01
10000880 | 2 | 2005-02-26 | Currently In Use | Diesel | 6000 | Composite | Fiberglass Reinforced Plastic | Pressure | N | 2005-03-01 | N | 2005-03-01
10000881 | 1 | 2004-12-23 | Currently In Use | Diesel | 10000 | Fiberglass Double Walled | Fiberglass/Double Walled | Pressure | N | 2005-01-01 | N | 2005-01-01
10000881 | 2 | 2004-12-23 | Currently In Use | Diesel | 10000 | Fiberglass Double Walled | Fiberglass/Double Walled | Pressure | N | 2005-01-01 | N | 2005-01-01
10000881 | 3 | 2004-12-23 | Currently In Use | Gas | 5000 | Fiberglass Double Walled | Fiberglass/Double Walled | Pressure | N | 2005-01-01 | N | 2005-01-01
10000887 | 1 | 2005-02-09 | Removed From Ground | Not Marked/Tank Removed | 2000 | Unknown |  |  | N |  | N
10000887 | 2 | 2005-02-09 | Removed From Ground | Not Marked/Tank Removed | 1000 | Unknown |  |  | N |  | N
10000890 | 1A | 2005-02-24 | Currently In Use | Gas | 20000 | Fiberglass Double Walled | Fiberglass/Double Walled | Pressure | N | 2005-03-03 | N | 2005-03-03
10000890 | 1B | 2005-02-24 | Currently In Use | Gas | 8000 | Fiberglass Double Walled | Fiberglass/Double Walled | Pressure | N | 2005-03-03 | N | 2005-03-03
10000892 | 1 | 2004-06-01 | Currently In Use | Gas | 15000 | Epoxy | Fiberglass Reinforced Plastic | Pressure | N | 2005-04-01 | N | 2005-04-01
10000892 | 2 | 2004-06-01 | Currently In Use | Gas | 8000 | Epoxy | Fiberglass Reinforced Plastic | Pressure | N | 2005-04-01 | N | 2005-04-01
10000892 | 3A | 2004-06-01 | Currently In Use | Diesel | 4000 | Epoxy | Fiberglass Reinforced Plastic | Pressure | N | 2005-04-01 | N | 2005-04-01
10000892 | 3B | 2004-06-01 | Currently In Use | Diesel | 2000 | Epoxy | Fiberglass Reinforced Plastic | Pressure | N | 2005-04-01 | N | 2005-04-01
10000893 | 1A | 2005-05-25 | Currently In Use | Gas | 8000 | Composite | Fiberglass Reinforced Plastic | Pressure | N | 2005-04-20 | N | 2005-04-20
10000893 | 1B | 2005-05-25 | Currently In Use | Diesel | 4000 | Composite | Fiberglass Reinforced Plastic | Pressure | N | 2005-04-20 | N | 2005-04-20
10000893 | 2 | 2005-05-25 | Currently In Use | Gas | 12000 | Composite | Fiberglass Reinforced Plastic | Pressure | N | 2005-04-20 | N | 2005-04-20
10000895 | 1 | 2005-04-12 | Currently In Use | Gas | 20000 | Fiberglass Double Walled | Fiberglass/Double Walled | Pressure | N | 2005-05-12 | N | 2005-04-14
10000895 | 2A | 2005-04-12 | Currently In Use | Diesel | 12000 | Fiberglass Double Walled | Fiberglass/Double Walled | Pressure | N | 2005-05-12 | N | 2005-04-14
10000895 | 2B | 2005-04-12 | Currently In Use | Gas | 8000 | Fiberglass Double Walled | Fiberglass/Double Walled | Pressure | N | 2005-05-12 | N | 2005-04-14
10000896 | 1 | 2004-12-23 | Currently In Use | Gas | 12000 | Fiberglass | Fiberglass/Double Walled | Pressure | N | 2005-02-11 | N | 2005-02-11
10000896 | 2A | 2004-12-23 | Currently In Use | Gas | 6000 | Fiberglass Double Walled | Fiberglass/Double Walled | Pressure | N | 2005-02-11 | N | 2005-02-11
10000896 | 2B | 2004-12-23 | Currently In Use | Diesel | 6000 | Fiberglass Double Walled | Fiberglass/Double Walled | Pressure | N | 2005-02-11 | N | 2005-02-11
10000900 | 1 | 2005-05-20 | Removed From Ground | Gas | 19604 | Unknown | Unknown | Not Marked | N |  | N
10000902 | 1A | 2005-03-17 | Currently In Use | Gas | 20000 | Fiberglass Double Walled | Secondary Containment | Pressure | N | 2005-04-08 | N | 2005-04-08
10000902 | 1B | 2005-03-17 | Currently In Use | Gas | 8000 | Fiberglass Double Walled | Secondary Containment | Pressure | N | 2005-04-08 | N | 2005-04-08
10000903 | 1 | 2005-04-15 | Removed From Ground | Gas | 550 | Unknown |  |  | N |  | N
10000905 | 1 | 2005-01-01 | Currently In Use | Gas | 20000 | Fiberglass Double Walled | Fiberglass/Double Walled | Pressure | N | 2005-05-01 | N | 2005-03-01
10000905 | 2 | 2005-01-01 | Currently In Use | Gas | 20000 | Fiberglass Double Walled | Fiberglass/Double Walled | Pressure | N | 2005-05-01 | N | 2005-03-01
10000905 | 3 | 2005-01-01 | Currently In Use | Gas | 12000 | Fiberglass Double Walled | Fiberglass/Double Walled | Pressure | N | 2005-05-01 | N | 2005-03-01
10000907 | 1A | 2001-05-29 | Currently In Use | Gas | 10000 | Composite | Double Walled | Pressure | N | 2001-05-29 | N | 2001-05-29
10000907 | 1B | 2001-05-29 | Currently In Use | Gas | 5000 | Composite | Double Walled | Pressure | N | 2001-05-29 | N | 2001-05-29
10000907 | 2 | 2001-05-29 | Currently In Use | Diesel | 10000 | Composite | Double Walled | Pressure | N | 2001-05-29 | N | 2001-05-29
10000910 | 3A | 1999-12-01 | Currently In Use | Gas | 3000 | Composite | Fiberglass Reinforced Plastic | Pressure | N | 1999-12-01 | N | 1999-12-01
10000910 | 3B | 1999-12-01 | Currently In Use | Diesel | 9000 | Composite | Fiberglass Reinforced Plastic | Pressure | N | 1999-12-01 | N | 1999-12-01
10000911 | 1 | 2005-02-10 | Currently In Use | Gas | 20000 | Composite | Double Walled | Pressure | N | 2005-02-15 | N | 2005-02-15
10000911 | 2A | 2005-03-10 | Currently In Use | Diesel | 8000 | Composite | Double Walled | Pressure | N | 2005-03-15 | N | 2005-03-15
10000911 | 2B | 2005-03-10 | Currently In Use | Diesel | 4000 | Composite | Double Walled | Pressure | N | 2005-03-15 | N | 2005-03-15
10000911 | 2C | 2005-03-10 | Currently In Use | Kerosene | 3000 | Composite | Double Walled | Pressure | N | 2005-03-15 | N | 2005-03-15
10000912 | 1 | 2005-03-30 | Removed From Ground | Gas | 8000 | Bare Steel |  |  | N |  | N
10000914 | 1 | 2005-04-27 | Removed From Ground | Gas | 3000 | Bare Steel |  |  | N |  | N
10000914 | 2 | 2005-04-27 | Removed From Ground | Gas | 3000 | Bare Steel |  |  | N |  | N
10000915 | 1 | 2004-03-20 | Currently In Use | Diesel | 8000 | Composite Double Walled | Double Walled Flex | Pressure | N | 2004-03-20 | N | 2004-03-20
10000915 | 2 | 2004-03-20 | Currently In Use | Gas | 10000 | Composite Double Walled | Double Walled Flex | Pressure | N | 2004-03-20 | N | 2004-03-20
10000915 | 3 | 2004-03-20 | Currently In Use | Gas | 10000 | Composite Double Walled | Double Walled Flex | Pressure | N | 2004-03-20 | N | 2004-03-20
10000916 | 1 | 2005-06-03 | Currently In Use |  |  | Unknown |  |  | N |  | N
10000916 | 1 |  | Removed From Ground Date Unknown |  |  | Unknown |  |  | N |  | N
10000919 | 1 | 2005-01-01 | Currently In Use | Gas | 20000 | Fiberglass Double Walled | Fiberglass/Sec Containment | Pressure | N | 2005-05-01 | N | 2005-03-01
10000919 | 2 | 2005-01-01 | Currently In Use | Gas | 20000 | Fiberglass Double Walled | Fiberglass/Sec Containment | Pressure | N | 2005-05-01 | N | 2005-03-01
10000919 | 3 | 2005-01-01 | Currently In Use | Gas | 12000 | Fiberglass Double Walled | Fiberglass/Sec Containment | Pressure | N | 2005-05-01 | N | 2005-03-01
10000922 | 1A | 2005-06-01 | Currently In Use | Diesel | 8000 | Epoxy | Fiberglass Reinforced Plastic | Pressure | N | 2005-06-01 | N | 2005-06-01
10000922 | 1B | 2005-06-01 | Currently In Use | Gas | 4000 | Epoxy | Fiberglass Reinforced Plastic | Pressure | N | 2005-06-01 | N | 2005-06-01
10000922 | 2A | 2005-06-01 | Currently In Use | Gas | 4000 | Epoxy | Fiberglass Reinforced Plastic | Pressure | N | 2005-06-01 | N | 2005-06-01
10000922 | 2B | 2005-06-01 | Currently In Use | Diesel | 4000 | Epoxy | Fiberglass Reinforced Plastic | Pressure | N | 2005-06-01 | N | 2005-06-01
10000923 | 1 | 1972-01-01 | Removed From Ground | Gas |  | Unknown | Unknown | Not Marked | N |  | N
10000925 | 1 | 2015-07-28 | Currently In Use | Gas | 10000 | Composite | Fiberglass/Double Walled | Pressure | N | 2004-11-08 | N | 2004-11-08
10000925 | 2A | 2015-07-28 | Currently In Use | Gas | 8000 | Composite | Fiberglass/Double Walled | Pressure | N | 2004-11-08 | N | 2004-11-08
10000925 | 2B | 2014-11-08 | Currently In Use | Diesel | 4000 | Composite | Fiberglass/Double Walled | Pressure | N | 2004-11-08 | N | 2004-11-08
10000926 | 1 | 2005-05-19 | Closed In Ground | Diesel | 1000 | Bare Steel |  |  | N |  | N
10000927 | 1 | 2005-03-11 | Removed From Ground | Gas | 300 | Unknown |  |  | N |  | N
10000929 | 1 | 2005-06-08 | Removed From Ground | Gas | 6000 | Bare Steel |  |  | N |  | N
10000929 | 2 | 2005-06-08 | Removed From Ground | Gas | 4000 | Bare Steel |  |  | N |  | N
10000929 | 3 | 2005-06-08 | Removed From Ground | Gas | 4000 | Bare Steel |  |  | N |  | N
10000930 | 1 | 2005-06-29 | Removed From Ground | Gas | 500 | Unknown |  |  | N |  | N
10000930 | 2 | 2005-06-29 | Removed From Ground | Gas | 1000 | Unknown |  |  | N |  | N
10000930 | 3 | 2005-06-29 | Removed From Ground | Gas | 1000 | Unknown |  |  | N |  | N
10000930 | 4 | 2005-06-29 | Removed From Ground | Gas | 300 | Unknown |  |  | N |  | N
10000934 | 1 | 2005-04-01 | Currently In Use | Gas | 12000 | Fiberglass Double Walled | Double Walled Flex | Pressure | N | 2005-06-01 | N | 2005-06-01
10000934 | 2 | 2005-04-01 | Currently In Use | Gas | 12000 | Fiberglass Double Walled | Double Walled Flex | Pressure | N | 2005-06-01 | N | 2005-06-01
10000934 | 3 | 2005-04-01 | Currently In Use | Gas | 12000 | Fiberglass Double Walled | Double Walled Flex | Pressure | N | 2005-06-01 | N | 2005-06-01
10000934 | 4A | 2005-04-01 | Currently In Use | Diesel | 9000 | Fiberglass Double Walled | Double Walled Flex | Pressure | N | 2005-06-01 | N | 2005-06-01
10000934 | 4B | 2015-07-13 | Currently In Use | Gas | 4000 | Fiberglass Double Walled | Double Walled Flex | Pressure | N | 2005-06-01 | N | 2005-06-01
10000937 | 1 | 2005-04-01 | Removed From Ground | Diesel | 3000 | Bare Steel |  |  | N |  | N
10000937 | 2 | 2005-04-01 | Removed From Ground | Gas | 1000 | Bare Steel |  |  | N |  | N
10000937 | 3 | 2005-04-01 | Removed From Ground | Gas | 1000 | Bare Steel |  |  | N |  | N
10000939 | 1 | 2005-05-01 | Currently In Use | Gas | 12000 | Composite | Fiberglass Reinforced Plastic | Pressure | N | 2005-05-18 | N | 2005-05-18
10000939 | 2 | 2005-05-01 | Currently In Use | Gas | 8000 | Composite | Fiberglass Reinforced Plastic | Pressure | N | 2005-05-18 | N | 2005-05-18
10000939 | 3 | 2005-05-01 | Currently In Use | Diesel | 4000 | Composite | Fiberglass Reinforced Plastic | Pressure | N | 2005-05-18 | N | 2005-05-18
10000942 | 1 | 2005-02-01 | Currently In Use | Gas | 20000 | Fiberglass Double Walled | Fiberglass/Double Walled | Pressure | N | 2005-06-01 | N | 2005-04-01
10000942 | 2 | 2005-02-01 | Currently In Use | Gas | 20000 | Fiberglass Double Walled | Fiberglass/Double Walled | Pressure | N | 2005-06-01 | N | 2005-04-01
10000942 | 3 | 2005-02-01 | Currently In Use | Gas | 12000 | Fiberglass Double Walled | Fiberglass/Double Walled | Pressure | N | 2005-06-01 | N | 2005-04-01
10000943 | 1 | 2005-08-08 | Currently In Use | Gas | 12000 | Composite | Fiberglass/Double Walled | Pressure | N | 2013-01-01 12:00 | N | 2013-01-02 12:00
10000943 | 2A | 2005-08-08 | Currently In Use | Gas | 8000 | Composite | Fiberglass/Double Walled | Pressure | N | 2013-01-01 12:00 | N | 2013-01-02 12:00
10000943 | 2B | 2005-08-08 | Currently In Use | Diesel | 4000 | Composite | Fiberglass/Double Walled | Pressure | N | 2013-01-01 12:00 | N | 2013-01-02 12:00
10000945 | 1 | 1993-01-01 | Removed From Ground | Gas | 1000 | Unknown |  |  | N |  | N
10000945 | 2 | 1993-01-01 | Removed From Ground | Diesel | 1000 | Unknown |  |  | N |  | N
10000946 | 1 | 2005-03-16 | Currently In Use | Gas | 20000 | Fiberglass Double Walled | Double Walled/Sec. Containment | Pressure | N | 2005-04-07 12:00 | N | 2005-04-07 12:00
10000946 | 2 | 2005-03-16 | Currently In Use | Gas | 20000 | Fiberglass Double Walled | Double Walled/Sec. Containment | Pressure | N | 2005-04-07 12:00 | N | 2005-04-07 12:00
10000946 | 3 | 2005-04-07 | Currently In Use | Gas | 20000 | Fiberglass Double Walled | Fiberglass/Sec Containment | Pressure | N | 2005-04-07 12:00 | N | 2005-08-07 12:00
10000946 | 4 | 2011-11-18 | Currently In Use | Ultrazol (Fuel Additive) | 1500 | Fiberglass Double Walled | Fiberglass/Double Walled | Pressure | N | 2011-11-18 | N | 2011-11-18
10000946 | 5 | 2015-03-01 | Currently In Use | Diesel | 20000 | Fiberglass Double Walled | Double Walled Flex | Pressure | N | 2015-04-01 | N | 2015-04-01
10000946 | 6 | 2015-03-01 | Currently In Use | OTR 8332G (DIESEL ADDITIVE) | 1500 | Fiberglass Double Walled | Double Walled Flex | Pressure | N | 2015-04-01 | N | 2015-04-01
10000947 | 1 | 2004-03-01 | Currently In Use | Gas | 12000 | Composite | Fiberglass Reinforced Plastic | Pressure | N | 2005-06-01 | N | 2005-06-01
10000947 | 2 | 2004-03-01 | Currently In Use | Gas | 6000 | Composite | Fiberglass Reinforced Plastic | Pressure | N | 2005-06-01 | N | 2005-06-01
10000947 | 3 | 2004-03-01 | Currently In Use | Diesel | 6000 | Composite | Fiberglass Reinforced Plastic | Pressure | N | 2005-06-01 | N | 2005-06-01
10000947 | 4A | 2006-08-14 | Currently In Use | Kerosene | 2000 | Composite | Fiberglass Reinforced Plastic | Suction: No Valve At The Tank | N | 2005-06-01 | N | 2005-06-01
10000947 | 4B | 2004-03-01 | Currently In Use | Diesel | 2000 | Composite | Fiberglass Reinforced Plastic | Suction: No Valve At The Tank | N | 2005-06-01 | N | 2005-06-01
10000947 | 4C | 2004-03-01 | Currently In Use | Other | 2000 | Composite | Fiberglass Reinforced Plastic | Suction: No Valve At The Tank | N | 2005-06-01 | N | 2005-06-01
10000948 | 1 | 2005-04-25 | Removed From Ground | Used Oil | 500 | Bare Steel |  |  | N |  | N
10000948 | 2 | 2005-04-25 | Removed From Ground | Gas | 2500 | Bare Steel |  |  | N |  | N
10000948 | 3 | 2005-04-25 | Removed From Ground | Gas | 2500 | Bare Steel |  |  | N |  | N
10000948 | 4 | 2005-04-25 | Removed From Ground | Gas | 2500 | Bare Steel |  |  | N |  | N
10000948 | 5 | 2005-05-05 | Removed From Ground | Gas | 500 | Bare Steel |  |  | N |  | N
10000949 | 1 | 2005-07-01 | Removed From Ground | Diesel | 6100 | Bare Steel |  |  | N |  | N
10000950 | 1 | 2005-06-23 | Removed From Ground | Empty | 1000 | Unknown |  |  | N |  | N
10000950 | 2 | 2005-06-23 | Removed From Ground | Empty | 2000 | Unknown |  |  | N |  | N
10000950 | 3 | 2005-06-24 | Removed From Ground | Empty | 2000 | Unknown |  |  | N |  | N
10000950 | 4 | 2005-06-23 | Removed From Ground | Empty | 3000 | Unknown |  |  | N |  | N
10000950 | 5 | 2005-06-28 | Removed From Ground | Empty | 650 | Unknown |  |  | N |  | N
10000952 | 1 | 2004-06-01 | Currently In Use | Gas | 20000 | Fiberglass Double Walled | Fiberglass/Sec Containment | Pressure | N | 2004-07-01 | N | 2004-07-01
10000952 | 2 | 2004-07-01 | Currently In Use | Gas | 20000 | Fiberglass Double Walled | Fiberglass/Sec Containment | Pressure | N | 2004-07-01 | N | 2004-07-01
10000952 | 3 | 2004-06-01 | Currently In Use | Gas | 12000 | Fiberglass Double Walled | Fiberglass/Sec Containment | Pressure | N | 2004-07-01 | N | 2004-07-01
10000952 | 4A | 2014-08-20 | Temporarily Out Of Use | Other | 10000 | Fiberglass Double Walled | Double Walled Flex | Pressure | N | 2014-08-01 | N | 2014-08-01
10000952 | 4B | 2014-08-01 | Currently In Use | Diesel | 9500 | Fiberglass Double Walled | Double Walled Flex | Pressure | N | 2014-08-01 | N | 2014-08-01
10000955 | 1A | 2005-04-25 | Currently In Use | Diesel | 10000 | Composite | Fiberglass Reinforced Plastic | Suction: No Valve At The Tank | N | 2005-04-25 | N | 2005-04-25
10000955 | 1B | 2005-04-25 | Currently In Use | Gas | 2000 | Composite | Fiberglass Reinforced Plastic | Suction: No Valve At The Tank | N | 2005-04-25 | N | 2005-04-25
10000957 | 1 | 2005-04-01 | Currently In Use | Gas | 12000 | Epoxy | Fiberglass Reinforced Plastic | Pressure | N | 2005-04-01 | N | 2005-04-01
10000957 | 2 | 2005-04-01 | Currently In Use | Gas | 6000 | Epoxy | Fiberglass Reinforced Plastic | Pressure | N | 2005-04-01 | N | 2005-04-01
10000957 | 3 | 2005-04-01 | Currently In Use | Diesel | 4000 | Epoxy | Fiberglass Reinforced Plastic | Pressure | N | 2005-04-01 | N | 2005-04-01
10000958 | 1 | 2005-01-01 | Currently In Use | Gas | 12000 | Epoxy | Fiberglass Reinforced Plastic | Pressure | N | 2005-01-01 | N | 2005-01-01
10000958 | 2A | 2005-01-01 | Currently In Use | Gas | 6000 | Epoxy | Fiberglass Reinforced Plastic | Pressure | N | 2005-01-01 | N | 2005-01-01
10000958 | 2B | 2005-01-01 | Currently In Use | Diesel | 6000 | Epoxy | Fiberglass Reinforced Plastic | Pressure | N | 2005-01-01 | N | 2005-01-01
10000958 | 3A | 2005-01-01 | Currently In Use | Diesel | 2000 | Epoxy | Fiberglass Reinforced Plastic | Suction: No Valve At The Tank | N | 2005-01-01 | N | 2005-01-01
10000958 | 3B | 2005-01-01 | Currently In Use | Kerosene | 2000 | Epoxy | Fiberglass Reinforced Plastic | Suction: No Valve At The Tank | N | 2005-01-01 | N | 2005-01-01
10000958 | 3C | 2012-02-20 | Currently In Use | Gas | 2000 | Epoxy | Fiberglass Reinforced Plastic | Suction: No Valve At The Tank | N | 2005-01-01 | N | 2005-01-01
10000959 | 1 | 2005-04-25 | Removed From Ground | Empty | 4000 | Bare Steel | Bare Steel |  | N |  | N
10000959 | 2 | 2005-04-25 | Removed From Ground | Empty | 1000 | Bare Steel | Bare Steel |  | N |  | N
10000959 | 3 | 2005-04-25 | Removed From Ground | Empty | 500 | Bare Steel | Bare Steel |  | N |  | N
10000959 | 4 | 2005-12-13 | Removed From Ground | Gas | 2500 | Unknown | Unknown |  | N |  | N
10000959 | 5 | 2005-12-13 | Removed From Ground | Gas | 2500 | Unknown | Unknown |  | N |  | N
10000961 | 1 |  | Removed From Ground Date Unknown | Empty |  | Unknown |  |  | N |  | N
10000964 | 1 | 2005-09-01 | Currently In Use | Gas | 12000 | Composite | Fiberglass Reinforced Plastic | Pressure | N | 2005-09-01 | N | 2005-09-01
10000964 | 2 | 2005-09-01 | Currently In Use | Gas | 8000 | Composite | Fiberglass Reinforced Plastic | Pressure | N | 2005-09-01 | N | 2005-09-01
10000964 | 3 | 2005-09-01 | Currently In Use | Diesel | 4000 | Composite | Fiberglass Reinforced Plastic | Pressure | N | 2005-09-01 | N | 2005-09-01
10000965 | 1 | 2005-08-24 | Removed From Ground | Gas | 6000 | Unknown | Galvanized Steel | Suction: No Valve At The Tank | N |  | N
10000965 | 2 | 2005-08-24 | Removed From Ground | Gas | 6000 | Unknown | Galvanized Steel | Suction: No Valve At The Tank | N |  | N
10000965 | 3 | 2005-08-24 | Removed From Ground | Gas | 6000 | Unknown | Galvanized Steel | Suction: No Valve At The Tank | N |  | N
10000965 | 4 | 2005-08-24 | Removed From Ground |  | 2000 | Unknown |  |  | N |  | N
10000966 | 1 | 2005-08-23 | Currently In Use | Diesel | 12000 | Composite | Double Walled | Pressure | N | 2005-08-25 | N | 2005-08-25
10000967 | 1 | 2006-01-11 | Removed From Ground | Used Oil | 500 | Unknown | Unknown |  | N |  | N
10000971 | 1 | 2006-10-16 | Removed From Ground |  |  | Unknown |  |  | N |  | N
10000971 | 2 | 2006-10-16 | Removed From Ground |  |  | Unknown |  |  | N |  | N
10000971 | 3 | 2006-10-16 | Removed From Ground |  |  | Unknown |  |  | N |  | N
10000971 | 4 | 2006-10-16 | Removed From Ground |  |  | Unknown |  |  | N |  | N
10000972 | 1 | 2015-08-26 | Removed From Ground | Used Oil | 1000 | Unknown | Unknown |  | N |  | N
10000972 | 1 |  | Currently In Use | Used Oil | 1000 | Unknown | Unknown |  | N |  | N
10000972 | 2 | 2015-08-26 | Removed From Ground | Kerosene | 500 | Unknown | Unknown |  | N |  | N
10000972 | 2 |  | Currently In Use | Kerosene | 500 | Unknown | Unknown |  | N |  | N
10000972 | 3 | 2015-08-26 | Removed From Ground | Not Marked/Tank Removed | 1000 | Unknown | Unknown |  | N |  | N
10000973 | 1 | 1995-01-01 | Removed From Ground |  | 1000 | Bare Steel |  |  | N |  | N
10000974 | 1 | 2005-08-19 | Removed From Ground | Diesel | 1100 | Bare Steel | Galvanized Steel |  | N |  | N
10000974 | 2 | 2005-08-19 | Removed From Ground | Diesel | 1100 | Bare Steel | Galvanized Steel |  | N |  | N
10000979 | 1 | 2005-07-01 | Temporarily Out Of Use | Gas | 12000 | Composite | Fiberglass Reinforced Plastic | Pressure | N | 2005-07-01 | N | 2005-07-01
10000979 | 2 | 2005-07-01 | Temporarily Out Of Use | Gas | 6000 | Composite | Fiberglass Reinforced Plastic | Pressure | N | 2005-07-01 | N | 2005-07-01
10000980 | 1 | 2004-06-30 | Currently In Use | Gas | 12000 | Epoxy | Fiberglass Reinforced Plastic | Pressure | N | 2004-06-30 | N | 2004-06-30
10000980 | 2A | 2004-06-30 | Currently In Use | Gas | 8000 | Epoxy | Fiberglass Reinforced Plastic | Pressure | N | 2004-06-30 | N | 2004-06-30
10000980 | 2B | 2004-06-30 | Currently In Use | Diesel | 4000 | Epoxy | Fiberglass Reinforced Plastic | Pressure | N | 2004-06-30 | N | 2004-06-30
10000980 | 3 | 2004-06-30 | Currently In Use | Kerosene | 20003 | Epoxy | Fiberglass Reinforced Plastic | Pressure | N | 2004-06-30 | N | 2004-06-30
10000981 | 1 | 2006-11-17 | Currently In Use | Diesel | 15000 | Epoxy | Fiberglass Reinforced Plastic | Pressure | N | 2004-03-01 | N | 2004-03-01
10000981 | 2 | 2006-11-17 | Currently In Use | Diesel | 10000 | Epoxy | Fiberglass Reinforced Plastic | Pressure | N | 2004-03-01 | N | 2004-03-01
10000981 | 3 | 2006-11-17 | Currently In Use | Gasohol | 12000 | Epoxy | Fiberglass Reinforced Plastic | Pressure | N | 2004-03-01 | N | 2004-03-01
10000981 | 4 | 2006-11-17 | Currently In Use | Gasohol | 8000 | Epoxy | Fiberglass Reinforced Plastic | Pressure | N | 2004-03-01 | N | 2004-03-01
10000986 | 1 | 2005-06-01 | Currently In Use | Gas | 12000 | Composite | Fiberglass Reinforced Plastic | Pressure | N | 2005-06-01 | N | 2005-06-01
10000986 | 2 | 2005-06-01 | Currently In Use | Gas | 10000 | Composite | Fiberglass Reinforced Plastic | Pressure | N | 2005-06-01 | N | 2005-06-01
10000986 | 3 | 2005-06-01 | Currently In Use | Diesel | 12000 | Composite | Fiberglass Reinforced Plastic | Pressure | N | 2005-06-01 | N | 2005-06-01
10000988 | 1 | 2001-01-01 | Removed From Ground | Gas | 1000 | Bare Steel | Bare Steel |  | N |  | N
10000989 | 1 | 2005-07-28 | Removed From Ground | Not Marked/Tank Removed | 10000 | Unknown | Unknown |  | N |  | N
10000989 | 2 | 2005-07-29 | Removed From Ground | Not Marked/Tank Removed | 10000 | Unknown | Unknown |  | N |  | N
10000989 | 3 | 2005-07-29 | Removed From Ground | Not Marked/Tank Removed | 10000 | Unknown | Unknown |  | N |  | N
10000989 | 4 | 2005-07-29 | Removed From Ground | Not Marked/Tank Removed | 8000 | Unknown | Unknown |  | N |  | N
10000991 | 1A | 2005-10-01 | Currently In Use | Gas | 6000 | Composite Double Walled | Fiberglass/Double Walled | Suction: No Valve At The Tank | N | 2005-10-01 | N | 2005-10-01
10000991 | 1B | 2005-10-01 | Currently In Use | Gas | 4000 | Composite Double Walled | Fiberglass/Double Walled | Suction: No Valve At The Tank | N | 2005-10-01 | N | 2005-10-01
10000993 | 1 | 2005-10-13 | Removed From Ground | Gas | 3000 | Bare Steel | Bare Steel |  | N |  | N
10000993 | 2 | 2005-10-13 | Removed From Ground | Gas | 3000 | Bare Steel | Bare Steel |  | N |  | N
10000993 | 3 | 2005-10-13 | Removed From Ground | Gas | 3000 | Bare Steel | Bare Steel |  | N |  | N
10000993 | 4 | 2005-10-13 | Removed From Ground | Used Oil | 500 | Bare Steel | Bare Steel |  | N |  | N
10000993 | 5 | 2005-10-13 | Removed From Ground | Heating Oil | 500 | Bare Steel | Bare Steel |  | N |  | N
10000995 | 1 | 2005-05-01 | Currently In Use | Gas | 15000 | Composite | Fiberglass Reinforced Plastic | Pressure | N | 2005-05-01 | N | 2005-05-01
10000995 | 2 | 2005-05-01 | Currently In Use | Gas | 6000 | Composite | Fiberglass Reinforced Plastic | Pressure | N | 2005-05-01 | N | 2005-05-01
10000995 | 3 | 2005-05-01 | Currently In Use | Diesel | 15000 | Composite | Fiberglass Reinforced Plastic | Pressure | N | 2005-05-01 | N | 2005-05-01
10000995 | 4A | 2005-05-01 | Currently In Use | Diesel | 8500 | Composite | Fiberglass Reinforced Plastic | Pressure | N | 2005-05-01 | N | 2005-05-01
10000995 | 4B | 2015-02-03 | Temporarily Out Of Use | Kerosene | 3500 | Composite | Fiberglass Reinforced Plastic | Pressure | N | 2005-05-01 | N | 2005-05-01
10000998 | 1A | 2004-11-30 | Currently In Use | Gas | 10000 | Composite | Fiberglass Reinforced Plastic | Pressure | N | 2004-12-03 | N | 2004-12-03
10000998 | 1B | 2004-11-30 | Currently In Use | Gas | 5000 | Composite | Fiberglass Reinforced Plastic | Pressure | N | 2004-12-03 | N | 2004-12-03
10000998 | 1C | 2004-11-30 | Currently In Use | Diesel | 5000 | Composite | Fiberglass Reinforced Plastic | Pressure | N | 2004-12-03 | N | 2004-12-03
10001001 | 1 | 2005-10-12 | Removed From Ground | Gas | 4000 | Unknown |  |  | N |  | N
10001001 | 2 | 2005-10-12 | Removed From Ground | Gas | 4000 | Unknown |  |  | N |  | N
10001003 | 1 | 1989-01-01 | Currently In Use | Diesel | 550 | Fiberglass Double Walled | Fiberglass Reinforced Plastic | Suction: No Valve At The Tank | N | 2005-11-17 | N | 2005-11-17
10001005 | 1 | 2005-08-01 | Currently In Use | Gas | 12000 | Composite | Fiberglass/Double Walled | Pressure | N | 2005-08-01 | N | 2005-08-01
10001005 | 2 | 2005-08-01 | Currently In Use | Gas | 12000 | Composite | Fiberglass/Double Walled | Pressure | N | 2005-08-01 | N | 2005-08-01
10001006 | 1 | 2005-09-30 | Removed From Ground | Gas | 500 | Bare Steel |  |  | N |  | N
10001007 | 1 |  | Closed In Ground Date Unknown | Used Oil | 550 | Unknown | Unknown |  | N |  | N
10001008 | 1 | 2005-10-27 | Removed From Ground | Gas | 560 | Bare Steel | Bare Steel |  | N |  | N
10001008 | 2 | 2005-10-27 | Removed From Ground | Gas | 560 | Bare Steel | Bare Steel |  | N |  | N
10001008 | 3 | 2005-10-27 | Removed From Ground | Gas | 750 | Bare Steel | Bare Steel |  | N |  | N
10001008 | 4 | 2005-10-27 | Removed From Ground | Gas | 2000 | Bare Steel | Bare Steel |  | N |  | N
10001009 | 1 | 2005-09-29 | Currently In Use | Gas | 20000 | Fiberglass Double Walled | Double Walled/Sec. Containment | Pressure | N | 2005-10-06 | N | 2005-10-06
10001009 | 2 | 2005-09-29 | Currently In Use | Gas | 8000 | Fiberglass Double Walled | Double Walled/Sec. Containment | Pressure | N | 2005-10-06 | N | 2005-10-06
10001010 | 1 | 2005-11-09 | Currently In Use | Diesel | 20000 | Composite Double Walled | Fiberglass/Double Walled | Pressure | N | 2005-11-09 | N | 2005-11-09
10001010 | 2 | 2005-11-09 | Currently In Use | Diesel | 20000 | Composite Double Walled | Fiberglass/Double Walled | Pressure | N | 2005-11-09 | N | 2005-11-09
10001010 | 3 | 2005-11-09 | Currently In Use | Diesel | 2000 | Composite Double Walled | Fiberglass/Double Walled | Pressure | N | 2005-11-09 | N | 2005-11-09
10001010 | 4 | 2005-11-09 | Currently In Use | Gas | 20000 | Composite Double Walled | Fiberglass/Double Walled | Pressure | N | 2005-11-09 | N | 2005-11-09
10001010 | 5 | 2005-11-09 | Currently In Use | Gas | 12000 | Composite Double Walled | Fiberglass/Double Walled | Pressure | N | 2005-11-09 | N | 2005-11-09
10001010 | 6 | 2005-11-09 | Currently In Use | Gas | 8000 | Composite Double Walled | Fiberglass/Double Walled | Pressure | N | 2005-11-09 | N | 2005-11-09
10001010 | 7 | 2012-05-11 | Currently In Use | Diesel | 20000 | Fiberglass Double Walled | Fiberglass/Double Walled | Pressure | N | 2012-05-11 | N | 2012-05-11
10001011 | 1 | 2005-11-18 | Removed From Ground | Gas | 130 | Bare Steel | Unknown |  | N |  | N
10001011 | 2 | 2005-11-18 | Removed From Ground | Gas | 130 | Bare Steel | Unknown |  | N |  | N
10001011 | 3 | 2005-11-18 | Removed From Ground | Gas | 560 | Cathodically Protected Steel | Unknown |  | N |  | N
10001013 | 1 | 2005-12-12 | Temporarily Out Of Use | Gas |  | Unknown | Unknown | Not Marked | N |  | N
10001013 | 1 |  | Removed From Ground Date Unknown | Gas |  | Unknown | Unknown | Not Marked | N |  | N
10001014 | 1 |  | Removed From Ground Date Unknown |  |  | Unknown | Unknown |  | N |  | N
10001014 | 1 |  | Temporarily Out Of Use |  |  | Unknown | Unknown |  | N |  | N
10001016 | 1 | 2008-08-21 | Removed From Ground | Gas | 10000 | Composite | Fiberglass Reinforced Plastic | Pressure | N | 2005-08-01 | N | 2005-08-01
10001016 | 2 | 2008-08-21 | Removed From Ground | Gas | 6000 | Composite | Fiberglass Reinforced Plastic | Pressure | N | 2008-08-01 | N | 2005-08-01
10001016 | 3 | 2008-08-21 | Removed From Ground | Diesel | 4000 | Composite | Fiberglass Reinforced Plastic | Pressure | N | 2005-08-01 | N | 2005-08-01
10001017 | 1 | 2005-09-29 | Currently In Use | Gas | 15000 | Composite | Fiberglass Reinforced Plastic | Pressure | N | 2005-10-01 | N | 2005-10-01
10001017 | 2A | 2005-09-29 | Currently In Use | Gas | 10000 | Composite | Fiberglass Reinforced Plastic | Pressure | N | 2005-10-01 | N | 2005-10-01
10001017 | 2B | 2005-09-29 | Currently In Use | Diesel | 5000 | Composite | Fiberglass Reinforced Plastic | Pressure | N | 2005-10-01 | N | 2005-10-01
10001018 | 1 | 2005-08-18 | Currently In Use | Gas | 20000 | Fiberglass Double Walled | Fiberglass/Double Walled | Pressure | N | 2005-09-14 | N | 2005-09-14
10001018 | 2A | 2005-08-18 | Currently In Use | Diesel | 8000 | Fiberglass Double Walled | Fiberglass/Double Walled | Pressure | N | 2005-09-14 | N | 2005-09-14
10001018 | 2B | 2005-08-18 | Currently In Use | Gas | 8000 | Fiberglass Double Walled | Fiberglass/Double Walled | Pressure | N | 2005-09-14 | N | 2005-09-14
10001020 | 1 | 2005-09-20 | Removed From Ground | Not Marked/Tank Removed | 1000 | Unknown | Unknown |  | N |  | N
10001023 | 1 | 1986-01-01 | Removed From Ground | Not Marked/Tank Removed | 10000 | Bare Steel | Galvanized Steel |  | N |  | N
10001023 | 2 | 1986-01-01 | Removed From Ground | Not Marked/Tank Removed | 10000 | Bare Steel | Galvanized Steel |  | N |  | N
10001023 | 3 | 1986-01-01 | Removed From Ground | Not Marked/Tank Removed | 10000 | Bare Steel | Galvanized Steel |  | N |  | N
10001025 | 1 | 2005-10-01 | Currently In Use | Gas | 12000 | Fiberglass | Fiberglass Reinforced Plastic | Pressure | N | 2005-10-01 | N | 2005-10-01
10001025 | 2A | 2005-10-01 | Currently In Use | Diesel | 6000 | Fiberglass | Fiberglass Reinforced Plastic | Pressure | N | 2005-10-01 | N | 2005-10-01
10001025 | 2B | 2005-10-01 | Currently In Use | Gas | 6000 | Fiberglass | Fiberglass Reinforced Plastic | Pressure | N | 2005-10-01 | N | 2005-10-01
10001025 | 3A | 2005-10-01 | Currently In Use | Gas | 3000 | Fiberglass | Fiberglass Reinforced Plastic | Suction: Valve At The Tank | N | 2005-10-01 | N | 2005-10-01
10001025 | 3B | 2005-10-01 | Currently In Use | Diesel | 3000 | Fiberglass | Fiberglass Reinforced Plastic | Suction: Valve At The Tank | N | 2005-10-01 | N | 2005-10-01
10001026 | 1 | 2005-10-01 | Currently In Use | Gas | 15000 | Composite | Fiberglass Reinforced Plastic | Pressure | N | 2005-10-01 | N | 2005-10-01
10001026 | 2A | 2005-10-01 | Currently In Use | Gas | 10000 | Composite | Fiberglass Reinforced Plastic | Pressure | N | 2005-10-01 | N | 2005-10-01
10001026 | 2B | 2005-10-01 | Currently In Use | Diesel | 5000 | Composite | Fiberglass Reinforced Plastic | Pressure | N | 2005-10-01 | N | 2005-10-01
10001027 | 2 | 2005-09-25 | Currently In Use | Diesel | 3000 | Composite |  | Pressure | N | 2005-09-25 | N | 2005-09-25
10001030 | 1A | 2005-11-03 | Currently In Use | Gas | 20000 | Fiberglass Double Walled | Double Walled/Sec. Containment | Pressure | N | 2005-11-08 | N | 2005-11-08
10001030 | 1B | 2005-11-03 | Currently In Use | Gas | 8000 | Fiberglass Double Walled | Double Walled/Sec. Containment | Pressure | N | 2005-11-08 | N | 2005-11-08
10001035 | 1 | 1990-06-01 | Removed From Ground | Gas | 4000 | Unknown | Unknown |  | N |  | N
10001035 | 2 | 1990-06-01 | Removed From Ground | Gas | 4000 | Unknown | Unknown |  | N |  | N
10001035 | 3 | 1990-06-01 | Removed From Ground | Gas | 4000 | Unknown | Unknown |  | N |  | N
10001035 | 4 | 1990-06-01 | Removed From Ground | Gas | 4000 | Unknown | Unknown |  | N |  | N
10001035 | 5 | 1990-06-01 | Removed From Ground | Kerosene | 550 | Unknown | Unknown |  | N |  | N
10001037 | 3 | 2002-03-01 | Currently In Use | Gas | 4000 | Composite Double Walled | Fiberglass/Double Walled | Pressure | N | 2002-03-01 | N | 2002-03-01
10001037 | 4 | 2002-03-01 | Currently In Use | Diesel | 4000 | Composite Double Walled | Fiberglass/Double Walled | Pressure | N | 2002-03-01 | N | 2002-03-01
10001038 | 1 | 2006-01-12 | Removed From Ground |  |  | Unknown |  |  | N |  | N
10001038 | 1 |  | Currently In Use |  |  | Unknown |  |  | N |  | N
10001040 | 1 | 2005-04-15 | Currently In Use | Gas | 8000 | Tank Jacket | Fiberglass/Double Walled | Pressure | N | 2005-04-15 | N | 2005-04-15
10001040 | 2 | 2005-04-15 | Currently In Use | Gas | 4000 | Tank Jacket | Fiberglass Reinforced Plastic | Pressure | N | 2005-04-15 | N | 2005-04-15
10001040 | 3 | 2005-04-15 | Currently In Use | Diesel | 8000 | Tank Jacket | Fiberglass/Double Walled | Pressure | N | 2005-04-15 | N | 2005-04-15
10001041 | 1 | 2011-07-27 | Removed From Ground | Gas | 12000 | Composite | Fiberglass Reinforced Plastic | Pressure | N | 2004-06-01 | N | 2004-06-01
10001043 | 1 | 2005-11-15 | Removed From Ground | Gas | 2000 | Bare Steel | Bare Steel | Not Marked | N |  | N
10001043 | 2 | 2005-11-15 | Removed From Ground | Gas | 2000 | Bare Steel | Bare Steel | Not Marked | N |  | N
10001044 | 1 | 2005-05-12 | Currently In Use | Gas | 10000 | EPOXY/DOUBLE WALLED | Fiberglass/Double Walled | Pressure | N | 2005-05-12 | N | 2005-05-12
10001044 | 2 | 2005-05-12 | Currently In Use | Gas | 12000 | EPOXY/DOUBLE WALLED | Fiberglass/Double Walled | Pressure | N | 2005-05-12 | N | 2005-05-12
10001044 | 3 | 2014-02-21 | Currently In Use | Diesel | 3000 | Composite Double Walled | Fiberglass/Double Walled | Pressure | N | 2014-02-21 | N | 2014-02-21
10001047 | 1A | 2005-12-15 | Currently In Use | Gas | 10000 | Composite | Fiberglass Reinforced Plastic | Pressure | N | 2006-01-15 | N | 2006-01-15
10001047 | 1B | 2005-12-15 | Currently In Use | Gas | 6000 | Composite | Fiberglass Reinforced Plastic | Pressure | N | 2006-01-15 | N | 2006-01-15
10001047 | 2 | 2005-12-15 | Currently In Use | Diesel | 12000 | Composite | Fiberglass Reinforced Plastic | Pressure | N | 2006-01-15 | N | 2006-01-15
10001050 | 1 | 2005-11-29 | Currently In Use | Diesel | 12000 | Composite | Fiberglass/Double Walled | Pressure | N | 2005-11-29 | N | 2005-11-29
10001050 | 2 | 2005-11-29 | Currently In Use | Diesel | 12000 | Composite | Fiberglass/Double Walled | Pressure | N | 2005-11-29 | N | 2005-11-29
10001050 | 3A | 2005-11-29 | Currently In Use | Gas | 8000 | Composite | Fiberglass/Double Walled | Pressure | N | 2005-11-29 | N | 2005-11-29
10001050 | 3B | 2005-11-29 | Currently In Use | Gas | 4000 | Composite | Fiberglass/Double Walled | Pressure | N | 2005-11-29 | N | 2005-11-29
10001054 | 1 | 2005-09-22 | Currently In Use | Gas | 20000 | Fiberglass Double Walled | Fiberglass/Double Walled | Pressure | N | 2005-10-20 | N | 2005-10-20
10001054 | 2A | 2005-09-22 | Currently In Use | Diesel | 12000 | Fiberglass Double Walled | Fiberglass/Double Walled | Pressure | N | 2005-10-20 | N | 2005-10-20
10001054 | 2B | 2005-09-22 | Currently In Use | Gas | 8000 | Fiberglass Double Walled | Fiberglass/Double Walled | Pressure | N | 2005-10-20 | N | 2005-10-20
10001058 | 1 |  | Removed From Ground Date Unknown |  |  | Unknown |  |  | N |  | N
10001060 | 1A | 2004-08-01 | Currently In Use | Gas | 9000 | Composite | Fiberglass Reinforced Plastic | Pressure | N | 2004-08-01 | N | 2004-08-01
10001060 | 1B | 2004-08-01 | Currently In Use | Gas | 3000 | Composite | Fiberglass Reinforced Plastic | Pressure | N | 2004-08-01 | N | 2004-08-01
10001060 | 2 | 2004-08-01 | Currently In Use | Diesel | 3000 | Composite | Fiberglass Reinforced Plastic | Pressure | N | 2004-08-01 | N | 2004-08-01
10001061 | 1 | 2005-02-01 | Currently In Use | Gas | 12000 | Composite | Double Walled | Pressure | N | 2005-02-01 | N | 2005-02-01
10001061 | 2A | 2005-02-01 | Currently In Use | Gas | 8000 | Composite | Double Walled | Pressure | N | 2005-02-01 | N | 2005-02-01
10001061 | 2B | 2005-02-01 | Currently In Use | Diesel | 4000 | Composite | Double Walled | Pressure | N | 2005-02-01 | N | 2005-02-01
10001062 | 1 |  | Removed From Ground Date Unknown | Gas |  | Unknown | Unknown |  | N |  | N
10001066 | 1A | 2005-09-01 | Currently In Use | Kerosene | 3000 | Composite | Fiberglass Reinforced Plastic | Suction: No Valve At The Tank | N | 2005-09-01 | N | 2005-09-01
10001066 | 1B | 2005-09-01 | Currently In Use | Other | 3000 | Composite | Fiberglass Reinforced Plastic | Suction: No Valve At The Tank | N | 2005-09-01 | N | 2005-09-01
10001066 | 2 | 2005-09-01 | Currently In Use | Diesel | 6000 | Composite | Fiberglass Reinforced Plastic | Pressure | N | 2005-09-01 | N | 2005-09-01
10001066 | 3 | 2005-09-01 | Currently In Use | Diesel | 10000 | Composite | Fiberglass Reinforced Plastic | Pressure | N | 2005-09-01 | N | 2005-09-01
10001066 | 4 | 2005-09-01 | Currently In Use | Gas | 12000 | Composite | Fiberglass Reinforced Plastic | Pressure | N | 2005-09-01 | N | 2005-09-01
10001066 | 5 | 2005-09-01 | Currently In Use | Gas | 10000 | Composite | Fiberglass Reinforced Plastic | Pressure | N | 2005-09-01 | N | 2005-09-01
10001069 | 1 | 2004-01-01 | Removed From Ground | Kerosene |  | Unknown | Unknown |  | N |  | N
10001069 | 2 | 2004-01-01 | Removed From Ground | Gas |  | Unknown | Unknown |  | N |  | N
10001069 | 3 | 2004-01-01 | Removed From Ground | Gas |  | Unknown | Unknown |  | N |  | N
10001069 | 4 | 2016-10-19 | Removed From Ground | Kerosene | 300 | Unknown |  |  | N |  | N
10001070 | 1 | 2005-10-01 | Currently In Use | Gas | 12000 | Composite | Fiberglass/Double Walled | Pressure | N | 2005-10-01 | N | 2005-10-01
10001070 | 2 | 2005-10-01 | Currently In Use | Gas | 10000 | Composite | Fiberglass/Double Walled | Pressure | N | 2005-10-01 | N | 2005-10-01
10001070 | 3 | 2005-10-01 | Currently In Use | Diesel | 8000 | Composite | Fiberglass/Double Walled | Pressure | N | 2005-10-01 | N | 2005-10-01
10001070 | 4 | 2005-10-01 | Currently In Use | Diesel | 4000 | Composite | Fiberglass/Double Walled | Pressure | N | 2005-10-01 | N | 2005-10-01
10001072 | 1 | 2005-09-16 | Currently In Use | Diesel | 10000 | Tank Jacket | Single Wall Flex | Suction: No Valve At The Tank | N | 2010-04-01 12:00 | N | 2005-08-01 12:00
10001072 | 2 | 2005-09-16 | Currently In Use | Diesel | 5000 | Tank Jacket | Single Wall Flex | Suction: No Valve At The Tank | N | 2010-04-01 12:00 | N | 2005-08-01 12:00
10001073 | 1A | 2006-01-01 | Currently In Use | Gas | 1000 | Composite | Fiberglass Reinforced Plastic | Suction: Valve At The Tank | N | 2006-01-01 | N | 2006-01-01
10001073 | 1B | 2006-01-01 | Currently In Use | Diesel | 5000 | Composite | Fiberglass Reinforced Plastic | Suction: Valve At The Tank | N | 2006-01-01 | N | 2006-01-01
10001074 | 1 | 2004-06-26 | Currently In Use | Gas | 12000 | Epoxy | Fiberglass Reinforced Plastic | Pressure | N | 2004-06-26 | N | 2004-03-26
10001074 | 2A | 2004-06-26 | Currently In Use | Gas | 8000 | Epoxy | Fiberglass Reinforced Plastic | Pressure | N | 2004-06-26 | N | 2004-06-26
10001074 | 2b | 2004-06-24 | Currently In Use | Diesel | 4000 | Epoxy | Fiberglass Reinforced Plastic | Pressure | N | 2004-06-24 | N | 2004-06-24
10001076 | 1 | 2005-02-01 | Currently In Use | Gas | 10000 | Fiberglass | Single Wall Flex | Suction: No Valve At The Tank | N | 2005-02-01 | N | 2005-02-01
10001076 | 2 | 2005-02-01 | Currently In Use | Gas | 8000 | Fiberglass | Single Wall Flex | Suction: No Valve At The Tank | N | 2005-02-01 | N | 2005-02-01
10001076 | 3 | 2005-02-01 | Currently In Use | Diesel | 6000 | Fiberglass | Single Wall Flex | Suction: No Valve At The Tank | N | 2005-02-01 | N | 2005-02-01
10001079 | 1 | 1970-01-01 | Removed From Ground | Gas |  | Unknown |  |  | N |  | N
10001079 | 2 | 1970-01-01 | Removed From Ground | Gas |  | Unknown | Unknown |  | N |  | N
10001079 | 3 | 1970-01-01 | Removed From Ground |  |  | Unknown | Unknown |  | N |  | N
10001080 | 1 | 2006-02-01 | Currently In Use | Diesel | 12000 | STIP-3 | Fiberglass/Double Walled | Pressure | N | 2006-02-22 | N | 2006-02-22
10001080 | 2 | 2009-01-01 | Currently In Use | Diesel | 20000 | Composite Double Walled | Fiberglass/Double Walled | Pressure | N | 2009-01-01 | N | 2009-01-01
10001083 | 1 | 2006-03-15 | Currently In Use | Diesel | 10000 | Composite | Double Walled Flex | Suction: No Valve At The Tank | N | 2006-03-15 | N | 2006-03-15
10001084 | 1 | 2006-01-20 | Removed From Ground | Not Marked/Tank Removed | 3000 | Unknown | Unknown |  | N |  | N
10001084 | 2 | 2006-01-20 | Removed From Ground | Not Marked/Tank Removed | 3000 | Unknown | Unknown |  | N |  | N
10001085 | 1A | 2005-11-15 | Currently In Use | Gas | 25000 | Fiberglass Double Walled | Double Walled Flex | Pressure | N | 2005-12-28 | N | 2005-12-28
10001085 | 1B | 2005-11-15 | Currently In Use | Gas | 7000 | Fiberglass Double Walled | Double Walled Flex | Pressure | N | 2005-12-28 | N | 2005-12-28
10001085 | 2 | 2008-12-28 | Currently In Use | Diesel | 8000 | Fiberglass Double Walled | Double Walled Flex | Pressure | N | 2005-12-28 | N | 2005-12-28
10001087 | 1 | 1991-01-01 | Permanently Out Of Use |  |  | Unknown |  |  | N |  | N
10001088 | 1 | 2002-01-14 | Currently In Use | Diesel | 10000 | Composite Double Walled | Double Walled Flex | Suction: Valve At The Tank | N | 2005-01-14 | N | 2005-01-14
10001091 | 1A | 2006-02-01 | Currently In Use | Gas | 20000 | Fiberglass Double Walled | Double Walled Flex | Pressure | N | 2006-02-01 | N | 2006-02-01
10001091 | 1B | 2006-03-29 | Currently In Use | Gas | 8000 | Fiberglass Double Walled | Double Walled Flex | Pressure | N | 2006-02-01 | N | 2006-02-01
10001092 | 1 | 2005-10-03 | Currently In Use | Gas | 20000 | Fiberglass Double Walled | Double Walled Flex | Pressure | N | 2005-08-15 | N | 2005-05-18
10001092 | 2 | 2005-10-03 | Currently In Use | Gas | 15000 | Fiberglass Double Walled | Double Walled Flex | Pressure | N | 2005-08-15 | N | 2005-08-15
10001092 | 3 | 2013-03-01 | Currently In Use | Diesel | 8000 | Fiberglass Double Walled | Fiberglass/Double Walled | Pressure | N | 2013-03-01 | N | 2013-03-01
10001100 | 1 | 2006-02-08 | Removed From Ground | Diesel | 1000 | Bare Steel | Bare Steel |  | N |  | N
10001101 | 1` | 1996-05-01 | Removed From Ground | Gas | 500 | Unknown |  |  | N |  | N
10001102 | 1 | 2006-02-01 | Removed From Ground | Not Marked | 550 | Bare Steel | Bare Steel |  | N |  | N
10001102 | 2 | 2006-02-01 | Removed From Ground | Not Marked | 550 | Bare Steel | Bare Steel |  | N |  | N
10001102 | 3 | 2006-02-01 | Removed From Ground | Not Marked | 550 | Bare Steel | Bare Steel |  | N |  | N
10001102 | 4 | 2006-02-01 | Removed From Ground | Not Marked | 6000 | Bare Steel | Bare Steel |  | N |  | N
10001102 | 5 | 2006-02-01 | Removed From Ground |  | 6000 | Bare Steel | Bare Steel |  | N |  | N
10001103 | 1 | 2006-04-25 | Currently In Use | Gas |  | Composite | Fiberglass Reinforced Plastic | Pressure | N | 2005-01-01 | N | 2005-01-01
10001103 | 2 | 2006-04-25 | Currently In Use | Gas |  | Composite | Fiberglass Reinforced Plastic | Pressure | N | 2005-01-01 | N | 2005-01-01
10001105 | 1 | 2005-07-01 | Currently In Use | Gas | 20000 | Fiberglass Double Walled | Fiberglass/Double Walled | Pressure | N | 2005-07-01 | N | 2005-07-01
10001105 | 2 | 2005-07-01 | Currently In Use | Gas | 20000 | Fiberglass Double Walled | Fiberglass/Double Walled | Pressure | N | 2005-07-01 | N | 2005-07-01
10001105 | 3 | 2005-07-01 | Currently In Use | Gas | 12000 | Fiberglass Double Walled | Fiberglass/Double Walled | Pressure | N | 2005-07-01 | N | 2005-07-01
10001105 | 4A | 2016-12-02 | Currently In Use | Diesel | 12000 | Fiberglass Double Walled | Double Walled Flex | Pressure | N | 2016-12-15 | N | 2016-12-15
10001105 | 4B | 2016-12-02 | Currently In Use | Gas | 10000 | Fiberglass Double Walled | Fiberglass/Double Walled | Pressure | N | 2016-12-15 | N | 2016-12-15
10001108 | P329081 | 2005-11-10 | Currently In Use | Gas | 12000 | Fiberglass | Fiberglass/Double Walled | Pressure | N | 2005-12-14 | N | 2005-12-14
10001108 | P329082A | 2005-11-10 | Currently In Use | Gas | 8000 | Fiberglass | Fiberglass/Double Walled | Pressure | N | 2005-12-14 | N | 2005-12-14
10001108 | P329082B | 2005-11-10 | Currently In Use | Diesel | 4000 | Fiberglass | Fiberglass/Double Walled | Pressure | N | 2005-12-14 | N | 2005-12-14
10001111 | 1 | 2001-10-01 | Currently In Use | Gas | 10000 | Composite | Double Walled | Pressure | N | 2001-10-01 | N | 2001-10-01
10001111 | 2 | 2001-10-01 | Currently In Use | Gas | 5000 | Composite | Double Walled | Pressure | N | 2001-10-01 | N | 2001-10-01
10001113 | 1 | 2006-02-17 | Removed From Ground | Diesel | 1000 | Bare Steel | Bare Steel |  | N |  | N
10001114 | 1 | 2005-03-11 | Currently In Use | Gas | 12000 | Composite | Fiberglass Reinforced Plastic | Pressure | N | 2005-05-01 12:00 | N
10001114 | 2A | 2005-03-11 | Currently In Use | Gas | 8000 | Composite | Fiberglass Reinforced Plastic | Pressure | N | 2005-05-01 12:00 | N
10001114 | 2B | 2005-03-11 | Currently In Use | Diesel | 4000 | Composite | Fiberglass Reinforced Plastic | Pressure | N | 2005-05-01 12:00 | N
10001116 | 1 | 2006-04-24 | Removed From Ground | Gas | 2000 | Bare Steel | Galvanized Steel |  | N |  | N
10001116 | 2 | 2006-04-24 | Removed From Ground | Gas | 2000 | Bare Steel | Galvanized Steel |  | N |  | N
10001120 | 1 | 2006-04-11 | Currently In Use | Gas | 20000 | Composite Double Walled | Fiberglass/Double Walled | Pressure | N | 2006-04-11 | N | 2006-04-11
10001120 | 2 | 2006-04-11 | Currently In Use | Gas | 12000 | Composite Double Walled | Fiberglass/Double Walled | Pressure | N | 2006-04-11 | N | 2006-04-11
10001120 | 3 | 2006-04-11 | Currently In Use | Gas | 12000 | Composite Double Walled | Fiberglass/Double Walled | Pressure | N | 2006-04-11 | N | 2006-04-11
10001123 | 1 | 2006-03-01 | Currently In Use | Gas | 12000 | Composite | Fiberglass Reinforced Plastic | Pressure | N | 2006-03-01 | N | 2006-03-01
10001123 | 2A | 2006-03-01 | Currently In Use | Gas | 8000 | Composite | Fiberglass Reinforced Plastic | Pressure | N | 2006-03-01 | N | 2006-03-01
10001123 | 2B | 2006-03-01 | Currently In Use | Diesel | 4000 | Composite | Fiberglass Reinforced Plastic | Pressure | N | 2006-03-01 | N | 2006-03-01
10001123 | 3 | 2006-03-01 | Currently In Use | Diesel | 2000 | Composite | Fiberglass Reinforced Plastic | Suction: No Valve At The Tank | N | 2006-03-01 | N | 2006-03-01
10001124 | 1 | 2005-06-09 | Removed From Ground | Gas | 2000 | Bare Steel | Bare Steel |  | N |  | N
10001124 | 2 | 2005-06-09 | Removed From Ground | Gas | 2000 | Bare Steel | Bare Steel |  | N |  | N
10001124 | 3 | 2005-06-09 | Removed From Ground | Gas | 2000 | Bare Steel | Bare Steel |  | N |  | N
10001125 | 1A | 2006-05-27 | Currently In Use | Gas | 8000 | Composite | Fiberglass Reinforced Plastic | Pressure | N | 2006-05-27 | N | 2006-05-27
10001125 | 1B | 2006-03-27 | Currently In Use | Gas | 4000 | Composite | Fiberglass Reinforced Plastic | Pressure | N | 2006-03-27 | N | 2006-03-27
10001125 | 2A | 2006-05-27 | Currently In Use | Diesel | 6000 | Composite | Fiberglass Reinforced Plastic | Pressure | N | 2006-05-27 | N | 2006-05-27
10001125 | 2B | 2006-05-27 | Currently In Use | Diesel | 4000 | Composite | Fiberglass Reinforced Plastic | Pressure | N | 2006-05-27 | N | 2006-05-27
10001125 | 2C | 2006-05-27 | Currently In Use | Kerosene | 2000 | Composite | Fiberglass Reinforced Plastic | Pressure | N | 2006-05-27 | N | 2006-05-27
10001126 | 1 | 2006-02-02 | Currently In Use | Gas | 12000 | Composite | Single Wall Flex | Pressure | N | 2006-02-01 | N | 2006-02-01
10001126 | 2A | 2006-02-02 | Currently In Use | Gas | 6000 | Composite | Single Wall Flex | Pressure | N | 2006-02-01 | N | 2006-02-01
10001126 | 2B | 2006-02-02 | Currently In Use | Diesel | 6000 | Composite | Single Wall Flex | Pressure | N | 2006-02-01 | N | 2006-02-01
10001127 | 1 | 2016-12-15 | Removed From Ground | Gas | 20000 | Fiberglass Double Walled | Fiberglass/Double Walled | Pressure | N | 2006-04-21 | N | 2006-04-21
10001127 | 2A | 2016-12-15 | Removed From Ground | Diesel | 8000 | Fiberglass Double Walled | Fiberglass/Double Walled | Pressure | N | 2006-04-21 | N | 2006-04-21
10001127 | 2B | 2016-12-15 | Removed From Ground | Gas | 8000 | Fiberglass Double Walled | Fiberglass/Double Walled | Pressure | N | 2006-04-21 | N | 2006-04-21
10001128 | 329087A | 2009-06-30 | Currently In Use | Diesel | 10000 | Composite | Fiberglass Reinforced Plastic | Pressure | N | 2006-02-10 | N | 2006-02-10
10001128 | 329087B | 2009-06-30 | Currently In Use | Kerosene | 2000 | Composite | Fiberglass Reinforced Plastic | Suction: No Valve At The Tank | N | 2006-02-10 | N | 2006-02-10
10001128 | 329088 | 2009-06-30 | Currently In Use | Gas | 12000 | Composite | Fiberglass Reinforced Plastic | Pressure | N | 2006-02-10 | N | 2006-02-10
10001128 | 329089 | 2009-06-30 | Currently In Use | Gas | 12000 | Composite | Fiberglass Reinforced Plastic | Pressure | N | 2006-02-10 | N | 2006-02-10
10001129 | 1 | 1985-01-01 | Removed From Ground |  |  | Unknown | Unknown |  | N |  | N
10001129 | 2 | 1985-01-01 | Removed From Ground | Not Marked/Tank Removed |  | Unknown | Unknown |  | N |  | N
10001129 | 3 | 1985-01-01 | Removed From Ground | Not Marked/Tank Removed |  | Unknown | Unknown |  | N |  | N
10001129 | 4 | 1985-01-01 | Removed From Ground | Not Marked/Tank Removed |  | Unknown | Unknown |  | N |  | N
10001130 | 1 | 2006-04-25 | Removed From Ground | Gas | 1000 | Bare Steel | Bare Steel |  | N |  | N
10001130 | 2 | 2006-04-25 | Removed From Ground | Gas | 1000 | Bare Steel | Bare Steel |  | N |  | N
10001131 | 1 | 2005-12-19 | Removed From Ground | Gas | 10000 | Bare Steel | Unknown |  | N |  | N
10001131 | 2 | 2005-12-19 | Removed From Ground | Used Oil | 2000 | Bare Steel | Unknown |  | N |  | N
10001131 | 3 | 2005-12-19 | Removed From Ground | New Oil | 1000 | Bare Steel | Unknown |  | N |  | N
10001132 | 1 | 2006-06-23 | Currently In Use | Gas | 10000 | Epoxy | Galvanized Steel | Pressure | N | 2004-01-01 12:00 | N | 2004-01-01 12:00
10001132 | 2 | 2006-06-23 | Currently In Use | Gas | 10000 | Epoxy | Galvanized Steel | Pressure | N | 2004-01-01 12:00 | N | 2004-01-01 12:00
10001132 | 3 | 2006-06-23 | Currently In Use | Diesel | 8000 | Epoxy | Galvanized Steel | Pressure | N | 2004-01-01 12:00 | N | 2004-01-01 12:00
10001132 | 4 | 2006-06-23 | Currently In Use | Diesel | 2000 | Epoxy | Galvanized Steel | Pressure | N | 2004-01-01 12:00 | N | 2004-01-01 12:00
10001133 | 1 | 2006-06-23 | Currently In Use | Gas | 5000 | Composite | Fiberglass Reinforced Plastic | Pressure | N | 2002-01-01 12:00 | N | 2002-01-01 12:00
10001133 | 2 | 2002-01-01 | Currently In Use | Gas | 10000 | Composite | Fiberglass Reinforced Plastic | Pressure | N | 2002-01-01 12:00 | N | 2002-01-01 12:00
10001133 | 3 | 2002-01-01 | Currently In Use | Diesel | 8000 | Composite | Fiberglass Reinforced Plastic | Pressure | N | 2002-01-01 12:00 | N | 2002-01-01 12:00
10001133 | 4 | 2002-01-01 | Currently In Use | Diesel | 2000 | Composite | Fiberglass Reinforced Plastic | Pressure | N | 2002-01-01 12:00 | N | 2002-01-01 12:00
10001133 | 5 | 2002-01-01 | Currently In Use | Gas | 5000 | Composite | Fiberglass Reinforced Plastic | Pressure | N | 2002-01-01 12:00 | N | 2002-01-01 12:00
10001135 | 1 | 2006-04-20 | Removed From Ground | Gas | 570 | Bare Steel | Bare Steel |  | N |  | N
10001135 | 2 | 2006-04-20 | Removed From Ground | Used Oil | 570 | Bare Steel | Bare Steel |  | N |  | N
10001135 | 3 | 2006-06-20 | Removed From Ground | Gas | 570 | Unknown | Unknown |  | N |  | N
10001135 | 4 | 2006-06-20 | Removed From Ground | Gas | 570 | Unknown | Unknown |  | N |  | N
10001135 | 5 | 2006-06-20 | Removed From Ground | Gas | 570 | Unknown | Unknown |  | N |  | N
10001136 | 1 | 2006-05-23 | Removed From Ground | Gas | 2000 | Bare Steel | Bare Steel |  | N |  | N
10001139 | 1 | 2006-05-24 | Removed From Ground | Not Marked/Tank Removed | 200 | Unknown | Unknown |  | N |  | N
10001139 | 2 | 2006-05-24 | Removed From Ground | Not Marked/Tank Removed | 400 | Unknown | Unknown |  | N |  | N
10001139 | 3 | 2006-05-24 | Removed From Ground | Not Marked/Tank Removed | 1000 | Bare Steel | Unknown |  | N |  | N
10001139 | 4 | 2006-05-24 | Removed From Ground | Not Marked/Tank Removed | 1000 | Bare Steel | Unknown |  | N |  | N
10001140 | 1 | 2015-10-21 | Currently In Use | Diesel | 20000 | Fiberglass Double Walled | Fiberglass/Double Walled | Pressure | N | 2015-09-16 12:00 | N | 2015-08-13 12:00
10001140 | 2 | 2015-08-13 | Currently In Use | Diesel | 30000 | Fiberglass Double Walled | Fiberglass/Double Walled | Pressure | N | 2015-09-16 12:00 | N | 2015-08-13 12:00
10001140 | 3 | 2015-08-13 | Currently In Use | Biodiesel | 12000 | Fiberglass Double Walled | Steel/Secondary Containment | Suction: No Valve At The Tank | N | 2015-09-16 12:00 | N | 2015-08-13 12:00
10001141 | 1 | 2006-06-02 | Currently In Use | Gas | 7000 | Fiberglass Double Walled | Fiberglass Reinforced Plastic | Pressure | N | 2006-06-03 12:00 | N | 2006-06-06 12:00
10001141 | 2 | 2006-06-02 | Currently In Use | Diesel | 8000 | Fiberglass Double Walled | Fiberglass Reinforced Plastic | Pressure | N | 2006-06-03 12:00 | N | 2006-06-06 12:00
10001141 | 3 | 2006-06-02 | Currently In Use | Gas | 25000 | Fiberglass Double Walled | Fiberglass/Double Walled | Pressure | N | 2006-06-06 12:00 | N | 2006-06-06 12:00
10001143 | 1 | 2005-02-26 | Removed From Ground | Gas | 10000 | Unknown | Unknown |  | N |  | N
10001144 | 1 | 2005-10-12 | Removed From Ground | Gas | 2000 | Bare Steel | Bare Steel |  | N |  | N
10001144 | 2 | 2005-10-12 | Removed From Ground | Gas | 2000 | Bare Steel | Bare Steel |  | N |  | N
10001144 | 3 | 2005-10-12 | Removed From Ground | Gas | 4000 | Bare Steel | Bare Steel |  | N |  | N
10001147 | 1 | 2006-06-16 | Removed From Ground | Gas | 6000 | Unknown | Unknown |  | N |  | N
10001147 | 2 | 2006-06-16 | Removed From Ground | Gas | 6000 | Unknown | Unknown |  | N |  | N
10001147 | 3 | 2006-06-16 | Removed From Ground | Gas | 6000 | Unknown | Unknown |  | N |  | N
10001149 | 1 | 2006-05-19 | Removed From Ground | Not Marked/Tank Removed | 500 | Unknown |  |  | N |  | N
10001149 | 2 | 2006-05-19 | Removed From Ground | Not Marked/Tank Removed | 500 | Unknown |  |  | N |  | N
10001151 | 1 | 2006-03-01 | Currently In Use | Diesel | 12000 | Fiberglass Double Walled | Fiberglass/Double Walled | Pressure | N | 2006-03-01 12:00 | N | 2015-11-04 12:00
10001152 | 1A | 2001-05-01 | Currently In Use | Diesel | 8000 | Fiberglass Double Walled | Fiberglass/Double Walled | Pressure | N | 2001-05-01 | N | 2001-05-01
10001152 | 1B | 2001-05-01 | Currently In Use | Gasohol | 4000 | Fiberglass Double Walled | Fiberglass/Double Walled | Pressure | N | 2001-05-01 | N | 2001-05-01
10001153 | 1 | 2006-06-30 | Currently In Use | Gas | 20000 | Fiberglass Double Walled | Fiberglass/Double Walled | Pressure | N | 2006-08-07 | N | 2006-07-19
10001153 | 2 | 2006-06-30 | Currently In Use | Gas | 20000 | Fiberglass Double Walled | Fiberglass/Double Walled | Pressure | N | 2006-08-07 | N | 2006-07-19
10001153 | 3A | 2006-06-30 | Currently In Use | Gas | 8000 | Fiberglass Double Walled | Fiberglass/Double Walled | Pressure | N | 2006-08-07 | N | 2006-07-19
10001153 | 3B | 2006-06-30 | Currently In Use | Diesel | 12000 | Fiberglass Double Walled | Fiberglass/Double Walled | Pressure | N | 2006-08-07 | N | 2006-07-19
10001154 | 1 | 2005-11-12 | Currently In Use | Gas | 12000 | Composite | Fiberglass Reinforced Plastic | Pressure | N | 2006-03-01 | N | 2006-03-01
10001154 | 2 | 2005-11-12 | Currently In Use | Gas | 8000 | Composite | Fiberglass Reinforced Plastic | Pressure | N | 2006-03-01 | N | 2006-03-01
10001154 | 3 | 2005-11-12 | Currently In Use | Diesel | 4000 | Composite | Fiberglass Reinforced Plastic | Pressure | N | 2006-03-01 | N | 2006-03-01
10001156 | 1A | 2006-05-18 | Currently In Use | Gas | 20000 | Fiberglass Double Walled | Double Walled Flex | Pressure | N | 2005-05-26 | N | 2006-05-26
10001156 | 1B | 2006-05-18 | Currently In Use | Gas | 8000 | Fiberglass Double Walled | Double Walled Flex | Pressure | N | 2006-05-26 | N | 2006-05-26
10001159 | 1 | 2006-03-15 | Currently In Use | Gas | 12000 | Composite | Fiberglass Reinforced Plastic | Pressure | N | 2006-03-15 | N | 2006-03-15
10001159 | 2 | 2006-03-15 | Currently In Use | Gas | 8000 | Composite | Fiberglass Reinforced Plastic | Pressure | N | 2006-03-15 | N | 2006-03-15
10001159 | 3 | 2006-03-15 | Currently In Use | Diesel | 4000 | Composite | Fiberglass Reinforced Plastic | Pressure | N | 2006-03-15 | N | 2006-03-15
10001160 | 1 | 2015-09-18 | Currently In Use | Gas | 12000 | Epoxy | Fiberglass Reinforced Plastic | Pressure | N | 2004-12-01 | N | 2004-12-01
10001160 | 2 | 2015-09-18 | Currently In Use | Gas | 8000 | Epoxy | Fiberglass Reinforced Plastic | Pressure | N | 2004-12-01 | N | 2004-12-01
10001160 | 3 | 2015-09-18 | Currently In Use | Diesel | 4000 | Epoxy | Fiberglass Reinforced Plastic | Pressure | N | 2004-12-01 | N | 2004-12-01
10001162 | 1 | 2006-06-01 | Currently In Use | Gas | 10000 | Composite | Fiberglass Reinforced Plastic | Pressure | N | 2006-06-01 | N | 2006-06-01
10001162 | 2 | 2006-06-01 | Currently In Use | Diesel | 10000 | Composite | Fiberglass Reinforced Plastic | Pressure | N | 2006-06-01 | N | 2006-06-01
10001165 | P329143A | 2006-04-11 | Currently In Use | Gas | 8000 | Fiberglass | Fiberglass/Double Walled | Pressure | N | 2006-05-01 | N | 2006-05-01
10001165 | P329143B | 2006-04-11 | Currently In Use | Diesel | 4000 | Fiberglass | Fiberglass/Double Walled | Pressure | N | 2006-05-01 | N | 2006-05-01
10001165 | P329158 | 2006-04-11 | Currently In Use | Gas | 12000 | Fiberglass | Fiberglass/Double Walled | Pressure | N | 2006-05-01 | N | 2006-05-01
10001167 | 1 | 2006-07-06 | Currently In Use | Gas | 12000 | Composite | Fiberglass Reinforced Plastic | Pressure | N | 2006-07-06 | N | 2006-07-06
10001167 | 2A | 2006-07-06 | Currently In Use | Gas | 7000 | Composite | Fiberglass Reinforced Plastic | Pressure | N | 2006-07-06 | N | 2006-07-06
10001167 | 2B | 2006-07-06 | Currently In Use | Diesel | 5000 | Composite | Fiberglass Reinforced Plastic | Pressure | N | 2006-07-06 | N | 2006-07-06
10001167 | 3 | 2006-07-06 | Currently In Use | Diesel | 1000 | Composite | Fiberglass Reinforced Plastic | Suction: No Valve At The Tank | N | 2006-07-06 | N | 2006-07-06
10001168 | 1 | 2006-11-16 | Removed From Ground | Diesel | 6000 | Bare Steel | Bare Steel |  | Y |  | Y
10001169 | 1 | 2006-03-01 | Currently In Use | Diesel | 15000 | Fiberglass Double Walled | Fiberglass/Double Walled | Pressure | N | 2006-03-01 | N | 2006-03-01
10001169 | 2 | 2006-03-01 | Currently In Use | Gas | 12000 | Fiberglass Double Walled | Fiberglass/Double Walled | Pressure | N | 2006-03-01 | N | 2006-03-01
10001170 | 1 | 2006-06-23 | Currently In Use | Gas | 15000 | Fiberglass Double Walled | Fiberglass/Double Walled | Pressure | N | 2006-07-15 | N | 2006-07-15
10001170 | 2A | 2006-06-23 | Currently In Use | Gas | 10000 | Fiberglass Double Walled | Fiberglass/Double Walled | Pressure | N | 2006-07-15 | N | 2006-07-15
10001170 | 2B | 2006-06-23 | Currently In Use | Diesel | 5000 | Fiberglass Double Walled | Fiberglass/Double Walled | Pressure | N | 2006-07-15 | N | 2006-07-15
10001171 | 1 | 2003-04-01 | Currently In Use | Gas | 10000 | Fiberglass Double Walled | Double Walled Flex | Pressure | N | 2003-04-01 | N | 2003-04-01
10001172 | 1 | 2003-05-01 | Currently In Use | Gas | 2500 | Fiberglass Double Walled | Fiberglass/Double Walled | Pressure | N | 2003-05-01 | N | 2003-05-01
10001172 | 2 | 2003-05-01 | Currently In Use | Diesel | 2500 | Fiberglass Double Walled | Fiberglass/Double Walled | Pressure | N | 2003-05-01 | N | 2003-05-01
10001173 | 1 | 2006-04-01 | Currently In Use | Diesel | 2500 | Fiberglass Double Walled | Fiberglass/Double Walled | Pressure | N | 2006-04-01 | N | 2006-04-01
10001174 | 1 | 2006-06-12 | Currently In Use | Gas | 15000 | Composite | Fiberglass/Double Walled | Pressure | N | 2006-06-12 | N | 2006-06-12
10001174 | 2A | 2006-06-12 | Currently In Use | Gas | 6000 | Composite | Fiberglass/Double Walled | Pressure | N | 2006-06-12 | N | 2006-06-12
10001174 | 2B | 2006-06-12 | Currently In Use | Diesel | 6000 | Composite | Fiberglass/Double Walled | Pressure | N | 2006-06-12 | N | 2006-06-12
10001175 | A | 1984-01-01 | Removed From Ground | Gas |  | Bare Steel |  |  | N |  | N
10001175 | B | 1984-01-01 | Removed From Ground | Gas |  | Bare Steel |  |  | N |  | N
10001177 | T1 | 2006-07-25 | Currently In Use | Gas | 20000 | Fiberglass Double Walled | Fiberglass/Double Walled | Pressure | N | 2006-08-24 | N | 2006-08-24
10001177 | T2 | 2006-07-25 | Currently In Use | Gas | 20000 | Fiberglass Double Walled | Fiberglass/Double Walled | Pressure | N | 2006-08-24 | N | 2006-08-24
10001177 | T3A | 2006-07-25 | Currently In Use | Gas | 8000 | Fiberglass Double Walled | Fiberglass/Double Walled | Pressure | N | 2006-08-24 | N | 2006-08-24
10001177 | T3B | 2006-07-25 | Currently In Use | Diesel | 12000 | Fiberglass Double Walled | Fiberglass/Double Walled | Pressure | N | 2006-08-24 | N | 2006-08-24
10001180 | 1 | 2006-08-08 | Removed From Ground | Gas | 5000 | Bare Steel | Bare Steel |  | N |  | N
10001180 | 2 | 2006-08-08 | Removed From Ground | Gas | 5000 | Bare Steel | Bare Steel |  | N |  | N
10001180 | 3 | 2006-08-08 | Removed From Ground | Used Oil | 550 | Bare Steel | Bare Steel |  | N |  | N
10001180 | 4 | 2006-08-09 | Removed From Ground | Gas | 1000 | Bare Steel | Bare Steel |  | N |  | N
10001180 | 5 | 2006-08-09 | Removed From Ground | Gas | 4000 | Bare Steel | Bare Steel |  | N |  | N
10001180 | 6 | 2006-08-09 | Removed From Ground | Diesel | 8000 | Bare Steel | Bare Steel |  | N |  | N
10001180 | 7 | 2006-08-09 | Removed From Ground | Diesel | 8000 | Bare Steel | Bare Steel |  | N |  | N
10001181 | 1 |  | Removed From Ground Date Unknown | Gas |  | Unknown | Unknown |  | N |  | N
10001181 | 2 |  | Removed From Ground Date Unknown | Kerosene |  | Unknown | Unknown |  | N |  | N
10001181 | 3 |  | Removed From Ground Date Unknown | Diesel |  | Unknown | Unknown |  | N |  | N
10001184 | 1 |  | Removed From Ground Date Unknown | Not Marked/Tank Removed |  | Unknown | Unknown |  | N |  | N
10001185 | 1 | 2006-10-10 | Removed From Ground | Gas | 2000 | Bare Steel |  |  | N |  | N
10001185 | 2 | 2006-10-10 | Removed From Ground | Gas | 2000 | Bare Steel |  |  | N |  | N
10001192 | 1 | 1990-09-01 | Removed From Ground | Used Oil | 1000 | Bare Steel | Bare Steel |  | N |  | N
10001192 | 2 | 1990-09-01 | Removed From Ground | Gas | 2000 | Bare Steel | Bare Steel |  | N |  | N
10001192 | 3 | 2006-09-01 | Removed From Ground | Used Oil | 500 | Bare Steel | Bare Steel |  | N |  | N
10001193 | 1 | 2006-08-30 | Removed From Ground | Gas | 6000 | Unknown | Unknown |  | N |  | N
10001199 | 1 | 2006-09-14 | Removed From Ground | Other | 550 | Unknown | Unknown |  | N |  | N
10001199 | 2 | 2006-09-14 | Removed From Ground | Used Oil | 550 | Unknown | Unknown |  | N |  | N
10001202 | 1 | 2006-07-05 | Currently In Use | Gas | 12000 | Fiberglass | Fiberglass/Double Walled | Pressure | N | 2006-08-16 | N | 2006-08-16
10001202 | 2A | 2006-07-05 | Currently In Use | Gas | 8000 | Fiberglass | Fiberglass/Double Walled | Pressure | N | 2006-08-16 | N | 2006-08-16
10001202 | 2B | 2006-07-05 | Currently In Use | Diesel | 4000 | Fiberglass | Fiberglass/Double Walled | Pressure | N | 2006-08-16 | N | 2006-08-16
10001203 | 1 | 2006-02-07 | Removed From Ground | Not Marked/Tank Removed | 2000 | Unknown | Unknown |  | N |  | N
10001203 | 2 | 2006-02-07 | Removed From Ground | Not Marked/Tank Removed | 2000 | Unknown | Unknown |  | N |  | N
10001204 | 1 | 2006-08-31 | Removed From Ground | Gas | 1000 | Bare Steel | Bare Steel |  | N |  | N
10001204 | 1 |  | Currently In Use | Gas | 1000 | Bare Steel | Bare Steel |  | N |  | N
10001204 | 2 | 2006-08-31 | Removed From Ground | Gas | 1000 | Bare Steel | Bare Steel |  | N |  | N
10001204 | 2 |  | Currently In Use | Gas | 1000 | Bare Steel | Bare Steel |  | N |  | N
10001204 | 3 | 2006-08-31 | Removed From Ground | Gas | 1000 | Bare Steel | Bare Steel |  | N |  | N
10001204 | 3 |  | Currently In Use | Gas | 1000 | Bare Steel | Bare Steel |  | N |  | N
10001205 | 1 | 2006-09-15 | Removed From Ground | Used Oil | 500 | Unknown | Unknown |  | N |  | N
10001207 | 1 | 2006-09-01 | Removed From Ground | Gas | 3000 | Unknown | Unknown |  | N |  | N
10001207 | 2 | 2006-09-01 | Removed From Ground | Gas | 3000 | Unknown | Unknown |  | N |  | N
10001207 | 3 | 2006-09-01 | Removed From Ground | Gas | 3000 | Unknown | Unknown |  | N |  | N
10001207 | 4 | 2006-09-01 | Removed From Ground | Used Oil | 500 | Unknown | Unknown |  | N |  | N
10001208 | 1 | 2006-11-07 | Removed From Ground | Gas | 3000 | Bare Steel | Galvanized Steel |  | N |  | N
10001208 | 2 |  | Removed From Ground Date Unknown | Not Marked/Tank Removed |  | Unknown | Unknown |  | N |  | N
10001209 | 1 | 2006-10-31 | Removed From Ground | Used Oil | 550 | Bare Steel | Galvanized Steel | Gravity Fed | N |  | N
10001210 | 1 | 2006-05-01 | Currently In Use | Gas | 12000 | Epoxy | Fiberglass/Double Walled | Pressure | N | 2006-05-01 | N | 2006-05-01
10001210 | 2A | 2006-05-01 | Currently In Use | Gas | 6000 | Epoxy | Fiberglass/Double Walled | Pressure | N | 2006-05-01 | N | 2006-05-01
10001210 | 2B | 2006-05-01 | Currently In Use | Diesel | 4000 | Epoxy | Fiberglass/Double Walled | Pressure | N | 2006-05-01 | N | 2006-05-01
10001212 | 1 | 2006-09-14 | Currently In Use | Gas | 20000 | Epoxy | Fiberglass/Double Walled | Pressure | N | 2006-10-11 | N | 2006-10-11
10001212 | 2 | 2006-09-14 | Currently In Use | Diesel | 12000 | Epoxy | Fiberglass/Double Walled | Pressure | N | 2006-10-11 | N | 2006-10-11
10001212 | 3 | 2006-09-14 | Currently In Use | Gas | 8000 | Epoxy | Fiberglass/Double Walled | Pressure | N | 2006-10-11 | N | 2006-10-11
10001214 | 1 | 2006-04-01 | Currently In Use | Gas | 12000 | Composite | Fiberglass Reinforced Plastic | Pressure | N | 2006-04-01 | N | 2006-04-01
10001214 | 2 | 2006-04-01 | Currently In Use | Gas | 4000 | Composite | Fiberglass Reinforced Plastic | Pressure | N | 2006-04-01 | N | 2006-04-01
10001217 | 1 | 2006-04-02 | Currently In Use | Gas | 8000 | Composite Double Walled | Fiberglass/Double Walled | Pressure | N | 2006-10-11 | N | 2006-10-11
10001217 | 2 | 2006-04-02 | Currently In Use | Gas | 12000 | Composite Double Walled | Fiberglass/Double Walled | Pressure | N | 2006-10-11 | N | 2006-10-11
10001221 | 1 | 2006-09-01 | Currently In Use | Gas | 16000 | Epoxy | Fiberglass/Double Walled | Pressure | N | 2006-10-24 | N | 2006-10-24
10001221 | 2 | 2006-09-01 | Currently In Use | Gas | 10000 | Epoxy | Fiberglass/Double Walled | Pressure | N | 2006-10-24 | N | 2006-10-24
10001221 | 3 | 2006-09-01 | Currently In Use | Diesel | 5000 | Epoxy | Fiberglass/Double Walled | Pressure | N | 2006-10-24 | N | 2006-10-24
10001222 | 1 | 2006-10-31 | Currently In Use | Gas | 15000 | Fiberglass Double Walled | Fiberglass/Double Walled | Pressure | N | 2006-10-31 | N | 2006-10-31
10001222 | 2 | 2006-10-31 | Currently In Use | Gas | 12000 | Fiberglass Double Walled | Fiberglass/Double Walled | Pressure | N | 2006-10-31 | N | 2006-10-31
10001222 | 3 | 2006-10-31 | Currently In Use | Diesel | 8000 | Fiberglass Double Walled | Fiberglass/Double Walled | Pressure | N | 2006-10-31 | N | 2006-10-31
10001224 | 1 | 2006-02-20 | Currently In Use | Gas | 8000 | Epoxy | Fiberglass/Double Walled | Pressure | N | 2006-03-08 | N | 2006-03-08
10001224 | 2 | 2006-02-20 | Currently In Use | Gas | 12000 | Epoxy | Fiberglass/Double Walled | Pressure | N | 2006-02-20 | N | 2006-02-20
10001226 | 1 | 2006-03-22 | Currently In Use | Gas | 12000 | Epoxy | Fiberglass/Double Walled | Pressure | N | 2006-01-14 12:00 | N | 2006-10-15 12:00
10001226 | 2 | 2006-03-22 | Currently In Use | Gas | 8000 | Epoxy | Fiberglass/Double Walled | Pressure | N | 2006-04-14 12:00 | N | 2006-12-15 12:00
10001227 | 1 | 2006-09-27 | Removed From Ground | Used Oil | 560 | Unknown | Unknown |  | N |  | N
10001232 | 1 | 2006-11-01 | Currently In Use | Diesel | 12000 | Fiberglass Double Walled | Fiberglass Reinforced Plastic | Pressure | N | 2006-11-01 | N | 2006-11-01
10001233 | 1 | 2006-11-03 | Removed From Ground | Gas | 4000 | Bare Steel | Bare Steel |  | N |  | N
10001233 | 2 | 2006-11-03 | Removed From Ground | Gas | 4000 | Bare Steel | Bare Steel |  | N |  | N
10001233 | 3 | 2006-11-03 | Removed From Ground | Gas | 4000 | Bare Steel | Bare Steel |  | N |  | N
10001233 | 4 | 2006-11-03 | Removed From Ground | Gas | 4000 | Bare Steel | Bare Steel |  | N |  | N
10001235 | A-95246 | 2006-09-28 | Currently In Use | Gas | 20000 | Fiberglass Double Walled | Double Walled/Sec. Containment | Pressure | N | 2006-11-16 | N | 2006-11-16
10001235 | A-95248-A | 2006-09-28 | Currently In Use | Gas | 8000 | Fiberglass Double Walled | Double Walled/Sec. Containment | Pressure | N | 2006-11-16 | N | 2006-11-16
10001235 | A-95248-B | 2006-09-28 | Currently In Use | Diesel | 8000 | Fiberglass Double Walled | Double Walled/Sec. Containment | Pressure | N | 2006-11-16 | N | 2006-11-16
10001237 | 1A | 2006-09-22 | Currently In Use | Gas | 8000 | Composite | Fiberglass Reinforced Plastic | Pressure | N | 2006-09-22 | N | 2006-09-22
10001237 | 1B | 2006-09-22 | Currently In Use | Diesel | 4000 | Composite | Fiberglass Reinforced Plastic | Pressure | N | 2006-09-22 | N | 2006-09-22
10001237 | 2 | 2006-09-22 | Currently In Use | Gas | 15000 | Composite | Fiberglass Reinforced Plastic | Pressure | N | 2006-09-22 | N | 2006-09-22
10001239 | 92059 | 2006-09-28 | Currently In Use | Gas | 32000 | Fiberglass Double Walled | Fiberglass/Double Walled | Pressure | N | 2006-10-06 | N | 2006-10-06
10001239 | 92083 | 2006-09-28 | Currently In Use | Diesel | 8000 | Fiberglass Double Walled | Fiberglass/Double Walled | Pressure | N | 2006-10-06 | N | 2006-10-06
10001240 | 1 | 2006-02-01 | Currently In Use | Gas | 10000 | Composite | Fiberglass Reinforced Plastic | Pressure | N | 2006-02-06 | N | 2006-02-06
10001240 | 2 | 2006-02-01 | Currently In Use | Gas | 8000 | Composite | Fiberglass Reinforced Plastic | Pressure | N | 2006-02-06 | N | 2006-02-06
10001240 | 3 | 2006-02-01 | Currently In Use | Diesel | 6000 | Composite | Fiberglass Reinforced Plastic | Pressure | N | 2006-02-06 | N | 2006-02-06
10001240 | 4 | 2006-02-01 | Currently In Use | Diesel | 6000 | Composite | Fiberglass Reinforced Plastic | Pressure | N | 2006-02-06 | N | 2006-02-06
10001241 | 1 | 2006-11-29 | Temporarily Out Of Use | Diesel | 500 | Fiberglass Double Walled | Fiberglass/Double Walled |  | N |  | N
10001241 | 1 |  | Removed From Ground Date Unknown | Diesel | 500 | Fiberglass Double Walled | Fiberglass/Double Walled |  | N |  | N
10001243 | P329206A | 2006-10-02 | Currently In Use | Gas | 8000 | Composite | Fiberglass Reinforced Plastic | Pressure | N | 2006-12-04 | N | 2006-12-04
10001243 | P329206B | 2006-10-02 | Currently In Use | Diesel | 4000 | Composite | Fiberglass Reinforced Plastic | Pressure | N | 2006-12-04 | N | 2006-12-04
10001243 | P329216 | 2006-10-02 | Currently In Use | Gas | 12000 | Composite | Fiberglass Reinforced Plastic | Pressure | N | 2006-12-04 | N | 2006-12-04
10001245 | 4 | 2012-06-05 | Currently In Use | Gas | 1500 | Fiberglass Double Walled | Fiberglass/Double Walled | Pressure | N | 2012-06-05 | N | 2012-06-05
10001245 | 87A | 2006-11-06 | Currently In Use | Gas | 30000 | Fiberglass Double Walled | Fiberglass/Double Walled | Pressure | N | 2006-11-06 | N | 2006-11-05
10001245 | 87B | 2006-11-06 | Currently In Use | Gas | 30000 | Fiberglass Double Walled | Fiberglass/Double Walled | Pressure | N | 2006-11-06 | N | 2006-11-05
10001245 | 93 | 2006-11-05 | Currently In Use | Gas | 30000 | Fiberglass Double Walled | Fiberglass/Double Walled | Pressure | N | 2006-11-06 | N | 2006-11-05
10001246 | 1 | 2003-04-02 | Currently In Use | Diesel | 15000 | Fiberglass Double Walled | Fiberglass/Double Walled | Suction: No Valve At The Tank | N | 2003-04-04 | N | 2003-04-04
10001248 | 1 | 2006-07-01 | Currently In Use | Gas | 10000 | Epoxy | Fiberglass Reinforced Plastic | Pressure | N | 2006-07-01 | N | 2006-07-01
10001248 | 2 | 2006-07-01 | Currently In Use | Gas | 8000 | Epoxy | Fiberglass Reinforced Plastic | Pressure | N | 2006-07-01 | N | 2006-07-01
10001248 | 3 | 2006-07-01 | Currently In Use | Diesel | 4000 | Epoxy | Fiberglass Reinforced Plastic | Pressure | N | 2006-07-01 | N | 2006-07-01
10001249 | 1 | 2006-12-14 | Currently In Use | Diesel | 2000 | Fiberglass Double Walled | Fiberglass/Double Walled | Pressure | N | 2013-01-09 12:00 | N | 2013-01-09 12:00
10001250 | 1 | 1987-12-31 | Removed From Ground | Gas |  | Bare Steel |  |  | N |  | N
10001250 | 2 | 1987-12-31 | Removed From Ground | Gas |  | Bare Steel | Bare Steel |  | N |  | N
10001251 | 1 | 2006-11-13 | Removed From Ground | Used Oil | 500 | Bare Steel | Unknown |  | N |  | N
10001252 | 1 | 2003-10-03 | Removed From Ground | Gas | 500 | Bare Steel | Bare Steel |  | N |  | N
10001252 | 2 | 2003-10-03 | Removed From Ground | Gas | 500 | Bare Steel | Bare Steel |  | N |  | N
10001252 | 3 | 2003-10-03 | Removed From Ground | Gas | 1000 | Bare Steel | Bare Steel |  | N |  | N
10001255 | 1 | 1999-12-31 | Currently In Use | Gas | 12000 | Composite | Double Walled Flex | Pressure | N | 1999-12-01 | N | 1999-12-01
10001255 | 2 | 1999-12-31 | Currently In Use | Gas | 8000 | Composite | Double Walled Flex | Pressure | N | 1999-12-01 | N | 1999-12-01
10001256 | 1 | 2006-11-02 | Removed From Ground | Gas | 550 | Steel-Galvanic | Galvanized Steel | Suction: Valve At The Tank | N |  | N
10001256 | 2 | 2006-11-02 | Removed From Ground | Gas | 1000 | Steel-Galvanic | Galvanized Steel | Suction: Valve At The Tank | N |  | N
10001256 | 3 | 2006-11-02 | Removed From Ground | Gas | 550 | Steel-Galvanic | Galvanized Steel | Suction: Valve At The Tank | N |  | N
10001258 | 1A | 2006-09-01 | Currently In Use | Gas | 2000 | Composite | Fiberglass Reinforced Plastic | Suction: No Valve At The Tank | N | 2006-09-12 | N | 2006-09-12
10001258 | 1B | 2006-09-01 | Currently In Use | Diesel | 10000 | Composite | Fiberglass Reinforced Plastic | Suction: No Valve At The Tank | N | 2006-09-12 | N | 2006-09-12
10001264 | 1A | 2006-04-01 | Currently In Use | Gas | 1500 | Fiberglass Double Walled | Fiberglass Reinforced Plastic | Pressure | N | 2006-04-01 | N | 2006-04-01
10001264 | 1B | 2006-04-01 | Currently In Use | Diesel | 1500 | Fiberglass Double Walled | Fiberglass Reinforced Plastic | Pressure | N | 2006-04-01 | N | 2006-04-01
10001266 | 1 | 2002-10-20 | Currently In Use | Gas | 12000 | Composite | Fiberglass Reinforced Plastic | Pressure | N | 2002-10-20 | N | 2002-10-20
10001266 | 2 | 2002-10-20 | Currently In Use | Diesel | 12000 | Composite | Fiberglass Reinforced Plastic | Pressure | N | 2002-10-20 | N | 2002-10-20
10001271 | 1A | 2006-07-01 | Currently In Use | Gas | 10000 | Composite | Fiberglass Reinforced Plastic | Pressure | N | 2006-07-01 | N | 2006-07-01
10001271 | 1B | 2006-07-01 | Currently In Use | Diesel | 6000 | Composite | Fiberglass Reinforced Plastic | Pressure | N | 2006-07-01 | N | 2006-07-01
10001271 | 1C | 2006-07-01 | Currently In Use | Gas | 4000 | Composite | Fiberglass Reinforced Plastic | Pressure | N | 2006-07-01 | N | 2006-07-01
10001271 | 2A | 2006-07-01 | Currently In Use | Diesel | 8000 | Composite | Fiberglass Reinforced Plastic | Pressure | N | 2006-07-01 | N | 2006-07-01
10001271 | 2B | 2006-07-01 | Currently In Use | Gas | 4000 | Composite | Fiberglass Reinforced Plastic | Pressure | N | 2006-07-01 | N | 2006-07-01
10001271 | 3 | 2006-10-01 | Currently In Use | Gas | 1000 | Composite | Fiberglass Reinforced Plastic | Suction: No Valve At The Tank | N | 2006-10-01 | N | 2006-10-01
10001273 | T1 | 1996-03-27 | Removed From Ground | Diesel | 5000 | Bare Steel | Unknown |  | N |  | N
10001274 | 1 | 2007-01-05 | Removed From Ground | Gas | 3000 | Bare Steel | Galvanized Steel |  | N |  | N
10001274 | 2 | 2007-01-05 | Removed From Ground | Gas | 2000 | Bare Steel |  |  | N |  | N
10001278 | 1A | 2006-11-02 | Currently In Use | Gas | 20000 | Fiberglass Double Walled | Double Walled/Sec. Containment | Pressure | N | 2006-11-29 | N | 2006-11-29
10001278 | 1B | 2006-11-02 | Currently In Use | Gas | 8000 | Fiberglass Double Walled | Double Walled/Sec. Containment | Pressure | N | 2006-11-29 | N | 2006-11-29
10001279 | 1A | 2006-05-28 | Currently In Use | Gas | 8000 | Epoxy | Fiberglass Reinforced Plastic | Pressure | N | 2006-06-15 | N | 2006-06-15
10001279 | 1B | 2006-05-28 | Currently In Use | Diesel | 4000 | Epoxy | Fiberglass Reinforced Plastic | Pressure | N | 2006-06-15 | N | 2006-06-15
10001279 | 2 | 2006-05-28 | Currently In Use | Gas | 12000 | Epoxy | Fiberglass Reinforced Plastic | Pressure | N | 2006-06-15 | N | 2006-06-15
10001280 | 1 | 2007-02-22 | Removed From Ground | Gas | 500 | Unknown | Unknown |  | N |  | N
10001280 | 2 | 2007-02-22 | Removed From Ground | Gas | 500 | Unknown |  |  | N |  | N
10001280 | 3 | 2007-02-22 | Removed From Ground | Gas | 5000 | Unknown |  |  | N |  | N
10001280 | 4 | 2007-02-22 | Removed From Ground | Gas | 5000 | Unknown |  |  | N |  | N
10001280 | 5 | 2007-02-22 | Removed From Ground | Kerosene | 560 | Bare Steel |  |  | N |  | N
10001281 | 1 | 2006-12-01 | Currently In Use | Gas | 15000 | Composite | Fiberglass/Double Walled | Pressure | N | 2006-12-01 | N | 2006-12-01
10001281 | 2A | 2006-12-01 | Currently In Use | Gas | 6000 | Composite | Fiberglass/Double Walled | Pressure | N | 2006-12-01 | N | 2006-12-01
10001281 | 2B | 2006-12-01 | Currently In Use | Diesel | 6000 | Composite | Fiberglass/Double Walled | Pressure | N | 2006-12-01 | N | 2006-12-01
10001283 | 1 | 2005-11-01 | Currently In Use | Gas | 10000 | Composite | Fiberglass Reinforced Plastic | Pressure | N | 2005-11-01 | N | 2005-11-01
10001283 | 2 | 2005-11-01 | Currently In Use | Diesel | 10000 | Composite | Fiberglass Reinforced Plastic | Pressure | N | 2005-11-01 | N | 2005-11-01
10001285 | 1 | 2006-11-01 | Currently In Use | Gas | 12000 | Epoxy | Fiberglass Reinforced Plastic | Pressure | N | 2006-12-01 | N | 2006-12-01
10001285 | 2 | 2006-11-01 | Currently In Use | Gas | 8000 | Epoxy | Fiberglass Reinforced Plastic | Pressure | N | 2006-12-01 | N | 2006-12-01
10001285 | 3 | 2006-11-01 | Currently In Use | Diesel | 3500 | Epoxy | Fiberglass Reinforced Plastic | Pressure | N | 2006-12-01 | N | 2006-12-01
10001288 | 1 | 2007-01-30 | Currently In Use | Diesel | 10000 | Fiberglass Double Walled | Fiberglass/Double Walled | Suction: Valve At The Tank | N | 2007-01-30 | N | 2007-01-30
10001289 | 1 | 2007-01-11 | Currently In Use | Diesel | 25000 | Composite | Double Walled/Sec. Containment | Pressure | N | 2007-01-12 | N | 2007-01-12
10001292 | 1 | 2006-09-01 | Currently In Use | Gas | 20000 | Fiberglass Double Walled | Fiberglass/Double Walled | Pressure | N | 2006-09-01 | N | 2006-09-01
10001292 | 2 | 2006-09-01 | Currently In Use | Gas | 20000 | Fiberglass Double Walled | Fiberglass/Double Walled | Pressure | N | 2006-09-01 | N | 2006-09-01
10001292 | 3 | 2006-09-01 | Currently In Use | Gas | 12000 | Fiberglass Double Walled | Fiberglass/Double Walled | Pressure | N | 2006-09-01 | N | 2006-09-01
10001294 | 1 | 2007-02-15 | Removed From Ground | Gas | 2000 | Bare Steel | Galvanized Steel |  | N |  | N
10001294 | 1 |  | Currently In Use | Gas | 2000 | Bare Steel | Galvanized Steel |  | N |  | N
10001294 | 2 | 2007-02-15 | Removed From Ground | Gas | 1000 | Bare Steel | Galvanized Steel |  | N |  | N
10001294 | 2 |  | Currently In Use | Gas | 1000 | Bare Steel | Galvanized Steel |  | N |  | N
10001294 | 3 | 2007-02-15 | Removed From Ground | Gas | 500 | Bare Steel | Galvanized Steel |  | N |  | N
10001296 | 1 | 2007-02-21 | Temporarily Out Of Use | Gas | 1000 | Bare Steel |  |  | N |  | N
10001296 | 1 |  | Removed From Ground Date Unknown | Gas | 1000 | Bare Steel |  |  | N |  | N
10001299 | 953 | 1982-01-01 | Currently In Use | Diesel | 10000 | Fiberglass | Fiberglass Reinforced Plastic | Suction: No Valve At The Tank | N | 1995-03-01 | N | 1995-03-01
10001299 | 954 | 1982-01-01 | Currently In Use | Gas | 1000 | Fiberglass | Fiberglass Reinforced Plastic | Suction: No Valve At The Tank | N | 1995-01-01 | N | 1995-01-01
10001300 | 1 | 2006-09-18 | Removed From Ground | Gas | 1000 | Bare Steel | Unknown |  | N |  | N
10001300 | 2 | 2006-09-18 | Removed From Ground | Gas | 1000 | Bare Steel | Unknown |  | N |  | N
10001300 | 3 | 2006-09-18 | Removed From Ground | Gas | 1000 | Bare Steel | Unknown |  | N |  | N
10001300 | 4 | 2006-09-18 | Removed From Ground | Gas | 1000 | Bare Steel | Unknown |  | N |  | N
10001300 | 5 | 2006-09-18 | Removed From Ground | Gas | 1000 | Bare Steel | Unknown |  | N |  | N
10001300 | 6 | 2006-09-18 | Removed From Ground | Gas | 1000 | Bare Steel | Unknown |  | N |  | N
10001302 | 1A | 2006-11-02 | Currently In Use | Gas | 12000 | Composite | Double Walled Flex | Pressure | N | 2006-11-03 | N | 2006-11-03
10001302 | 1B | 2006-11-02 | Currently In Use | Gas | 8000 | Composite | Double Walled Flex | Pressure | N | 2006-11-03 | N | 2006-11-03
10001302 | 2A | 2006-11-03 | Currently In Use | Diesel | 8000 | Composite | Double Walled Flex | Pressure | N | 2006-11-03 | N | 2006-11-03
10001302 | 2B | 2006-11-02 | Currently In Use | Other | 4000 | Composite | Double Walled Flex | Pressure | N | 2006-11-03 | N | 2006-11-03
10001305 | 1 | 1992-04-27 | Removed From Ground | Gas | 1000 | Bare Steel |  |  | N |  | N
10001305 | 2 | 1992-04-27 | Removed From Ground | Gas | 1000 | Bare Steel |  |  | N |  | N
10001305 | 3 | 1992-04-27 | Removed From Ground | Diesel | 2000 | Bare Steel |  |  | N |  | N
10001306 | 1 | 2006-12-02 | Removed From Ground | Not Marked/Tank Removed | 550 | Unknown | Unknown |  | N |  | N
10001306 | 2 | 2006-12-02 | Removed From Ground | Not Marked/Tank Removed | 1000 | Unknown | Unknown |  | N |  | N
10001310 | 1 | 1991-01-01 | Removed From Ground | Gas | 5000 | Bare Steel | Bare Steel | Suction: Valve At The Tank | N |  | N
10001310 | 2 | 1991-01-01 | Removed From Ground | Gas | 5000 | Bare Steel | Bare Steel | Suction: Valve At The Tank | N |  | N
10001311 | 1 | 1997-09-01 | Currently In Use | Diesel | 12000 | Fiberglass | Double Walled Flex | Pressure | N | 1997-09-01 | N | 1997-09-01
10001312 | 1 | 2006-08-21 | Removed From Ground | Diesel | 10000 | Bare Steel |  |  | N |  | N
10001312 | 2 | 2016-11-15 | Currently In Use | Not Marked | 1000 | Fiberglass Double Walled | Fiberglass Reinforced Plastic | Suction: No Valve At The Tank | N |  | N
10001313 | 1 |  | Removed From Ground Date Unknown | Not Marked |  | Unknown |  |  | N |  | N
10001314 | 1 | 1992-01-01 | Currently In Use | Diesel | 4000 | Composite Double Walled | Copper | Suction: No Valve At The Tank | N | 2004-12-01 | N | 2004-12-01
10001315 | 1 | 2007-03-27 | Currently In Use | Gas | 20000 | Composite Double Walled | Fiberglass/Double Walled | Pressure | N | 2007-03-27 | N | 2007-03-27
10001315 | 2 | 2007-03-27 | Currently In Use | Gas | 12000 | Composite Double Walled | Fiberglass/Double Walled | Pressure | N | 2007-03-27 | N | 2007-03-27
10001315 | 3 | 2007-03-27 | Currently In Use | Diesel | 12000 | Composite Double Walled | Fiberglass/Double Walled | Pressure | N | 2007-10-27 | N | 2007-10-27
10001317 | 1 | 2016-11-02 | Temporarily Out Of Use | Gas | 12000 | Epoxy | Double Walled Flex | Pressure | N | 2001-06-12 | N | 2001-06-12
10001317 | 2 | 2016-11-02 | Temporarily Out Of Use | Diesel | 12000 | Epoxy | Double Walled Flex | Pressure | N | 2001-06-12 | N | 2001-06-12
10001318 | 1 | 1968-12-31 | Removed From Ground |  |  | Unknown |  |  | N |  | N
10001322 | 1 | 2016-04-12 | Removed From Ground | Diesel | 3000 | Fiberglass | Fiberglass/Double Walled | Suction: Valve At The Tank | N | 1997-12-08 | N | 1997-12-08
10001325 | 1 | 2007-04-24 | Currently In Use | Gas | 20000 | Fiberglass Double Walled | Double Walled/Sec. Containment | Pressure | N | 2007-04-19 12:00 | N | 2007-04-19 12:00
10001325 | 2 | 2007-04-24 | Currently In Use | Gas | 8000 | Fiberglass Double Walled | Double Walled/Sec. Containment | Pressure | N | 2007-04-19 12:00 | N | 2007-04-19 12:00
10001327 | 1 | 2007-02-16 | Currently In Use | Gas | 20000 | Fiberglass Double Walled | Double Walled/Sec. Containment | Pressure | N | 2007-03-14 | N | 2007-03-14
10001327 | 2A | 2007-02-16 | Currently In Use | Diesel | 8000 | Fiberglass Double Walled | Double Walled/Sec. Containment | Pressure | N | 2007-03-14 | N | 2007-03-14
10001327 | 2B | 2007-03-14 | Currently In Use | Gas | 8000 | Fiberglass Double Walled | Double Walled/Sec. Containment | Pressure | N | 2007-03-14 | N | 2007-03-14
10001330 | 1 |  | Removed From Ground Date Unknown |  |  | Bare Steel | Bare Steel |  | N |  | N
10001330 | 2 |  | Removed From Ground Date Unknown |  |  | Bare Steel | Bare Steel |  | N |  | N
10001332 | 1 | 2007-04-01 | Currently In Use | Diesel | 15000 | Fiberglass Double Walled | Fiberglass/Double Walled | Suction: Valve At The Tank | N | 2011-08-01 12:00 | N | 2011-08-01 12:00
10001333 | 1 |  | Removed From Ground Date Unknown | Gas |  | Unknown |  |  | N |  | N
10001334 | 1 | 2007-04-12 | Removed From Ground | Gas | 1000 | Bare Steel | Galvanic |  | N |  | N
10001334 | 2 | 2007-04-12 | Removed From Ground | Gas | 1000 | Bare Steel | Galvanic |  | N |  | N
10001334 | 3 | 2007-04-12 | Removed From Ground | Gas | 1000 | Bare Steel | Galvanic |  | N |  | N
10001336 | 1 | 2007-04-04 | Removed From Ground | Diesel | 6000 | Bare Steel |  |  | N |  | N
10001339 | 1 | 2005-11-15 | Currently In Use | Diesel | 1000 | Fiberglass Double Walled | Fiberglass/Double Walled | Pressure | N | 2005-11-18 | N | 2005-11-18
10001342 | 1 | 2015-03-03 | Temporarily Out Of Use | Diesel | 15000 | Composite Double Walled | Fiberglass/Double Walled | Pressure | N | 2007-04-01 | N | 2007-04-01
10001344 | 1 | 1987-01-01 | Removed From Ground Date Unknown | Gas | 1000 | Bare Steel |  |  | N |  | N
10001351 | 1 | 1994-01-01 | Removed From Ground | Diesel |  | Unknown |  |  | N |  | N
10001352 | 1 | 2010-07-21 | Currently In Use | Gas | 25000 | Fiberglass Double Walled | Fiberglass/Double Walled | Pressure | N | 2007-02-06 12:00 | N | 2011-03-01 12:00
10001352 | 2A | 2010-07-21 | Currently In Use | Gas | 12000 | Fiberglass Double Walled | Fiberglass/Double Walled | Pressure | N | 2007-02-06 12:00 | N | 2011-03-01 12:00
10001352 | 2B | 2010-07-21 | Currently In Use | Diesel | 8000 | Fiberglass Double Walled | Fiberglass/Double Walled | Pressure | N | 2007-02-06 12:00 | N | 2011-03-01 12:00
10001353 | 1 | 2007-05-16 | Currently In Use | Gas | 15000 | Composite Double Walled | Double Walled Flex | Pressure | N | 2007-05-16 | N | 2007-05-16
10001353 | 2 | 2007-05-16 | Currently In Use | Diesel | 12000 | Composite Double Walled | Double Walled Flex | Pressure | N | 2007-05-16 | N | 2007-05-16
10001353 | 3 | 2007-05-16 | Currently In Use | Gas | 8000 | Composite Double Walled | Double Walled Flex | Pressure | N | 2007-05-16 | N | 2007-05-16
10001354 | 1 | 2007-03-10 | Currently In Use | Gas | 2500 | Fiberglass Double Walled | Fiberglass/Double Walled | Suction: No Valve At The Tank | N | 2007-03-15 | N | 2007-03-15
10001354 | 2 | 2007-03-10 | Currently In Use | Gas | 2500 | Fiberglass Double Walled | Fiberglass/Double Walled | Suction: No Valve At The Tank | N | 2007-03-15 | N | 2007-03-15
10001358 | 1 | 2005-10-01 | Currently In Use | Gas | 20000 | Epoxy | Fiberglass Reinforced Plastic | Pressure | N | 2006-01-01 | N | 2006-01-01
10001358 | 2A | 2005-10-01 | Currently In Use | Diesel | 15000 | Epoxy | Fiberglass Reinforced Plastic | Pressure | N | 2006-01-01 | N | 2006-01-01
10001358 | 2B | 2005-10-01 | Currently In Use | Gas | 5000 | Epoxy | Fiberglass Reinforced Plastic | Pressure | N | 2006-01-01 | N | 2006-01-01
10001359 | 1A | 2007-01-25 | Currently In Use | Gas | 8000 | Composite | Fiberglass Reinforced Plastic | Pressure | N | 2007-01-01 | N | 2007-01-01
10001359 | 1B | 2007-01-25 | Currently In Use | Gas | 4000 | Composite | Fiberglass Reinforced Plastic | Pressure | N | 2007-01-01 | N | 2007-01-01
10001361 | 1 | 2007-05-01 | Currently In Use | Gas | 15000 | Composite Double Walled | Fiberglass/Double Walled | Pressure | N | 2007-05-01 | N | 2007-05-01
10001361 | 2 | 2007-05-01 | Currently In Use | Gas | 10000 | Composite Double Walled | Fiberglass/Double Walled | Pressure | N | 2007-05-01 | N | 2007-05-01
10001361 | 3 | 2007-05-01 | Currently In Use | Diesel | 5000 | Composite Double Walled | Fiberglass/Double Walled | Pressure | N | 2007-05-01 | N | 2007-05-01
10001362 | 1 | 2006-06-01 | Currently In Use | Gas | 12000 | Composite Double Walled | Fiberglass/Double Walled | Pressure | N | 2006-06-01 | N | 2006-06-01
10001363 | 1 | 2004-01-01 | Currently In Use | Diesel | 2500 | Fiberglass Double Walled | Aboveground Piping | Suction: No Valve At The Tank | N | 2004-01-01 | N | 2004-01-01
10001364 | 1 | 1988-12-01 | Removed From Ground | Gas | 1000 | Unknown | Unknown |  | N |  | N
10001366 | 1 | 2012-04-24 | Currently In Use | Gas | 2000 | Composite Double Walled | Fiberglass Reinforced Plastic | Suction: No Valve At The Tank | N | 2007-05-09 | N | 2007-05-09
10001367 | 1A | 2012-10-31 | Currently In Use | Gas | 8000 | Composite | Fiberglass Reinforced Plastic | Pressure | N | 2007-07-02 | N | 2007-07-02
10001367 | 1B | 2012-10-31 | Currently In Use | Diesel | 4000 | Composite | Fiberglass Reinforced Plastic | Suction: No Valve At The Tank | N | 2007-07-02 | N | 2007-07-02
10001370 | 1 | 2007-01-12 | Currently In Use | Gas | 12000 | Composite | Fiberglass Reinforced Plastic | Pressure | N | 2007-01-17 | N | 2007-01-17
10001370 | 2 | 2007-01-12 | Currently In Use | Gas | 6000 | Composite | Fiberglass Reinforced Plastic | Pressure | N | 2007-01-17 | N | 2007-01-17
10001370 | 3 | 2007-01-12 | Currently In Use | Diesel | 6000 | Composite | Fiberglass Reinforced Plastic | Pressure | N | 2007-01-17 | N | 2007-01-17
10001370 | 4 | 2007-01-12 | Currently In Use | Diesel | 4000 | Composite | Fiberglass Reinforced Plastic | Pressure | N | 2007-01-17 | N | 2007-01-17
10001370 | 5 | 2014-06-26 | Currently In Use | Gas | 2000 | Composite | Fiberglass Reinforced Plastic | Suction: No Valve At The Tank | N | 2007-01-17 | N | 2007-01-17
10001370 | 6 | 2007-01-12 | Currently In Use | Kerosene | 2000 | Composite | Fiberglass Reinforced Plastic | Suction: No Valve At The Tank | N | 2007-01-17 | N | 2007-01-17
10001376 | 1 | 2007-07-23 | Removed From Ground | Diesel | 211 | Bare Steel | Bare Steel |  | N |  | N
10001378 | 1 | 2016-04-19 | Currently In Use | Gas | 25000 | Fiberglass Double Walled | Fiberglass/Double Walled | Pressure | N | 2007-04-20 | N | 2007-04-20
10001378 | 2 | 2016-04-19 | Currently In Use | Gas | 15000 | Fiberglass Double Walled | Fiberglass/Double Walled | Pressure | N | 2007-04-20 | N | 2007-04-20
10001379 | 1 | 2007-05-01 | Currently In Use | Gas | 25000 | Fiberglass Double Walled | Fiberglass/Double Walled | Pressure | N | 2007-05-23 | N | 2007-05-23
10001379 | 2A | 2007-05-01 | Currently In Use | Gas | 10000 | Fiberglass Double Walled | Fiberglass/Double Walled | Pressure | N | 2007-05-23 | N | 2007-05-23
10001379 | 2B | 2007-05-01 | Currently In Use | Diesel | 6000 | Fiberglass Double Walled | Fiberglass/Double Walled | Pressure | N | 2007-05-23 | N | 2007-05-23
10001380 | 1 | 2007-08-01 | Currently In Use | Gas | 20000 | Fiberglass Double Walled | Double Walled | Pressure | N | 2007-06-19 | N | 2007-06-19
10001380 | 2A | 2007-08-01 | Currently In Use | Diesel | 12000 | Fiberglass Double Walled | Double Walled | Pressure | N | 2007-06-19 | N | 2007-06-19
10001380 | 2B | 2007-08-01 | Currently In Use | Gas | 8000 | Fiberglass Double Walled | Double Walled | Pressure | N | 2007-06-19 | N | 2007-06-19
10001381 | 1 | 2007-05-24 | Currently In Use | Gas | 12000 | EPOXY/DOUBLE WALLED | Fiberglass/Double Walled | Pressure | N | 2007-05-24 | N | 2007-05-24
10001381 | 2A | 2007-05-24 | Currently In Use | Gas | 6000 | EPOXY/DOUBLE WALLED | Fiberglass/Double Walled | Pressure | N | 2007-05-24 | N | 2007-05-24
10001381 | 2B | 2007-05-24 | Currently In Use | Diesel | 4000 | EPOXY/DOUBLE WALLED | Fiberglass/Double Walled | Pressure | N | 2007-05-24 | N | 2007-05-24
10001382 | 1 | 2007-06-12 | Removed From Ground | Gas | 1000 | Unknown | Unknown |  | N |  | N
10001382 | 2 | 2007-06-12 | Removed From Ground | Gas | 1500 | Unknown | Unknown |  | N |  | N
10001382 | 3 | 2007-06-12 | Removed From Ground | Gas | 1000 | Unknown | Unknown |  | N |  | N
10001383 | 1A | 2007-03-19 | Currently In Use | Gas | 12000 | Double Walled | Double Walled | Pressure | N | 2007-04-20 | N | 2007-04-20
10001383 | 1B | 2007-03-19 | Currently In Use | Gas | 8000 | Double Walled | Double Walled | Pressure | N | 2007-04-20 | N | 2007-04-20
10001383 | 2 | 2007-03-19 | Currently In Use | Diesel | 8000 | Double Walled | Double Walled | Pressure | N | 2007-04-20 | N | 2007-04-20
10001385 | 1 | 2008-07-16 | Removed From Ground | Diesel | 750 | Unknown |  |  | N |  | N
10001385 | 2 | 2008-07-16 | Removed From Ground | Kerosene | 750 | Unknown |  |  | N |  | N
10001385 | 3 | 2008-07-16 | Removed From Ground | Gas | 1250 | Unknown |  |  | N |  | N
10001385 | 4 | 2008-07-16 | Removed From Ground | Gas | 4000 | Unknown |  |  | N |  | N
10001385 | 5 | 2008-07-16 | Removed From Ground | Gas | 4000 | Unknown |  |  | N |  | N
10001385 | 6 | 2008-07-16 | Removed From Ground | Diesel | 1000 | Unknown |  |  | N |  | N
10001385 | 7 | 2008-07-16 | Removed From Ground | Diesel | 1000 | Unknown |  |  | N |  | N
10001385 | 8 | 2008-07-16 | Removed From Ground | Gas | 2000 | Unknown |  |  | N |  | N
10001385 | 9 | 2008-07-16 | Removed From Ground | Used Oil | 550 | Unknown |  |  | N |  | N
10001385 | A |  | Removed From Ground Date Unknown | Gas | 3000 | Bare Steel |  |  | N |  | N
10001385 | B |  | Removed From Ground Date Unknown | Gas | 3000 | Bare Steel |  |  | N |  | N
10001385 | C |  | Removed From Ground Date Unknown | Diesel | 3000 | Bare Steel |  |  | N |  | N
10001388 | 1 | 2007-05-01 | Removed From Ground | Gas | 80 | Unknown | Unknown |  | N |  | N
10001388 | 2 | 2007-05-01 | Removed From Ground | Gas | 55 | Unknown | Unknown |  | N |  | N
10001389 | 1 | 2007-06-22 | Removed From Ground | Not Marked/Tank Removed | 5000 | Bare Steel | Bare Steel |  | N |  | N
10001391 | 1 | 1988-01-01 | Removed From Ground | Gas | 750 | Bare Steel |  |  | N |  | N
10001392 | 1 | 1986-01-01 | Removed From Ground | Gas |  | Bare Steel | Bare Steel |  | N |  | N
10001392 | 2 | 1986-01-01 | Removed From Ground | Gas |  | Bare Steel | Bare Steel |  | N |  | N
10001392 | 3 | 1986-01-01 | Removed From Ground | Gas |  | Bare Steel | Bare Steel |  | N |  | N
10001395 | 1 | 2007-02-01 | Currently In Use | Diesel | 2500 | Fiberglass Double Walled | Fiberglass/Double Walled | Suction: No Valve At The Tank | N | 2007-02-01 | N | 2007-02-01
10001398 | 1 | 1993-01-01 | Removed From Ground | Not Marked/Tank Removed | 6000 | Unknown |  |  | N |  | N
10001398 | 2 | 1993-01-01 | Removed From Ground | Not Marked/Tank Removed | 500 | Unknown |  |  | N |  | N
10001399 | 1 |  | Removed From Ground Date Unknown | Not Marked/Tank Removed |  | Unknown |  |  | N |  | N
10001399 | 2 |  | Removed From Ground Date Unknown | Not Marked/Tank Removed |  | Unknown |  |  | N |  | N
10001401 | 1 | 2007-04-25 | Removed From Ground | Gas | 500 | Unknown |  |  | N |  | N
10001401 | 2 | 2007-04-25 | Removed From Ground | Gas | 500 | Unknown |  |  | N |  | N
10001401 | 3 | 2007-04-25 | Removed From Ground | Gas | 500 | Unknown |  |  | N |  | N
10001404 | 1 |  | Removed From Ground |  |  | Unknown |  |  | N |  | N
10001406 | 1 | 2006-05-26 | Currently In Use | Gas | 10000 | Fiberglass Double Walled | Fiberglass/Sec Containment | Pressure | N | 2006-12-11 | N | 2006-12-11
10001406 | 2 | 2006-05-26 | Currently In Use | Diesel | 10000 | Fiberglass Double Walled | Fiberglass/Sec Containment | Pressure | N | 2006-12-11 | N | 2006-12-11
10001407 | P770199A | 2007-05-05 | Currently In Use | Gas | 8000 | Fiberglass | Fiberglass Reinforced Plastic | Pressure | N | 2007-05-25 | N | 2007-05-25
10001407 | P770199B | 2007-05-07 | Currently In Use | Diesel | 4000 | Fiberglass | Fiberglass Reinforced Plastic | Pressure | N | 2007-05-25 | N | 2007-05-25
10001407 | P770200 | 2007-05-07 | Currently In Use | Gas | 1500 | Fiberglass | Fiberglass Reinforced Plastic | Pressure | N | 2007-05-25 | N | 2007-05-25
10001408 | 1 | 1990-01-01 | Currently In Use | New Oil | 6000 | Steel-Impressed Current | Impressed Current | Gravity Fed | N | 1990-01-01 | N | 1990-01-01
10001408 | 2 | 1990-01-01 | Currently In Use | New Oil | 6000 | Steel-Impressed Current | Impressed Current | Gravity Fed | N | 1990-01-01 | N | 1990-01-01
10001408 | 3 | 1990-01-01 | Currently In Use | Used Oil | 6000 | Steel-Impressed Current | Impressed Current | Gravity Fed | N | 1990-01-01 | N | 1990-01-01
10001412 | 1 | 2007-09-07 | Removed From Ground | Diesel | 10000 | Epoxy |  |  | N |  | N
10001415 | T-1 | 2007-08-14 | Removed From Ground | Gas | 1000 | Bare Steel | Bare Steel |  | N |  | N
10001415 | T-2 | 2007-08-14 | Removed From Ground | Gas | 500 | Bare Steel | Bare Steel |  | N |  | N
10001415 | T-3 | 2007-08-14 | Removed From Ground | Gas | 500 | Bare Steel | Bare Steel |  | N |  | N
10001416 | 1 | 2012-11-08 | Temporarily Out Of Use | Gas | 2500 | Fiberglass Double Walled | Fiberglass Reinforced Plastic | Suction: No Valve At The Tank | N | 2007-03-21 | N | 2007-03-21
10001417 | 4A | 2006-01-01 | Currently In Use | Diesel | 8000 | Composite | Fiberglass Reinforced Plastic | Pressure | N | 2006-01-01 | N | 2006-01-01
10001417 | 4B | 2006-01-01 | Currently In Use | Diesel | 4000 | Composite | Fiberglass Reinforced Plastic | Pressure | N | 2006-01-01 | N | 2006-01-01
10001418 | 1 | 2011-07-26 | Temporarily Out Of Use | Diesel | 12000 | Composite | Fiberglass Reinforced Plastic | Pressure | N | 2006-11-01 | N | 2006-11-01
10001418 | 2 | 2011-07-26 | Temporarily Out Of Use | Gas | 4000 | Composite | Fiberglass Reinforced Plastic | Pressure | N | 2006-11-01 | N | 2006-11-01
10001418 | 3 | 2011-07-26 | Temporarily Out Of Use | Diesel | 8000 | Composite | Fiberglass Reinforced Plastic | Pressure | N | 2006-11-01 | N | 2006-11-01
10001423 | 1 | 2007-10-17 | Removed From Ground | Gas | 2000 | Bare Steel | Bare Steel |  | N |  | N
10001423 | 2 | 2007-10-17 | Removed From Ground | Gas | 1000 | Bare Steel | Bare Steel |  | N |  | N
10001423 | 3 | 2007-10-17 | Removed From Ground | Gas | 1000 | Bare Steel | Bare Steel |  | N |  | N
10001424 | 1 | 1975-01-01 | Removed From Ground | Gas | 1000 | Bare Steel |  |  | N |  | N
10001424 | 2 | 1975-01-01 | Removed From Ground | Gas | 1000 | Bare Steel |  |  | N |  | N
10001429 | 1 |  | Removed From Ground Date Unknown | Not Marked/Tank Removed |  | Unknown |  |  | N |  | N
10001430 | 1 |  | Closed In Ground Date Unknown | Gas | 1500 | Bare Steel |  |  | N |  | N
10001430 | 2 |  | Closed In Ground Date Unknown | Gas | 1500 | Bare Steel |  |  | N |  | N
10001430 | 3 |  | Closed In Ground Date Unknown | Gas | 1500 | Bare Steel |  |  | N |  | N
10001430 | 4 |  | Closed In Ground Date Unknown | Gas | 1500 | Bare Steel |  |  | N |  | N
10001430 | 5 |  | Closed In Ground Date Unknown | Gas | 1500 | Bare Steel |  |  | N |  | N
10001431 | 1 | 2007-10-24 | Currently In Use | Gas | 25000 | Fiberglass Double Walled | Double Walled Flex |  | N | 2007-11-01 | N | 2007-11-01
10001431 | 2 | 2007-10-24 | Currently In Use | Gas | 7000 | Fiberglass Double Walled | Double Walled Flex |  | N | 2007-11-01 | N | 2007-11-01
10001431 | 3 | 2007-10-24 | Currently In Use | Diesel | 5000 | Fiberglass Double Walled | Double Walled Flex |  | N | 2007-11-01 | N | 2007-11-01
10001431 | 4 | 2007-10-24 | Currently In Use | Diesel | 5000 | Fiberglass Double Walled | Double Walled Flex |  | N | 2007-11-01 | N | 2007-11-01
10001434 | 1 | 2007-11-05 | Currently In Use | Gas | 20000 | Double Walled | Double Walled | Pressure | N | 2007-11-15 | N | 2007-11-15
10001434 | 2 | 2007-11-05 | Currently In Use | Diesel | 20000 | Double Walled | Double Walled | Pressure | N | 2007-11-15 | N | 2007-11-15
10001434 | 3A | 2007-11-05 | Currently In Use | Gas | 15000 | Double Walled | Double Walled | Pressure | N | 2007-11-15 | N | 2007-11-15
10001434 | 3B | 2007-11-05 | Currently In Use | Other | 5000 | Double Walled | Double Walled | Pressure | N | 2007-11-15 | N | 2007-11-15
10001434 | 4A | 2007-11-05 | Currently In Use | Other | 12000 | Double Walled | Double Walled | Pressure | N | 2007-11-15 | N | 2007-11-15
10001434 | 4B | 2007-11-05 | Currently In Use | Kerosene | 3000 | Double Walled | Double Walled | Pressure | N | 2007-11-15 | N | 2007-11-15
10001435 | 1 |  | Removed From Ground Date Unknown | Gas |  | Not Marked/Unknown |  |  | N |  | N
10001436 | P770238 | 2007-09-05 | Currently In Use | Gas | 15000 | Fiberglass Double Walled | Fiberglass Reinforced Plastic | Pressure | N | 2007-09-17 | N | 2007-09-17
10001436 | R149006A | 2007-09-05 | Currently In Use | Gas | 8000 | Fiberglass Double Walled | Fiberglass Reinforced Plastic | Pressure | N | 2007-09-17 | N | 2007-09-17
10001436 | R149006B | 2007-09-05 | Currently In Use | Diesel | 7000 | Fiberglass Double Walled | Fiberglass Reinforced Plastic | Pressure | N | 2007-09-17 | N | 2007-09-17
10001437 | 1 |  | Removed From Ground Date Unknown | Gas |  | Unknown | Unknown |  | N |  | N
10001439 | 1 | 2007-08-16 | Currently In Use | Gas | 20000 | Fiberglass Double Walled | Double Walled/Sec. Containment | Pressure | N | 2007-09-25 | N | 2007-09-25
10001439 | 2 | 2007-08-16 | Currently In Use | Diesel | 8000 | Fiberglass Double Walled | Double Walled/Sec. Containment | Pressure | N | 2007-09-25 | N | 2007-09-25
10001439 | 3 | 2007-09-25 | Currently In Use | Gas | 8000 | Fiberglass Double Walled | Double Walled/Cath. Prot. | Pressure | N | 2007-09-25 | N | 2007-09-25
10001441 | 1 | 2007-10-18 | Currently In Use | Gas | 20000 | Composite Double Walled | Double Walled Flex | Pressure | N | 2007-10-18 | N | 2007-10-18
10001441 | 2 | 2007-10-18 | Currently In Use | Gas | 8000 | Composite Double Walled | Double Walled Flex | Pressure | N | 2007-10-18 | N | 2007-10-18
10001441 | 3 | 2007-10-18 | Currently In Use | Diesel | 8000 | Composite Double Walled | Double Walled Flex | Pressure | N | 2007-10-18 | N | 2007-10-18
10001444 | 1 | 2007-09-20 | Removed From Ground | Used Oil | 500 | Bare Steel | Bare Steel | Gravity Fed | N |  | N
10001445 | 1 | 2007-05-24 | Removed From Ground | Gas | 500 | Unknown |  |  | N |  | N
10001445 | 2 | 2007-05-24 | Removed From Ground | Gas | 500 | Unknown |  |  | N |  | N
10001447 | 1 | 2007-07-25 | Removed From Ground | Gas | 1000 | Bare Steel | Bare Steel |  | N |  | N
10001447 | 2 | 2007-07-25 | Removed From Ground | Other | 550 | Bare Steel | Bare Steel |  | N |  | N
10001448 | 1 | 2006-11-18 | Currently In Use | Gas | 15000 | Composite | Fiberglass Reinforced Plastic | Pressure | N | 2006-11-18 | N | 2006-11-18
10001448 | 2 | 2006-11-18 | Currently In Use | Gas | 8000 | Composite | Fiberglass Reinforced Plastic | Pressure | N | 2006-11-18 | N | 2006-11-18
10001448 | 3 | 2006-11-18 | Currently In Use | Diesel | 10000 | Composite | Fiberglass Reinforced Plastic | Pressure | N | 2006-11-18 | N | 2006-11-18
10001448 | 4 | 2006-11-18 | Currently In Use | Diesel | 5000 | Composite | Fiberglass Reinforced Plastic | Pressure | N | 2006-11-18 | N | 2006-11-18
10001450 | 1 | 2004-12-01 | Currently In Use | Gas | 12000 | Epoxy | Fiberglass Reinforced Plastic | Pressure | N | 2004-12-01 12:00 | Y | 2004-12-01 12:00
10001450 | 2 | 2004-12-01 | Currently In Use | Gas | 8000 | Epoxy | Fiberglass Reinforced Plastic | Pressure | N | 2004-12-01 12:00 | Y | 2004-12-01 12:00
10001450 | 3 | 2004-12-01 | Currently In Use | Diesel | 4000 | Epoxy | Fiberglass Reinforced Plastic | Pressure | N | 2004-12-01 12:00 | Y | 2004-12-01 12:00
10001452 | 1A | 2007-09-13 | Currently In Use | Gas | 20000 | Fiberglass Double Walled | Double Walled/Sec. Containment | Pressure | N | 2007-10-19 | N | 2007-10-19
10001452 | 1B | 2007-09-13 | Currently In Use | Gas | 8000 | Fiberglass Double Walled | Double Walled/Sec. Containment | Pressure | N | 2007-10-19 | N | 2007-10-19
10001455 | 1 |  | Removed From Ground Date Unknown | Not Marked |  | Unknown | Unknown |  | N |  | N
10001457 | 1 | 2006-03-03 | Currently In Use | Gas | 12000 | Fiberglass | Fiberglass Reinforced Plastic | Not Marked | N | 2006-03-03 | N | 2006-03-03
10001457 | 2 | 2006-03-03 | Currently In Use | Gas | 8000 | Fiberglass | Fiberglass Reinforced Plastic | Not Marked | N | 2006-03-03 | N | 2006-03-03
10001457 | 3 | 2006-03-03 | Currently In Use | Diesel | 4000 | Fiberglass | Fiberglass Reinforced Plastic | Not Marked | N | 2006-03-03 | N | 2006-03-03
10001458 | 1 | 2007-10-15 | Currently In Use | Gas | 12000 | Epoxy | Fiberglass/Double Walled | Pressure | N | 2007-10-15 | N | 2007-10-15
10001458 | 2A | 2007-10-15 | Currently In Use | Gas | 8000 | Epoxy | Fiberglass/Double Walled | Pressure | N | 2007-10-15 | N | 2007-10-15
10001458 | 2B | 2007-10-15 | Currently In Use | Diesel | 4000 | Epoxy | Fiberglass/Double Walled | Pressure | N | 2007-10-15 | N | 2007-10-15
10001459 | 1 | 2007-05-12 | Currently In Use | Gas | 1200 | Epoxy | Fiberglass/Double Walled | Pressure | N | 2007-05-12 | N | 2007-05-12
10001459 | 2A | 2007-05-12 | Currently In Use | Gas | 6000 | Epoxy | Fiberglass/Double Walled | Pressure | N | 2007-05-12 | N | 2007-05-12
10001459 | 2B | 2007-05-12 | Currently In Use | Diesel | 6000 | Epoxy | Fiberglass/Double Walled | Pressure | N | 2007-05-12 | N | 2007-05-12
10001460 | 1 |  | Closed In Ground Date Unknown | Gas |  | Unknown | Unknown | Not Marked | N |  | N
10001460 | 2 |  | Closed In Ground Date Unknown | Gas |  | Unknown | Unknown | Not Marked | N |  | N
10001461 | 1 | 2007-06-01 | Currently In Use | Gas | 12000 | Composite Double Walled | Fiberglass/Double Walled | Pressure | N | 2007-06-01 | N | 2007-06-01
10001461 | 2 | 2007-06-01 | Currently In Use | Gas | 6000 | Composite Double Walled | Fiberglass/Double Walled | Pressure | N | 2007-06-01 | N | 2007-06-01
10001461 | 3 | 2007-06-01 | Currently In Use | Diesel | 4000 | Composite Double Walled | Fiberglass/Double Walled | Pressure | N | 2007-06-01 | N | 2007-06-01
10001461 | 4 | 2007-06-01 | Currently In Use | Kerosene | 2000 | Composite Double Walled | Fiberglass/Double Walled | Suction: No Valve At The Tank | N | 2007-06-01 | N | 2007-06-01
10001464 | 1 | 2007-12-06 | Removed From Ground | Gas | 12000 | Unknown | Unknown |  | N |  | N
10001464 | 2 | 2007-12-06 | Removed From Ground | Gas | 1000 | Unknown | Unknown |  | N |  | N
10001464 | 3 | 2007-12-06 | Removed From Ground | Diesel | 1000 | Unknown | Unknown |  | N |  | N
10001464 | 4 | 2008-06-25 | Removed From Ground | Not Marked | 6000 | Unknown |  |  | N |  | N
10001464 | 4 |  | Currently In Use | Not Marked | 6000 | Unknown |  |  | N |  | N
10001465 | 1 | 2007-05-01 | Currently In Use | Gas | 10000 | EPOXY/DOUBLE WALLED | Double Walled Flex | Pressure | N | 2007-05-01 | N | 2007-05-01
10001465 | 2 | 2007-05-01 | Currently In Use | Gas | 6000 | EPOXY/DOUBLE WALLED | Double Walled Flex | Pressure | N | 2007-05-01 | N | 2007-05-01
10001465 | 3 | 2007-05-01 | Currently In Use | Diesel | 6000 | EPOXY/DOUBLE WALLED | Double Walled Flex | Pressure | N | 2007-05-01 | N | 2007-05-01
10001466 | 1 | 2005-09-09 | Currently In Use | Diesel | 15000 | Fiberglass Double Walled | Fiberglass/Double Walled | Pressure | N | 2006-09-05 | N | 2006-09-05
10001466 | 2 | 2016-08-29 | Currently In Use | Diesel | 10000 | Fiberglass Double Walled | Fiberglass/Double Walled | Pressure | N | 2016-08-29 | N
10001467 | 1 | 2007-03-01 | Currently In Use | Gas | 10000 | Composite | Fiberglass Reinforced Plastic | Pressure | N | 2007-04-01 | N | 2007-04-01
10001467 | 2A | 2007-03-01 | Currently In Use | Gas | 5000 | Composite | Fiberglass Reinforced Plastic | Pressure | N | 2007-04-01 | N | 2007-04-01
10001467 | 2B | 2007-03-01 | Currently In Use | Gas | 5000 | Composite | Fiberglass Reinforced Plastic | Pressure | N | 2007-04-01 | N | 2007-04-01
10001468 | 1 | 2007-09-11 | Removed From Ground | Not Marked/Tank Removed | 2000 | Unknown | Unknown |  | N |  | N
10001470 | 1 | 2007-09-26 | Removed From Ground | Not Marked/Tank Removed | 1100 | Unknown | Unknown |  | N |  | N
10001473 | 1 | 2007-07-01 | Currently In Use | Gas | 12000 | Composite Double Walled | Fiberglass/Double Walled | Pressure | N | 2007-07-01 | N | 2007-07-01
10001473 | 2A | 2007-07-01 | Currently In Use | Gas | 6000 | Composite Double Walled | Fiberglass/Double Walled | Pressure | N | 2007-07-01 | N | 2007-07-01
10001473 | 2B | 2007-07-01 | Currently In Use | Diesel | 6000 | Composite Double Walled | Fiberglass/Double Walled | Pressure | N | 2007-07-01 | N | 2007-07-01
10001474 | 1 | 2007-10-03 | Removed From Ground | Gas |  | Unknown | Unknown |  | N |  | N
10001474 | 1 |  | Currently In Use | Gas |  | Unknown | Unknown |  | N |  | N
10001474 | 2 | 2007-10-03 | Removed From Ground | Gas |  | Unknown | Unknown |  | N |  | N
10001474 | 2 |  | Currently In Use | Gas |  | Unknown | Unknown |  | N |  | N
10001474 | 3 | 2007-10-03 | Removed From Ground | Gas |  | Unknown | Unknown |  | N |  | N
10001474 | 3 |  | Currently In Use | Gas |  | Unknown | Unknown |  | N |  | N
10001476 | 1 | 2006-01-28 | Currently In Use | Gas | 12000 | Composite Double Walled | Double Walled Flex | Pressure | N | 2006-01-28 | N | 2006-01-28
10001478 | 1 | 2008-05-15 | Removed From Ground |  | 3000 | Unknown |  |  | N |  | N
10001478 | 2 | 2008-05-15 | Removed From Ground |  | 3000 | Unknown |  |  | N |  | N
10001478 | 3 | 2008-05-15 | Removed From Ground |  | 4000 | Unknown |  |  | N |  | N
10001478 | 4 | 2008-05-15 | Removed From Ground |  | 500 | Unknown |  |  | N |  | N
10001483 | 1 |  | Permanently Out Of Use | Empty | 4000 | Bare Steel |  |  | N |  | N
10001483 | 2 |  | Permanently Out Of Use | Empty | 4000 | Bare Steel |  |  | N |  | N
10001483 | 3 |  | Permanently Out Of Use | Empty | 4000 | Bare Steel |  |  | N |  | N
10001483 | 4 |  | Permanently Out Of Use | Empty | 4000 | Bare Steel |  |  | N |  | N
10001485 | 1 | 2007-10-17 | Removed From Ground | Gas | 2000 | Bare Steel |  |  | N |  | N
10001485 | 2 | 2007-10-17 | Removed From Ground | Gas | 1000 | Bare Steel |  |  | N |  | N
10001485 | 3 | 2007-10-17 | Removed From Ground | Gas | 1000 | Bare Steel |  |  | N |  | N
10001485 | 4 | 2007-10-17 | Removed From Ground | Gas | 2000 | Bare Steel |  |  | N |  | N
10001488 | 1 |  | Removed From Ground Date Unknown |  |  | Not Marked/Unknown |  |  | N |  | N
10001489 | 1 | 2007-12-01 | Currently In Use | Gas | 8000 | Composite Double Walled | Double Walled Flex | Pressure | N | 2007-12-01 | N | 2007-12-01
10001489 | 2A | 2007-12-01 | Currently In Use | Gas | 4000 | Composite Double Walled | Double Walled Flex | Pressure | N | 2007-12-01 | N | 2007-12-01
10001489 | 2B | 2007-12-01 | Currently In Use | Diesel | 4000 | Composite Double Walled | Double Walled Flex | Pressure | N | 2007-12-01 | N | 2007-12-01
10001490 | 1 | 2008-02-29 | Currently In Use | Gas | 32000 | Fiberglass Double Walled | Double Walled Flex | Pressure | N | 2008-03-11 | N | 2008-03-11
10001490 | 2 | 2008-02-29 | Currently In Use | Gas | 10000 | Fiberglass Double Walled | Double Walled Flex | Pressure | N | 2008-03-11 | N | 2008-03-11
10001490 | 3 | 2008-02-29 | Currently In Use | Diesel | 5000 | Fiberglass Double Walled | Double Walled Flex | Pressure | N | 2008-03-11 | N | 2008-03-11
10001490 | 4 | 2008-02-29 | Currently In Use | Diesel | 5000 | Fiberglass Double Walled | Double Walled Flex | Pressure | N | 2008-03-11 | N | 2008-03-11
10001491 | 1 | 2008-02-12 | Removed From Ground | Gas | 500 | Bare Steel |  |  | N |  | N
10001491 | 2 | 2008-02-12 | Removed From Ground |  | 250 | Bare Steel |  |  | N |  | N
10001492 | 1A | 2008-03-04 | Currently In Use | Gas | 8000 | Fiberglass Double Walled | Double Walled Flex | Pressure | N | 2008-01-01 | N | 2008-01-01
10001492 | 1B | 2008-03-04 | Currently In Use | Diesel | 6000 | Fiberglass Double Walled | Double Walled Flex | Pressure | N | 2008-01-01 | N | 2008-01-01
10001492 | 2A | 2008-03-04 | Currently In Use | Gas | 4000 | Fiberglass Double Walled | Double Walled Flex | Pressure | N | 2008-01-01 | N | 2008-01-01
10001492 | 2B | 2008-03-04 | Currently In Use | Diesel | 4000 | Fiberglass Double Walled | Double Walled Flex | Pressure | N | 2008-01-01 | N | 2008-01-01
10001492 | 3 | 2008-03-04 | Currently In Use | Kerosene | 2000 | Fiberglass Double Walled | Double Walled Flex | Suction: No Valve At The Tank | N | 2008-01-01 | N | 2008-01-01
10001494 | 1 | 2008-03-04 | Currently In Use | Gas | 11000 | Composite Double Walled | Fiberglass Reinforced Plastic | Pressure | N | 2007-11-01 | N | 2007-11-01
10001494 | 2 | 2008-03-04 | Currently In Use | Diesel | 5000 | Composite Double Walled | Fiberglass Reinforced Plastic | Pressure | N | 2007-11-01 | N | 2007-11-01
10001497 | 1 | 2008-03-24 | Removed From Ground | Gas | 10000 | Bare Steel | Galvanized Steel |  | N |  | N
10001497 | 2 | 2008-03-24 | Removed From Ground | Gas | 4000 | Bare Steel | Galvanized Steel |  | N |  | N
10001497 | 3 | 2008-03-24 | Removed From Ground | Gas | 2000 | Bare Steel | Galvanized Steel |  | N |  | N
10001501 | 1A | 2007-11-01 | Currently In Use | Gas | 8500 | Composite | Fiberglass Reinforced Plastic | Pressure | N | 2007-11-01 | N | 2007-11-01
10001501 | 1B | 2007-11-01 | Currently In Use | Gas | 3500 | Composite | Fiberglass Reinforced Plastic | Pressure | N | 2007-11-01 | N | 2007-11-01
10001501 | 2A | 2007-11-01 | Currently In Use | Diesel | 3000 | Composite | Fiberglass Reinforced Plastic | Pressure | N | 2007-11-01 | N | 2007-11-01
10001501 | 2B | 2007-11-01 | Currently In Use | Diesel | 3000 | Composite | Fiberglass Reinforced Plastic | Pressure | N | 2007-11-01 | N | 2007-11-01
10001503 | 1 |  | Removed From Ground Date Unknown |  |  | Not Marked/Unknown |  |  | N |  | N
10001505 | 1 |  | Removed From Ground Date Unknown | Not Marked/Tank Removed | 500 | Unknown | Unknown |  | N |  | N
10001508 | 1 | 2007-11-15 | Currently In Use | Gas | 15000 | Double Walled | Fiberglass Reinforced Plastic | Pressure | N | 2007-12-01 | N | 2007-12-01
10001508 | 2 | 2007-11-15 | Currently In Use | Gas | 5000 | Double Walled | Fiberglass Reinforced Plastic | Pressure | N | 2007-12-01 | N | 2007-12-01
10001508 | 3 | 2007-11-15 | Currently In Use | Diesel | 10000 | Double Walled | Fiberglass Reinforced Plastic | Pressure | N | 2007-12-01 | N | 2007-12-01
10001508 | 4 | 2007-11-15 | Currently In Use | Diesel | 5000 | Double Walled | Double Walled | Pressure | N | 2007-12-01 | N | 2007-12-01
10001513 | 1 | 2007-10-01 | Currently In Use | Gas | 12000 | Composite | Double Walled Flex | Pressure | N | 2008-02-01 | N | 2008-02-01
10001513 | 2 | 2007-10-01 | Currently In Use | Gas | 6000 | Composite | Double Walled Flex | Pressure | N | 2008-02-01 | N | 2008-02-01
10001513 | 3 | 2007-10-01 | Currently In Use | Diesel | 6000 | Composite | Double Walled Flex | Pressure | N | 2007-12-01 | N | 2007-12-01
10001517 | 1 | 2008-04-01 | Currently In Use | Gas | 12000 | Composite | Fiberglass/Double Walled | Pressure | N | 2008-04-01 | N | 2008-04-01
10001517 | 2 | 2008-04-01 | Currently In Use | Gas | 8000 | Composite | Fiberglass/Double Walled | Pressure | N | 2008-04-01 | N | 2008-04-01
10001517 | 3 | 2008-04-01 | Currently In Use | Diesel | 4000 | Composite | Fiberglass/Double Walled | Pressure | N | 2008-04-01 | N | 2008-04-01
10001518 | 1 |  | Closed In Ground Date Unknown | Gas | 1200 | Bare Steel | Unknown |  | N |  | N
10001518 | 1 |  | Currently In Use | Gas | 1200 | Bare Steel | Unknown |  | N |  | N
10001518 | 2 |  | Closed In Ground Date Unknown | Gas | 1200 | Bare Steel | Unknown |  | N |  | N
10001518 | 2 |  | Currently In Use | Gas | 1200 | Bare Steel | Unknown |  | N |  | N
10001519 | 1 | 2007-08-03 | Currently In Use | Gas | 12000 | Composite Double Walled | Fiberglass Reinforced Plastic | Pressure | N | 2007-08-01 | N | 2007-08-01
10001519 | 2 | 2007-08-03 | Currently In Use | Gas | 8000 | Composite Double Walled | Fiberglass Reinforced Plastic | Pressure | N | 2007-08-01 | N | 2007-08-01
10001519 | 3 | 2007-08-03 | Currently In Use | Diesel | 4000 | Composite Double Walled | Fiberglass Reinforced Plastic | Pressure | N | 2007-08-01 | N | 2007-08-01
10001520 | 1 | 2006-12-10 | Currently In Use | Gas | 20000 | Fiberglass Double Walled | Fiberglass/Double Walled | Pressure | N | 2007-01-15 | N | 2007-01-15
10001520 | 2 | 2006-12-10 | Currently In Use | Gas | 15000 | Fiberglass Double Walled | Fiberglass/Double Walled | Pressure | N | 2007-01-15 | N | 2007-01-15
10001522 | 1 | 2008-01-01 | Removed From Ground | Diesel | 1000 | Bare Steel |  |  | N |  | N
10001522 | 2 | 2007-10-01 | Removed From Ground | Used Oil | 500 | Bare Steel |  |  | N |  | N
10001523 | 1 | 2007-05-01 | Currently In Use | Gas | 12000 | Epoxy | Double Walled Flex | Pressure | N | 2007-05-01 | N | 2007-05-01
10001523 | 2 | 2007-05-01 | Currently In Use | Gas | 5000 | Epoxy | Double Walled Flex | Pressure | N | 2007-05-01 | N | 2007-05-01
10001523 | 3 | 2007-05-01 | Currently In Use | Diesel | 5000 | Epoxy | Double Walled Flex | Pressure | N | 2007-05-01 | N | 2007-05-01
10001523 | 4 | 2007-05-01 | Currently In Use | Kerosene | 2000 | Epoxy | Double Walled Flex | Suction: No Valve At The Tank | N | 2007-05-01 | N | 2007-05-01
10001525 | 1 | 1987-12-01 | Removed From Ground | Diesel | 4000 | Unknown |  |  | N |  | N
10001525 | 2 | 1987-12-01 | Removed From Ground | Diesel | 4000 | Unknown |  |  | N |  | N
10001525 | 3 | 1987-12-01 | Removed From Ground | Gas | 4000 | Unknown |  |  | N |  | N
10001525 | 4 | 1987-12-01 | Removed From Ground | Gas | 4000 | Unknown |  |  | N |  | N
10001525 | 5 | 1987-12-01 | Removed From Ground | Gas | 10000 | Unknown |  |  | N |  | N
10001532 | 1 | 2008-05-14 | Currently In Use | Gas | 12000 | Composite | Double Walled/Sec. Containment | Pressure | N | 2008-05-01 | N | 2008-05-01
10001532 | 2A | 2008-05-14 | Currently In Use | Gas | 8000 | Composite | Double Walled/Cath. Prot. |  | N | 2008-05-01 | N | 2008-05-01
10001532 | 2B | 2008-05-14 | Currently In Use | Diesel | 4000 | Composite | Double Walled/Sec. Containment | Pressure | N | 2008-05-01 | N | 2008-05-01
10001533 | 1 | 2008-05-01 | Currently In Use | Gasohol | 12000 | Composite | Fiberglass/Double Walled | Pressure | N | 2008-05-01 | N | 2008-05-01
10001533 | 2 | 2008-05-01 | Currently In Use | Gasohol | 8000 | Composite | Fiberglass/Double Walled | Pressure | N | 2008-05-01 | N | 2008-05-01
10001533 | 3 | 2008-05-01 | Currently In Use | Diesel | 4000 | Composite | Fiberglass/Double Walled | Pressure | N | 2008-05-01 | N | 2008-05-01
10001534 | 11 | 2007-10-01 | Removed From Ground | Gas | 12000 | EPOXY/DOUBLE WALLED |  | Pressure | N | 2001-05-01 | N | 2001-05-01
10001534 | 1D | 2007-10-01 | Removed From Ground | Diesel | 4000 | Cathodically Protected Steel |  | Pressure | N | 1998-05-09 | N | 1998-05-09
10001534 | 6G | 2007-10-01 | Removed From Ground |  | 8000 | Cathodically Protected Steel |  | Pressure | N | 2001-05-01 | N | 2001-05-01
10001534 | 7G | 2007-10-01 | Removed From Ground | Diesel | 4000 | Cathodically Protected Steel |  | Pressure | N | 2001-05-01 | N | 2001-05-01
10001535 | 1 | 2008-02-01 | Currently In Use | Gas | 12000 | Composite | Fiberglass/Double Walled |  | N | 2008-02-01 | N | 2008-02-01
10001535 | 2 | 2008-02-01 | Currently In Use | Gas | 5000 | Composite | Fiberglass/Double Walled | Not Marked | N | 2008-02-01 | N | 2008-02-01
10001535 | 3 | 2008-02-01 | Currently In Use | Diesel | 5000 | Composite | Fiberglass/Double Walled | Not Marked | N | 2008-02-01 | N | 2008-02-01
10001537 | 1 | 2007-11-30 | Currently In Use | Gas | 12000 | Fiberglass | Fiberglass Reinforced Plastic | Pressure | N | 2007-12-27 | N | 2007-12-27
10001537 | 2A | 2007-11-30 | Currently In Use | Gas | 5000 | Fiberglass | Fiberglass Reinforced Plastic | Pressure | N | 2007-12-27 | N | 2007-12-27
10001537 | 2B | 2007-11-30 | Currently In Use | Diesel | 5000 | Fiberglass | Fiberglass Reinforced Plastic | Pressure | N | 2007-12-27 | N | 2007-12-27
10001537 | 3A | 2007-11-30 | Currently In Use | Diesel | 4000 | Fiberglass | Fiberglass Reinforced Plastic | Pressure | N | 2007-12-27 | N | 2007-12-27
10001537 | 3B | 2007-11-30 | Currently In Use | Gas | 3000 | Fiberglass | Fiberglass Reinforced Plastic | Suction: No Valve At The Tank | N | 2007-12-27 | N | 2007-12-27
10001540 | 1 | 2008-03-05 | Removed From Ground | Diesel | 550 | Bare Steel |  |  | N |  | N
10001542 | 1 | 2012-03-15 | Temporarily Out Of Use | Diesel | 20000 | Composite Double Walled | Fiberglass/Double Walled | Pressure | N | 2008-03-18 | N | 2008-03-18
10001544 | 1A | 2008-01-01 | Currently In Use | Diesel | 4000 | Composite Double Walled | Fiberglass/Double Walled | Pressure | N | 2008-03-01 | N | 2008-03-01
10001544 | 1B | 2008-01-01 | Currently In Use | Gasohol | 4000 | Composite Double Walled | Fiberglass/Double Walled | Pressure | N | 2008-03-01 | N | 2008-03-01
10001544 | 2 | 2008-01-01 | Currently In Use | Gasohol | 12000 | Composite Double Walled | Fiberglass/Double Walled | Pressure | N | 2008-03-01 | N | 2008-03-01
10001548 | 1 | 1993-06-19 | Currently In Use | Gas | 8200 | Composite | Fiberglass Reinforced Plastic | Pressure | N | 2008-08-01 | N | 2008-08-01
10001548 | 2 | 1993-06-19 | Currently In Use | Diesel | 8200 | Composite | Fiberglass Reinforced Plastic | Suction: No Valve At The Tank | N | 2008-08-01 | N | 2008-08-01
10001550 | 1 | 2008-04-01 | Currently In Use | Gas | 8000 | EPOXY/DOUBLE WALLED | Fiberglass Reinforced Plastic | Pressure | N | 2008-04-01 | N | 2008-04-01
10001550 | 2A | 2015-06-09 | Removed From Ground | Diesel | 10000 | EPOXY/DOUBLE WALLED | Fiberglass Reinforced Plastic | Pressure | N | 2008-04-01 | N | 2008-04-01
10001550 | 2B | 2015-06-09 | Removed From Ground | Diesel | 5000 | EPOXY/DOUBLE WALLED | Fiberglass Reinforced Plastic | Pressure | N | 2008-04-01 | N | 2008-04-01
10001551 | 1 | 2008-04-02 | Removed From Ground | Kerosene | 1000 | Bare Steel | Bare Steel |  | N |  | N
10001551 | 2 | 2008-04-02 | Removed From Ground | Gas | 1000 | Bare Steel | Bare Steel |  | N |  | N
10001553 | 1 | 2007-10-01 | Currently In Use | Gas | 12000 | Composite | Fiberglass/Double Walled | Pressure | N | 2007-10-01 | N | 2007-10-01
10001553 | 2 | 2007-10-01 | Currently In Use | Gas | 8000 | Composite | Fiberglass/Double Walled | Pressure | N | 2007-10-01 | N | 2007-10-01
10001553 | 3 | 2007-10-01 | Currently In Use | Diesel | 4000 | Composite | Fiberglass/Double Walled | Pressure | N | 2007-10-01 | N | 2007-10-01
10001554 | 1 | 2008-02-25 | Currently In Use | Gas | 10000 | Fiberglass | Fiberglass/Double Walled | Pressure | N | 2008-02-01 | N | 2008-02-01
10001554 | 2 | 2008-02-25 | Currently In Use | Diesel | 12000 | Fiberglass | Fiberglass/Double Walled | Pressure | N | 2008-02-01 | N | 2008-02-01
10001556 | 1 | 2008-06-17 | Removed From Ground | Diesel | 4000 | Bare Steel | Unknown |  | N |  | N
10001556 | 2 | 2008-06-17 | Removed From Ground | Gas | 4000 | Unknown | Unknown |  | N |  | N
10001556 | 3 | 2008-06-17 | Removed From Ground | Gas | 4000 | Unknown | Unknown |  | N |  | N
10001557 | 1 | 2008-04-10 | Removed From Ground | Used Oil | 1000 | Bare Steel |  |  | N |  | N
10001558 | 1 | 2008-02-15 | Removed From Ground | Gas | 1000 | Bare Steel | Galvanized Steel |  | N |  | N
10001558 | 2 | 2008-02-15 | Removed From Ground | Gas | 1000 | Bare Steel | Galvanized Steel |  | N |  | N
10001558 | 3 | 2008-02-15 | Removed From Ground | Gas | 1000 | Bare Steel | Galvanized Steel |  | N |  | N
10001559 | 1 | 2008-02-01 | Currently In Use | Diesel | 20000 | Fiberglass Double Walled | Fiberglass/Double Walled | Pressure | N | 2008-04-01 | N | 2008-04-01
10001559 | 2 | 2008-02-01 | Currently In Use | Gas | 8000 | Fiberglass Double Walled | Fiberglass/Double Walled | Pressure | N | 2008-04-01 | N | 2008-04-01
10001562 | 1 | 2008-05-01 | Currently In Use | Gas | 15000 | Composite | Fiberglass Reinforced Plastic | Pressure | N | 2008-05-01 | N | 2008-05-01
10001562 | 2A | 2008-03-01 | Currently In Use | Gas | 6000 | Composite | Fiberglass Reinforced Plastic | Pressure | N | 2008-05-01 | N | 2008-05-01
10001562 | 2B | 2008-03-01 | Currently In Use | Diesel | 6000 | Composite | Fiberglass Reinforced Plastic | Pressure | N | 2008-05-01 | N | 2008-05-01
10001564 | 1 | 2008-05-28 | Removed From Ground | Gas | 1000 | Unknown | Unknown |  | N |  | N
10001564 | 2 | 2008-05-29 | Removed From Ground | Diesel | 1000 | Unknown | Unknown |  | N |  | N
10001564 | 3 | 2008-10-09 | Temporarily Out Of Use | Diesel | 500 | Unknown |  |  | N |  | N
10001564 | 3 |  | Currently In Use | Diesel | 500 | Unknown |  |  | N |  | N
10001565 | 1 | 2008-03-13 | Removed From Ground | Diesel | 350 | Bare Steel | Unknown |  | N |  | N
10001566 | 1 |  | Removed From Ground Date Unknown |  |  | Unknown |  |  | N |  | N
10001567 | 1 | 2008-05-28 | Removed From Ground | Diesel | 300 | Cathodically Protected Steel | Bare Steel |  | N |  | N
10001568 | 1 | 2008-05-30 | Currently In Use | Gas | 12000 | Composite | Fiberglass Reinforced Plastic | Pressure | N | 2008-05-30 | N | 2008-05-30
10001568 | 2A | 2008-05-30 | Currently In Use | Gas | 8000 | Composite | Fiberglass Reinforced Plastic | Pressure | N | 2008-05-30 | N | 2008-05-30
10001568 | 2B | 2008-05-30 | Currently In Use | Diesel | 4000 | Composite | Fiberglass Reinforced Plastic | Pressure | N | 2008-05-30 | N | 2008-05-30
10001572 | 1 | 2008-08-06 | Currently In Use | Gas | 20000 | Fiberglass Double Walled | Fiberglass/Double Walled | Pressure | N | 2008-08-06 | N | 2008-08-06
10001572 | 2 | 2008-08-06 | Currently In Use | Diesel | 12000 | Fiberglass Double Walled | Fiberglass/Double Walled | Pressure | N | 2008-08-06 | N | 2008-08-06
10001572 | 3 | 2008-08-06 | Currently In Use | Gas | 12000 | Fiberglass Double Walled | Fiberglass/Double Walled | Pressure | N | 2008-08-06 | N | 2008-08-06
10001577 | 1 | 2008-05-18 | Currently In Use | Gas | 20000 | Fiberglass Double Walled | Double Walled Flex | Pressure | N | 2008-05-18 | N | 2008-05-18
10001577 | 2 | 2008-05-18 | Currently In Use | Gas | 10000 | Fiberglass Double Walled | Double Walled Flex | Pressure | N | 2008-05-18 | N | 2008-05-18
10001577 | 3 | 2008-05-18 | Currently In Use | Diesel | 10000 | Fiberglass Double Walled | Double Walled Flex | Pressure | N | 2008-05-18 | N | 2008-05-18
10001579 | 1 | 2008-04-18 | Currently In Use | Gas | 20000 | Fiberglass Double Walled | Fiberglass/Double Walled | Pressure | N | 2008-05-10 | N | 2008-05-10
10001579 | 2 | 2008-04-18 | Currently In Use | Gas | 12000 | Fiberglass Double Walled | Fiberglass/Double Walled | Pressure | N | 2008-05-10 | N | 2008-05-10
10001580 | 1 | 2008-05-21 | Currently In Use | Gas | 20000 | Fiberglass Double Walled | Double Walled | Pressure | N | 2008-05-21 | N | 2008-05-21
10001580 | 2A | 2008-05-21 | Currently In Use | Diesel | 12000 | Fiberglass Double Walled | Double Walled | Pressure | N | 2008-05-21 | N | 2008-05-21
10001580 | 2B | 2008-05-21 | Currently In Use | Gas | 8000 | Fiberglass Double Walled | Double Walled | Pressure | N | 2008-05-21 | N | 2008-05-21
10001581 | 1 | 1999-12-28 | Currently In Use | Diesel | 15000 | Fiberglass | Fiberglass/Double Walled | Pressure | N | 2000-01-06 | N | 2000-01-06
10001591 | 1 | 2008-07-09 | Removed From Ground | Gas | 3000 | Bare Steel | Bare Steel |  | N |  | N
10001591 | 2 | 2008-07-09 | Removed From Ground | Gas | 3000 | Bare Steel |  |  | N |  | N
10001591 | 3 | 2008-07-09 | Removed From Ground | Gas | 3000 | Bare Steel | Bare Steel |  | N |  | N
10001591 | 4 | 2008-07-09 | Removed From Ground | Gas | 3000 | Bare Steel | Bare Steel |  | N |  | N
10001592 | 1 | 2008-07-21 | Removed From Ground | Gas | 575 | Bare Steel | Bare Steel | Suction: Valve At The Tank | N |  | N
10001592 | 1 |  | Currently In Use | Gas | 575 | Bare Steel | Bare Steel | Suction: Valve At The Tank | N |  | N
10001592 | 2 | 2008-07-21 | Removed From Ground | Gas | 575 | Bare Steel | Bare Steel | Suction: Valve At The Tank | N |  | N
10001592 | 2 |  | Currently In Use | Gas | 575 | Bare Steel | Bare Steel | Suction: Valve At The Tank | N |  | N
10001592 | 3 | 2008-07-21 | Removed From Ground | Gas | 575 | Bare Steel | Bare Steel | Suction: Valve At The Tank | N |  | N
10001592 | 3 |  | Currently In Use | Gas | 575 | Bare Steel | Bare Steel | Suction: Valve At The Tank | N |  | N
10001592 | 4 | 2008-07-21 | Removed From Ground | Gas | 575 | Bare Steel | Bare Steel | Suction: Valve At The Tank | N |  | N
10001592 | 4 |  | Currently In Use | Gas | 575 | Bare Steel | Bare Steel | Suction: Valve At The Tank | N |  | N
10001594 | 1A | 2008-09-08 | Currently In Use | Gas | 25000 | Fiberglass Double Walled | Double Walled Flex | Pressure | N | 2008-12-04 12:00 | N | 2008-12-04 12:00
10001594 | 1B | 2008-09-09 | Currently In Use | Gas | 7000 | Fiberglass Double Walled | Double Walled Flex | Pressure | N | 2008-12-04 12:00 | N | 2008-12-04 12:00
10001594 | 2A | 2008-09-09 | Currently In Use | Diesel | 5000 | Fiberglass Double Walled | Double Walled Flex | Pressure | N | 2008-12-04 12:00 | N | 2008-12-04 12:00
10001594 | 2B | 2008-09-09 | Currently In Use | Diesel | 5000 | Fiberglass Double Walled | Double Walled Flex | Pressure | N | 2008-12-04 12:00 | N | 2008-12-04 12:00
10001598 | 1 | 2008-09-01 | Currently In Use | Gas | 15000 | Composite Double Walled | Fiberglass/Double Walled | Pressure | N | 2008-09-01 | N | 2008-09-01
10001598 | 2 | 2008-09-01 | Currently In Use | Gas | 6000 | Composite Double Walled | Fiberglass/Double Walled | Pressure | N | 2008-09-01 | N | 2008-09-01
10001598 | 3 | 2008-09-01 | Currently In Use | Diesel | 15000 | Composite Double Walled | Fiberglass/Double Walled | Pressure | N | 2008-09-01 | N | 2008-09-01
10001601 | 1 | 2008-08-13 | Currently In Use | Gas | 20000 | Fiberglass Double Walled | Double Walled | Pressure | N | 2008-08-13 | N | 2008-08-13
10001601 | 2A | 2008-08-13 | Currently In Use | Diesel | 12000 | Fiberglass Double Walled | Double Walled | Pressure | N | 2008-08-13 | N | 2008-08-13
10001601 | 2B | 2008-08-13 | Currently In Use | Diesel | 8000 | Fiberglass Double Walled | Double Walled | Pressure | N | 2008-08-13 | N | 2008-08-13
10001602 | 1A | 2008-09-01 | Currently In Use | Gas | 12000 | Fiberglass Double Walled | Fiberglass/Double Walled | Pressure | N | 2008-09-01 | N | 2008-09-01
10001602 | 1B | 2008-09-01 | Currently In Use | Gas | 5000 | Fiberglass Double Walled | Fiberglass/Double Walled | Pressure | N | 2008-09-01 | N | 2008-09-01
10001602 | 2 | 2008-09-01 | Currently In Use | Diesel | 7000 | Fiberglass Double Walled | Fiberglass/Double Walled | Pressure | N | 2008-09-01 | N | 2008-09-01
10001603 | 1 | 2008-09-20 | Currently In Use | Gas | 3000 | STIP-3 | Bare Steel | Suction: No Valve At The Tank | N | 2008-09-20 12:00 | Y | 2008-09-20 12:00
10001605 | 1 | 2008-09-25 | Currently In Use | Gas | 10000 | Composite Double Walled | Fiberglass/Double Walled | Pressure | N | 2008-03-03 12:00 | N | 2008-03-03 12:00
10001605 | 2 | 2008-09-25 | Currently In Use | Gas | 8000 | Composite Double Walled | Fiberglass/Double Walled | Pressure | N | 2008-03-03 12:00 | N | 2008-03-08 12:00
10001605 | 3 | 2008-09-25 | Currently In Use | Diesel | 5000 | Composite Double Walled | Fiberglass/Double Walled | Pressure | N | 2008-03-03 12:00 | N | 2008-03-08 12:00
10001606 | 1 | 2008-08-20 | Removed From Ground | Gas | 2000 | Bare Steel |  |  | N |  | N
10001606 | 2 | 2008-08-20 | Removed From Ground | Gas | 2000 | Bare Steel |  |  | N |  | N
10001606 | 3 | 2008-08-20 | Removed From Ground | Gas | 2000 | Bare Steel |  |  | N |  | N
10001607 | 1 | 2016-06-11 | Removed From Ground | Diesel | 20000 | Fiberglass Double Walled | Steel/Secondary Containment | Suction: No Valve At The Tank | N | 1987-01-01 12:00 | N
10001607 | 2 | 2016-05-06 | Currently In Use | Diesel | 15000 | Fiberglass Double Walled | Fiberglass/Double Walled | Suction: Valve At The Tank | N | 2016-07-01 | N | 2016-06-01
10001608 | 1 | 1994-01-01 | Currently In Use | Diesel | 15000 | Fiberglass Double Walled | Double Walled Flex | Suction: Valve At The Tank | N |  | N | 2011-06-06 12:00
10001610 | 1 | 2008-04-07 | Currently In Use | Gas | 20000 | Fiberglass Double Walled | Double Walled/Sec. Containment | Pressure | N | 2008-04-07 | N | 2008-04-07
10001610 | 2A | 2008-04-07 | Currently In Use | Diesel | 8000 | Fiberglass Double Walled | Double Walled/Sec. Containment | Pressure | N | 2008-04-07 | N | 2008-04-07
10001610 | 2B | 2008-04-07 | Currently In Use | Gas | 8000 | Fiberglass Double Walled | Double Walled/Sec. Containment | Pressure | N | 2008-04-07 | N | 2008-04-07
10001613 | T1 | 2008-08-05 | Removed From Ground | Not Marked/Tank Removed | 8000 | Bare Steel | Bare Steel | Suction: No Valve At The Tank | N |  | N
10001613 | T10 | 2008-08-05 | Removed From Ground | Used Oil | 500 | Bare Steel | Bare Steel | Suction: Valve At The Tank | N |  | N
10001613 | T11 | 2008-08-05 | Removed From Ground | Not Marked/Tank Removed | 500 | Bare Steel | Bare Steel | Suction: Valve At The Tank | N |  | N
10001613 | T12 | 2008-08-05 | Removed From Ground | Not Marked/Tank Removed | 1500 | Bare Steel | Bare Steel | Suction: Valve At The Tank | N |  | N
10001613 | T13 | 2008-08-05 | Removed From Ground | Not Marked/Tank Removed | 2000 | Bare Steel | Bare Steel | Suction: Valve At The Tank | N |  | N
10001613 | T14 | 2008-08-05 | Removed From Ground | Not Marked/Tank Removed | 3000 | Bare Steel | Bare Steel | Suction: Valve At The Tank | N |  | N
10001613 | T15 | 2008-08-05 | Removed From Ground | Not Marked/Tank Removed | 3000 | Bare Steel | Bare Steel | Suction: Valve At The Tank | N |  | N
10001613 | T2 | 2008-08-05 | Removed From Ground | Not Marked/Tank Removed | 8000 | Bare Steel | Bare Steel | Suction: No Valve At The Tank | N |  | N
10001613 | T3 | 2008-08-05 | Removed From Ground | Not Marked/Tank Removed | 8000 | Bare Steel | Bare Steel | Suction: No Valve At The Tank | N |  | N
10001613 | T4 | 2008-08-05 | Removed From Ground | Not Marked/Tank Removed | 8000 | Bare Steel | Bare Steel | Suction: No Valve At The Tank | N |  | N
10001613 | T5 | 2008-08-05 | Removed From Ground | Not Marked/Tank Removed | 8000 | Bare Steel | Bare Steel | Suction: No Valve At The Tank | N |  | N
10001613 | T6 | 2008-08-05 | Removed From Ground | Not Marked/Tank Removed | 3000 | Bare Steel | Bare Steel | Suction: Valve At The Tank | N |  | N
10001613 | T7 | 2008-08-05 | Removed From Ground | Not Marked/Tank Removed | 3000 | Bare Steel | Bare Steel | Suction: Valve At The Tank | N |  | N
10001613 | T8 | 2008-08-05 | Removed From Ground | Not Marked/Tank Removed | 3000 | Bare Steel | Bare Steel | Suction: Valve At The Tank | N |  | N
10001613 | T9 | 2008-08-05 | Removed From Ground | Used Oil | 1100 | Bare Steel | Bare Steel | Suction: Valve At The Tank | N |  | N
10001615 | 1 | 2008-03-01 | Currently In Use | Diesel | 20000 | Fiberglass Double Walled | Fiberglass/Double Walled | Pressure | N | 2008-03-01 | N | 2008-03-01
10001616 | 1 | 2008-06-01 | Removed From Ground |  | 750 | Bare Steel |  |  | N |  | N
10001616 | 2 | 2008-06-01 | Removed From Ground |  | 750 | Bare Steel |  |  | N |  | N
10001617 | 1A | 2008-03-01 | Currently In Use | Gas | 8500 | Composite Double Walled | Fiberglass/Double Walled | Pressure | N | 2008-03-01 | N | 2008-03-01
10001617 | 1B | 2008-03-01 | Currently In Use | Gas | 3500 | Composite Double Walled | Fiberglass/Double Walled | Pressure | N | 2008-03-01 | N | 2008-03-01
10001618 | 1 |  | Removed From Ground Date Unknown | Gas | 2000 | Unknown | Unknown |  | N |  | N
10001619 | 1 | 2008-09-27 | Currently In Use | Gas | 8000 | Composite Double Walled | Fiberglass/Double Walled | Pressure | N | 2008-09-28 | N | 2008-09-28
10001619 | 2 | 2008-09-27 | Currently In Use | Gas | 4000 | Composite Double Walled | Fiberglass/Double Walled | Pressure | N | 2008-09-28 | N | 2008-09-28
10001619 | 3 | 2008-09-27 | Currently In Use | Diesel | 6000 | Composite Double Walled | Fiberglass/Double Walled | Pressure | N | 2008-09-28 | N | 2008-09-28
10001624 | 1 | 2008-12-16 | Removed From Ground | Gas | 1000 | Unknown | Unknown | Not Marked | N |  | N
10001625 | 1 | 2008-07-01 | Removed From Ground |  | 2000 | Bare Steel |  |  | N |  | N
10001625 | 2 | 2008-07-01 | Removed From Ground |  | 2000 | Bare Steel |  |  | N |  | N
10001625 | 3 | 2008-07-01 | Removed From Ground |  | 2000 | Bare Steel |  |  | N |  | N
10001626 | 1A | 2008-07-15 | Currently In Use | Gas | 20000 | Fiberglass Double Walled | Double Walled/Sec. Containment | Pressure | N | 2008-08-21 | N | 2008-08-21
10001626 | 1B | 2008-07-15 | Currently In Use | Gas | 8000 | Fiberglass Double Walled | Double Walled/Sec. Containment | Pressure | N | 2008-08-21 | N | 2008-08-21
10001627 | 2038-1 | 2008-06-27 | Temporarily Out Of Use | Used Oil | 500 | Fiberglass Double Walled | Fiberglass/Double Walled | Gravity Fed | Y | 2016-08-19 12:00 | Y | 2012-08-21 12:00
10001629 | 1A | 2008-08-28 | Currently In Use | Diesel | 10000 | Fiberglass Double Walled | Double Walled/Sec. Containment | Pressure | N | 2008-10-01 | N | 2008-10-01
10001629 | 1B | 2008-08-28 | Currently In Use | Gas | 8000 | Fiberglass Double Walled | Double Walled/Sec. Containment | Pressure | N | 2008-10-01 | N | 2008-10-01
10001629 | A.120116 | 2008-08-18 | Currently In Use | Gas | 20000 | Fiberglass Double Walled | Double Walled/Sec. Containment | Pressure | N | 2008-10-01 | N | 2008-10-01
10001631 | 1 | 1999-02-01 | Currently In Use | Gas | 1000 | Epoxy | Fiberglass/Double Walled | Suction: No Valve At The Tank | N | 1999-02-01 | N | 1999-02-01
10001634 | 1 | 2008-05-01 | Currently In Use | Gas | 12000 | Composite Double Walled | Fiberglass/Double Walled | Pressure | N | 2008-08-01 | N | 2008-08-01
10001634 | 2 | 2008-05-01 | Currently In Use | Gas | 8000 | Composite Double Walled | Fiberglass/Double Walled | Pressure | N | 2008-08-01 | N | 2008-08-01
10001634 | 3 | 2008-05-01 | Currently In Use | Diesel | 6000 | Composite Double Walled | Fiberglass/Double Walled | Pressure | N | 2008-08-01 | N | 2008-08-01
10001634 | 4 | 2008-05-01 | Currently In Use | Diesel | 6000 | Composite Double Walled | Fiberglass Reinforced Plastic | Suction: No Valve At The Tank | N | 2008-08-01 | N | 2008-08-01
10001638 | 1 | 2008-09-10 | Currently In Use | Gas | 20000 | Fiberglass Double Walled | Fiberglass/Double Walled | Pressure | N | 2008-09-17 | N | 2008-09-17
10001638 | 2A | 2008-09-24 | Currently In Use | Gas | 8000 | Fiberglass Double Walled | Fiberglass/Double Walled | Pressure | N | 2008-09-17 | N | 2008-09-17
10001638 | 2B | 2008-09-10 | Currently In Use | Diesel | 6000 | Fiberglass Double Walled | Fiberglass/Double Walled | Pressure | N | 2008-09-17 | N | 2008-09-17
10001638 | 2C | 2008-09-10 | Currently In Use | Diesel | 6000 | Fiberglass Double Walled | Fiberglass/Double Walled | Pressure | N | 2008-09-17 | N | 2008-09-17
10001639 | 1 | 2009-03-19 | Removed From Ground |  | 500 | Unknown | Unknown |  | N |  | N
10001639 | 2 | 2009-03-19 | Removed From Ground |  | 500 | Unknown | Unknown |  | N |  | N
10001644 | 1 | 2008-09-19 | Removed From Ground | Not Marked/Tank Removed | 500 | Bare Steel | Unknown |  | N |  | N
10001647 | 1 | 2008-10-28 | Removed From Ground |  | 1000 | Bare Steel |  |  | N |  | N
10001649 | 1 | 2008-09-01 | Currently In Use | Gas | 20000 | Fiberglass Double Walled | Double Walled Flex | Pressure | N | 2008-10-01 12:00 | N | 1994-03-16 12:00
10001649 | 2 | 2008-09-01 | Currently In Use | Gas | 20000 | Fiberglass Double Walled | Double Walled Flex | Pressure | N | 2008-10-01 12:00 | N | 1994-03-16 12:00
10001649 | 3A | 2008-09-01 | Currently In Use | Gas | 12000 | Fiberglass Double Walled | Double Walled Flex | Pressure | N | 2008-10-01 12:00 | N | 1994-03-16 12:00
10001649 | 3B | 2008-09-01 | Currently In Use | Diesel | 8000 | Fiberglass Double Walled | Double Walled Flex | Pressure | N | 2008-10-01 12:00 | N | 1994-03-16 12:00
10001652 | 1 | 2008-10-14 | Currently In Use | Gas | 20000 | Fiberglass Double Walled | Double Walled | Pressure | N | 2008-11-10 | N | 2008-11-10
10001652 | 2A | 2008-10-14 | Currently In Use | Diesel | 10000 | Fiberglass Double Walled | Double Walled/Sec. Containment | Pressure | N | 2008-11-10 | N | 2008-11-10
10001652 | 2B | 2008-10-14 | Currently In Use | Gas | 8000 | Fiberglass Double Walled | Double Walled/Cath. Prot. | Pressure | N | 2008-11-10 | N | 2008-11-10
10001657 | 1A | 2007-03-29 | Currently In Use | Gas | 6000 | Epoxy | Double Walled Flex | Pressure | N | 2007-03-29 | N | 2007-03-29
10001657 | 1B | 2007-03-29 | Currently In Use | Diesel | 6000 | Epoxy | Double Walled Flex | Pressure | N | 2007-03-29 | N | 2007-03-29
10001657 | 2A | 2007-03-29 | Currently In Use | Diesel | 7500 | Epoxy | Double Walled Flex | Pressure | N | 2007-03-29 | N | 2007-03-29
10001657 | 2B | 2007-03-29 | Currently In Use | Gas | 7500 | Epoxy | Double Walled Flex | Pressure | N | 2007-03-29 | N | 2007-03-29
10001659 | 1 | 2009-01-13 | Currently In Use | Gas | 20000 | Fiberglass Double Walled | Double Walled | Pressure | N | 2009-01-27 12:00 | N | 2009-01-20 12:00
10001659 | 2A | 2009-01-13 | Currently In Use | Diesel | 10000 | Fiberglass Double Walled | Double Walled | Pressure | N | 2009-01-27 12:00 | N | 2009-01-20 12:00
10001659 | 2B | 2009-01-13 | Currently In Use | Gas | 8000 | Fiberglass Double Walled | Double Walled | Pressure | N | 2009-01-27 12:00 | N | 2009-01-20 12:00
10001661 | 1 | 2008-10-09 | Currently In Use | Gas | 20000 | Fiberglass Double Walled | Double Walled/Sec. Containment | Pressure | N | 2008-11-14 | N | 2008-11-14
10001661 | 2A | 2008-10-09 | Currently In Use | Diesel | 10000 | Fiberglass Double Walled | Double Walled/Sec. Containment | Pressure | N | 2008-11-14 | N | 2008-11-14
10001661 | 2B | 2008-10-09 | Currently In Use | Gas | 8000 | Fiberglass Double Walled | Double Walled/Sec. Containment | Pressure | N | 2008-11-14 | N | 2008-11-14
10001664 | 1 | 2007-10-01 | Currently In Use | Gas | 8000 | Composite | Fiberglass Reinforced Plastic | Pressure | N | 2007-10-01 | N | 2007-10-01
10001664 | 2A | 2007-10-01 | Currently In Use | Gas | 4000 | Composite | Fiberglass Reinforced Plastic | Pressure | N | 2007-10-01 | N | 2007-10-01
10001664 | 2B | 2007-10-01 | Currently In Use | Diesel | 4000 | Composite | Fiberglass Reinforced Plastic | Pressure | N | 2007-10-01 | N | 2007-10-01
10001665 | 1 | 2008-05-22 | Currently In Use | Gas | 20000 | Fiberglass Double Walled | Fiberglass/Double Walled | Pressure | N | 2006-09-01 | N | 2006-09-01
10001665 | 2 | 2008-05-22 | Currently In Use | Gas | 20000 | Fiberglass Double Walled | Fiberglass/Double Walled | Pressure | N | 2006-09-01 | N | 2006-09-01
10001665 | 3 | 2008-05-22 | Currently In Use | Gas | 12000 | Fiberglass Double Walled | Fiberglass/Double Walled | Pressure | N | 2006-09-01 | N | 2006-09-01
10001671 | A 120239 | 2009-11-26 | Currently In Use | Gas | 20000 | Fiberglass Double Walled | Double Walled Flex | Pressure | N | 2009-01-05 | N | 2009-01-05
10001671 | A120240 A | 2008-11-26 | Currently In Use | Diesel | 10000 | Fiberglass Double Walled | Double Walled Flex | Pressure | N | 2009-01-05 | N | 2009-01-05
10001671 | A120240 B | 2008-11-26 | Currently In Use | Gas | 8000 | Fiberglass Double Walled | Double Walled Flex | Pressure | N | 2009-01-05 | N | 2009-01-05
10001672 | 1 | 1970-01-01 | Removed From Ground | Not Marked/Tank Removed |  | Unknown | Unknown |  | N |  | N
10001672 | 2 | 1970-01-01 | Removed From Ground | Not Marked/Tank Removed |  | Unknown | Unknown |  | N |  | N
10001672 | 3 | 1970-01-01 | Removed From Ground | Not Marked/Tank Removed |  | Unknown | Unknown |  | N |  | N
10001673 | 1 |  | Closed In Ground Date Unknown | Not Marked |  | Unknown | Unknown |  | N |  | N
10001673 | 2 |  | Closed In Ground Date Unknown | Not Marked |  | Unknown | Unknown |  | N |  | N
10001673 | 3 |  | Closed In Ground Date Unknown | Not Marked |  | Unknown | Unknown |  | N |  | N
10001673 | 4 |  | Closed In Ground Date Unknown | Not Marked |  | Unknown | Unknown |  | N |  | N
10001675 | 1A | 2009-01-01 | Currently In Use | Gas | 25000 | Fiberglass Double Walled | Double Walled Flex | Pressure | N | 2009-01-01 | N | 2008-12-01
10001675 | 1B | 2009-01-01 | Currently In Use | Gas | 7000 | Fiberglass Double Walled | Double Walled Flex | Pressure | N | 2009-01-01 | N | 2008-12-01
10001675 | 2A | 2009-01-01 | Currently In Use | Diesel | 5000 | Fiberglass Double Walled | Double Walled Flex | Pressure | N | 2009-01-01 | N | 2008-12-01
10001675 | 2B | 2009-01-01 | Currently In Use | Diesel | 5000 | Fiberglass Double Walled | Double Walled Flex | Pressure | N | 2009-01-01 | N | 2008-12-01
10001678 | 1 | 2009-01-17 | Removed From Ground | Diesel | 2500 | Bare Steel | Bare Steel |  | N |  | N
10001678 | 2 | 2009-01-19 | Currently In Use | Diesel | 2500 | Composite Double Walled | Double Walled Flex | Suction: No Valve At The Tank | N | 2009-01-19 | N | 2009-01-19
10001683 | 1 | 2008-08-12 | Currently In Use | Gas | 12000 | Composite Double Walled | Fiberglass/Double Walled | Not Marked | N | 2008-08-12 | N | 2008-08-12
10001683 | 2 | 2008-08-12 | Currently In Use | Gas | 4000 | Composite Double Walled | Fiberglass/Double Walled | Not Marked | N | 2008-08-12 | N | 2008-08-12
10001683 | 3 | 2008-08-12 | Currently In Use | Diesel | 8000 | Composite Double Walled | Fiberglass/Double Walled | Not Marked | N | 2008-08-12 | N | 2008-08-12
10001684 | 1 | 1963-12-31 | Closed In Ground | Not Marked | 2000 | Bare Steel | Bare Steel |  | N |  | N
10001684 | 2 | 1963-12-31 | Closed In Ground | Not Marked | 2000 | Bare Steel | Bare Steel |  | N |  | N
10001684 | 3 | 1963-12-31 | Closed In Ground |  | 2000 | Bare Steel | Bare Steel |  | N |  | N
10001687 | 1 | 2008-10-28 | Currently In Use | Gas | 15000 | Composite Double Walled | Double Walled Flex | Pressure | N | 2009-03-16 | N | 2009-03-16
10001687 | 2 | 2008-10-28 | Currently In Use | Gas | 15000 | Composite Double Walled | Double Walled Flex | Pressure | N | 2009-03-16 | N | 2009-03-16
10001687 | 3 | 2008-10-28 | Currently In Use | Gas | 8000 | Composite Double Walled | Double Walled Flex | Pressure | N | 2009-03-16 | N | 2009-03-16
10001687 | 4 | 2008-10-28 | Currently In Use | Diesel | 8000 | Composite Double Walled | Double Walled Flex | Pressure | N | 2009-03-16 | N | 2009-03-16
10001688 | 1 | 2002-03-01 | Currently In Use | Diesel | 12000 | Composite | Fiberglass Reinforced Plastic | Pressure | N | 2002-02-01 | N | 2002-02-01
10001691 | 1 | 2009-01-20 | Removed From Ground | Gas | 1000 | Unknown | Unknown |  | N |  | N
10001691 | 2 | 2009-01-20 | Removed From Ground | Gas | 560 | Unknown | Unknown |  | N |  | N
10001692 | 1 | 2008-09-10 | Removed From Ground | Diesel | 500 | Bare Steel |  |  | N |  | N
10001693 | 1 | 1965-01-01 | Removed From Ground | Not Marked |  | Unknown |  |  | N |  | N
10001696 | 1A | 2009-04-01 | Currently In Use | Gas | 10000 | Fiberglass Double Walled | Fiberglass/Sec Containment | Pressure | N | 2009-04-01 | N | 2009-04-01
10001696 | 1B | 2009-04-01 | Currently In Use | Diesel | 10000 | Fiberglass Double Walled | Fiberglass Reinforced Plastic | Pressure | N | 2009-04-01 | N | 2009-04-01
10001698 | 1 | 2008-10-17 | Currently In Use | Gas | 12000 | Composite Double Walled | Double Walled Flex | Not Marked | N | 2008-10-17 | N | 2008-10-17
10001698 | 2A | 2008-10-17 | Currently In Use | Gas | 4000 | Composite Double Walled | Double Walled Flex | Not Marked | N | 2008-10-17 | N | 2008-10-17
10001698 | 2B | 2008-10-17 | Currently In Use | Diesel | 4000 | Composite Double Walled | Double Walled Flex | Not Marked | N | 2008-10-17 | N | 2008-10-17
10001699 | 1A | 2008-12-01 | Currently In Use | Gas | 4000 | Fiberglass | Fiberglass/Double Walled | Pressure | N | 2008-12-01 | N | 2008-12-01
10001699 | 1B | 2008-12-01 | Currently In Use | Gas | 8000 | Fiberglass | Fiberglass/Double Walled | Pressure | N | 2008-12-01 | N | 2008-12-01
10001699 | 2A | 2008-12-01 | Currently In Use | Diesel | 5000 | Fiberglass | Fiberglass/Double Walled | Pressure | N | 2008-12-01 | N | 2008-12-01
10001699 | 2B | 2008-12-01 | Currently In Use | Diesel | 5000 | Fiberglass | Fiberglass/Double Walled | Pressure | N | 2008-12-01 | N | 2008-12-01
10001699 | 2C | 2008-12-01 | Currently In Use | Kerosene | 2000 | Fiberglass | Fiberglass/Double Walled | Pressure | N | 2008-12-01 | N | 2008-12-01
10001700 | 1 | 2009-05-07 | Removed From Ground |  | 3000 | Unknown |  |  | N |  | N
10001700 | 2 | 2009-05-07 | Removed From Ground |  | 1800 | Unknown |  |  | N |  | N
10001700 | 3 | 2009-05-07 | Removed From Ground |  | 3000 | Unknown |  |  | N |  | N
10001701 | 1 | 2009-05-18 | Removed From Ground |  |  | Unknown |  |  | N |  | N
10001701 | 2 | 2009-05-18 | Removed From Ground |  |  | Unknown |  |  | N |  | N
10001701 | 3 | 2009-05-18 | Removed From Ground | Used Oil | 250 | Unknown |  |  | N |  | N
10001707 | 1 | 2008-11-07 | Currently In Use | Gas | 15000 | Fiberglass Double Walled | Fiberglass/Double Walled | Pressure | N | 2009-03-02 | N | 2009-03-02
10001707 | 2 | 2008-11-07 | Currently In Use | Gas | 8000 | Fiberglass Double Walled | Fiberglass/Double Walled | Pressure | N | 2009-03-02 | N | 2009-03-02
10001707 | 3 | 2008-11-07 | Currently In Use | Diesel | 7000 | Fiberglass Double Walled | Fiberglass/Double Walled | Pressure | N | 2009-03-02 | N | 2009-03-02
10001710 | 1 | 2009-03-10 | Removed From Ground | Used Oil | 1000 | Bare Steel | Unknown |  | N |  | N
10001710 | 2 | 2009-03-10 | Removed From Ground | Used Oil | 1000 | Bare Steel | Unknown |  | N |  | N
10001712 | 1 | 2009-01-29 | Currently In Use | Diesel | 1000 | Fiberglass | Fiberglass/Double Walled | Pressure | N | 2009-01-30 | N | 2009-01-30
10001713 | 1 | 2009-05-01 | Currently In Use | Gas | 20000 | Composite Double Walled | Fiberglass/Double Walled | Pressure | N | 2009-05-01 12:00 | N | 2009-04-30 12:00
10001713 | 2 | 2009-05-01 | Currently In Use | Gas | 12000 | Composite Double Walled | Fiberglass/Double Walled | Pressure | N | 2009-05-01 12:00 | N | 2009-04-30 12:00
10001713 | 3 | 2009-05-01 | Currently In Use | Diesel | 12000 | Composite Double Walled | Fiberglass/Double Walled | Pressure | N | 2009-05-01 12:00 | N | 2009-04-30 12:00
10001714 | 1A | 2008-07-15 | Currently In Use | Gas | 8000 | Composite Double Walled | Fiberglass/Double Walled | Pressure | N | 2008-07-16 12:00 | N | 2008-07-16 12:00
10001714 | 1B | 2011-02-17 | Currently In Use | Diesel | 4000 | Composite Double Walled | Fiberglass/Double Walled | Pressure |  | 2008-07-16 12:00 |  | 2008-07-16 12:00
10001714 | 2A | 2008-07-15 | Currently In Use | Diesel | 2000 | Composite Double Walled | Fiberglass/Double Walled | Pressure | N | 2008-07-16 12:00 | N | 2008-07-16 12:00
10001714 | 2B | 2008-07-15 | Currently In Use | Gas | 10000 | Composite Double Walled | Fiberglass/Double Walled | Pressure | N | 2008-07-16 12:00 | N | 2008-07-16 12:00
10001717 | 1 | 2008-09-04 | Currently In Use | Gas | 15000 | Composite Double Walled | Fiberglass/Double Walled | Pressure | N | 2008-09-04 | N | 2008-09-04
10001717 | 2 | 2008-09-04 | Currently In Use | Diesel | 8000 | Composite Double Walled | Fiberglass/Double Walled | Pressure | N | 2008-09-04 | N | 2008-09-04
10001717 | 3 | 2008-09-04 | Currently In Use | Gas | 4000 | Composite Double Walled | Fiberglass/Double Walled | Pressure | N | 2008-09-04 | N | 2008-09-04
10001718 | 1 | 2008-06-10 | Removed From Ground | Not Marked/Tank Removed | 1000 | Unknown | Unknown |  | N |  | N
10001718 | 2 | 2008-06-10 | Removed From Ground | Not Marked/Tank Removed | 1000 | Unknown | Unknown |  | N |  | N
10001718 | 3 | 2008-06-10 | Removed From Ground | Not Marked/Tank Removed | 1000 | Unknown | Unknown |  | N |  | N
10001719 | 304 | 1998-11-04 | Removed From Ground | Diesel | 8000 | Bare Steel | Bare Steel |  | N |  | N
10001721 | 1 | 2009-09-01 | Removed From Ground | Gas | 6000 | Unknown | Unknown | Not Marked | N |  | N
10001721 | 2 | 2009-09-01 | Removed From Ground | Gas | 6000 | Unknown | Unknown | Not Marked | N |  | N
10001721 | 3 | 2009-09-01 | Removed From Ground | Gas | 6000 | Unknown | Unknown | Not Marked | N |  | N
10001722 | 1-A.120450 | 2009-04-09 | Currently In Use | Gas | 20000 | Fiberglass Double Walled | Double Walled Flex | Pressure | N | 2009-05-07 12:00 | N | 2009-06-15 12:00
10001722 | 2A-120444 | 2009-04-09 | Currently In Use | Diesel | 10000 | Fiberglass Double Walled | Double Walled Flex | Pressure | N | 2009-05-07 12:00 | N | 2009-06-15 12:00
10001722 | 2B-120444 | 2009-04-09 | Currently In Use | Gas | 8000 | Fiberglass Double Walled | Double Walled Flex | Pressure | N | 2009-05-07 12:00 | N | 2009-06-15 12:00
10001726 | 001 | 2009-02-11 | Closed In Ground | Gas | 600 | Unknown | Unknown |  | N |  | N
10001726 | 002 | 2009-02-11 | Closed In Ground | Gas | 600 | Unknown | Unknown |  | N |  | N
10001729 | 1 | 2009-05-15 | Currently In Use | Gas | 20000 | Fiberglass Double Walled | Double Walled Flex | Pressure | N | 2009-05-15 12:00 | N | 2009-06-15 12:00
10001729 | 2A | 2009-04-08 | Currently In Use | Diesel | 10000 | Fiberglass Double Walled | Double Walled Flex | Pressure | N | 2009-05-15 12:00 | N | 2009-06-15 12:00
10001729 | 2B | 2009-04-08 | Currently In Use | Gas | 8000 | Fiberglass Double Walled | Double Walled Flex | Pressure | N | 2009-05-15 12:00 | N | 2009-06-15 12:00
10001735 | 1 | 2009-05-06 | Currently In Use | Gas | 15000 | Composite Double Walled | Double Walled Flex | Pressure | N | 2009-05-06 | N | 2009-05-06
10001735 | 2 | 2009-05-06 | Currently In Use | Gas | 15000 | Composite Double Walled | Double Walled Flex | Pressure | N | 2009-05-06 | N | 2009-05-06
10001735 | 3 | 2009-05-06 | Currently In Use | Gas | 8000 | Composite Double Walled | Double Walled Flex | Pressure | N | 2009-05-06 | N | 2009-05-06
10001735 | 4 | 2009-05-06 | Currently In Use | Diesel | 8000 | Composite Double Walled | Double Walled Flex | Pressure | N | 2009-05-06 | N | 2009-05-06
10001736 | 1 | 2009-05-26 | Removed From Ground | Diesel | 1000 | Bare Steel | Bare Steel |  | N |  | N
10001737 | 1 | 2009-04-27 | Removed From Ground | Gas | 550 | Unknown | Unknown |  | N |  | N
10001737 | 2 | 2009-04-27 | Removed From Ground | Gas | 550 | Unknown | Unknown |  | N |  | N
10001737 | 3 | 2009-04-27 | Removed From Ground | Gas | 1000 | Unknown | Unknown |  | N |  | N
10001737 | 4 | 2009-05-12 | Removed From Ground | Gas | 1000 | Unknown | Unknown |  | N |  | N
10001737 | 5 | 2009-05-12 | Removed From Ground | Gas | 1000 | Unknown | Unknown |  | N |  | N
10001740 | 1 | 2009-01-01 | Currently In Use | Gas | 20000 | Fiberglass Double Walled | Fiberglass/Double Walled | Pressure | N | 2009-04-01 | N | 2009-04-01
10001740 | 2 | 2009-01-01 | Currently In Use | Gas | 20000 | Fiberglass Double Walled | Fiberglass/Double Walled | Pressure | N | 2009-04-01 | N | 2009-04-01
10001740 | 3 | 2009-01-01 | Currently In Use | Gas | 12000 | Fiberglass Double Walled | Fiberglass/Double Walled | Pressure | N | 2009-04-01 | N | 2009-04-01
10001740 | 4A | 2016-10-25 | Currently In Use | Diesel | 10000 | Fiberglass Double Walled | Double Walled Flex | Pressure | N | 2016-10-27 | N | 2016-10-27
10001740 | 4B | 2016-10-25 | Currently In Use | Gas | 10000 | Fiberglass Double Walled | Double Walled Flex | Pressure | N | 2016-10-27 | N | 2016-10-27
10001744 | 1A | 2009-03-01 | Currently In Use | Gas | 15000 | Fiberglass Double Walled | Fiberglass/Double Walled | Pressure | N | 2009-03-01 | N | 2009-03-01
10001744 | 2B | 2009-03-01 | Currently In Use | Gas | 10000 | Fiberglass Double Walled | Fiberglass/Double Walled | Pressure | N | 2009-03-01 | N | 2009-03-01
10001746 | 1 | 2009-03-01 | Currently In Use | Gas | 20000 | Fiberglass Double Walled | Fiberglass/Double Walled | Pressure | N | 2009-03-01 | N | 2009-03-01
10001746 | 2 | 2009-03-01 | Currently In Use | Gas | 20000 | Fiberglass Double Walled | Fiberglass/Double Walled | Pressure | N | 2009-03-01 | N | 2009-03-01
10001746 | 3 | 2009-03-01 | Currently In Use | Gas | 20000 | Fiberglass Double Walled | Fiberglass Reinforced Plastic | Pressure | N | 2009-03-01 | N | 2009-03-01
10001747 | 1 | 2009-01-01 | Currently In Use | Gas | 12000 | Fiberglass Double Walled | Fiberglass/Double Walled | Pressure | N | 2009-03-01 | N | 2009-03-01
10001748 | 1 | 2009-01-01 | Currently In Use | Gas | 20000 | Fiberglass Double Walled | Fiberglass/Double Walled | Pressure | N | 2009-03-01 | N | 2009-03-01
10001749 | 1 | 2009-01-01 | Currently In Use | Gas | 20000 | Fiberglass Double Walled | Fiberglass/Double Walled | Pressure | N | 2009-03-01 | N | 2009-03-01
10001749 | 2 | 2009-01-01 | Currently In Use | Gas | 20000 | Fiberglass Double Walled | Fiberglass/Double Walled | Pressure | N | 2009-03-01 | N | 2009-03-01
10001750 | 1 | 2009-01-01 | Currently In Use | Gas | 20000 | Fiberglass Double Walled | Fiberglass/Double Walled | Pressure | N | 2009-02-01 | N | 2009-02-01
10001750 | 2 | 2009-01-01 | Currently In Use | Gas | 20000 | Fiberglass Double Walled | Fiberglass/Double Walled | Pressure | N | 2009-02-01 | N | 2009-02-01
10001750 | 3 | 2009-01-01 | Currently In Use | Gas | 20000 | Fiberglass Double Walled | Fiberglass/Double Walled | Pressure | N | 2009-02-01 | N | 2009-02-01
10001751 | 1 | 2009-01-01 | Currently In Use | Gas | 20000 | Fiberglass Double Walled | Fiberglass/Double Walled | Pressure | Y | 2009-01-01 | N | 2009-01-01
10001751 | 2 | 2009-01-01 | Currently In Use | Gas | 20000 | Fiberglass Double Walled | Fiberglass/Double Walled | Pressure | Y | 2009-01-01 | N | 2009-01-01
10001752 | 1 | 2009-01-01 | Currently In Use | Gas | 20000 | Fiberglass Double Walled | Fiberglass/Double Walled | Pressure | N | 2009-01-01 | N | 2009-01-01
10001754 | 1 | 2009-08-07 | Currently In Use | Gas | 15000 | Composite Double Walled | Fiberglass/Double Walled | Pressure | N | 2009-06-11 | N | 2009-06-11
10001754 | 2A | 2009-08-07 | Currently In Use | Gas | 8000 | Composite Double Walled | Fiberglass/Double Walled | Pressure | N | 2009-06-11 | N | 2009-06-11
10001754 | 2B | 2009-08-07 | Currently In Use | Gas | 7000 | Composite Double Walled | Fiberglass/Double Walled | Pressure | N | 2009-06-11 | N | 2009-06-11
10001756 | 1 | 2009-05-01 | Removed From Ground | Not Marked/Tank Removed | 1000 | Bare Steel |  |  | N |  | N
10001756 | 2 | 2009-05-01 | Removed From Ground | Not Marked/Tank Removed | 1000 | Bare Steel |  |  | N |  | N
10001759 | 1 | 2009-05-19 | Currently In Use | Diesel | 20000 | Fiberglass Double Walled | Fiberglass/Double Walled | Pressure | N | 2009-05-19 | N | 2009-05-19
10001759 | 2 | 2009-05-19 | Currently In Use | Gas | 6000 | Fiberglass Double Walled | Fiberglass/Double Walled | Pressure | N | 2009-05-19 | N | 2009-05-19
10001760 | 1 | 2006-12-01 | Removed From Ground | Gas | 1000 | Bare Steel | Bare Steel | Suction: No Valve At The Tank | N |  | N
10001760 | 2 | 2006-12-01 | Removed From Ground | Gas | 500 | Bare Steel | Bare Steel | Suction: No Valve At The Tank | N |  | N
10001760 | 3 | 2006-12-01 | Removed From Ground | Gas | 500 | Bare Steel | Bare Steel | Suction: No Valve At The Tank | N |  | N
10001761 | 1 | 2009-06-12 | Currently In Use | Gas | 15000 | Fiberglass Double Walled | Fiberglass/Double Walled | Pressure | N | 2009-06-12 | N | 2009-06-12
10001761 | 2 | 2009-06-12 | Currently In Use | Gas | 10000 | Fiberglass Double Walled | Fiberglass/Double Walled | Pressure | N | 2009-06-12 | N | 2009-06-12
10001761 | 3 | 2009-06-12 | Currently In Use | Diesel | 5000 | Fiberglass Double Walled | Fiberglass/Double Walled | Pressure | N | 2009-06-12 | N | 2009-06-12
10001763 | 1A | 2009-03-01 | Currently In Use | Gas | 3500 | Composite Double Walled | Fiberglass/Double Walled | Pressure | N | 2009-03-01 | N | 2009-03-01
10001763 | 1B | 2009-03-01 | Currently In Use | Gas | 8500 | Composite Double Walled | Fiberglass/Double Walled | Pressure | N | 2009-03-01 | N | 2009-03-01
10001763 | 2 | 2009-03-01 | Currently In Use | Diesel | 3000 | Composite Double Walled | Fiberglass/Double Walled | Pressure | N | 2009-03-01 | N | 2009-03-01
10001772 | 1 | 2009-09-15 | Removed From Ground | Gas | 260 | Bare Steel | Bare Steel |  | N |  | N
10001774 | 1A | 2009-01-12 | Currently In Use | Gas | 8000 | Composite Double Walled | Double Walled Flex | Pressure | N | 2009-01-13 | N | 2009-01-13
10001774 | 1B | 2009-01-12 | Currently In Use | Gas | 2000 | Composite Double Walled | Double Walled Flex | Pressure | N | 2009-01-13 | N | 2009-01-13
10001774 | 2 | 2009-01-12 | Currently In Use | Diesel | 4000 | Composite Double Walled | Double Walled Flex | Pressure | N | 2009-01-13 | N | 2009-01-13
10001776 | 1 | 2009-01-20 | Currently In Use | Gas | 12000 | Tank Jacket | Fiberglass/Double Walled | Pressure | N | 2008-11-01 | N | 2008-11-01
10001776 | 2A | 2009-01-20 | Currently In Use | Gas | 10000 | Tank Jacket | Fiberglass/Double Walled | Pressure | N | 2008-11-01 | N | 2008-11-01
10001776 | 2B | 2009-01-20 | Currently In Use | Diesel | 5000 | Tank Jacket | Fiberglass/Double Walled | Pressure | N | 2008-11-01 | N | 2008-11-01
10001778 | 1 | 2009-07-16 | Currently In Use | Gas | 20000 | Composite Double Walled | Fiberglass/Double Walled | Pressure | N | 2009-07-16 | N | 2009-07-16
10001778 | 2 | 2009-07-16 | Currently In Use | Gas | 12000 | Composite Double Walled | Fiberglass/Double Walled | Pressure | N | 2009-07-16 | N | 2009-07-16
10001778 | 3 | 2009-07-16 | Currently In Use | Diesel | 12000 | Composite Double Walled | Fiberglass/Double Walled | Pressure | N | 2009-07-16 | N | 2009-07-16
10001779 | 1 | 2009-09-03 | Currently In Use | Gas | 20000 | Composite Double Walled | Fiberglass/Double Walled | Pressure | N | 2009-09-03 | N | 2009-09-03
10001779 | 2 | 2009-09-03 | Currently In Use | Diesel | 12000 | Composite Double Walled | Fiberglass/Double Walled | Pressure | N | 2009-09-03 | N | 2009-09-03
10001779 | 3 | 2009-09-03 | Currently In Use | Gas | 12000 | Composite Double Walled | Fiberglass/Double Walled | Pressure | N | 2009-09-03 | N | 2009-09-03
10001781 | 1 | 2009-10-01 | Currently In Use | Gas | 10000 | Composite Double Walled | Fiberglass/Double Walled | Pressure | N | 2009-10-01 | N | 2009-10-01
10001781 | 2 | 2009-10-01 | Currently In Use | Diesel | 10000 | Composite Double Walled | Fiberglass/Double Walled | Pressure | N | 2009-10-01 | N | 2009-10-01
10001785 | 1 |  | Removed From Ground Date Unknown |  |  | Unknown |  |  | N |  | N
10001786 | 7506 | 2009-11-01 | Currently In Use | Gas | 20000 | Composite Double Walled | Fiberglass/Double Walled | Pressure | N | 2009-11-01 | N | 2009-11-01
10001786 | 7507 | 2009-11-01 | Currently In Use | Gas | 20000 | Composite Double Walled | Fiberglass/Double Walled | Pressure | N | 2009-11-01 | N | 2009-11-01
10001790 | 1 | 2009-11-02 | Removed From Ground | Diesel | 1500 | Bare Steel | Unknown | Not Marked | N |  | N
10001790 | 1 |  | Currently In Use | Diesel | 1500 | Bare Steel | Unknown | Not Marked | N |  | N
10001793 | 1 | 2008-12-01 | Currently In Use | Gas | 12000 | Composite Double Walled | Fiberglass/Double Walled | Pressure | N | 2008-12-01 | N | 2008-12-01
10001793 | 2A | 2008-12-01 | Currently In Use | Gas | 4000 | Composite Double Walled | Fiberglass/Double Walled | Pressure | N | 2008-12-01 | N | 2008-12-01
10001793 | 2B | 2008-12-01 | Currently In Use | Diesel | 6000 | Composite Double Walled | Fiberglass/Double Walled | Pressure | N | 2008-12-01 | N | 2008-12-01
10001798 | 1 | 2009-05-08 | Currently In Use | Diesel | 30000 | Composite Double Walled | Fiberglass/Double Walled | Pressure | N | 2009-05-08 | N | 2009-05-08
10001798 | 2 | 2009-05-08 | Currently In Use | Diesel | 30000 | Composite Double Walled | Fiberglass/Double Walled | Pressure | N | 2009-05-08 | N | 2009-05-08
10001799 | 1A | 2009-11-11 | Currently In Use | Gas | 20000 | Fiberglass Double Walled | Double Walled Flex | Pressure | N | 2009-12-15 12:00 | N | 2010-01-27 12:00
10001799 | 1B | 2009-11-11 | Currently In Use | Gas | 8000 | Fiberglass Double Walled | Double Walled Flex | Pressure | N | 2009-12-15 12:00 | N | 2010-01-27 12:00
10001800 | 1 | 2009-12-01 | Currently In Use | Gas | 12000 | Composite Double Walled | Fiberglass/Double Walled | Pressure | N | 2009-12-01 | N | 2009-12-01
10001800 | 2A | 2009-12-01 | Currently In Use | Diesel | 6000 | Composite Double Walled | Fiberglass/Double Walled | Pressure | N | 2009-12-01 | N | 2009-12-01
10001800 | 2B | 2009-12-01 | Currently In Use | Diesel | 6000 | Composite Double Walled | Fiberglass/Double Walled | Pressure | N | 2009-12-01 | N | 2009-12-01
10001800 | 3 | 2013-02-01 | Currently In Use | Gas | 3000 | Composite Double Walled | Fiberglass/Double Walled | Pressure | N | 2013-02-01 | N | 2013-02-01
10001801 | 1A | 2009-12-01 | Currently In Use | Gas | 8500 | Composite Double Walled | Fiberglass/Double Walled | Pressure | N | 2009-12-01 | N | 2009-12-01
10001801 | 1B | 2009-12-01 | Currently In Use | Gas | 3500 | Composite Double Walled | Fiberglass/Double Walled | Pressure | N | 2009-12-01 | N | 2009-12-01
10001801 | 2 | 2009-12-01 | Currently In Use | Gas | 3000 | Composite Double Walled | Fiberglass/Double Walled | Pressure | N | 2009-12-01 | N | 2009-12-01
10001803 | 1 | 2009-12-01 | Currently In Use | Gas | 20000 | Fiberglass Double Walled | Double Walled Flex | Pressure | N | 2009-12-31 12:00 | N | 2010-01-29 12:00
10001803 | 2A | 2009-12-01 | Currently In Use | Diesel | 10000 | Fiberglass Double Walled | Double Walled Flex | Pressure | N | 2009-12-31 12:00 | N | 2010-01-29 12:00
10001803 | 2B | 2009-12-01 | Currently In Use | Gas | 8000 | Fiberglass Double Walled | Double Walled Flex | Pressure | N | 2009-12-31 12:00 | N | 2010-01-29 12:00
10001804 | 1 | 1992-01-01 | Removed From Ground | Diesel | 3000 | Bare Steel | Bare Steel |  | N |  | N
10001805 | 1 | 2009-02-01 | Currently In Use | Diesel | 1000 | Fiberglass Double Walled | Fiberglass/Double Walled | Pressure | N | 2009-02-01 | N | 2009-02-01
10001808 | 1 | 2009-11-24 | Removed From Ground | Diesel | 1000 | Bare Steel | Bare Steel |  | N |  | N
10001811 | 1 | 2010-01-12 | Removed From Ground | Gas | 4000 | Bare Steel |  |  | Y |  | N
10001811 | 2 | 2010-01-12 | Removed From Ground |  | 4000 | Bare Steel |  |  | Y |  | N
10001812 | 1 | 1995-04-26 | Removed From Ground | Diesel | 2000 | Bare Steel |  |  | N |  | N
10001814 | 1 | 2009-10-15 | Removed From Ground | Diesel | 1000 | Unknown |  |  | N |  | N
10001814 | 2 | 2009-10-17 | Removed From Ground | Diesel | 1000 | Unknown |  |  | N |  | N
10001814 | 3 | 2009-10-17 | Removed From Ground | Diesel | 1000 | Unknown |  |  | N |  | N
10001814 | 4 | 2009-10-17 | Removed From Ground | Diesel | 1000 | Unknown |  |  | N |  | N
10001814 | 5 | 2009-10-17 | Removed From Ground | Diesel | 2000 | Unknown |  |  | N |  | N
10001816 | 1 | 2009-11-05 | Removed From Ground | Diesel | 1000 | Unknown |  |  | N |  | N
10001818 | 1 |  | Removed From Ground Date Unknown | Gas | 2000 | Unknown |  |  | N |  | N
10001818 | 2 |  | Removed From Ground Date Unknown | Gas | 3000 | Unknown |  |  | N |  | N
10001818 | 3 |  | Removed From Ground Date Unknown | Gas | 4000 | Unknown |  |  | N |  | N
10001827 | 1 | 2006-02-01 | Currently In Use | Biodiesel | 20000 | Composite | Fiberglass Reinforced Plastic | Pressure | N | 2006-02-01 | N | 2006-02-01
10001828 | 1 | 2010-04-16 | Removed From Ground | Diesel | 8000 | Bare Steel |  |  | N |  | N
10001828 | 2 | 2010-04-16 | Removed From Ground | Gas | 7500 | Bare Steel |  |  | N |  | N
10001828 | 3 | 2010-04-16 | Removed From Ground | Gas | 1000 | Bare Steel |  |  | N |  | N
10001828 | 4 | 2010-04-16 | Removed From Ground | Diesel | 5000 | Bare Steel |  |  | N |  | N
10001830 | 1 | 2009-10-01 | Currently In Use | Diesel | 2500 | Fiberglass Double Walled | Double Walled Flex | Suction: Valve At The Tank | N | 2010-02-01 | N | 2009-10-01
10001833 | 1 | 2010-02-10 | Removed From Ground | Gas | 2000 | Bare Steel | Unknown |  | N |  | N
10001833 | 2 | 2010-02-11 | Removed From Ground | Gas | 2000 | Bare Steel | Unknown |  | N |  | N
10001833 | 3 | 2010-02-11 | Removed From Ground | Gas | 4000 | Bare Steel | Unknown |  | N |  | N
10001835 | 1 | 2010-03-29 | Removed From Ground | Not Marked/Tank Removed |  | Unknown | Unknown |  | N |  | N
10001844 | 1 | 2006-11-01 | Currently In Use | Gas | 12000 | Composite | Fiberglass Reinforced Plastic | Pressure | N | 2006-11-01 | N | 2006-11-01
10001844 | 2 | 2006-11-01 | Currently In Use | Diesel | 12000 | Composite | Fiberglass Reinforced Plastic | Pressure | N | 2006-11-01 | N | 2006-11-01
10001844 | 3A | 2006-11-01 | Currently In Use | Gas | 6000 | Composite | Fiberglass Reinforced Plastic | Pressure | N | 2006-11-01 | N | 2006-11-01
10001844 | 3B | 2006-11-01 | Currently In Use | Diesel | 4000 | Composite | Fiberglass Reinforced Plastic | Pressure | N | 2006-11-01 | N | 2006-11-01
10001845 | 1A | 2010-03-10 | Currently In Use | Gas | 15000 | Composite Double Walled | Double Walled Flex | Pressure | N | 2010-05-05 | N | 2010-05-05
10001845 | 1B | 2010-03-10 | Currently In Use | Gas | 5000 | Composite Double Walled | Double Walled Flex | Pressure | N | 2010-05-05 | N | 2010-05-05
10001845 | 1C | 2010-03-10 | Currently In Use | Diesel | 5000 | Composite Double Walled | Double Walled Flex | Pressure | N | 2010-05-05 | N | 2010-05-05
10001848 | 1 | 2010-03-10 | Currently In Use | Gas | 20000 | Fiberglass Double Walled | Double Walled Flex | Pressure | N | 2011-04-15 12:00 | N | 2011-04-15 12:00
10001848 | 2A | 2010-03-10 | Currently In Use | Diesel | 12000 | Fiberglass Double Walled | Double Walled Flex | Pressure | N | 2011-04-15 12:00 | N | 2011-04-15 12:00
10001848 | 2B | 2010-03-10 | Currently In Use | Gas | 8000 | Fiberglass Double Walled | Double Walled Flex | Pressure | N | 2011-04-15 12:00 | N | 2011-04-15 12:00
10001849 | 1 | 2010-04-15 | Currently In Use | Gas | 20000 | Composite Double Walled | Fiberglass/Sec Containment | Pressure | N | 2010-04-15 | N | 2010-04-15
10001849 | 2 | 2010-04-15 | Currently In Use | Gas | 12000 | Composite Double Walled | Fiberglass/Double Walled | Pressure | N | 2010-04-15 | N | 2010-04-15
10001849 | 3 | 2010-04-15 | Currently In Use | Diesel | 12000 | Composite Double Walled | Fiberglass/Double Walled | Pressure | N | 2010-04-15 | N | 2010-04-15
10001851 | 1 | 2010-01-01 | Removed From Ground | Gas | 4000 | Bare Steel | Galvanized Steel |  | N |  | N
10001851 | 2 | 2010-01-01 | Removed From Ground | Gas | 4000 | Bare Steel | Galvanized Steel |  | N |  | N
10001857 | 1 | 2010-06-14 | Currently In Use | Gas | 12000 | Composite Double Walled | Fiberglass/Double Walled | Gravity Fed | N | 2010-06-30 12:00 | N | 2010-06-14 12:00
10001857 | 2 | 2010-06-14 | Currently In Use | Gas | 8000 | Composite Double Walled | Fiberglass/Double Walled | Gravity Fed | N | 2010-06-30 12:00 | N | 2010-06-14 12:00
10001857 | 3 | 2010-06-14 | Currently In Use | Diesel | 4000 | Composite Double Walled | Fiberglass/Double Walled | Gravity Fed | N | 2010-06-30 12:00 | N | 2010-06-14 12:00
10001858 | 1 | 2010-05-01 | Currently In Use | Gas | 12000 | Composite Double Walled | Fiberglass/Double Walled | Pressure | N | 2010-05-01 | N | 2010-05-01
10001858 | 2A | 2010-05-01 | Currently In Use | Gas | 4000 | Composite Double Walled | Fiberglass/Double Walled | Pressure | N | 2010-05-01 | N | 2010-05-01
10001858 | 2B | 2010-05-01 | Currently In Use | Diesel | 4000 | Composite Double Walled | Fiberglass/Double Walled | Pressure | N | 2010-05-01 | N | 2010-05-01
10001860 | 1 | 2002-01-01 | Currently In Use | Diesel | 5000 | EPOXY/DOUBLE WALLED | Double Walled Flex | Suction: No Valve At The Tank | N | 2002-01-01 | N | 2002-01-01
10001861 | 1 | 2010-05-19 | Removed From Ground | Diesel | 500 | Bare Steel | Unknown |  | N |  | N
10001862 | 1 | 2009-11-20 | Currently In Use | Diesel | 15000 | Fiberglass Double Walled | Fiberglass/Double Walled | Pressure | N | 2009-12-15 | N | 2009-12-15
10001862 | 2 | 2009-11-20 | Currently In Use | Diesel | 15000 | Fiberglass Double Walled | Fiberglass/Double Walled | Pressure | N | 2009-12-15 | N | 2009-12-15
10001870 | G556 | 2010-06-08 | Removed From Ground | Not Marked/Tank Removed | 1100 | Bare Steel |  |  | N |  | N
10001871 | 1 | 2009-11-25 | Currently In Use | Gas | 12000 | Composite Double Walled | Double Walled Flex | Pressure | N | 2012-10-01 12:00 | N
10001871 | 2 | 2009-11-25 | Currently In Use | Gas | 6000 | Composite Double Walled | Double Walled Flex | Pressure | N | 2012-10-01 12:00 | N
10001871 | 3 | 2009-11-25 | Currently In Use | Diesel | 6000 | Composite Double Walled | Double Walled Flex | Pressure | N | 2012-10-01 12:00 | N
10001874 | 1 | 2016-10-19 | Removed From Ground | Gas | 20000 | Fiberglass Double Walled | Double Walled Flex | Pressure | N | 2010-07-08 | N | 2010-07-08
10001874 | 2A | 2016-10-19 | Removed From Ground | Diesel | 10000 | Fiberglass Double Walled | Double Walled Flex | Pressure | N | 2010-07-08 | N | 2010-07-08
10001874 | 2B | 2016-10-19 | Removed From Ground | Gas | 8000 | Fiberglass Double Walled | Double Walled Flex | Pressure | N | 2010-07-08 | N | 2010-07-08
10001876 | 1 | 2010-07-19 | Removed From Ground | Used Oil |  | Unknown | Unknown |  | N |  | N
10001877 | 1 | 2010-07-16 | Closed In Ground | Used Oil | 550 | Bare Steel | Bare Steel |  | N |  | N
10001879 | 1 | 1991-05-01 | Removed From Ground | Gas | 8000 | Bare Steel | Galvanized Steel |  | N |  | N
10001879 | 2 | 1991-05-01 | Removed From Ground | Diesel | 8000 | Bare Steel | Galvanized Steel |  | N |  | N
10001879 | 3 | 1991-05-01 | Removed From Ground | Diesel | 7500 | Bare Steel | Galvanized Steel |  | N |  | N
10001879 | 4 | 1991-05-01 | Removed From Ground | Other | 550 | Bare Steel | Galvanized Steel |  | N |  | N
10001879 | 5 | 1991-05-01 | Removed From Ground | Other | 550 | Bare Steel | Galvanized Steel |  | N |  | N
10001880 | 1 | 2010-07-21 | Removed From Ground | Not Marked/Tank Removed | 900 | Unknown | Unknown |  | N |  | N
10001880 | 2 | 2010-07-21 | Removed From Ground | Not Marked/Tank Removed | 900 | Unknown | Unknown |  | N |  | N
10001881 | 1A | 2010-09-02 | Currently In Use | Gasohol | 18000 | Fiberglass Double Walled | Fiberglass/Double Walled | Pressure | N | 2008-04-12 | N | 2008-04-12
10001881 | 1B | 2010-09-02 | Currently In Use | Diesel | 6000 | Fiberglass Double Walled | Fiberglass/Double Walled | Pressure | N | 2008-04-12 | N | 2008-04-12
10001884 | 1A | 2010-07-01 | Currently In Use | Gas | 8500 | Composite Double Walled | Fiberglass/Double Walled | Pressure | N | 2010-08-23 | N | 2010-08-23
10001884 | 1B | 2010-07-01 | Currently In Use | Gas | 3500 | Composite Double Walled | Fiberglass/Double Walled | Pressure | N | 2010-08-23 | N | 2010-08-23
10001884 | 2 | 2010-07-01 | Currently In Use | Diesel | 3000 | Composite Double Walled | Fiberglass/Double Walled | Pressure | N | 2010-08-23 | N | 2010-08-23
10001886 | 1 | 2007-06-29 | Removed From Ground | Diesel | 8000 | Bare Steel |  |  | N |  | N
10001888 | 1 | 2010-06-21 | Currently In Use | Gas | 15000 | Composite Double Walled | Double Walled Flex | Pressure | N | 2010-06-22 | N | 2010-06-22
10001888 | 2 | 2010-06-21 | Currently In Use | Diesel | 15000 | Composite Double Walled | Double Walled Flex | Pressure | N | 2010-06-22 | N | 2010-06-22
10001888 | 3 | 2010-06-21 | Currently In Use | Diesel | 4000 | Composite Double Walled | Double Walled Flex | Pressure | N | 2010-06-22 | N | 2010-06-22
10001889 | 1 | 2010-07-09 | Removed From Ground | Diesel | 12000 | Unknown | Unknown |  | N |  | N
10001889 | 2 | 2010-07-09 | Removed From Ground | Diesel | 12000 | Unknown | Unknown |  | N |  | N
10001890 | 1 |  | Removed From Ground Date Unknown | Diesel | 500 | Unknown |  |  | N |  | N
10001896 | 1 | 2010-07-01 | Currently In Use | Gas | 20000 | Fiberglass Double Walled | Double Walled Flex | Pressure | N | 2010-07-20 | N | 2010-07-20
10001896 | 2A | 2010-07-01 | Currently In Use | Diesel | 12000 | Fiberglass Double Walled | Double Walled Flex | Pressure | N | 2010-07-20 | N | 2010-07-20
10001896 | 2B | 2010-07-01 | Currently In Use | Gas | 8000 | Fiberglass Double Walled | Double Walled Flex | Pressure | N | 2010-07-20 | N | 2010-07-20
10001900 | 1 | 2010-07-01 | Currently In Use | Gas | 12000 | Composite Double Walled | Fiberglass/Double Walled | Pressure | N | 2010-07-01 | N | 2010-07-01
10001900 | 2 | 2010-07-01 | Currently In Use | Gas | 8000 | Composite Double Walled | Fiberglass/Double Walled | Pressure | N | 2010-07-01 | N | 2010-07-01
10001900 | 3 | 2010-07-01 | Currently In Use | Diesel | 4000 | Composite Double Walled | Fiberglass/Double Walled | Pressure | N | 2010-07-01 | N | 2010-07-01
10001901 | 1A | 2007-02-01 | Currently In Use | Gas | 8000 | Composite | Fiberglass/Double Walled | Pressure | N | 2007-03-01 12:00 | N | 2012-11-22 12:00
10001901 | 1B | 2006-02-01 | Currently In Use | Gas | 4000 | Composite | Fiberglass/Double Walled | Pressure | N | 2007-02-01 12:00 | N | 2012-11-22 12:00
10001902 | 1 |  | Removed From Ground Date Unknown | Not Marked/Tank Removed |  | Unknown | Unknown |  | N |  | N
10001904 | 1 |  | Removed From Ground Date Unknown | Gas |  | Unknown | Bare Steel | Suction: No Valve At The Tank | N |  | N
10001904 | 2 |  | Removed From Ground Date Unknown | Diesel |  | Unknown | Bare Steel | Suction: No Valve At The Tank | N |  | N
10001904 | 3 |  | Removed From Ground Date Unknown | Used Oil |  | Unknown | Bare Steel | Suction: No Valve At The Tank | N |  | N
10001905 | 1 | 2010-05-18 | Currently In Use | Gas | 15000 | Composite Double Walled | Fiberglass/Double Walled | Pressure | N | 2010-05-18 | N | 2010-05-18
10001905 | 2A | 2010-05-18 | Currently In Use | Gas | 6000 | Composite Double Walled | Fiberglass/Double Walled | Pressure | N | 2010-05-18 | N | 2010-05-18
10001905 | 2B | 2010-05-18 | Currently In Use | Diesel | 4000 | Composite Double Walled | Fiberglass/Double Walled | Pressure | N | 2010-05-18 | N | 2010-05-18
10001906 | 1 | 2010-07-28 | Currently In Use | Gas | 20000 | Fiberglass Double Walled | Double Walled Flex | Pressure | N | 2010-07-28 12:00 | N | 2010-07-28 12:00
10001906 | 2A | 2010-07-28 | Currently In Use | Diesel | 12000 | Fiberglass Double Walled | Double Walled Flex | Pressure | N | 2010-07-28 12:00 | N | 2010-07-28 12:00
10001906 | 2B | 2010-07-28 | Currently In Use | Gas | 8000 | Fiberglass Double Walled | Double Walled Flex | Pressure | N | 2010-07-28 12:00 | N | 2010-07-28 12:00
10001908 | 1A | 2009-10-02 | Currently In Use | Gas | 10000 | Fiberglass Double Walled | Fiberglass/Double Walled | Pressure | N | 2009-10-20 12:00 | Y
10001908 | 1B | 2009-10-02 | Currently In Use | Gas | 5000 | Fiberglass Double Walled | Fiberglass/Double Walled | Pressure | N | 2009-10-20 12:00 | Y
10001908 | 1C | 2009-10-02 | Currently In Use | Diesel | 5000 | Fiberglass Double Walled | Fiberglass/Double Walled | Pressure | N | 2009-10-20 12:00 | Y
10001909 | 1 |  | Removed From Ground Date Unknown | Not Marked/Tank Removed |  | Unknown |  |  | N |  | N
10001910 | 1 | 2000-01-01 | Closed In Ground | Gas |  | Unknown | Unknown |  | N |  | N
10001912 | 1 | 1980-01-01 | Removed From Ground | Gas |  | Unknown | Galvanized Steel |  | N |  | N
10001912 | 2 | 1980-01-01 | Removed From Ground | Gas |  | Unknown | Galvanized Steel |  | N |  | N
10001912 | 3 | 1980-01-01 | Removed From Ground | Gas |  | Unknown | Galvanized Steel |  | N |  | N
10001914 | 1 | 2010-09-01 | Currently In Use | Gas | 12000 | Composite Double Walled | Fiberglass/Double Walled | Pressure | N | 2010-10-01 | N | 2010-10-01
10001914 | 2 | 2010-09-01 | Currently In Use | Gas | 4000 | Composite Double Walled | Fiberglass/Double Walled | Pressure | N | 2010-10-01 | N | 2010-10-01
10001917 | 1 | 2010-08-23 | Currently In Use | Diesel | 40000 | Composite Double Walled | Fiberglass/Double Walled | Pressure | N | 2011-07-22 12:00 | N | 2011-07-22 12:00
10001919 | 1 | 2010-08-22 | Currently In Use | Gas | 20000 | Composite Double Walled | Fiberglass/Double Walled | Pressure | N | 2010-08-22 | N | 2010-08-22
10001919 | 2 | 2010-08-22 | Currently In Use | Gas | 12000 | Composite Double Walled | Fiberglass/Double Walled | Pressure | N | 2010-08-22 | N | 2010-08-22
10001919 | 3 | 2010-08-22 | Currently In Use | Diesel | 12000 | Composite Double Walled | Fiberglass/Double Walled | Pressure | N | 2010-08-22 | N | 2010-08-22
10001920 | 1 | 2010-07-09 | Currently In Use | Gas | 30000 | Fiberglass Double Walled | Fiberglass/Double Walled | Pressure | N | 2010-07-23 | N | 2010-07-23
10001920 | 2 | 2010-07-09 | Currently In Use | Gas | 30000 | Fiberglass Double Walled | Fiberglass/Double Walled | Pressure | N | 2010-07-23 | N | 2010-07-23
10001920 | 3 | 2010-07-09 | Currently In Use | Gas | 30000 | Fiberglass Double Walled | Fiberglass Reinforced Plastic | Pressure | N | 2010-07-23 | N | 2010-07-23
10001920 | 4 | 2011-10-19 | Currently In Use | Ultrazol (Fuel Additive) | 1500 | Fiberglass Double Walled | Fiberglass/Double Walled | Pressure | N | 2011-10-19 | N | 2011-10-19
10001922 | 1 | 2015-08-01 | Removed From Ground | Gas | 15000 | Fiberglass Double Walled | Fiberglass/Double Walled | Pressure | N | 2010-10-20 | N | 2010-10-20
10001922 | 2 | 2015-08-01 | Removed From Ground | Gas | 15000 | Fiberglass Double Walled | Fiberglass/Double Walled | Pressure | N | 2010-10-20 | N | 2010-10-20
10001925 | 1 | 2010-08-26 | Currently In Use | Gas | 20000 | Fiberglass Double Walled | Double Walled Flex | Pressure | N | 2010-08-26 | N | 2010-08-26
10001925 | 2A | 2010-08-26 | Currently In Use | Gasohol | 12000 | Fiberglass Double Walled | Double Walled Flex | Pressure | N | 2010-08-26 | N | 2010-08-26
10001925 | 2B | 2010-08-26 | Currently In Use | Gas | 8000 | Fiberglass Double Walled | Double Walled Flex | Pressure | N | 2010-08-26 | N | 2010-08-26
10001926 | 1 | 2010-11-01 | Currently In Use | Gas | 15000 | Composite Double Walled | Fiberglass/Double Walled | Pressure | N | 2010-11-01 | N | 2010-11-01
10001926 | 2A | 2010-11-01 | Currently In Use | Gas | 5000 | Composite Double Walled | Fiberglass/Double Walled | Pressure | N | 2010-11-01 | N | 2010-11-01
10001926 | 2B | 2010-11-01 | Currently In Use | Diesel | 5000 | Composite Double Walled | Fiberglass/Double Walled | Pressure | N | 2010-11-01 | N | 2010-11-01
10001926 | 2C | 2010-11-01 | Currently In Use | Gas | 5000 | Composite Double Walled | Fiberglass/Double Walled | Pressure | N | 2010-11-01 | N | 2010-11-01
10001928 | 1 | 2009-11-01 | Currently In Use | Gas | 20000 | Tank Jacket | Fiberglass/Double Walled | Pressure | N | 2010-02-02 | N | 2009-12-01
10001928 | 2 | 2009-11-01 | Currently In Use | Diesel | 20000 | Tank Jacket | Fiberglass/Double Walled | Pressure | N | 2010-02-02 | N | 2009-12-01
10001929 | 1 | 2010-12-15 | Currently In Use | Diesel | 1000 | Composite Double Walled | Fiberglass Reinforced Plastic | Suction: Valve At The Tank | N | 2015-08-11 12:00 | N | 2015-08-11 12:00
10001933 | 1 | 1977-12-31 | Removed From Ground | Gas |  | Unknown | Unknown |  | N |  | N
10001936 | 1 | 2004-09-01 | Currently In Use | Gas | 2500 | Fiberglass Double Walled | Fiberglass/Double Walled | Suction: No Valve At The Tank | N | 2004-09-01 | N | 2004-09-01
10001936 | 2 | 2004-09-01 | Currently In Use | Diesel | 2500 | Fiberglass Double Walled | Fiberglass/Double Walled | Suction: No Valve At The Tank | N | 2004-09-01 | N | 2004-09-01
10001940 | 1 |  | Removed From Ground Date Unknown |  |  | Unknown |  |  | N |  | N
10001941 | 1 | 2010-08-01 | Currently In Use | Gas | 20000 | Fiberglass Double Walled | Double Walled Flex | Pressure | N | 2010-09-01 | N | 2010-09-01
10001941 | 2 | 2010-08-01 | Currently In Use | Gas | 20000 | Fiberglass Double Walled | Double Walled Flex | Pressure | N | 2010-09-01 | N | 2010-09-01
10001941 | 3A | 2010-08-01 | Currently In Use | Gas | 12000 | Fiberglass Double Walled | Double Walled Flex | Pressure | N | 2010-09-01 | N | 2010-09-01
10001941 | 3B | 2010-08-01 | Currently In Use | Diesel | 8000 | Fiberglass Double Walled | Double Walled Flex | Pressure | N | 2010-09-01 | N | 2010-09-01
10001943 | 1A | 2010-10-01 | Currently In Use | Gas | 4000 | Fiberglass Double Walled | Fiberglass Reinforced Plastic | Pressure | N | 2010-10-01 | N | 2010-10-01
10001943 | 1B | 2010-10-01 | Currently In Use | Diesel | 4000 | Fiberglass Double Walled | Fiberglass Reinforced Plastic | Pressure | N | 2010-10-01 | N | 2010-10-01
10001943 | 2 | 2010-10-01 | Currently In Use | Gas | 8000 | Fiberglass Double Walled | Fiberglass Reinforced Plastic | Pressure |  | 2010-10-01 |  | 2010-10-01
10001944 | 1 | 2010-12-09 | Currently In Use | Gas | 20000 | Composite Double Walled | Fiberglass/Double Walled | Pressure | N | 2010-12-09 | N | 2010-12-09
10001944 | 2 | 2010-12-09 | Currently In Use | Diesel | 12000 | Composite Double Walled | Fiberglass/Double Walled | Pressure | N | 2010-12-09 | N | 2010-12-09
10001944 | 3 | 2010-12-09 | Currently In Use | Gas | 12000 | Composite Double Walled | Fiberglass/Double Walled | Pressure | N | 2010-12-09 | N | 2010-12-09
10001945 | 1 | 2010-12-17 | Closed In Ground | Diesel | 1000 | Bare Steel |  |  | N |  | N
10001948 | 1A | 2010-09-01 | Currently In Use | Gas | 8 | Composite Double Walled | Fiberglass/Double Walled | Pressure | N | 2010-09-01 | N | 2010-09-01
10001948 | 1B | 2010-09-01 | Currently In Use | Diesel | 4000 | Composite Double Walled | Fiberglass/Double Walled | Pressure | N | 2010-09-01 | N | 2010-09-01
10001949 | 1 | 2011-01-17 | Removed From Ground | Gas | 4000 | Bare Steel | Bare Steel |  | N |  | N
10001949 | 2 | 2011-01-18 | Removed From Ground | Gas | 3000 | Bare Steel | Bare Steel |  | N |  | N
10001949 | 3 | 2011-01-18 | Removed From Ground | Gas | 3000 | Bare Steel | Bare Steel |  | N |  | N
10001949 | 4 | 2011-01-18 | Removed From Ground | Gas | 2000 | Bare Steel | Bare Steel |  | N |  | N
10001949 | 5 | 2011-01-18 | Removed From Ground | Used Oil | 500 | Bare Steel | Bare Steel |  | N |  | N
10001950 | 1 | 2010-11-19 | Currently In Use | Gas | 20000 | Fiberglass Double Walled | Double Walled Flex | Pressure | N | 2010-12-15 | N | 2010-12-15
10001950 | 2A | 2010-11-19 | Currently In Use | Diesel | 10000 | Fiberglass Double Walled | Double Walled Flex | Pressure | N | 2010-12-15 | N | 2010-12-15
10001950 | 2B | 2010-11-19 | Currently In Use | Gas | 8000 | Fiberglass Double Walled | Double Walled Flex | Pressure | N | 2010-12-15 | N | 2010-12-15
10001951 | 1 | 2010-09-28 | Removed From Ground | Gas | 500 | Unknown | Unknown |  | N |  | N
10001952 | 1 |  | Removed From Ground Date Unknown |  |  | Not Marked/Unknown |  |  | N |  | N
10001954 | 1 | 2010-10-07 | Currently In Use | Gas | 20000 | Composite Double Walled | Fiberglass/Double Walled | Pressure | N | 2010-12-15 | N | 2010-12-15
10001954 | 2 | 2010-10-07 | Currently In Use | Gas | 12000 | Composite Double Walled | Fiberglass/Double Walled | Pressure | N | 2010-10-07 | N | 2010-10-07
10001955 | 1 | 2010-05-14 | Currently In Use | Gas | 20000 | Fiberglass Double Walled | Double Walled Flex | Pressure | N | 2010-05-25 | N | 2010-05-25
10001955 | 2A | 2010-05-14 | Currently In Use | Diesel | 12000 | Fiberglass Double Walled | Double Walled Flex | Pressure | N | 2010-05-25 | N | 2010-05-25
10001955 | 2B | 2010-05-14 | Currently In Use | Gas | 8000 | Fiberglass Double Walled | Double Walled Flex | Pressure | N | 2010-05-25 | N | 2010-05-25
10001956 | 1 | 2011-01-01 | Currently In Use | Gas | 15000 | Composite Double Walled | Fiberglass/Double Walled | Pressure | N | 2011-01-01 | N | 2011-01-01
10001956 | 2A | 2011-01-01 | Currently In Use | Gas | 5000 | Composite Double Walled | Fiberglass/Double Walled | Pressure |  | 2011-01-01 |  | 2011-01-01
10001956 | 2B | 2011-01-01 | Currently In Use | Gas | 5000 | Composite Double Walled | Fiberglass/Double Walled | Pressure |  | 2011-01-01 |  | 2011-01-01
10001956 | 2C | 2011-01-01 | Currently In Use | Diesel | 5000 | Composite Double Walled | Fiberglass/Double Walled | Pressure |  | 2011-01-01 |  | 2011-01-01
10001962 | 1 | 2010-03-25 | Currently In Use | Gas | 4000 | Fiberglass Double Walled | Fiberglass/Double Walled | Pressure | N | 2010-03-25 | N | 2010-03-25
10001962 | 2 | 2010-03-25 | Currently In Use | Diesel | 2000 | Fiberglass Double Walled | Fiberglass/Double Walled | Pressure | N | 2010-03-25 | N | 2010-03-25
10001964 | 1 | 2010-12-01 | Currently In Use | Gas | 12000 | Composite Double Walled | Fiberglass/Double Walled | Pressure | N | 2010-12-01 | N | 2010-12-01
10001964 | 2 | 2010-12-01 | Currently In Use | Gas | 5000 | Composite Double Walled | Fiberglass/Double Walled | Pressure | N | 2010-12-01 | N | 2010-12-01
10001964 | 3 | 2010-12-01 | Currently In Use | Diesel | 10000 | Composite Double Walled | Fiberglass/Double Walled | Pressure | N | 2010-12-01 | N | 2010-12-01
10001965 | 1 | 2010-11-18 | Currently In Use | Diesel | 12000 | Composite Double Walled | Double Walled Flex | Pressure | N | 2010-11-20 | N | 2010-11-20
10001966 | 1 | 2010-10-15 | Currently In Use | Gas | 12000 | Composite Double Walled | Fiberglass/Double Walled | Not Marked | N | 2010-10-26 | N | 2010-10-26
10001966 | 2A | 2010-10-15 | Currently In Use | Gas | 8000 | Composite Double Walled | Fiberglass/Double Walled | Not Marked | N | 2010-10-26 | N | 2010-10-26
10001966 | 2B | 2010-10-15 | Currently In Use | Diesel | 4000 | Composite Double Walled | Fiberglass/Double Walled | Not Marked | N | 2010-10-26 | N | 2010-10-26
10001971 | 1 | 2006-06-05 | Removed From Ground | Not Marked/Tank Removed | 500 | Bare Steel |  |  | N |  | N
10001971 | 2 | 2006-06-05 | Removed From Ground | Not Marked/Tank Removed | 500 | Bare Steel |  |  | N |  | N
10001974 | 1 | 2010-11-04 | Removed From Ground | Not Marked/Tank Removed | 550 | Unknown | Unknown |  | N |  | N
10001976 | 1A | 2011-03-01 | Currently In Use | Gas | 4000 | Composite Double Walled | Fiberglass Reinforced Plastic | Suction: No Valve At The Tank | N | 2011-04-13 | N | 2011-04-13
10001976 | 1B | 2011-03-01 | Currently In Use | Diesel | 4000 | Composite Double Walled | Fiberglass Reinforced Plastic | Suction: No Valve At The Tank | N | 2011-04-13 | N | 2011-04-13
10001977 | 1 | 2011-01-12 | Currently In Use | Diesel | 20000 | Fiberglass Double Walled | Fiberglass/Double Walled | Pressure | N | 2011-01-13 | N | 2011-01-13
10001977 | 2 | 2011-01-12 | Currently In Use | Diesel | 20000 | Fiberglass Double Walled | Fiberglass/Double Walled | Pressure | N | 2011-01-13 | N | 2011-01-13
10001977 | 3 | 2011-01-12 | Currently In Use | Diesel | 20000 | Fiberglass Double Walled | Fiberglass/Double Walled | Pressure | N | 2011-01-13 | N | 2011-01-13
10001977 | 4 | 2011-01-12 | Currently In Use | Gas | 20000 | Fiberglass Double Walled |  |  | N | 2011-01-13 | N | 2011-01-13
10001977 | 5A | 2011-01-12 | Currently In Use | Gas | 8000 | Fiberglass Double Walled | Fiberglass/Double Walled | Pressure | N | 2011-01-13 | N | 2011-01-13
10001977 | 5B | 2011-01-12 | Currently In Use | Gas | 12000 | Fiberglass Double Walled | Fiberglass/Double Walled | Gravity Fed | N | 2011-01-13 | N | 2011-01-13
10001980 | 1 | 2011-10-13 | Removed From Ground | Gas | 150 | Bare Steel | Bare Steel | Not Marked | N | 1976-01-01 | N | 1976-01-01
10001985 | 1 | 2011-06-07 | Removed From Ground | Used Oil | 550 | Unknown |  |  | N |  | N
10001985 | 2 | 2011-06-07 | Removed From Ground | Used Oil | 550 | Unknown |  |  | N |  | N
10001987 | 1A | 2011-04-27 | Currently In Use | Gas | 10000 | Composite | Fiberglass/Double Walled | Pressure | N | 2011-04-27 | N | 2011-04-27
10001987 | 1B | 2011-04-27 | Currently In Use | Gas | 5000 | Composite | Fiberglass/Double Walled | Pressure | N | 2011-04-27 | N | 2011-04-27
10001989 | 1 | 2010-10-19 | Removed From Ground | Used Oil | 550 | Bare Steel | Bare Steel |  | N |  | N
10001992 | 1 | 2011-03-12 | Currently In Use | Gas | 12000 | EPOXY/DOUBLE WALLED | Fiberglass/Double Walled |  | N | 2011-03-01 | N | 2011-03-01
10001992 | 2 | 2011-03-12 | Currently In Use | Gas | 8000 | EPOXY/DOUBLE WALLED | Fiberglass/Double Walled |  | N | 2011-03-01 | N | 2011-03-01
10001992 | 3 | 2011-03-12 | Currently In Use | Diesel | 4000 | EPOXY/DOUBLE WALLED | Fiberglass/Double Walled |  | N | 2011-03-01 | N | 2011-03-01
10001993 | 1 | 2011-04-18 | Removed From Ground | Diesel | 980 | Unknown | Unknown |  | N |  | N
10001996 | 1A | 2011-02-08 | Currently In Use | Gas | 10000 | Composite | Fiberglass/Double Walled | Pressure | N | 2011-02-08 | N | 2011-02-08
10001996 | 1B | 2011-02-08 | Currently In Use | Gas | 5000 | Composite | Fiberglass/Double Walled | Pressure | N | 2011-02-08 | N | 2011-02-08
10001997 | 9137-A | 2011-08-26 | Temporarily Out Of Use | Used Oil | 2500 | Fiberglass Double Walled | Fiberglass Reinforced Plastic | Gravity Fed | Y | 1995-08-01 12:00 | N | 1995-08-01 12:00
10001998 | 1 | 2011-05-01 | Currently In Use | Gas | 20000 | Fiberglass Double Walled | Fiberglass/Double Walled | Pressure | N | 2011-07-01 12:00 | N | 2011-07-28 12:00
10001998 | 2 | 2011-05-01 | Currently In Use | Gas | 20000 | Fiberglass Double Walled | Fiberglass/Double Walled | Pressure | N | 2011-07-01 12:00 | N | 2011-07-28 12:00
10001998 | 3 | 2011-05-01 | Currently In Use | Gas | 12000 | Fiberglass Double Walled | Fiberglass/Double Walled | Pressure | N | 2011-07-01 12:00 | N | 2011-07-28 12:00
10001998 | 4 | 2011-05-01 | Currently In Use | Diesel | 12000 | Fiberglass Double Walled | Fiberglass/Double Walled | Pressure | N | 2011-07-01 12:00 | N | 2011-07-28 12:00
10001999 | 1 | 2011-05-27 | Removed From Ground | Diesel | 350 | Bare Steel | Bare Steel | Suction: No Valve At The Tank | N |  | N
10002000 | 1 | 2011-03-01 | Currently In Use | Gas | 20000 | Fiberglass Double Walled | Fiberglass/Double Walled | Pressure | N | 2011-07-01 12:00 | N | 2011-08-11 12:00
10002000 | 2 | 2011-03-01 | Currently In Use | Gas | 20000 | Fiberglass Double Walled | Fiberglass/Double Walled | Pressure | N | 2011-07-01 12:00 | N | 2011-08-11 12:00
10002000 | 3 | 2011-03-01 | Currently In Use | Gas | 12000 | Fiberglass Double Walled | Fiberglass/Double Walled | Pressure | N | 2011-07-01 12:00 | N | 2011-08-11 12:00
10002000 | 4 | 2011-03-01 | Currently In Use | Diesel | 12000 | Fiberglass Double Walled | Fiberglass/Double Walled | Pressure | N | 2011-07-01 12:00 | N | 2011-08-11 12:00
10002001 | 1 | 2011-06-15 | Removed From Ground | Diesel | 500 | Bare Steel | Unknown |  | N |  | N
10002003 | 1 | 2000-01-01 | Removed From Ground | Gas | 4000 | Bare Steel |  |  | N |  | N
10002003 | 2 | 2000-01-01 | Removed From Ground | Gas | 2500 | Bare Steel |  |  | N |  | N
10002003 | 3 | 2000-01-01 | Removed From Ground | Gas | 2500 | Bare Steel |  |  | N |  | N
10002004 | 1 | 2011-06-29 | Currently In Use | Gas | 20000 | Composite Double Walled | Fiberglass/Double Walled | Pressure | N | 2011-06-29 | N | 2011-06-29
10002004 | 2 | 2011-06-29 | Currently In Use | Diesel | 12000 | Composite Double Walled | Fiberglass/Double Walled | Pressure | N | 2011-06-29 | N | 2011-06-29
10002004 | 3 | 2011-06-29 | Currently In Use | Gas | 12000 | Composite Double Walled | Fiberglass/Double Walled | Pressure | N | 2011-06-29 | N | 2011-06-29
10002005 | 1 | 2011-08-02 | Currently In Use | Gas | 12000 | Composite Double Walled | Double Walled Flex | Pressure | N | 2011-08-02 | N | 2011-08-02
10002005 | 2A | 2011-08-02 | Currently In Use | Diesel | 5000 | Composite Double Walled | Double Walled Flex | Pressure | N | 2011-08-02 | N | 2011-08-02
10002005 | 2B | 2011-08-02 | Currently In Use | Gas | 5000 | Composite Double Walled | Double Walled Flex | Pressure | N | 2011-08-02 | N | 2011-08-02
10002006 | 1 | 2011-03-12 | Currently In Use | Gas | 20000 | Fiberglass Double Walled | Double Walled Flex | Pressure |  | 2011-03-12 12:00 |  | 2011-03-12 12:00
10002006 | 2A | 2011-03-12 | Currently In Use | Diesel | 12000 | Fiberglass Double Walled | Double Walled Flex | Pressure |  | 2011-03-12 12:00 |  | 2011-03-12 12:00
10002006 | 2B | 2011-03-12 | Currently In Use | Gas | 8000 | Fiberglass Double Walled | Double Walled Flex | Pressure |  | 2011-03-12 12:00 |  | 2011-03-12 12:00
10002008 | 1 | 2011-07-21 | Currently In Use | Gas | 20000 | Composite Double Walled | Fiberglass/Double Walled | Pressure | N | 2011-07-21 | N | 2011-07-21
10002008 | 2 | 2011-07-21 | Currently In Use | Diesel | 12000 | Composite Double Walled | Fiberglass/Double Walled | Pressure | N | 2011-07-21 | N | 2011-07-21
10002008 | 3 | 2011-07-21 | Currently In Use | Gas | 12000 | Composite Double Walled | Fiberglass/Double Walled | Pressure | N | 2011-07-21 | N | 2011-07-21
10002010 | 1 | 2011-05-26 | Currently In Use | Gas | 20000 | Fiberglass Double Walled | Double Walled Flex | Pressure | N | 2011-06-28 | N | 2011-06-28
10002010 | 2A | 2011-05-26 | Currently In Use | Diesel | 10000 | Fiberglass Double Walled | Double Walled Flex | Pressure | N | 2011-06-28 | N | 2011-06-28
10002010 | 2B | 2011-05-26 | Currently In Use | Gas | 8000 | Fiberglass Double Walled | Double Walled Flex | Pressure | N | 2011-06-28 | N | 2011-06-28
10002012 | 1 | 2011-05-05 | Currently In Use | Gas | 12000 | Composite Double Walled | Double Walled Flex | Pressure | N | 2011-05-05 | N | 2011-05-05
10002012 | 2 | 2011-05-05 | Currently In Use | Gas | 4000 | Composite Double Walled | Double Walled Flex | Pressure | N | 2011-05-05 | N | 2011-05-05
10002012 | 3 | 2011-05-05 | Currently In Use | Diesel | 4000 | Composite Double Walled | Double Walled Flex | Pressure | N | 2011-05-05 | N | 2011-05-05
10002015 | 1 | 2011-07-20 | Closed In Ground | Gas | 550 | Bare Steel | Unknown |  | N |  | N
10002017 | 1 | 2011-09-19 | Currently In Use | Diesel | 12000 | Fiberglass Double Walled | Double Walled Flex | Suction: Valve At The Tank | N | 2011-09-19 | N | 2011-09-19
10002019 | 1 | 1989-01-01 | Removed From Ground | Diesel | 1000 | Bare Steel | Bare Steel |  | N |  | N
10002023 | 1 | 2011-08-24 | Removed From Ground | Diesel | 265 | Bare Steel | Unknown |  | N |  | N
10002026 | E1 | 2016-08-30 | Temporarily Out Of Use | Aviation Gas/AV Gas | 15000 | Fiberglass | Aboveground Piping | Suction: No Valve At The Tank | N | 1990-01-01 | N | 2011-09-13
10002027 | 1 | 2011-10-01 | Currently In Use | Gas | 15000 | Composite Double Walled | Fiberglass/Double Walled | Pressure | N | 2011-10-01 | N | 2011-10-01
10002027 | 2A | 2011-10-01 | Currently In Use | Gas | 5000 | Composite Double Walled | Fiberglass/Double Walled | Pressure | N | 2011-10-01 | N | 2011-10-01
10002027 | 2B | 2011-10-01 | Currently In Use | Gas | 5000 | Composite Double Walled | Fiberglass/Double Walled | Pressure | N | 2011-10-01 | N | 2011-10-01
10002027 | 2C | 2011-10-01 | Currently In Use | Diesel | 5000 | Composite Double Walled | Fiberglass/Double Walled | Pressure | N | 2011-10-01 | N | 2011-10-01
10002029 | 1 | 2011-08-02 | Currently In Use | Gas | 10000 | Composite Double Walled | Fiberglass/Double Walled | Pressure | N | 2011-08-02 12:00 | N | 2011-08-02 12:00
10002029 | 2 | 2011-08-02 | Currently In Use | Gas | 5000 | Composite Double Walled | Fiberglass/Double Walled | Pressure | N | 2011-08-02 12:00 | N | 2011-08-02 12:00
10002029 | 3 | 2011-08-02 | Currently In Use | Diesel | 5000 | Composite Double Walled | Fiberglass/Double Walled | Pressure | N | 2011-08-02 12:00 | N | 2011-08-02 12:00
10002030 | 1 | 2011-08-09 | Removed From Ground | Gas | 550 | Bare Steel | Bare Steel | Suction: Valve At The Tank | N |  | N
10002033 | 1 | 2011-08-01 | Currently In Use | Diesel | 12000 | Composite | Fiberglass/Double Walled | Pressure | N | 2011-08-01 12:00 | N | 2011-08-01 12:00
10002033 | 2 | 2011-08-01 | Currently In Use | Used Oil | 12000 | Composite | Fiberglass/Double Walled | Pressure | Y | 2011-08-01 12:00 | Y | 2011-08-01 12:00
10002034 | 1 | 2011-09-29 | Removed From Ground | Not Marked/Tank Removed | 750 | Bare Steel | Unknown |  | N |  | N
10002036 | 1 | 2011-10-11 | Currently In Use | Gas | 20000 | Composite Double Walled | Fiberglass/Double Walled | Pressure | N | 2011-10-11 | N | 2011-10-11
10002036 | 2 | 2011-10-11 | Currently In Use | Gas | 12000 | Composite Double Walled | Fiberglass/Double Walled | Pressure | N | 2011-10-11 | N | 2011-10-11
10002036 | 3 | 2011-10-11 | Currently In Use | Diesel | 12000 | Composite Double Walled | Fiberglass/Double Walled | Pressure | N | 2011-10-11 | N | 2011-10-11
10002037 | 1 | 2011-09-19 | Removed From Ground | Gas | 500 | Bare Steel | Bare Steel |  | N |  | N
10002037 | 2 | 2011-09-19 | Removed From Ground | Gas | 500 | Bare Steel | Bare Steel |  | N |  | N
10002039 | 1 | 2011-08-18 | Currently In Use | Gas | 20000 | Fiberglass Double Walled | Double Walled Flex | Pressure | N | 2015-08-04 12:00 | N | 2015-08-04 12:00
10002039 | 2 | 2011-08-18 | Currently In Use | Diesel | 10000 | Fiberglass Double Walled | Double Walled Flex | Pressure | N | 2015-08-04 12:00 | N | 2015-08-04 12:00
10002039 | 3 | 2011-08-18 | Currently In Use | Gas | 8000 | Fiberglass Double Walled | Double Walled Flex | Pressure | N | 2015-08-04 12:00 | N | 2015-08-04 12:00
10002039 | 4 | 2015-03-02 | Currently In Use | Gas | 10000 | Fiberglass Double Walled | Double Walled Flex | Pressure | N |  | N | 2015-08-04 12:00
10002040 | 1 | 2011-10-24 | Removed From Ground | Not Marked | 1000 | Bare Steel | Bare Steel |  | N |  | N
10002041 | 1 | 2011-12-06 | Removed From Ground | Diesel | 2000 | Bare Steel | Bare Steel | Not Marked | N | 1979-01-01 | N | 1979-01-01
10002043 | 562129A | 2011-10-01 | Currently In Use | Gas | 12000 | EPOXY/DOUBLE WALLED | Fiberglass/Double Walled | Pressure | N | 2011-10-01 | N | 2011-10-01
10002043 | 562129B | 2011-10-01 | Currently In Use | Diesel | 4000 | EPOXY/DOUBLE WALLED | Fiberglass/Double Walled | Pressure | N | 2011-10-01 | N | 2011-10-01
10002043 | 562129C | 2011-10-01 | Currently In Use | Diesel | 4000 | EPOXY/DOUBLE WALLED | Fiberglass/Double Walled | Pressure | N | 2011-10-01 | N | 2011-10-01
10002044 | 1 | 2011-11-15 | Removed From Ground | Used Oil | 600 | Unknown | Unknown |  | N |  | N
10002044 | 2 | 2011-11-15 | Removed From Ground | Not Marked/Tank Removed | 10000 | Unknown | Unknown |  | N |  | N
10002044 | 3 | 2011-11-15 | Removed From Ground | Not Marked/Tank Removed | 4000 | Unknown | Unknown |  | N |  | N
10002044 | 4 | 2011-11-15 | Removed From Ground | Not Marked/Tank Removed | 4000 | Unknown | Unknown |  | N |  | N
10002044 | 5 | 2011-11-15 | Removed From Ground | Not Marked/Tank Removed | 4000 | Unknown | Unknown |  | N |  | N
10002044 | 6 | 2011-11-15 | Removed From Ground | Not Marked/Tank Removed | 4000 | Unknown | Unknown |  | N |  | N
10002044 | 7 | 2011-11-15 | Removed From Ground | Not Marked/Tank Removed | 4000 | Unknown | Unknown |  | N |  | N
10002044 | 8 | 2011-11-15 | Removed From Ground | Not Marked/Tank Removed | 4000 | Unknown | Unknown |  | N |  | N
10002045 | 1 | 2014-08-20 | Removed From Ground | Gas | 8000 | Composite Double Walled | Fiberglass/Double Walled | Pressure | N | 2011-12-01 | N | 2011-12-01
10002045 | 1R | 2014-08-22 | Currently In Use | Gas | 8000 | Composite Double Walled | Fiberglass/Double Walled | Pressure | N | 2014-08-22 | N | 2014-08-22
10002045 | 2 | 2014-08-20 | Removed From Ground | Diesel | 4000 | Composite Double Walled | Fiberglass/Double Walled | Pressure |  | 2011-12-01 |  | 2011-12-01
10002045 | 2R | 2014-08-22 | Currently In Use | Diesel | 4000 | Composite Double Walled | Fiberglass/Double Walled | Pressure | N | 2014-08-22 | N | 2014-08-22
10002046 | 1 | 2011-09-23 | Currently In Use | Gas | 20000 | Fiberglass Double Walled | Double Walled Flex | Pressure | N | 2011-10-27 | N | 2011-10-27
10002046 | 2A | 2011-09-23 | Currently In Use | Gas | 8000 | Fiberglass Double Walled | Double Walled Flex | Pressure | N | 2011-10-27 | N | 2011-10-27
10002046 | 2B | 2011-09-23 | Currently In Use | Diesel | 10000 | Fiberglass Double Walled | Double Walled Flex | Pressure | N | 2011-10-27 | N | 2011-10-27
10002050 | 1 | 2011-11-01 | Currently In Use | Gas | 12000 | EPOXY/DOUBLE WALLED | Double Walled Flex | Pressure | N | 2011-12-01 | N | 2011-12-01
10002050 | 2 | 2011-11-01 | Currently In Use | Gas | 8000 | EPOXY/DOUBLE WALLED | Double Walled Flex | Pressure | N | 2011-12-01 | N | 2011-12-01
10002050 | 3 | 2011-11-01 | Currently In Use | Diesel | 8000 | EPOXY/DOUBLE WALLED | Double Walled Flex | Pressure | N | 2011-12-01 | N | 2011-12-01
10002051 | 1 | 2011-07-28 | Currently In Use | Gas | 15000 | Tank Jacket | Fiberglass/Double Walled | Pressure | N | 2011-07-28 | N | 2011-07-28
10002051 | 2 | 2011-07-28 | Currently In Use | Gas | 10000 | Tank Jacket | Fiberglass/Double Walled | Pressure | N | 2011-07-28 | N | 2011-07-28
10002051 | 3 | 2011-07-28 | Currently In Use | Diesel | 5000 | Tank Jacket | Fiberglass/Double Walled | Pressure | N | 2011-07-28 | N | 2011-07-28
10002052 | 1A | 2011-10-10 | Currently In Use | Gas | 12000 | Composite Double Walled | Fiberglass/Double Walled | Pressure | N | 2011-10-10 12:00 | N | 2011-10-10 12:00
10002052 | 1B | 2011-10-10 | Currently In Use | Gas | 8000 | Composite Double Walled | Fiberglass/Double Walled | Pressure | N | 2011-10-10 12:00 | N | 2011-10-10 12:00
10002052 | 2A | 2011-10-10 | Currently In Use | Diesel | 6000 | Composite Double Walled | Fiberglass/Double Walled | Pressure | N | 2011-10-10 12:00 | N | 2011-10-10 12:00
10002052 | 2B | 2011-10-10 | Currently In Use | Diesel | 3000 | Composite Double Walled | Fiberglass/Double Walled | Pressure | N | 2011-10-10 12:00 | N | 2011-10-10 12:00
10002052 | 2C | 2011-10-10 | Currently In Use | Gas | 3000 | Composite Double Walled | Fiberglass/Double Walled | Pressure | N | 2011-10-10 12:00 | N | 2011-10-10 12:00
10002057 | 1 | 2011-12-08 | Removed From Ground | Gas | 237 | Bare Steel |  |  | N |  | N
10002062 | 1 | 2011-11-03 | Currently In Use | Gas | 20000 | Fiberglass Double Walled | Double Walled Flex | Pressure | N | 2011-12-30 | N | 2011-12-30
10002062 | 2A | 2011-11-03 | Currently In Use | Diesel | 10000 | Fiberglass Double Walled | Double Walled Flex | Pressure | N | 2011-12-30 | N | 2011-12-30
10002062 | 2B | 2011-11-03 | Currently In Use | Gas | 8000 | Fiberglass Double Walled | Double Walled Flex | Pressure | N | 2011-12-30 | N | 2011-12-30
10002063 | 1 | 2011-10-06 | Currently In Use | Gas | 15000 | Tank Jacket/Double Walled | Fiberglass/Double Walled | Pressure | N | 2011-10-06 | N | 2011-10-06
10002063 | 2 | 2011-10-06 | Currently In Use | Gas | 5000 | Tank Jacket/Double Walled | Fiberglass/Double Walled | Pressure | N | 2011-10-06 | N | 2011-10-06
10002063 | 3 | 2011-10-06 | Currently In Use | Diesel | 5000 | Tank Jacket/Double Walled | Fiberglass/Double Walled | Pressure | N | 2011-10-06 | N | 2011-10-06
10002068 | 1 | 2011-12-01 | Currently In Use | Gas | 20000 | Fiberglass Double Walled | Fiberglass/Double Walled | Pressure | N | 2011-12-01 | N | 2011-12-01
10002068 | 2 | 2011-10-30 | Currently In Use | Gas | 20000 | Fiberglass Double Walled | Fiberglass/Double Walled | Pressure |  | 2011-12-01 |  | 2011-12-01
10002068 | 3 | 2011-10-30 | Currently In Use | Gas | 12000 | Fiberglass Double Walled | Fiberglass/Double Walled | Pressure |  | 2011-12-01 |  | 2011-12-01
10002068 | 4 | 2011-10-30 | Currently In Use | Diesel | 12000 | Fiberglass Double Walled | Fiberglass Reinforced Plastic | Pressure |  | 2011-12-01 |  | 2011-12-01
10002069 | 1 | 2011-06-08 | Currently In Use | Diesel | 1000 | Fiberglass Double Walled | Bare Steel | Not Marked | N |  | N
10002070 | 1 | 2012-03-07 | Currently In Use | Not Marked/Tank Removed | 2000 | Bare Steel | Unknown | Not Marked | N |  | N
10002070 | 1 | 2012-03-07 | Removed From Ground | Not Marked/Tank Removed | 2000 | Bare Steel | Unknown | Not Marked | N |  | N
10002070 | 2 | 2012-03-07 | Currently In Use | Not Marked/Tank Removed | 2000 | Bare Steel | Unknown | Not Marked | N |  | N
10002070 | 2 | 2012-03-07 | Removed From Ground | Not Marked/Tank Removed | 2000 | Bare Steel | Unknown | Not Marked | N |  | N
10002070 | 3 | 2012-03-07 | Currently In Use | Not Marked/Tank Removed | 2000 | Bare Steel | Unknown | Not Marked | N |  | N | 2012-01-18 12:00
10002070 | 3 | 2012-03-07 | Temporarily Out Of Use | Not Marked/Tank Removed | 2000 | Bare Steel | Unknown | Not Marked | N |  | N | 2012-01-18 12:00
10002070 | 4 | 2012-01-18 | Currently In Use | Gas | 20000 | Composite Double Walled | Fiberglass/Double Walled | Pressure | N | 2012-01-18 12:00 | N | 2012-01-18 12:00
10002070 | 5 | 2012-01-18 | Currently In Use | Gas | 12000 | Composite Double Walled | Fiberglass/Double Walled | Pressure | N | 2012-01-18 12:00 | N | 2012-01-18 12:00
10002070 | 6 | 2012-01-18 | Currently In Use | Diesel | 12000 | Composite Double Walled | Fiberglass/Double Walled | Pressure | N | 2012-01-18 12:00 | N | 2012-01-18 12:00
10002071 | 1 | 2011-12-05 | Currently In Use | Gas | 20000 | Composite Double Walled | Fiberglass/Double Walled | Pressure | N | 2011-12-05 | N | 2011-12-05
10002071 | 2 | 2011-12-05 | Currently In Use | Gas | 12000 | Composite Double Walled | Fiberglass/Double Walled | Pressure | N | 2011-12-05 | N | 2011-12-05
10002071 | 3 | 2011-12-05 | Currently In Use | Diesel | 12000 | Composite Double Walled | Fiberglass/Double Walled | Pressure | N | 2011-12-05 | N | 2011-12-05
10002073 | 1 | 2012-02-01 | Currently In Use | Gas | 12000 | Composite Double Walled | Fiberglass/Double Walled | Pressure | N | 2012-02-12 | N | 2012-02-12
10002073 | 2A | 2012-03-01 | Currently In Use | Gas | 3000 | Composite Double Walled | Fiberglass/Double Walled | Pressure | N | 2012-02-01 | N | 2012-02-01
10002073 | 2B | 2012-02-01 | Currently In Use | Diesel | 3000 | Composite Double Walled | Fiberglass/Double Walled | Pressure | N | 2012-02-01 | N | 2012-02-01
10002077 | 1 | 2012-02-01 | Currently In Use | Diesel | 12000 | Composite | Fiberglass/Sec Containment | Pressure | N | 2012-02-01 | N | 2012-02-01
10002078 | 1 |  | Removed From Ground Date Unknown | Gas |  | Unknown | Unknown |  | N |  | N
10002078 | 2 |  | Removed From Ground Date Unknown | Gas |  | Unknown | Unknown |  | N |  | N
10002078 | 3 | 2015-02-25 | Removed From Ground | Not Marked/Tank Removed | 4000 | Unknown | Unknown |  | N |  | N
10002078 | 4 | 2015-02-25 | Removed From Ground | Not Marked/Tank Removed | 1250 | Unknown | Unknown |  | N |  | N
10002080 | 1 | 2012-01-01 | Currently In Use | Diesel | 6000 | Fiberglass Double Walled | Double Walled Flex | Suction: Valve At The Tank | N | 2011-11-01 | N | 2011-09-01
10002083 | 1 | 2012-03-01 | Currently In Use | Gas | 8000 | Composite Double Walled | Fiberglass/Double Walled | Pressure | N | 2012-03-01 | N | 2012-03-01
10002083 | 2 | 2012-03-01 | Currently In Use | Gas | 4000 | Composite Double Walled | Fiberglass/Double Walled | Pressure |  | 2012-03-01 |  | 2012-03-01
10002083 | 3 | 2012-03-01 | Currently In Use | Diesel | 4000 | Composite Double Walled | Fiberglass/Double Walled | Pressure |  | 2012-03-01 |  | 2012-03-01
10002084 | 1 | 2012-01-31 | Currently In Use | Gas | 15000 | Composite Double Walled | Double Walled Flex | Pressure | N | 2012-01-31 | N | 2012-01-31
10002084 | 2 | 2012-01-31 | Currently In Use | Gas | 15000 | Composite Double Walled | Double Walled Flex | Pressure | N | 2012-01-31 | N | 2012-01-31
10002084 | 3 | 2012-01-31 | Currently In Use | Gas | 8000 | Composite Double Walled | Double Walled Flex | Pressure | N | 2012-01-31 | N | 2012-01-31
10002084 | 4 | 2012-01-31 | Currently In Use | Diesel | 8000 | Composite Double Walled | Double Walled Flex | Pressure | N | 2012-01-31 | N | 2012-01-31
10002087 | 1 | 2011-10-01 | Currently In Use | Gas | 20000 | Fiberglass Double Walled | Fiberglass/Double Walled | Pressure | N | 2012-04-01 12:00 | N
10002087 | 2 | 2011-10-01 | Currently In Use | Gas | 20000 | Fiberglass Double Walled | Fiberglass/Double Walled | Pressure | N | 2012-04-01 12:00 | N
10002087 | 3 | 2011-10-01 | Currently In Use | Gas | 12000 | Fiberglass Double Walled | Fiberglass/Double Walled | Pressure | N | 2012-04-01 12:00 | N
10002087 | 4 | 2011-10-01 | Currently In Use | Diesel | 12000 | Fiberglass Double Walled | Fiberglass/Double Walled | Pressure | N | 2012-04-01 12:00 | N
10002090 | 1 | 2012-02-21 | Removed From Ground | Gas | 3000 | Bare Steel | Bare Steel |  | N |  | N
10002090 | 2 | 2012-02-21 | Removed From Ground | Gas | 4000 | Bare Steel | Bare Steel |  | N |  | N
10002090 | 3 | 2012-02-22 | Removed From Ground |  | 3000 | Bare Steel | Bare Steel |  | N |  | N
10002091 | 1A | 2012-02-15 | Currently In Use | Gas | 10000 | Composite Double Walled | Fiberglass/Double Walled | Pressure | N | 2012-02-16 | N
10002091 | 1B | 2012-02-15 | Currently In Use | Gas | 5000 | Composite Double Walled | Fiberglass/Double Walled | Pressure | N | 2012-02-16 | N
10002091 | 1C | 2012-02-15 | Currently In Use | Diesel | 5000 | Composite Double Walled | Fiberglass/Double Walled | Pressure | N | 2012-02-16 | N
10002092 | 1 |  | Removed From Ground Date Unknown | Gas | 1000 | Unknown |  |  | N |  | N
10002093 | 1 | 2012-04-24 | Currently In Use | Diesel | 3333 | Composite Double Walled | Fiberglass/Double Walled | Suction: No Valve At The Tank | N | 2007-01-25 | N | 2007-01-25
10002093 | 2 | 2007-01-25 | Currently In Use | Gas | 3333 | Composite Double Walled | Fiberglass/Double Walled | Suction: No Valve At The Tank | N | 2007-01-25 | N | 2007-01-25
10002093 | 3 | 2012-04-24 | Currently In Use | Gasohol | 3333 | Composite Double Walled | Fiberglass/Double Walled | Suction: No Valve At The Tank | N | 2007-01-25 | N | 2007-01-25
10002094 | 1A | 2012-04-24 | Currently In Use | Diesel | 8000 | Tank Jacket | Double Walled Flex | Pressure | N | 1995-11-01 | N | 1995-11-01
10002094 | 1B | 2012-04-24 | Currently In Use | Gas | 4000 | Tank Jacket | Double Walled Flex | Pressure | N | 1995-11-01 | N | 1995-11-01
10002095 | 1 | 2012-01-27 | Currently In Use | Diesel | 12000 | Tank Jacket/Double Walled | Steel/Secondary Containment | Suction: No Valve At The Tank | N | 2012-01-01 | N | 2012-01-01
10002095 | 2 | 2012-01-27 | Currently In Use | Diesel | 8000 | Tank Jacket/Double Walled | Steel/Secondary Containment | Suction: No Valve At The Tank | N | 2012-01-01 | N | 2012-01-01
10002096 | 1 | 2004-12-29 | Removed From Ground | Gas | 560 | Bare Steel |  |  | N |  | N
10002097 | 1 | 2012-02-29 | Currently In Use | Gas | 12000 | Composite Double Walled | Fiberglass/Double Walled | Not Marked | N | 2012-03-01 | N | 2012-03-01
10002097 | 2 | 2012-02-29 | Currently In Use | Gas | 4000 | Composite Double Walled | Fiberglass/Double Walled | Not Marked |  | 2012-03-01 |  | 2012-03-01
10002097 | 3 | 2012-02-29 | Currently In Use | Gas | 8000 | Composite Double Walled | Fiberglass/Double Walled | Not Marked |  | 2012-03-01 |  | 2012-03-01
10002097 | 4 | 2012-02-29 | Currently In Use | Diesel | 10000 | Composite Double Walled | Fiberglass/Double Walled | Not Marked |  | 2012-03-01 |  | 2012-03-01
10002098 | 1A | 2012-02-15 | Currently In Use | Gas | 12000 | Fiberglass Double Walled | Fiberglass/Double Walled | Pressure | N | 2012-02-15 | N | 2012-02-15
10002098 | 1B | 2012-02-15 | Currently In Use | Diesel | 8000 | Fiberglass Double Walled | Fiberglass/Double Walled | Pressure | N | 2012-02-15 | N | 2012-02-15
10002098 | 2 | 2012-02-15 | Currently In Use | Gas | 20000 | Fiberglass Double Walled | Fiberglass/Double Walled | Pressure | N | 2012-02-15 | N | 2012-02-15
10002100 | 1 | 1975-01-01 | Removed From Ground | Gas | 4000 | Bare Steel |  |  | N |  | N
10002100 | 2 | 1975-01-01 | Removed From Ground | Gas | 3000 | Bare Steel |  |  | N |  | N
10002100 | 3 | 1975-01-01 | Removed From Ground | Gas | 3000 | Bare Steel |  |  | N |  | N
10002100 | 4 | 1975-01-01 | Removed From Ground | Gas | 3000 | Bare Steel |  |  | N |  | N
10002102 | 1 | 1992-01-01 | Removed From Ground | Gas |  | Not Marked/Unknown |  |  | N |  | N
10002102 | 1 |  | Currently In Use | Gas |  | Not Marked/Unknown |  |  | N |  | N
10002102 | 2 | 1992-01-01 | Removed From Ground | Gas |  | Not Marked/Unknown | Not Marked |  | N |  | N
10002102 | 2 |  | Currently In Use | Gas |  | Not Marked/Unknown | Not Marked |  | N |  | N
10002102 | 3 | 1992-01-01 | Removed From Ground | Gas |  | Not Marked/Unknown | Not Marked |  | N |  | N
10002102 | 3 |  | Currently In Use | Gas |  | Not Marked/Unknown | Not Marked |  | N |  | N
10002102 | 4 | 1992-01-01 | Removed From Ground | Gas |  | Not Marked/Unknown | Not Marked |  | N |  | N
10002102 | 4 |  | Currently In Use | Gas |  | Not Marked/Unknown | Not Marked |  | N |  | N
10002102 | 5 | 1992-01-01 | Removed From Ground |  |  | Not Marked/Unknown | Not Marked |  | N |  | N
10002102 | 5 |  | Currently In Use |  |  | Not Marked/Unknown | Not Marked |  | N |  | N
10002102 | 6 | 2012-05-31 | Removed From Ground |  |  | Not Marked/Unknown | Not Marked |  | N |  | N
10002102 | 6 |  | Currently In Use |  |  | Not Marked/Unknown | Not Marked |  | N |  | N
10002102 | 7 | 2012-05-31 | Removed From Ground |  |  | Not Marked/Unknown | Not Marked |  | N |  | N
10002102 | 7 |  | Currently In Use |  |  | Not Marked/Unknown | Not Marked |  | N |  | N
10002104 | 1A | 1996-08-01 | Currently In Use | Diesel | 4000 | Composite | Fiberglass Reinforced Plastic | Suction: No Valve At The Tank | N | 1996-08-20 | N | 1996-08-20
10002104 | 1B | 1996-08-01 | Currently In Use | Gas | 8000 | Composite | Fiberglass Reinforced Plastic | Suction: No Valve At The Tank | N | 1996-08-20 | N | 1996-08-20
10002107 | 1 | 2011-11-01 | Currently In Use | Gas | 12000 | EPOXY/DOUBLE WALLED | Fiberglass/Double Walled | Pressure | N | 2011-11-01 | N | 2011-11-01
10002107 | 2 | 2011-11-01 | Currently In Use | Gas | 4000 | EPOXY/DOUBLE WALLED | Fiberglass/Double Walled | Pressure | N | 2011-11-01 | N | 2011-11-01
10002107 | 3 | 2011-11-01 | Currently In Use | Diesel | 4000 | EPOXY/DOUBLE WALLED | Fiberglass/Double Walled | Pressure | N | 2011-11-01 | N | 2011-11-01
10002108 | 1 | 2012-02-27 | Removed From Ground | Gas | 500 | Bare Steel | Galvanized Steel |  | N |  | N
10002108 | 2 | 2012-02-27 | Removed From Ground | Gas | 500 | Bare Steel | Galvanized Steel |  | N |  | N
10002111 | 1 | 2011-11-16 | Currently In Use | Gas | 15000 | EPOXY/DOUBLE WALLED | Fiberglass/Double Walled | Pressure | N | 2012-01-12 | N | 2012-01-12
10002112 | 1 | 1975-01-01 | Removed From Ground | Gas | 6000 | Bare Steel | Bare Steel | Not Marked | N |  | N
10002112 | 2 | 1975-01-01 | Removed From Ground | Gas | 6000 | Bare Steel | Bare Steel | Not Marked | N |  | N
10002112 | 3 | 1975-01-01 | Removed From Ground | Used Oil | 550 | Bare Steel | Bare Steel | Not Marked | N |  | N
10002113 | 01 | 2012-06-13 | Removed From Ground | Gas | 750 | Bare Steel | Bare Steel |  | N |  | N
10002113 | 02 | 2012-06-13 | Removed From Ground |  | 750 | Bare Steel | Bare Steel |  | N |  | N
10002114 | 1 | 2012-06-04 | Currently In Use | Gas | 20000 | Composite Double Walled | Fiberglass/Double Walled | Pressure | N | 2012-06-04 | N | 2012-06-04
10002114 | 2 | 2012-06-04 | Currently In Use | Gas | 12000 | Composite Double Walled | Fiberglass/Double Walled | Pressure | N | 2012-06-04 | N | 2012-06-04
10002114 | 3 | 2012-06-04 | Currently In Use | Diesel | 12000 | Composite Double Walled | Fiberglass/Double Walled | Pressure | N | 2012-06-04 | N | 2012-06-04
10002120 | 1 | 1976-01-01 | Removed From Ground | Gas |  | Unknown | Unknown |  | N |  | N
10002120 | 2 | 1976-01-01 | Removed From Ground | Gas |  | Unknown | Unknown |  | N |  | N
10002121 | 1 | 2012-04-01 | Currently In Use | Gas | 12000 | Tank Jacket | Fiberglass/Double Walled | Pressure | N | 2012-04-01 | N | 2012-04-01
10002121 | 2 | 2012-04-01 | Currently In Use | Gas | 6000 | Tank Jacket | Fiberglass/Double Walled | Pressure | N | 2012-04-01 | N | 2012-04-01
10002121 | 3 | 2012-04-01 | Currently In Use | Diesel | 4000 | Tank Jacket | Fiberglass/Double Walled | Pressure | N | 2012-04-01 | N | 2012-04-01
10002124 | 1 | 2012-07-11 | Currently In Use | Gas | 20000 | Fiberglass Double Walled | Double Walled | Pressure | N | 2012-08-15 | N | 2012-08-15
10002124 | 2A | 2012-07-11 | Currently In Use | Diesel | 12000 | Fiberglass Double Walled | Double Walled | Pressure | N | 2012-08-15 | N | 2012-08-15
10002124 | 2B | 2012-07-11 | Currently In Use | Gas | 8000 | Fiberglass Double Walled | Double Walled | Pressure | N | 2012-08-15 | N | 2012-08-15
10002126 | 1 | 1981-01-01 | Removed From Ground | Gas |  | Bare Steel |  |  | N |  | N
10002126 | 2 | 1981-01-01 | Removed From Ground | Gas |  | Bare Steel |  |  | N |  | N
10002130 | 1 | 1985-01-01 | Closed In Ground | Gas | 4000 | Bare Steel | Galvanized Steel |  | N |  | N
10002130 | 2 | 1985-01-01 | Closed In Ground | Gas | 4000 | Bare Steel | Galvanized Steel |  | N |  | N
10002130 | 3 | 1985-01-01 | Closed In Ground | Gas | 2000 | Bare Steel | Galvanized Steel |  | N |  | N
10002130 | 4 | 1985-01-01 | Closed In Ground | Diesel | 2000 | Bare Steel | Galvanized Steel |  | N |  | N
10002130 | 5 | 1985-01-01 | Closed In Ground | Used Oil | 550 | Bare Steel | Galvanized Steel |  | N |  | N
10002130 | 6 | 1985-01-01 | Closed In Ground | Used Oil | 250 | Bare Steel | Galvanized Steel |  | N |  | N
10002132 | 1 | 2012-05-04 | Currently In Use | Gas | 20000 | Fiberglass Double Walled | Double Walled Flex | Pressure | N | 2012-06-13 12:00 | N | 2013-08-07 12:00
10002132 | 2A | 2012-05-04 | Currently In Use | Diesel | 10000 | Fiberglass Double Walled | Double Walled Flex | Pressure | N | 2012-06-13 12:00 | N | 2013-08-07 12:00
10002132 | 2B | 2012-05-04 | Currently In Use | Gas | 8000 | Fiberglass Double Walled | Double Walled Flex | Pressure | N | 2012-06-13 12:00 | N | 2013-08-07 12:00
10002133 | 1 | 2012-07-25 | Removed From Ground | Gas | 2155 | Bare Steel | Bare Steel |  | N |  | N
10002133 | 2 | 2012-07-25 | Removed From Ground | Gas | 2155 | Bare Steel | Bare Steel |  | N |  | N
10002133 | 3 | 2012-07-25 | Removed From Ground | Gas | 2155 | Bare Steel | Bare Steel |  | N |  | N
10002133 | 4 |  | Removed From Ground Date Unknown |  | 6000 | Unknown |  |  | N |  | N
10002133 | 5 |  | Removed From Ground Date Unknown |  | 550 | Unknown |  |  | N |  | N
10002135 | 1 | 2012-08-01 | Currently In Use | Gas | 20000 | Composite Double Walled | Fiberglass/Double Walled | Pressure | N | 2012-08-01 | N | 2012-08-01
10002135 | 2A | 2012-08-12 | Currently In Use | Gas | 5000 | Composite Double Walled | Fiberglass/Double Walled | Pressure | N | 2012-08-12 | N | 2012-08-12
10002135 | 2B | 2012-08-12 | Currently In Use | Diesel | 5000 | Composite Double Walled |  |  | N | 2012-08-12 | N | 2012-08-12
10002135 | 2C | 2012-08-12 | Currently In Use | Not Marked | 5000 | Composite Double Walled |  |  | N | 2012-08-12 | N | 2012-08-12
10002138 | 1 | 2012-08-23 | Removed From Ground | Diesel | 8000 | Unknown | Unknown |  | N |  | N
10002139 | 1 |  | Removed From Ground Date Unknown | Not Marked/Tank Removed | 500 | Unknown | Unknown |  | N |  | N
10002140 | 1 | 1992-01-01 | Removed From Ground | Used Oil | 3000 | Unknown | Unknown |  | N |  | N
10002144 | 1 | 2012-09-01 | Currently In Use | Gasohol | 10000 | Tank Jacket | Fiberglass/Double Walled | Pressure | N | 2012-09-01 | N | 2012-09-01
10002144 | 2 | 2012-09-01 | Currently In Use | Diesel | 5000 | Tank Jacket | Fiberglass/Double Walled | Pressure | N | 2012-09-01 | N | 2012-09-01
10002146 | 1A | 2012-02-13 | Currently In Use | Gas | 12000 | EPOXY/DOUBLE WALLED | Fiberglass/Double Walled | Pressure | N | 2012-02-13 | N | 2012-02-13
10002146 | 1B | 2012-02-13 | Currently In Use | Gas | 6000 | EPOXY/DOUBLE WALLED | Fiberglass/Double Walled | Pressure | N | 2012-02-13 | N | 2012-02-13
10002146 | 1C | 2012-02-13 | Currently In Use | Gas | 4000 | EPOXY/DOUBLE WALLED | Fiberglass/Double Walled | Pressure | N | 2012-02-13 | N | 2012-02-13
10002147 | 1 | 2000-01-01 | Removed From Ground | Heating Oil | 2000 | Unknown | Unknown |  | N |  | N
10002148 | 1 | 2012-08-21 | Currently In Use | Gas | 15000 | Composite Double Walled | Double Walled Flex | Pressure | N | 2012-08-21 | N | 2012-08-21
10002148 | 2 | 2012-08-21 | Currently In Use | Gas | 15000 | Composite Double Walled | Double Walled Flex | Pressure | N | 2012-08-21 | N | 2012-08-21
10002148 | 3 | 2012-08-21 | Currently In Use | Gas | 8000 | Composite Double Walled | Double Walled Flex | Pressure | N | 2012-08-21 | N | 2012-08-21
10002148 | 4 | 2012-08-21 | Currently In Use | Diesel | 8000 | Composite Double Walled | Double Walled Flex | Pressure | N | 2012-08-21 | N | 2012-08-21
10002149 | 1 | 2011-08-01 | Currently In Use | Diesel | 30000 | Composite Double Walled | Fiberglass/Double Walled | Pressure | N | 2011-08-01 | N | 2011-08-01
10002149 | 2 | 2016-06-29 | Currently In Use | Diesel | 30000 | Composite Double Walled | Aboveground Piping | Pressure | N | 2016-06-29 | N | 2016-06-29
10002153 | 1 | 2012-10-15 | Currently In Use | Gas | 20000 | Composite Double Walled | Fiberglass/Double Walled | Pressure | N | 2012-10-15 | N | 2012-10-15
10002153 | 2 | 2012-10-15 | Currently In Use | Gas | 12000 | Composite Double Walled | Fiberglass/Double Walled | Pressure | N | 2012-10-15 | N | 2012-10-15
10002153 | 3 | 2012-10-15 | Currently In Use | Diesel | 12000 | Composite Double Walled | Fiberglass/Double Walled | Pressure | N | 2012-10-15 | N | 2012-10-15
10002158 | 1 | 2012-10-20 | Currently In Use | Gas | 20000 | Composite Double Walled | Fiberglass/Double Walled | Pressure | N | 2012-10-20 | N | 2012-10-20
10002158 | 2A | 2012-10-20 | Currently In Use | Gas | 5000 | Composite Double Walled | Fiberglass/Double Walled | Pressure | N | 2012-10-20 | N | 2012-10-20
10002158 | 2B | 2012-10-20 | Currently In Use | Gas | 5000 | Composite Double Walled | Fiberglass/Double Walled | Pressure | N | 2012-10-20 | N | 2012-10-20
10002158 | 2C | 2012-10-20 | Currently In Use | Diesel | 5000 | Composite Double Walled | Fiberglass/Double Walled | Pressure | N | 2012-10-20 | N | 2012-10-20
10002160 | 1 | 2010-11-01 | Currently In Use | Gas | 12000 | Tank Jacket | Fiberglass Reinforced Plastic | Pressure | N | 2010-11-01 12:00 | N | 2011-01-01 12:00
10002160 | 2 | 2010-11-01 | Currently In Use | Gas | 4000 | Tank Jacket | Fiberglass Reinforced Plastic | Pressure | N | 2010-11-01 12:00 | N | 2011-01-01 12:00
10002160 | 3 | 2010-11-01 | Currently In Use | Diesel | 4000 | Tank Jacket | Fiberglass Reinforced Plastic | Pressure | N | 2010-11-01 12:00 | N
10002160 | 4 | 2010-11-01 | Currently In Use | E85 | 4000 | Tank Jacket | Fiberglass Reinforced Plastic | Pressure | N | 2010-11-01 12:00 | N
10002161 | 1 | 2012-08-30 | Currently In Use | Gas | 20000 | Fiberglass | Double Walled Flex | Pressure | N | 2012-09-21 | N | 2012-09-21
10002161 | 2A | 2012-08-30 | Currently In Use | Diesel | 10000 | Fiberglass | Double Walled Flex | Pressure | N | 2012-09-21 | N | 2012-09-21
10002161 | 2B | 2012-08-30 | Currently In Use | Gas | 8000 | Fiberglass | Double Walled Flex | Pressure | N | 2012-09-21 | N | 2012-09-21
10002164 | 1 | 2012-11-09 | Removed From Ground | Not Marked/Tank Removed | 1000 | Bare Steel |  |  | N |  | N
10002164 | 2 | 2013-03-19 | Removed From Ground | Empty | 1000 | Bare Steel | Bare Steel |  | N |  | N
10002165 | 1 | 2012-10-08 | Removed From Ground | Used Oil | 1000 | STIP-3 | Galvanic |  | N |  | N
10002166 | 1 | 2012-04-17 | Currently In Use | Gas | 20000 | Fiberglass Double Walled | Fiberglass Reinforced Plastic | Pressure | N | 2012-04-17 | N | 2012-04-17
10002166 | 2 | 2012-04-17 | Currently In Use | Gas | 20000 | Fiberglass Double Walled | Fiberglass/Double Walled | Pressure | N | 2012-04-17 | N | 2012-04-17
10002166 | 3 | 2012-04-17 | Currently In Use | Gas | 12000 | Fiberglass Double Walled | Fiberglass/Double Walled | Pressure | N | 2012-04-17 | N | 2012-04-17
10002166 | 4 | 2012-04-17 | Currently In Use | Diesel | 12000 | Fiberglass Double Walled | Fiberglass/Double Walled | Pressure | N | 2012-04-17 | N | 2012-04-17
10002168 | 1 | 2011-12-14 | Currently In Use | Gas | 12000 | Tank Jacket | Fiberglass/Double Walled | Pressure | N | 2011-12-01 | N | 2011-12-01
10002168 | 2 | 2012-12-14 | Currently In Use | Gas | 6000 | Tank Jacket | Fiberglass/Double Walled | Pressure | N | 2012-12-01 | N | 2012-12-14
10002168 | 3 | 2011-12-01 | Currently In Use | Diesel | 5000 | Tank Jacket | Fiberglass/Double Walled | Pressure | N | 2011-12-01 | N | 2011-12-01
10002168 | 4 | 2011-12-14 | Currently In Use | E85 | 4000 | Tank Jacket | Fiberglass/Double Walled | Pressure | N | 2011-12-01 | N | 2011-12-01
10002169 | 1 | 2012-11-06 | Removed From Ground | Gas | 8000 | Bare Steel | Bare Steel | Suction: No Valve At The Tank | N |  | N
10002169 | 2 | 2012-11-06 | Removed From Ground | Gas | 6000 | Bare Steel | Bare Steel | Suction: No Valve At The Tank | N |  | N
10002169 | 3 | 2012-11-06 | Removed From Ground | Diesel | 1500 | Bare Steel | Bare Steel | Suction: No Valve At The Tank | N |  | N
10002169 | 4 | 2012-11-06 | Removed From Ground | Diesel | 800 | Bare Steel | Bare Steel | Suction: No Valve At The Tank | N |  | N
10002170 | 1 | 2010-04-05 | Currently In Use | Diesel | 15000 | Fiberglass Double Walled | Double Walled Flex | Pressure | N | 2010-05-04 | N | 2010-04-05
10002170 | 2 | 2010-04-05 | Currently In Use | New Oil | 6000 | Fiberglass Double Walled | Double Walled Flex | Suction: Valve At The Tank | N | 2010-05-04 | N | 2010-04-05
10002170 | 3 | 2010-04-05 | Currently In Use | Used Oil | 6000 | Fiberglass Double Walled | Double Walled Flex | Gravity Fed | N | 2010-05-04 | N | 2010-04-05
10002170 | 4 | 2010-04-05 | Currently In Use | Mixture | 8000 | Fiberglass Double Walled | Double Walled Flex | Pressure | N | 2010-05-04 | N | 2010-04-05
10002171 | 1 | 2005-06-01 | Currently In Use | Gas | 10000 | Epoxy | Fiberglass Reinforced Plastic | Pressure | N | 2005-06-01 | N | 2005-06-01
10002171 | 2 | 2005-06-01 | Currently In Use | Gas | 6000 | Epoxy | Fiberglass Reinforced Plastic | Pressure | N | 2005-06-01 | N | 2005-06-01
10002171 | 3 | 2005-06-01 | Currently In Use | Diesel | 6000 | Epoxy | Fiberglass Reinforced Plastic | Pressure | N | 2005-06-01 | N | 2005-06-01
10002172 | 1 | 2012-10-26 | Currently In Use | Gas | 20000 | Composite Double Walled | Fiberglass/Double Walled | Pressure | N | 2012-10-26 | N | 2012-10-26
10002172 | 2 | 2012-10-26 | Currently In Use | Gas | 12000 | Composite Double Walled | Fiberglass/Double Walled | Pressure | N | 2012-10-26 | N | 2012-10-26
10002172 | 3 | 2012-10-26 | Currently In Use | Diesel | 12000 | Composite Double Walled | Fiberglass/Double Walled | Pressure | N | 2012-10-26 | N | 2012-10-26
10002173 | 1 | 2012-08-27 | Currently In Use | Gas | 20000 | Fiberglass | Double Walled Flex | Pressure | N | 2012-10-08 12:00 | N | 2013-03-27 12:00
10002173 | 2A | 2012-08-27 | Currently In Use | Diesel | 10000 | Fiberglass | Double Walled Flex | Pressure | N | 2012-10-08 12:00 | N | 2013-03-27 12:00
10002173 | 2B | 2012-08-27 | Currently In Use | Gas | 8000 | Fiberglass | Double Walled Flex | Pressure | N | 2012-10-08 12:00 | N | 2013-03-27 12:00
10002174 | 1 | 2005-11-23 | Currently In Use | Diesel | 15000 | Composite Double Walled | Fiberglass/Double Walled | Pressure | N | 2005-11-23 | N | 2005-11-23
10002174 | 2 | 2005-11-23 | Currently In Use | Diesel | 15000 | Composite Double Walled | Fiberglass/Double Walled | Pressure | N | 2005-11-23 | N | 2005-11-23
10002175 | 1 | 1987-01-01 | Removed From Ground |  |  | Unknown |  |  | N |  | N
10002179 | 1 | 2012-09-28 | Currently In Use | Gas | 4000 | Double Walled | Fiberglass Reinforced Plastic | Pressure | N | 2012-09-01 | N | 2012-09-01
10002179 | 2 | 2012-09-28 | Currently In Use | Gas | 4000 | Double Walled | Fiberglass Reinforced Plastic | Pressure |  | 2012-09-01 |  | 2012-09-01
10002179 | 3 | 2012-09-28 | Currently In Use | E85 | 4000 | Double Walled | Fiberglass Reinforced Plastic | Pressure |  | 2012-09-01 |  | 2012-09-01
10002179 | 4 | 2012-09-28 | Currently In Use | Diesel | 4000 | Double Walled | Fiberglass Reinforced Plastic | Pressure |  | 2012-09-01 |  | 2012-09-01
10002181 | 1 | 1986-07-23 | Closed In Ground | Gas | 1000 | Unknown |  |  | N |  | N
10002188 | 1 | 1980-01-01 | Removed From Ground | Diesel |  | Unknown | Unknown |  | N |  | N
10002189 | 1 | 2012-12-01 | Removed From Ground | Gas | 500 | Unknown | Unknown |  | N |  | N
10002189 | 2 | 2012-12-01 | Removed From Ground | Gas | 1000 | Unknown | Bare Steel |  | N |  | N
10002190 | 1A | 2012-12-12 | Currently In Use | Gas | 8000 | Fiberglass Double Walled | Double Walled Flex | Pressure | N | 2013-02-14 12:00 | N | 2013-02-15 12:00
10002190 | 1B | 2012-12-12 | Currently In Use | Diesel | 10000 | Fiberglass Double Walled | Double Walled Flex | Pressure | N | 2013-02-14 12:00 | N | 2013-02-15 12:00
10002190 | 2 | 2012-12-12 | Currently In Use | Gas | 20000 | Fiberglass Double Walled | Double Walled Flex | Pressure | N | 2013-02-14 12:00 | N | 2013-02-15 12:00
10002196 | 1 | 2013-02-18 | Removed From Ground | Empty | 2000 | Bare Steel | Bare Steel |  | N |  | N
10002197 | 1 | 2013-02-19 | Removed From Ground | Empty | 10000 | Bare Steel | Bare Steel |  | N |  | N
10002197 | 2 | 2013-02-19 | Removed From Ground | Empty | 10000 | Bare Steel | Bare Steel |  | N |  | N
10002197 | 3 | 2013-02-19 | Removed From Ground | Empty | 10000 | Bare Steel | Bare Steel |  | N |  | N
10002198 | 1 | 2013-02-21 | Currently In Use | Gas | 30000 | Fiberglass Double Walled | Fiberglass/Double Walled | Pressure | N | 2013-02-21 12:00 | N | 2013-02-21 12:00
10002198 | 2 | 2013-02-21 | Currently In Use | Gas | 30000 | Fiberglass Double Walled | Fiberglass/Double Walled | Pressure | N | 2013-02-21 12:00 | N | 2013-02-21 12:00
10002198 | 3 | 2013-02-21 | Currently In Use | Gas | 30000 | Fiberglass Double Walled | Fiberglass/Double Walled | Pressure | N | 2013-02-21 12:00 | N | 2013-02-21 12:00
10002198 | 4 | 2013-02-21 | Currently In Use | Hazardous Substance | 1500 | Fiberglass Double Walled | Fiberglass/Double Walled | Pressure | N | 2013-02-21 12:00 | N | 2013-02-21 12:00
10002199 | 1 | 2013-02-01 | Currently In Use | Gas | 20000 | Composite Double Walled | Double Walled Flex | Pressure | N | 2013-02-01 | N | 2013-02-01
10002199 | 2 | 2013-02-01 | Currently In Use | Diesel | 12000 | Composite Double Walled | Double Walled Flex | Pressure | N | 2013-02-01 | N | 2013-02-01
10002199 | 3A | 2013-02-01 | Currently In Use | Gas | 8000 | Composite Double Walled | Double Walled Flex | Pressure | N | 2013-02-01 | N | 2013-02-01
10002199 | 3B | 2013-02-01 | Currently In Use | Diesel | 6000 | Composite Double Walled | Double Walled Flex | Pressure | N | 2013-02-01 | N | 2013-02-01
10002199 | 3C | 2013-02-01 | Currently In Use | E85 | 6000 | Composite Double Walled | Double Walled Flex | Pressure | N | 2013-02-01 | N | 2013-02-01
10002200 | 1 | 2012-12-19 | Currently In Use | Diesel | 14000 | Fiberglass Double Walled | Double Walled Flex | Not Marked | N | 2013-03-06 | N | 2013-03-06
10002200 | 2 | 2012-12-19 | Currently In Use | Diesel | 6000 | Fiberglass Double Walled | Double Walled Flex | Not Marked | N | 2013-03-06 | N | 2013-03-06
10002201 | 1 | 2013-02-01 | Currently In Use | Gas | 20000 | Composite Double Walled | Fiberglass/Double Walled | Pressure | N | 2013-02-01 | N | 2013-02-01
10002201 | 2 | 2013-02-01 | Currently In Use | Gas | 12000 | Composite Double Walled | Fiberglass/Double Walled | Pressure | N | 2013-02-01 | N | 2013-02-01
10002201 | 3 | 2013-02-01 | Currently In Use | Diesel | 12000 | Composite Double Walled | Fiberglass/Double Walled | Pressure | N | 2013-02-01 | N | 2013-02-01
10002203 | 1 | 1972-01-01 | Removed From Ground |  |  | Unknown |  |  | N |  | N
10002205 | 1 |  | Removed From Ground Date Unknown |  |  | Unknown |  |  | N |  | N
10002206 | 1 | 2012-11-16 | Removed From Ground | Gas | 3000 | Bare Steel | Galvanized Steel |  | N |  | N
10002208 | 1 | 2013-03-01 | Currently In Use | Gas | 12000 | Composite Double Walled | Fiberglass/Double Walled | Pressure | N | 2013-03-01 | N | 2013-03-01
10002208 | 2 | 2013-03-01 | Currently In Use | Gas | 4000 | Composite Double Walled | Fiberglass/Double Walled | Pressure | N | 2013-03-01 | N | 2013-03-01
10002208 | 3 | 2013-03-01 | Currently In Use | Diesel | 4000 | Composite Double Walled | Fiberglass/Double Walled | Pressure | N | 2013-03-01 | N | 2013-03-01
10002210 | 1 | 1998-12-21 | Currently In Use | Gas | 560 | Fiberglass | Fiberglass Reinforced Plastic | Suction: Valve At The Tank | N | 1998-12-21 | N | 1998-12-21
10002210 | 2 | 1998-12-21 | Currently In Use | Diesel | 1000 | Fiberglass | Fiberglass Reinforced Plastic | Suction: Valve At The Tank | N | 1998-12-21 | N | 1998-12-21
10002213 | 1 | 2013-04-11 | Currently In Use | Gas | 20000 | Composite Double Walled | Fiberglass Reinforced Plastic | Pressure | N | 2013-04-11 | N | 2013-04-11
10002213 | 2 | 2013-04-11 | Currently In Use | Gas | 12000 | Composite Double Walled | Fiberglass Reinforced Plastic | Pressure | N | 2013-04-11 | N | 2013-04-11
10002213 | 3 | 2013-04-11 | Currently In Use | Diesel | 12000 | Composite Double Walled | Fiberglass/Double Walled | Pressure | N | 2013-04-11 | N | 2013-04-11
10002215 | 1 | 2013-03-01 | Removed From Ground | Not Marked/Tank Removed | 1000 | Bare Steel | Bare Steel |  | N |  | N
10002215 | 2 | 2013-03-01 | Removed From Ground | Not Marked/Tank Removed | 500 | Bare Steel | Bare Steel |  | N |  | N
10002215 | 3 | 2013-03-01 | Removed From Ground | Not Marked/Tank Removed | 500 | Bare Steel | Bare Steel |  | N |  | N
10002215 | 4 | 2013-03-01 | Removed From Ground | Not Marked/Tank Removed | 1000 | Bare Steel | Bare Steel |  | N |  | N
10002215 | 5 | 2013-03-01 | Removed From Ground | Not Marked/Tank Removed | 1000 | Bare Steel | Bare Steel |  | N |  | N
10002215 | 6 | 2013-03-01 | Removed From Ground | Not Marked/Tank Removed | 500 | Bare Steel | Bare Steel |  | N |  | N
10002215 | 7 | 2013-03-01 | Removed From Ground | Not Marked/Tank Removed | 500 | Bare Steel | Bare Steel |  | N |  | N
10002217 | 1 | 2013-04-17 | Removed From Ground | Gas | 1000 | Bare Steel | Bare Steel |  | N |  | N
10002217 | 2 | 2013-04-17 | Removed From Ground | Gas | 1000 | Bare Steel | Bare Steel |  | N |  | N
10002217 | 3 | 2013-04-17 | Removed From Ground | Gas | 1000 | Bare Steel | Bare Steel |  | N |  | N
10002217 | 4 | 2013-04-17 | Removed From Ground | Gas | 1000 | Bare Steel | Bare Steel |  | N |  | N
10002218 | 1 | 2013-05-01 | Currently In Use | Gas | 15000 | Composite Double Walled | Fiberglass/Double Walled | Pressure | N | 2013-05-01 | N | 2013-05-01
10002218 | 2A | 2013-05-01 | Currently In Use | Gas | 4000 | Composite Double Walled | Fiberglass/Double Walled | Pressure | N | 2013-05-01 | N | 2013-05-01
10002218 | 2B | 2013-05-01 | Currently In Use | Gas | 4000 | Composite Double Walled | Fiberglass/Double Walled | Pressure | N | 2013-05-01 | N | 2013-05-01
10002218 | 2C | 2013-05-01 | Currently In Use | Diesel | 4000 | Composite Double Walled | Fiberglass/Double Walled | Pressure | N | 2013-05-01 | N | 2013-05-01
10002220 | 1 | 2013-03-20 | Currently In Use | Gas | 20000 | Fiberglass Double Walled | Double Walled Flex | Not Marked | N | 2013-05-15 12:00 | N | 2013-05-15 12:00
10002220 | 2A | 2013-03-20 | Currently In Use | Gas | 10000 | Fiberglass Double Walled | Double Walled Flex | Not Marked | N | 2013-05-15 12:00 | N | 2013-05-15 12:00
10002220 | 2B | 2013-03-20 | Currently In Use | Diesel | 8000 | Fiberglass Double Walled | Double Walled Flex | Not Marked | N | 2013-05-15 12:00 | N | 2013-05-15 12:00
10002222 | 1 | 2013-03-21 | Removed From Ground | Not Marked/Tank Removed | 350 | Unknown | Unknown |  | N |  | N
10002224 | 1 | 2013-04-09 | Removed From Ground | Gas | 500 | Bare Steel | Unknown |  | N |  | N
10002225 | 1 | 2013-05-10 | Removed From Ground | Gas | 3000 | Bare Steel | Bare Steel |  | N |  | N
10002225 | 2 | 2013-05-10 | Removed From Ground | Gas | 3000 | Bare Steel | Bare Steel |  | N |  | N
10002225 | 3 | 2013-05-10 | Removed From Ground | Gas | 3000 | Bare Steel | Bare Steel |  | N |  | N
10002225 | 4 | 2013-05-10 | Removed From Ground | Gas | 3000 | Bare Steel | Bare Steel |  | N |  | N
10002225 | 5 | 2013-05-10 | Removed From Ground |  | 550 | Bare Steel | Bare Steel |  | N |  | N
10002225 | 6 | 2013-05-10 | Removed From Ground | Gas | 550 | Bare Steel | Bare Steel |  | N |  | N
10002226 | 1 | 2013-07-12 | Removed From Ground | Diesel | 540 | Bare Steel | Aboveground Piping | Not Marked | N |  | N
10002227 | 1 | 2013-02-21 | Removed From Ground | Not Marked/Tank Removed | 1000 | Unknown | Unknown |  | N |  | N
10002227 | 2 | 2013-02-21 | Removed From Ground | Not Marked/Tank Removed | 500 | Unknown | Unknown |  | N |  | N
10002228 | T1 | 2013-06-10 | Removed From Ground | Gas | 550 | Bare Steel | Bare Steel | Suction: No Valve At The Tank | N |  | N
10002228 | T2 | 2013-06-10 | Removed From Ground | Gas | 550 | Bare Steel | Bare Steel | Suction: No Valve At The Tank | N |  | N
10002228 | T3 | 2013-06-10 | Removed From Ground | Gas | 550 | Bare Steel | Bare Steel | Suction: No Valve At The Tank | N |  | N
10002230 | 1 | 2011-11-22 | Currently In Use | Diesel | 25000 | Fiberglass Double Walled | Fiberglass/Double Walled | Pressure | N | 2012-04-10 | N | 2012-04-10
10002230 | 2 | 2011-11-22 | Currently In Use | Diesel | 25000 | Fiberglass Double Walled | Fiberglass/Double Walled | Pressure | N | 2012-04-10 | N | 2012-04-10
10002230 | 3 | 2011-11-22 | Currently In Use | Diesel | 30000 | Fiberglass Double Walled | Fiberglass/Double Walled | Pressure | N | 2012-04-10 | N | 2012-04-10
10002232 | 1 | 2013-01-01 | Currently In Use | Gas | 12000 | Composite Double Walled | Fiberglass/Double Walled | Pressure | N | 2013-01-01 | N | 2013-01-01
10002232 | 2A | 2013-01-01 | Currently In Use | Gas | 4000 | Composite Double Walled | Fiberglass/Double Walled | Pressure | N | 2013-01-01 | N | 2013-01-01
10002232 | 2B | 2013-01-01 | Currently In Use | Gas | 3000 | Composite Double Walled | Fiberglass/Double Walled | Pressure | N | 2013-01-01 | N | 2013-01-01
10002232 | 2C | 2013-01-01 | Currently In Use | Diesel | 3000 | Composite Double Walled | Fiberglass/Double Walled | Pressure | N | 2013-01-01 | N | 2013-01-01
10002236 | 1 | 2013-05-16 | Currently In Use | Diesel | 20000 | Fiberglass Double Walled | Double Walled Flex | Pressure | N | 2013-05-16 | N | 2013-05-16
10002236 | 2 | 2013-05-16 | Currently In Use | Other | 8000 | Fiberglass Double Walled | Double Walled Flex | Pressure | N | 2013-05-16 | N | 2013-05-16
10002238 | 1A | 2013-07-11 | Currently In Use | Gas | 14000 | Fiberglass Double Walled | Fiberglass/Double Walled | Pressure | N | 2013-07-01 | N | 2013-03-12
10002238 | 1B | 2013-07-11 | Currently In Use | Gas | 10000 | Fiberglass Double Walled | Fiberglass/Double Walled | Pressure | N | 2013-07-01 | N | 2013-03-12
10002238 | 2 | 2013-07-11 | Currently In Use | Gas | 15000 | Fiberglass Double Walled | Fiberglass/Double Walled | Pressure | N | 2013-07-01 | N | 2013-03-12
10002240 | 1 | 2013-06-11 | Removed From Ground | Other | 2000 | Bare Steel |  |  | N |  | N
10002240 | 2 | 2013-06-11 | Removed From Ground | Other | 2000 | Bare Steel |  |  | N |  | N
10002240 | 3 | 2013-06-11 | Removed From Ground | Other | 2000 | Bare Steel |  |  | N |  | N
10002240 | 4 | 2013-10-08 | Removed From Ground | Other | 2000 | Unknown | Unknown |  | N |  | N
10002240 | 5 | 2013-10-08 | Removed From Ground | Other | 2000 | Unknown |  |  | N |  | N
10002241 | 1 | 2013-11-20 | Removed From Ground | Not Marked/Tank Removed |  | Unknown | Unknown | Not Marked | N |  | N
10002241 | 1 |  | Currently In Use | Not Marked/Tank Removed |  | Unknown | Unknown | Not Marked | N |  | N
10002243 | 1 | 2013-04-11 | Currently In Use | Gas | 20000 | Fiberglass | Double Walled Flex | Pressure | N | 2013-04-29 12:00 | N | 2013-02-15 12:00
10002243 | 2A | 2013-04-11 | Currently In Use | Diesel | 10000 | Fiberglass | Double Walled Flex | Pressure | N | 2013-04-29 12:00 | N | 2013-02-15 12:00
10002243 | 2B | 2013-04-11 | Currently In Use | Gas | 8000 | Fiberglass | Double Walled Flex | Pressure | N | 2013-04-29 12:00 | N | 2013-02-15 12:00
10002244 | 1 | 2013-07-01 | Currently In Use | Gas | 20000 | Tank Jacket | Fiberglass/Double Walled | Pressure | N | 2013-07-01 | N | 2013-07-01
10002244 | 2 | 2013-07-01 | Currently In Use | Gas | 10000 | Tank Jacket | Fiberglass/Double Walled | Pressure | N | 2013-07-01 | N | 2013-07-01
10002244 | 3 | 2013-07-01 | Currently In Use | Gas | 5000 | Tank Jacket | Fiberglass/Double Walled | Pressure | N | 2013-07-01 | N | 2013-07-01
10002244 | 4 | 2013-07-01 | Currently In Use | Diesel | 5000 | Tank Jacket | Fiberglass/Double Walled | Pressure | N | 2013-07-01 | N | 2013-07-01
10002246 | 1 | 2013-08-23 | Removed From Ground | Diesel |  | Bare Steel | Bare Steel |  | N |  | N
10002247 | 1 | 2013-08-23 | Removed From Ground | Diesel |  | Bare Steel | Bare Steel |  | N |  | N
10002248 | 1 | 2013-08-23 | Removed From Ground | Used Oil | 600 | Bare Steel | Bare Steel |  | N |  | N
10002249 | 1 | 2013-08-23 | Removed From Ground | Diesel |  | Bare Steel | Bare Steel |  | N |  | N
10002251 | 1 |  | Removed From Ground Date Unknown | Gas |  | Unknown | Bare Steel |  | N |  | N
10002251 | 2 |  | Removed From Ground Date Unknown | Gas |  | Unknown | Bare Steel |  | N |  | N
10002251 | 3 |  | Removed From Ground Date Unknown | Gas |  | Unknown | Bare Steel |  | N |  | N
10002251 | 4 |  | Removed From Ground Date Unknown | Diesel |  | Unknown | Bare Steel |  | N |  | N
10002251 | 5 |  | Removed From Ground Date Unknown | Used Oil |  | Unknown | Unknown |  | N |  | N
10002251 | 6 |  | Removed From Ground Date Unknown | Used Oil |  | Unknown | Unknown |  | N |  | N
10002252 | 1A | 2013-06-28 | Currently In Use | Gas | 10000 | Composite Double Walled | Fiberglass/Double Walled | Pressure | N | 2013-06-30 | N | 2013-06-30
10002252 | 1B | 2013-06-28 | Currently In Use | Gas | 5000 | Composite Double Walled | Fiberglass/Double Walled | Pressure | N | 2013-06-30 | N | 2013-06-30
10002252 | 1C | 2013-06-28 | Currently In Use | Diesel | 5000 | Composite Double Walled | Fiberglass/Double Walled | Pressure | N | 2013-06-30 | N | 2013-06-30
10002253 | 1A | 2013-06-27 | Currently In Use | Gas | 8000 | Fiberglass Double Walled | Double Walled Flex | Pressure | N | 2013-09-06 12:00 | N | 2013-09-05 12:00
10002253 | 1B | 2013-06-27 | Currently In Use | Diesel | 10000 | Fiberglass Double Walled | Double Walled Flex | Pressure | N | 2013-09-06 12:00 | N | 2013-09-05 12:00
10002253 | 2 | 2013-06-27 | Currently In Use | Gas | 20000 | Fiberglass Double Walled | Double Walled Flex | Pressure | N | 2013-09-06 12:00 | N | 2013-09-05 12:00
10002256 | 1 | 2013-05-28 | Currently In Use | Gas | 10000 | Tank Jacket | Fiberglass/Double Walled | Pressure | N | 2013-05-28 | N | 2013-05-28
10002256 | 2 | 2013-05-28 | Currently In Use | Gas | 5000 | Tank Jacket | Fiberglass/Double Walled | Pressure | N | 2013-05-28 | N | 2013-05-28
10002256 | 3 | 2013-05-26 | Currently In Use | Diesel | 5000 | Tank Jacket | Fiberglass/Double Walled | Pressure | N | 2013-05-26 | N | 2013-05-26
10002259 | 1 | 2013-08-28 | Removed From Ground | Diesel | 265 | Bare Steel | Galvanized Steel |  | N |  | N
10002261 | 1 | 1989-11-15 | Removed From Ground | Used Oil | 500 | Bare Steel |  |  | N |  | N
10002261 | 2 | 1989-11-15 | Removed From Ground | Gas | 10000 | Bare Steel |  |  | N |  | N
10002261 | 3 | 1989-11-15 | Removed From Ground | Gas | 10000 | Bare Steel |  |  | N |  | N
10002262 | 1 | 2013-08-20 | Removed From Ground |  | 3000 | Unknown |  |  | N |  | N
10002262 | 2 | 2013-08-20 | Removed From Ground |  | 3000 | Unknown |  |  | N |  | N
10002263 | 1 | 2013-08-01 | Currently In Use | Gas | 12000 | EPOXY/DOUBLE WALLED | Fiberglass/Double Walled | Pressure | N | 2013-08-01 | N | 2013-08-01
10002263 | 2 | 2013-08-01 | Currently In Use | Gas | 8000 | EPOXY/DOUBLE WALLED | Fiberglass/Double Walled | Pressure | N | 2013-08-01 | N | 2013-08-01
10002263 | 3 | 2013-08-01 | Currently In Use | Gas | 4000 | EPOXY/DOUBLE WALLED | Fiberglass/Double Walled | Pressure | N | 2013-08-01 | N | 2013-08-01
10002263 | 4 | 2013-08-01 | Currently In Use | Diesel | 4000 | EPOXY/DOUBLE WALLED | Fiberglass/Double Walled | Pressure | N | 2013-08-01 | N | 2013-08-01
10002264 | 1 | 2013-09-26 | Removed From Ground | Diesel | 250 | Bare Steel | Copper |  | N |  | N
10002266 | 1 | 2013-07-14 | Currently In Use | Gas | 20000 | Composite Double Walled | Fiberglass/Double Walled | Pressure | N | 2013-07-14 | N | 2013-07-14
10002266 | 2A | 2013-07-14 | Currently In Use | Diesel | 10000 | Composite Double Walled | Fiberglass/Double Walled | Pressure | N | 2013-07-14 | N | 2013-07-14
10002266 | 2B | 2013-07-14 | Currently In Use | Gasohol | 10000 | Composite Double Walled | Fiberglass/Double Walled | Pressure | N | 2013-07-14 | N | 2013-07-14
10002266 | 3 | 2013-07-14 | Currently In Use | Gas | 15000 | Composite Double Walled | Fiberglass/Double Walled | Pressure | N | 2013-07-14 | N | 2013-07-14
10002267 | 39083 | 2013-02-13 | Removed From Ground | Jet Fuel | 50000 | Unknown | Unknown |  | N |  | N
10002267 | 39084 | 2013-02-13 | Removed From Ground | Jet Fuel | 50000 | Unknown | Unknown |  | N |  | N
10002267 | 39085 | 2013-02-13 | Removed From Ground | Jet Fuel | 50000 | Unknown | Unknown |  | N |  | N
10002267 | 39086 | 2013-02-13 | Removed From Ground | Jet Fuel | 50000 | Unknown | Unknown |  | N |  | N
10002267 | 39087 | 2013-01-25 | Removed From Ground | Jet Fuel | 50000 | Unknown | Unknown |  | N |  | N
10002267 | 39088 | 2013-02-19 | Removed From Ground | Jet Fuel | 50000 | Unknown | Unknown |  | N |  | N
10002267 | 39089 | 2013-02-19 | Removed From Ground | Jet Fuel | 50000 | Unknown | Unknown |  | N |  | N
10002267 | 39090 | 2013-02-19 | Removed From Ground | Jet Fuel | 50000 | Unknown | Unknown |  | N |  | N
10002267 | 39091 | 2013-02-19 | Removed From Ground | Jet Fuel | 50000 | Unknown | Unknown |  | N |  | N
10002267 | 39092 | 2013-02-19 | Removed From Ground | Jet Fuel | 50000 | Unknown | Unknown |  | N |  | N
10002269 | 1 | 2013-08-22 | Currently In Use | Gas | 20000 | Fiberglass | Double Walled Flex | Pressure | N | 2013-08-22 12:00 | N | 2013-02-15 12:00
10002269 | 2A | 2013-08-22 | Currently In Use | Diesel | 10000 | Fiberglass | Double Walled Flex | Pressure | N | 2013-08-23 12:00 | N | 2013-02-15 12:00
10002269 | 2B | 2013-08-22 | Currently In Use | Gas | 8000 | Fiberglass | Double Walled Flex | Pressure | N | 2013-08-22 12:00 | N | 2013-02-15 12:00
10002270 | 1 | 2013-10-01 | Currently In Use | Gas | 15000 | Composite Double Walled | Fiberglass/Double Walled | Pressure | N | 2013-11-01 | N | 2013-11-01
10002270 | 2A | 2013-10-01 | Currently In Use | Gas | 4000 | Composite Double Walled | Fiberglass/Double Walled | Pressure | N | 2013-11-01 | N | 2013-11-01
10002270 | 2B | 2013-11-01 | Currently In Use | Gas | 4000 | Composite Double Walled | Fiberglass/Double Walled | Pressure | N | 2013-11-01 | N | 2013-11-01
10002270 | 2C | 2013-10-01 | Currently In Use | Diesel | 4000 | Composite Double Walled | Fiberglass/Double Walled | Pressure |  | 2013-11-01 |  | 2013-11-01
10002271 | 1 | 2013-08-01 | Currently In Use | Gas | 10000 | Tank Jacket | Fiberglass/Double Walled | Pressure | N | 2013-08-01 | N | 2013-08-01
10002271 | 2 | 2013-08-01 | Currently In Use | Diesel | 5000 | Tank Jacket | Fiberglass/Double Walled | Pressure | N | 2013-08-01 | N | 2013-08-01
10002272 | 1 |  | Removed From Ground Date Unknown |  |  | Unknown |  |  | N |  | N
10002273 | 1 |  | Removed From Ground Date Unknown |  |  | Unknown |  |  | N |  | N
10002276 | 1 | 2013-11-07 | Currently In Use | Gas | 20000 | Fiberglass Double Walled | Double Walled Flex | Pressure | N | 2013-11-07 | N | 2013-11-07
10002276 | 2A | 2013-11-07 | Currently In Use | Diesel | 12000 | Fiberglass Double Walled | Double Walled Flex | Pressure | N | 2013-11-07 | N | 2013-11-07
10002276 | 2B | 2013-11-07 | Currently In Use | Gas | 8000 | Fiberglass Double Walled | Double Walled Flex | Pressure | N | 2013-11-07 | N | 2013-11-07
10002277 | 1 | 2013-08-08 | Currently In Use | Gas | 15000 | Tank Jacket | Fiberglass/Double Walled | Pressure | N | 2013-08-08 12:00 | Y
10002277 | 2 | 2013-08-08 | Currently In Use | Gas | 5000 | Tank Jacket | Fiberglass/Double Walled | Pressure | N | 2013-08-08 12:00 | Y
10002283 | 1 | 2013-12-26 | Removed From Ground Date Unknown |  |  | Unknown | Unknown |  | N |  | N
10002283 | 1 |  | Currently In Use |  |  | Unknown | Unknown |  | N |  | N
10002284 | 1 |  | Removed From Ground Date Unknown | Gas |  | Bare Steel |  |  | N |  | N
10002285 | 1 | 2014-01-14 | Currently In Use | Not Marked |  | Unknown | Unknown | Not Marked | N |  | N
10002285 | 1 | 2014-01-14 | Removed From Ground | Not Marked |  | Unknown | Unknown | Not Marked | N |  | N
10002286 | 1 | 2013-11-13 | Currently In Use | Gas | 15000 | Composite Double Walled | Fiberglass/Double Walled | Pressure | N | 2014-01-14 | N | 2014-01-14
10002286 | 2 | 2013-11-13 | Currently In Use | Gas | 8000 | Composite Double Walled | Fiberglass/Double Walled | Pressure | N | 2014-01-14 | N | 2014-01-14
10002286 | 3 | 2013-11-13 | Currently In Use | Diesel | 7000 | Composite Double Walled | Fiberglass/Double Walled | Pressure | N | 2014-01-14 | N | 2014-01-14
10002287 | 1 | 2013-10-14 | Currently In Use | Gas | 20000 | Fiberglass Double Walled | Fiberglass/Double Walled | Pressure | N | 2013-11-01 12:00 | N | 2014-01-15 12:00
10002287 | 2 | 2013-10-14 | Currently In Use | Gas | 10000 | Fiberglass Double Walled | Fiberglass/Double Walled | Pressure | N | 2013-11-01 12:00 | N | 2014-01-15 12:00
10002287 | 3 | 2013-10-14 | Currently In Use | Gas | 14000 | Fiberglass Double Walled | Fiberglass/Double Walled | Pressure | N | 2013-11-01 12:00 | N | 2014-01-15 12:00
10002290 | 1 | 2013-11-21 | Currently In Use | Gas | 20000 | Composite Double Walled | Fiberglass/Double Walled | Pressure | N | 2013-11-21 | N | 2013-11-21
10002290 | 2A | 2013-11-21 | Currently In Use | Diesel | 10000 | Composite Double Walled | Fiberglass/Double Walled | Pressure | N | 2013-11-21 | N | 2013-11-21
10002290 | 2B | 2013-11-21 | Currently In Use | Gas | 10000 | Composite Double Walled | Fiberglass/Double Walled | Pressure | N | 2013-11-21 | N | 2013-11-21
10002290 | 3 | 2013-11-21 | Currently In Use | Gas | 15000 | Composite Double Walled | Fiberglass/Double Walled | Pressure | N | 2013-11-21 | N | 2013-11-21
10002293 | 1 | 2014-01-20 | Removed From Ground | Diesel | 1000 | STIP-3 | Bare Steel | Suction: No Valve At The Tank | N | 1989-01-01 | N | 1989-01-01
10002294 | 1 | 2014-01-27 | Removed From Ground | Diesel | 1000 | STIP-3 | Bare Steel | Suction: No Valve At The Tank | N | 1989-01-01 | N | 1989-01-01
10002295 | 1 | 2014-01-19 | Removed From Ground | Diesel | 500 | Composite | Bare Steel | Suction: No Valve At The Tank | N | 1989-01-01 | N | 1989-01-01
10002296 | 1 | 2014-01-28 | Removed From Ground | Diesel | 500 | Composite | Bare Steel | Suction: No Valve At The Tank | N | 1989-01-01 | N | 1989-01-01
10002299 | 1 | 2014-02-05 | Temporarily Out Of Use |  |  | Unknown | Unknown |  | N |  | N
10002304 | 1 |  | Removed From Ground Date Unknown | Gas |  | Unknown | Unknown |  | N |  | N
10002304 | 2 |  | Removed From Ground Date Unknown | Gas |  | Unknown | Unknown |  | N |  | N
10002305 | 1 | 2013-05-13 | Currently In Use | Gas | 6000 | Tank Jacket | Fiberglass/Double Walled | Pressure | N | 2013-05-13 12:00 | N | 2013-07-23 12:00
10002305 | 2 | 2013-05-13 | Currently In Use | Diesel | 6000 | Tank Jacket | Fiberglass/Double Walled | Pressure | N | 2013-05-13 12:00 | N | 2013-07-23 12:00
10002305 | 3 | 2013-05-13 | Currently In Use | Gas | 12000 | Tank Jacket | Fiberglass/Double Walled | Pressure | N | 2013-05-13 12:00 | N | 2013-07-23 12:00
10002308 | 1 | 2014-01-06 | Removed From Ground | Gas | 500 | Bare Steel | Bare Steel |  | N |  | N
10002310 | 1 | 2013-12-20 | Currently In Use | Gas | 20000 | Fiberglass Double Walled | Double Walled Flex | Pressure | N | 2013-12-20 | N | 2013-12-20
10002310 | 2A | 2013-12-20 | Currently In Use | Diesel | 10000 | Fiberglass Double Walled | Double Walled Flex | Pressure | N | 2013-12-20 | N | 2013-12-20
10002310 | 2B | 2013-12-20 | Currently In Use | Gas | 8000 | Fiberglass Double Walled | Double Walled Flex | Pressure | N | 2013-12-20 | N | 2013-12-20
10002311 | 1 | 2013-09-01 | Currently In Use | Gas | 20000 | Composite Double Walled | Fiberglass/Double Walled | Pressure | N | 2013-09-01 | N | 2013-09-01
10002311 | 2 | 2013-09-01 | Currently In Use | Diesel | 8000 | Composite Double Walled | Fiberglass/Double Walled | Pressure | N | 2013-09-01 | N | 2013-09-01
10002311 | 3 | 2013-09-01 | Currently In Use | Gas | 4000 | Composite Double Walled | Fiberglass/Double Walled | Pressure | N | 2013-09-01 | N | 2013-09-01
10002312 | 1 | 2013-07-10 | Currently In Use | Diesel | 6000 | Fiberglass Double Walled | Fiberglass/Double Walled | Suction: Valve At The Tank | N | 2014-01-15 | N
10002314 | 1 | 2014-01-15 | Removed From Ground |  | 1150 | Bare Steel |  |  | N |  | N
10002314 | 2 | 2014-01-15 | Removed From Ground |  | 1150 | Bare Steel |  |  | N |  | N
10002315 | T1 | 2014-02-10 | Removed From Ground |  | 300 | Bare Steel |  |  | N |  | N
10002315 | T2 | 2014-02-10 | Removed From Ground |  | 1000 | Bare Steel |  |  | N |  | N
10002319 | 1 | 2013-12-01 | Currently In Use | Gas | 20000 | Fiberglass Double Walled | Fiberglass/Double Walled | Pressure | N | 2014-03-27 12:00 | N | 2014-04-23 12:00
10002319 | 2 | 2013-12-01 | Currently In Use | Gas | 20000 | Fiberglass Double Walled | Fiberglass/Double Walled | Pressure | N | 2014-03-27 12:00 | N | 2014-04-23 12:00
10002319 | 3A | 2013-12-01 | Temporarily Out Of Use | Other | 10000 | Fiberglass Double Walled | Fiberglass/Double Walled | Pressure | N | 2014-03-27 12:00 | N | 2014-04-23 12:00
10002319 | 3B | 2013-12-01 | Currently In Use | Gas | 9500 | Fiberglass Double Walled | Fiberglass/Double Walled | Pressure | N | 2014-03-27 12:00 | N | 2014-04-23 12:00
10002319 | 4 | 2013-12-01 | Currently In Use | Diesel | 12000 | Fiberglass Double Walled | Fiberglass/Double Walled | Pressure | N | 2014-03-27 12:00 | N | 2014-04-23 12:00
10002324 | 1 |  | Removed From Ground Date Unknown | Gas |  | Unknown |  |  | N |  | N
10002324 | 2 |  | Removed From Ground Date Unknown | Gas |  | Unknown |  |  | N |  | N
10002325 | 1 | 2013-10-31 | Currently In Use | Gas | 20000 | Fiberglass | Double Walled Flex | Pressure | N | 2013-12-03 12:00 | N | 2014-01-24 12:00
10002325 | 2A | 2013-10-31 | Currently In Use | Diesel | 10000 | Fiberglass | Double Walled Flex | Pressure | N | 2013-12-03 12:00 | N | 2014-01-24 12:00
10002325 | 2B | 2013-10-31 | Currently In Use | Gas | 8000 | Fiberglass | Double Walled Flex | Pressure | N | 2013-12-03 12:00 | N | 2014-01-24 12:00
10002326 | 1 | 2014-01-16 | Currently In Use | Gas | 20000 | Fiberglass | Single Wall Flex | Pressure | N | 2014-02-14 | N | 2014-02-14
10002326 | 2 | 2014-01-16 | Currently In Use | Diesel | 10000 | Fiberglass | Single Wall Flex | Pressure | N | 2014-02-14 | N | 2014-02-14
10002326 | 3 | 2014-01-16 | Currently In Use | Gas | 8000 | Fiberglass | Single Wall Flex | Pressure | N | 2014-02-14 | N | 2014-02-14
10002327 | 1A | 2014-03-01 | Currently In Use | Gas | 4000 | Composite Double Walled | Fiberglass Reinforced Plastic | Pressure | N | 2014-03-01 | N | 2014-03-01
10002327 | 1B | 2014-03-01 | Currently In Use | Gas | 4000 | Composite Double Walled | Fiberglass Reinforced Plastic | Pressure | N | 2014-03-01 | N | 2014-03-01
10002327 | 1C | 2014-03-01 | Currently In Use | Diesel | 4000 | Composite Double Walled | Fiberglass Reinforced Plastic | Pressure | N | 2014-03-01 | N | 2014-03-01
10002327 | 2 | 2014-03-01 | Currently In Use | Gas | 15000 | Composite Double Walled | Fiberglass Reinforced Plastic | Pressure | N | 2014-03-01 | N | 2014-03-01
10002331 | 1 |  | Removed From Ground Date Unknown |  |  | Unknown |  |  | N |  | N
10002333 | 1A | 2013-07-11 | Currently In Use | Gas | 15000 | Fiberglass Double Walled | Fiberglass/Double Walled | Pressure | N | 2013-07-11 12:00 | N | 2013-07-11 12:00
10002333 | 1B | 2013-07-11 | Currently In Use | Gas | 5000 | Fiberglass Double Walled | Fiberglass/Double Walled | Pressure | N | 2013-07-11 12:00 | N | 2013-07-11 12:00
10002333 | 2A | 2013-07-11 | Currently In Use | Diesel | 10000 | Fiberglass Double Walled | Fiberglass/Double Walled | Pressure | N | 2013-07-11 12:00 | N | 2013-07-11 12:00
10002333 | 2B | 2013-07-11 | Currently In Use | Diesel | 5000 | Fiberglass Double Walled | Fiberglass/Double Walled | Pressure | N | 2013-07-11 12:00 | N | 2013-07-11 12:00
10002336 | 1 | 2014-05-07 | Removed From Ground | Not Marked/Tank Removed | 3000 | Bare Steel | Bare Steel |  | N |  | N
10002336 | 2 | 2014-05-07 | Removed From Ground | Not Marked/Tank Removed | 2000 | Bare Steel | Bare Steel |  | N |  | N
10002336 | 3 | 2014-05-07 | Removed From Ground | Not Marked/Tank Removed | 4000 | Bare Steel | Bare Steel |  | N |  | N
10002338 | 1 | 2014-07-07 | Removed From Ground | Used Oil | 1000 | Bare Steel | Bare Steel |  | N |  | N
10002338 | 2 | 2014-07-07 | Removed From Ground | New Oil | 1000 | Bare Steel | Bare Steel |  | N |  | N
10002338 | 3 | 2014-07-07 | Removed From Ground | New Oil | 1000 | Bare Steel | Bare Steel |  | N |  | N
10002339 | 1 | 2014-06-20 | Removed From Ground | Gas | 1000 | Bare Steel |  |  | N |  | N
10002341 | 1 | 2014-05-31 | Removed From Ground | Not Marked/Tank Removed | 750 | Bare Steel |  |  | N |  | N
10002342 | 1 | 2014-07-01 | Removed From Ground | Gas | 4000 | Unknown | Unknown |  | N |  | N
10002342 | 2 | 2014-07-01 | Removed From Ground | Gas | 12000 | Unknown | Unknown |  | N |  | N
10002342 | 3 | 2014-07-01 | Removed From Ground | Gas | 12000 | Unknown | Unknown |  | N |  | N
10002343 | 1 | 2014-07-08 | Removed From Ground | Gas | 1250 | Unknown | Unknown |  | N |  | N
10002346 | 1 | 2014-04-10 | Currently In Use | Gas | 20000 | Composite Double Walled | Fiberglass/Double Walled | Pressure | N | 2014-04-10 | N | 2014-07-10
10002346 | 2A | 2014-04-10 | Currently In Use | Gas | 10000 | Composite Double Walled | Fiberglass/Double Walled | Pressure | N | 2014-04-10 | N | 2014-04-10
10002346 | 2B | 2014-04-10 | Currently In Use | Diesel | 10000 | Composite Double Walled | Fiberglass/Double Walled | Pressure | N | 2014-04-10 | N | 2014-04-10
10002346 | 3 | 2014-04-10 | Currently In Use | Gas | 15000 | Composite Double Walled | Fiberglass/Double Walled | Pressure | N | 2014-04-10 | N | 2014-04-10
10002347 | 1 | 2014-07-22 | Removed From Ground | Used Oil | 550 | Bare Steel |  |  | N |  | N
10002348 | 1 | 2014-02-01 | Currently In Use | Gas | 15000 | Tank Jacket/Double Walled | Fiberglass/Double Walled | Pressure | N | 2014-08-01 | N | 2014-03-01
10002348 | 2 | 2014-02-01 | Currently In Use | Gas | 5000 | Tank Jacket/Double Walled | Fiberglass/Double Walled | Pressure | N | 2014-08-01 | N | 2014-03-01
10002348 | 3 | 2014-02-01 | Currently In Use | Diesel | 5000 | Tank Jacket/Double Walled | Fiberglass/Double Walled | Pressure | N | 2014-08-01 | N | 2014-03-01
10002348 | 4 | 2014-02-01 | Currently In Use | Gas | 4000 | Tank Jacket/Double Walled | Fiberglass/Double Walled | Pressure | N | 2014-08-01 | N | 2014-03-01
10002348 | 5 | 2014-02-01 | Currently In Use | Kerosene | 3000 | Tank Jacket/Double Walled | Fiberglass/Double Walled | Pressure | N | 2014-08-01 | N | 2014-03-01
10002349 | 1 | 2013-01-01 | Currently In Use | Used Oil | 10000 | Fiberglass Double Walled | Fiberglass Reinforced Plastic | Gravity Fed | Y | 2013-01-01 12:00 | Y | 2013-01-01 12:00
10002350 | 1 | 2014-02-01 | Currently In Use | Gas | 12000 | Composite Double Walled | Fiberglass/Double Walled | Pressure | N | 2014-04-01 | N | 2014-04-01
10002350 | 2A | 2014-02-01 | Currently In Use | Gas | 3000 | Composite Double Walled | Fiberglass/Double Walled | Pressure | N | 2014-04-01 | N | 2014-04-01
10002350 | 2B | 2014-04-01 | Currently In Use | Gas | 3000 | Composite Double Walled | Fiberglass/Double Walled | Pressure | N | 2014-04-01 | N | 2014-04-01
10002350 | 2C | 2014-04-01 | Currently In Use | Diesel | 3000 | Composite Double Walled | Fiberglass/Double Walled | Pressure | N | 2014-04-01 | N | 2014-04-01
10002351 | 1 | 2014-07-15 | Currently In Use | Gas | 30000 | Fiberglass Double Walled | Fiberglass/Double Walled | Pressure | N | 2014-07-17 | N | 2014-07-17
10002351 | 2 | 2014-07-15 | Currently In Use | Gas | 30000 | Fiberglass Double Walled | Fiberglass/Double Walled | Pressure | N | 2014-07-17 | N | 2014-07-17
10002351 | 3 | 2014-07-15 | Currently In Use | Gas | 30000 | Fiberglass Double Walled | Fiberglass/Double Walled | Pressure | N | 2014-07-17 | N | 2014-07-17
10002351 | 4 | 2014-07-15 | Currently In Use | New Oil | 1500 | Fiberglass Double Walled | Fiberglass/Double Walled | Pressure | N | 2014-07-17 | N | 2014-07-17
10002352 | 1 | 2014-06-11 | Currently In Use | Gas | 20000 | Fiberglass | Fiberglass/Double Walled | Pressure | N | 2014-07-23 | N | 2014-07-23
10002352 | 2 | 2014-06-11 | Currently In Use | Diesel | 10000 | Fiberglass | Fiberglass/Double Walled | Pressure | N | 2014-07-23 | N | 2014-07-23
10002352 | 3 | 2014-06-11 | Currently In Use | Gas | 8000 | Fiberglass | Fiberglass/Double Walled | Pressure | N | 2014-07-23 | N | 2014-07-23
10002355 | 1 | 2014-08-05 | Removed From Ground | Not Marked/Tank Removed | 1000 | Unknown |  |  | N |  | N
10002355 | 2 | 2014-08-05 | Removed From Ground | Not Marked/Tank Removed | 1000 | Unknown |  |  | N |  | N
10002355 | 3 | 2014-08-05 | Removed From Ground | Not Marked/Tank Removed | 1000 | Unknown |  |  | N |  | N
10002355 | 4 | 2014-08-05 | Removed From Ground | Not Marked/Tank Removed | 750 | Unknown |  |  | N |  | N
10002355 | 5 | 2014-08-05 | Removed From Ground | Not Marked/Tank Removed | 750 | Unknown |  |  | N |  | N
10002356 | 1 | 1997-01-01 | Removed From Ground | Not Marked/Tank Removed |  | Unknown |  |  | N |  | N
10002359 | 1 | 2014-07-30 | Removed From Ground | Not Marked/Tank Removed | 750 | Bare Steel |  |  | N |  | N
10002363 | 1 | 2015-09-09 | Temporarily Out Of Use | Not Marked | 8000 | Bare Steel | Bare Steel | Pressure | N |  | N
10002363 | 2 | 2015-09-09 | Temporarily Out Of Use | Not Marked | 8000 | Bare Steel | Bare Steel | Pressure | N |  | N
10002363 | 3 | 2015-09-09 | Temporarily Out Of Use | Not Marked | 8000 | Bare Steel | Bare Steel | Pressure | N |  | N
10002365 | 1 | 1999-01-01 | Currently In Use | Diesel | 2000 | STIP-3 | Aboveground Piping | Suction: No Valve At The Tank | N | 1999-01-01 | N | 1999-01-01
10002366 | 1 | 2014-07-08 | Currently In Use | Gas | 20000 | Fiberglass Double Walled | Double Walled Flex | Pressure | N | 2014-07-23 | N | 2014-07-23
10002366 | 2 | 2014-07-08 | Currently In Use | Gas | 10000 | Fiberglass Double Walled | Double Walled Flex | Pressure | N | 2014-07-23 | N | 2014-07-12
10002366 | 3 | 2014-07-08 | Currently In Use | Diesel | 8000 | Fiberglass Double Walled | Double Walled Flex | Pressure | N | 2014-07-23 | N | 2014-07-23
10002367 | 1 | 2013-05-16 | Currently In Use | Gas | 15000 | Tank Jacket | Fiberglass/Double Walled | Pressure | N | 2013-05-16 | N | 2013-05-16
10002367 | 2 | 2013-05-16 | Currently In Use | Gas | 5000 | Tank Jacket | Fiberglass/Double Walled | Pressure | N | 2013-05-16 | N | 2013-05-16
10002367 | 3 | 2013-05-16 | Currently In Use | Diesel | 5000 | Tank Jacket | Fiberglass/Double Walled | Pressure | N | 2013-05-13 | N | 2013-05-16
10002370 | 1 | 2014-09-05 | Currently In Use | Gas | 20000 | Fiberglass Double Walled | Fiberglass/Double Walled | Pressure | N | 2014-09-05 12:00 | N | 2014-12-04 12:00
10002370 | 2A | 2014-09-05 | Currently In Use | Diesel | 12000 | Fiberglass Double Walled | Fiberglass/Double Walled | Pressure | N | 2014-09-05 12:00 | N | 2014-12-04 12:00
10002370 | 2B | 2014-09-05 | Currently In Use | Gas | 8000 | Fiberglass Double Walled | Fiberglass/Double Walled | Pressure | N | 2014-09-05 12:00 | N | 2014-12-04 12:00
10002371 | 1 | 2014-12-12 | Removed From Ground |  | 1000 | Bare Steel | Unknown | Suction: No Valve At The Tank | N |  | N
10002371 | 1 |  | Currently In Use |  | 1000 | Bare Steel | Unknown | Suction: No Valve At The Tank | N |  | N
10002371 | 2 | 2014-12-12 | Removed From Ground |  | 1000 | Bare Steel | Unknown | Suction: No Valve At The Tank | N |  | N
10002371 | 2 |  | Currently In Use |  | 1000 | Bare Steel | Unknown | Suction: No Valve At The Tank | N |  | N
10002372 | 1 | 2014-09-09 | Removed From Ground | Not Marked/Tank Removed | 1320 | Unknown | Unknown |  | N |  | N
10002372 | 2 | 2014-09-09 | Removed From Ground | Not Marked/Tank Removed | 2538 | Unknown | Unknown |  | N |  | N
10002372 | 3 | 2014-09-09 | Removed From Ground | Not Marked/Tank Removed | 3525 | Unknown | Unknown |  | N |  | N
10002373 | 1 | 2014-06-01 | Currently In Use | Diesel | 2000 | Fiberglass Double Walled | Fiberglass/Double Walled | Suction: Valve At The Tank | N | 2014-06-01 | N | 2014-06-01
10002375 | 1 | 2014-08-27 | Removed From Ground | Not Marked/Tank Removed | 8000 | Unknown | Unknown |  | N |  | N
10002375 | 2 | 2014-08-27 | Removed From Ground | Not Marked/Tank Removed | 8000 | Unknown | Unknown |  | N |  | N
10002375 | 3 | 2014-08-27 | Removed From Ground | Not Marked/Tank Removed | 8000 | Unknown | Unknown |  | N |  | N
10002375 | 4 | 2014-08-27 | Removed From Ground | Not Marked/Tank Removed | 110 | Unknown | Unknown |  | N |  | N
10002376 | 1 |  | Removed From Ground Date Unknown | Not Marked/Tank Removed |  | Unknown | Unknown |  | N |  | N
10002376 | 2 |  | Removed From Ground Date Unknown |  |  | Unknown | Unknown |  | N |  | N
10002376 | 3 |  | Removed From Ground Date Unknown |  |  | Unknown | Unknown |  | N |  | N
10002377 | 1 | 2014-11-05 | Closed In Ground | Gas | 2000 | Unknown | Unknown |  | N |  | N
10002377 | 2 | 2014-11-05 | Closed In Ground | Gas | 2000 | Unknown | Unknown |  | N |  | N
10002378 | 1 | 2014-08-22 | Currently In Use | Gas | 20000 | Fiberglass Double Walled | Double Walled Flex | Pressure | N | 2014-09-26 | N | 2014-09-26
10002378 | 2A | 2014-08-22 | Currently In Use | Gas | 10000 | Fiberglass Double Walled | Double Walled Flex | Pressure | N | 2014-09-26 | N | 2014-09-26
10002378 | 2B | 2014-08-22 | Currently In Use | Diesel | 8000 | Fiberglass Double Walled | Double Walled Flex | Pressure | N | 2014-09-26 | N | 2014-09-26
10002380 | 1 |  | Removed From Ground Date Unknown | Gas |  | Unknown | Unknown |  | N |  | N
10002380 | 2 |  | Removed From Ground Date Unknown | Gas |  | Unknown | Unknown |  | N |  | N
10002382 | 1 | 2014-08-27 | Currently In Use | Gas | 20000 | Fiberglass | Single Wall Flex | Pressure | N | 2014-09-24 | N | 2014-09-24
10002382 | 2 | 2014-08-27 | Currently In Use | Diesel | 10000 | Fiberglass | Single Wall Flex | Pressure | N | 2014-09-24 | N | 2014-09-24
10002382 | 3 | 2014-08-27 | Currently In Use | Gas | 8000 | Fiberglass | Single Wall Flex | Pressure | N | 2014-09-24 | N | 2014-09-24
10002383 | 1 | 2015-01-27 | Removed From Ground |  |  | Bare Steel | Unknown | Not Marked | N |  | N
10002383 | 1 |  | Currently In Use |  |  | Bare Steel | Unknown | Not Marked | N |  | N
10002383 | 2 | 2015-01-27 | Removed From Ground |  |  | Bare Steel | Unknown | Not Marked | N |  | N
10002383 | 2 |  | Currently In Use |  |  | Bare Steel | Unknown | Not Marked | N |  | N
10002383 | 3 | 2015-01-27 | Removed From Ground |  |  | Bare Steel | Unknown | Not Marked | N |  | N
10002383 | 3 |  | Currently In Use |  |  | Bare Steel | Unknown | Not Marked | N |  | N
10002383 | 4 | 2015-01-27 | Removed From Ground |  |  | Bare Steel | Unknown | Not Marked | N |  | N
10002383 | 4 |  | Currently In Use |  |  | Bare Steel | Unknown | Not Marked | N |  | N
10002386 | 1 | 2014-10-20 | Removed From Ground | Not Marked/Tank Removed | 550 | Bare Steel | Bare Steel |  | N |  | N
10002386 | 2 | 2014-10-20 | Removed From Ground | Not Marked/Tank Removed | 550 | Bare Steel | Bare Steel |  | N |  | N
10002386 | 3 | 2014-10-20 | Removed From Ground | Not Marked/Tank Removed | 70 | Bare Steel | Bare Steel |  | N |  | N
10002387 | 1 | 2014-11-01 | Currently In Use | Gas | 13000 | Composite Double Walled | Fiberglass/Double Walled | Pressure | N | 2014-11-01 | N | 2014-11-01
10002388 | 1 | 2014-01-16 | Currently In Use | Gas | 4000 | Tank Jacket | Fiberglass/Double Walled | Pressure | N | 2014-01-16 | N | 2014-01-16
10002388 | 2 | 2014-01-16 | Currently In Use | Gas | 12000 | Tank Jacket | Fiberglass/Double Walled | Pressure | N | 2014-01-16 | N | 2014-01-16
10002388 | 3 | 2014-01-16 | Currently In Use | Gas | 5000 | Tank Jacket | Fiberglass/Double Walled | Pressure | N | 2014-01-16 | N | 2014-01-16
10002388 | 4 | 2014-01-16 | Currently In Use | Diesel | 4000 | Tank Jacket | Fiberglass/Double Walled | Pressure | N | 2014-01-16 | N | 2014-01-16
10002389 | 1 | 2014-10-07 | Removed From Ground |  | 5000 | Unknown | Unknown |  | N |  | N
10002391 | 1 | 2014-10-24 | Removed From Ground | Gas | 3000 | Bare Steel | Bare Steel |  | N |  | N
10002394 | 1 | 2014-11-01 | Currently In Use | Gas | 12000 | Composite Double Walled | Fiberglass/Double Walled | Pressure | N | 2014-11-01 | N | 2014-11-01
10002395 | 1 | 2014-10-31 | Currently In Use | Gas | 15000 | Fiberglass Double Walled | Double Walled Flex | Pressure | N | 2014-10-31 | N | 2014-10-31
10002395 | 2A | 2014-10-31 | Currently In Use | Gas | 8000 | Fiberglass Double Walled | Double Walled Flex | Pressure | N | 2014-10-31 | N | 2014-10-31
10002395 | 2B | 2014-10-31 | Currently In Use | Diesel | 7000 | Fiberglass Double Walled | Double Walled Flex | Pressure | N | 2014-10-31 | N | 2014-10-31
10002396 | 1 | 2014-11-04 | Currently In Use | Gas | 15000 | Fiberglass Double Walled | Double Walled Flex | Pressure | N | 2014-11-04 | N | 2014-11-04
10002396 | 2A | 2014-11-04 | Currently In Use | Gas | 8000 | Fiberglass Double Walled | Double Walled Flex | Pressure | N | 2014-11-04 | N | 2014-11-04
10002396 | 2B | 2014-11-04 | Currently In Use | Diesel | 7000 | Fiberglass Double Walled | Double Walled Flex | Pressure | N | 2014-11-04 | N | 2014-11-04
10002400 | 1 | 2014-10-20 | Removed From Ground | Used Oil | 550 | Unknown | Unknown |  | N |  | N
10002400 | 2 | 2014-10-20 | Removed From Ground | Used Oil | 550 | Unknown | Unknown |  | N |  | N
10002400 | 3 | 2014-10-20 | Removed From Ground | Used Oil | 550 | Unknown | Unknown |  | N |  | N
10002400 | 4 | 2014-10-20 | Removed From Ground | Used Oil | 550 | Unknown | Unknown |  | N |  | N
10002403 | 1 | 2014-08-30 | Currently In Use | Gas | 15000 | Fiberglass Double Walled | Double Walled Flex | Pressure | N | 2014-11-04 12:00 | N | 2014-11-14 12:00
10002403 | 2A | 2014-08-30 | Currently In Use | Gas | 8000 | Fiberglass Double Walled | Double Walled Flex | Pressure | N | 2014-11-04 12:00 | N | 2014-11-14 12:00
10002403 | 2B | 2014-11-04 | Currently In Use | Diesel | 7000 | Fiberglass Double Walled | Double Walled Flex | Pressure | N | 2014-11-04 12:00 | N | 2014-11-14 12:00
10002404 | 1 | 2014-07-15 | Currently In Use | Diesel | 20000 | Fiberglass Double Walled | Fiberglass/Double Walled | Pressure | N | 2014-10-05 | N | 2014-10-05
10002404 | 2 | 2014-07-15 | Currently In Use | Diesel | 20000 | Fiberglass Double Walled | Fiberglass/Double Walled | Pressure | N | 2014-10-15 | N | 2014-10-05
10002404 | 3 | 2014-07-15 | Currently In Use | Gas | 20000 | Fiberglass Double Walled | Fiberglass/Double Walled | Pressure | N | 2014-10-05 | N | 2014-10-05
10002404 | 4 | 2014-07-15 | Currently In Use | Gas | 20000 | Fiberglass Double Walled | Fiberglass/Double Walled | Pressure | N | 2014-10-05 | N | 2014-10-05
10002405 | 1 | 2014-11-01 | Currently In Use | Gas | 20000 | Composite Double Walled | Fiberglass/Double Walled | Pressure | N | 2014-11-01 | N | 2014-11-01
10002405 | 2A | 2014-11-01 | Currently In Use | Gas | 7000 | Composite Double Walled | Fiberglass/Double Walled | Pressure | N | 2014-11-01 | N | 2014-11-01
10002405 | 2B | 2014-11-01 | Currently In Use | Diesel | 8000 | Composite Double Walled | Fiberglass/Double Walled | Pressure | N | 2014-11-01 | N | 2014-11-01
10002407 | 1 | 2016-03-18 | Temporarily Out Of Use | Gas | 15000 | Fiberglass Double Walled | Double Walled Flex | Pressure | N | 2014-11-12 12:00 | N
10002407 | 2A | 2016-03-18 | Temporarily Out Of Use | Gas | 8000 | Fiberglass Double Walled | Double Walled Flex | Pressure | N | 2014-11-12 12:00 | N
10002407 | 2B | 2016-03-18 | Temporarily Out Of Use | Diesel | 7000 | Fiberglass Double Walled | Double Walled Flex | Pressure | N | 2014-11-12 12:00 | N
10002408 | 1 | 1997-01-01 | Currently In Use | Diesel | 10000 | Tank Jacket | Double Walled Flex | Pressure | N | 1997-01-01 | N | 1997-01-01
10002408 | 2 | 1997-01-01 | Currently In Use | Gas | 10000 | Tank Jacket | Double Walled Flex | Pressure | N | 1997-01-01 | N | 1997-01-01
10002409 | 1 | 2014-06-01 | Currently In Use | Gas | 12000 | Composite Double Walled | Fiberglass/Double Walled | Pressure | N | 2014-06-01 | N | 2014-06-01
10002409 | 2A | 2014-06-01 | Currently In Use | Diesel | 2000 | Composite Double Walled | Fiberglass/Double Walled | Pressure | N | 2014-06-01 | N | 2014-06-01
10002409 | 2B | 2014-06-01 | Currently In Use | Gas | 4000 | Composite Double Walled | Fiberglass/Double Walled | Pressure | N | 2014-06-01 | N | 2014-06-01
10002412 | 1 | 1990-11-15 | Removed From Ground | Used Oil | 560 | Bare Steel | Bare Steel | Gravity Fed | N |  | N
10002413 | 1 | 2015-01-06 | Removed From Ground | Other | 5000 | Bare Steel | Bare Steel |  | N |  | N
10002414 | 1 | 2015-03-05 | Removed From Ground | Gas |  | Unknown | Bare Steel |  | N |  | N
10002414 | 1 |  | Currently In Use | Gas |  | Unknown | Bare Steel |  | N |  | N
10002416 | 1 | 2014-10-15 | Currently In Use | Gas | 15000 | Fiberglass Double Walled | Double Walled Flex | Pressure | N | 2014-10-25 12:00 | N | 2014-10-25 12:00
10002416 | 2A | 2014-10-15 | Currently In Use | Gas | 8000 | Fiberglass Double Walled | Double Walled Flex | Pressure | N | 2014-10-25 12:00 | N | 2014-10-25 12:00
10002416 | 2B | 2014-10-15 | Currently In Use | Diesel | 7000 | Fiberglass Double Walled | Double Walled Flex | Pressure | N | 2014-10-25 12:00 | N | 2014-10-25 12:00
10002417 | 1A | 2015-02-01 | Currently In Use | Gas | 12000 | Composite Double Walled | Fiberglass/Double Walled | Pressure | N | 2015-02-01 12:00 | N | 2015-02-01 12:00
10002417 | 1B | 2015-02-01 | Currently In Use | Gas | 4000 | Composite Double Walled | Fiberglass/Double Walled | Pressure | N | 2015-02-01 12:00 | N | 2015-02-01 12:00
10002417 | 1C | 2015-02-01 | Currently In Use | Diesel | 4000 | Composite Double Walled | Fiberglass/Double Walled | Pressure | N | 2015-08-02 12:00 | N | 2015-08-02 12:00
10002418 | 1 | 2015-02-26 | Closed In Ground | Gas |  | Bare Steel | Bare Steel |  | N |  | N
10002419 | 1 | 2014-08-20 | Currently In Use | Gas | 12000 | EPOXY/DOUBLE WALLED | Fiberglass/Double Walled | Pressure | N | 2014-08-22 | N | 2014-08-22
10002419 | 2A | 2014-08-20 | Currently In Use | Gas | 6000 | EPOXY/DOUBLE WALLED | Fiberglass/Double Walled | Pressure | N | 2014-08-22 | N | 2014-08-22
10002419 | 2B | 2014-08-20 | Currently In Use | Diesel | 6000 | EPOXY/DOUBLE WALLED | Fiberglass/Double Walled | Pressure | N | 2014-08-22 | N | 2014-08-22
10002420 | 1 | 1991-01-01 | Removed From Ground | Not Marked/Tank Removed |  | Unknown |  |  | N |  | N
10002420 | 2 | 1991-01-01 | Removed From Ground | Not Marked/Tank Removed |  | Unknown |  |  | N |  | N
10002420 | 3 | 1991-01-01 | Removed From Ground | Not Marked/Tank Removed |  | Unknown |  |  | N |  | N
10002425 | 1 | 2014-11-01 | Currently In Use | Gas | 12000 | Composite Double Walled | Fiberglass/Double Walled | Pressure | N | 2014-11-01 | N | 2014-11-01
10002425 | 2A | 2014-11-01 | Currently In Use | Gas | 8500 | Composite Double Walled | Fiberglass/Double Walled | Pressure | N | 2014-11-01 | N | 2014-11-01
10002425 | 2B | 2014-11-01 | Currently In Use | Gas | 3500 | Composite Double Walled | Fiberglass/Double Walled | Pressure | N | 2014-11-01 | N | 2014-11-01
10002426 | 1 | 2015-03-10 | Removed From Ground | Gas | 1000 | Bare Steel | Galvanized Steel | Suction: Valve At The Tank | N |  | N
10002426 | 2 | 2015-03-10 | Removed From Ground | Gas | 1000 | Bare Steel | Galvanized Steel | Suction: Valve At The Tank | N |  | N
10002426 | 3 | 2015-03-10 | Removed From Ground | Diesel | 1000 | Bare Steel | Galvanized Steel |  | N |  | N
10002427 | 1 | 2015-02-10 | Currently In Use | Gas | 20000 | Fiberglass Double Walled | Fiberglass/Double Walled | Pressure | N | 2015-04-10 12:00 | N
10002427 | 2A | 2015-02-10 | Currently In Use | Diesel | 12000 | Fiberglass Double Walled | Fiberglass/Double Walled | Pressure | N | 2015-04-10 12:00 | N
10002427 | 2B | 2015-02-10 | Currently In Use | Gas | 8000 | Fiberglass Double Walled | Fiberglass/Double Walled | Pressure | N | 2015-04-10 12:00 | N
10002431 | 1 | 2015-06-22 | Removed From Ground | Gas | 1000 | Bare Steel | Bare Steel |  | N |  | N
10002431 | 2 | 2015-06-22 | Removed From Ground | Gas | 1000 | Bare Steel | Bare Steel |  | N |  | N
10002431 | 3 | 2015-06-22 | Removed From Ground | Not Marked/Tank Removed | 300 | Unknown |  |  | N |  | N
10002432 | 1 | 2015-06-01 | Currently In Use | Not Marked/Tank Removed |  | Unknown | Unknown | Not Marked | N |  | N
10002432 | 1 | 2015-06-01 | Removed From Ground | Not Marked/Tank Removed |  | Unknown | Unknown | Not Marked | N |  | N
10002434 | 1 | 1971-01-01 | Removed From Ground |  |  | Unknown |  |  | N |  | N
10002436 | 1A | 2015-05-01 | Currently In Use | Gas | 12000 | Composite Double Walled | Fiberglass/Double Walled | Pressure | N | 2015-05-20 12:00 | N | 2015-05-20 12:00
10002436 | 1B | 2015-05-01 | Currently In Use | Gas | 4000 | Composite Double Walled | Fiberglass/Double Walled | Pressure | N | 2015-05-01 12:00 | N | 2015-05-20 12:00
10002436 | 1C | 2015-05-01 | Currently In Use | Diesel | 4000 | Composite Double Walled | Fiberglass/Double Walled | Pressure | N | 2015-05-20 12:00 | N | 2015-05-20 12:00
10002439 | 1 | 2016-03-18 | Temporarily Out Of Use | Gas | 15000 | Fiberglass Double Walled | Double Walled Flex | Pressure | N | 2015-04-29 | N | 2015-03-07
10002439 | 2A | 2016-03-18 | Temporarily Out Of Use | Gas | 8000 | Fiberglass Double Walled | Double Walled Flex | Pressure | N | 2015-04-29 | N | 2015-03-07
10002439 | 2B | 2016-03-18 | Temporarily Out Of Use | Diesel | 7000 | Fiberglass Double Walled | Double Walled Flex | Pressure | N | 2015-04-29 | N | 2015-03-07
10002441 | 1 | 2015-03-05 | Currently In Use | Gas | 20000 | Fiberglass Double Walled | Double Walled Flex | Pressure | N | 2015-04-06 | N | 2015-04-06
10002441 | 2 | 2015-03-05 | Currently In Use | Diesel | 10000 | Fiberglass Double Walled | Double Walled Flex | Pressure | N | 2015-04-06 | N | 2015-04-06
10002441 | 3 | 2015-03-05 | Currently In Use | Gas | 8000 | Fiberglass Double Walled | Double Walled Flex | Pressure | N | 2015-04-06 | N | 2015-04-06
10002442 | 1A | 2015-02-01 | Currently In Use | Gas | 20000 | Composite Double Walled | Double Walled Flex | Pressure | N | 2015-02-01 | N | 2015-02-01
10002442 | 1B | 2015-02-01 | Currently In Use | Gas | 5000 | Composite Double Walled | Double Walled Flex | Pressure | N | 2015-02-01 | N | 2015-02-01
10002442 | 1C | 2015-02-01 | Currently In Use | Diesel | 5000 | Composite Double Walled | Double Walled Flex | Pressure | N | 2015-02-01 | N | 2015-02-01
10002445 | 1 | 2015-05-27 | Removed From Ground | Not Marked/Tank Removed | 1000 | Unknown |  |  | N |  | N
10002447 | 1 | 2015-06-05 | Currently In Use | Gas | 20000 | Composite Double Walled | Fiberglass/Double Walled | Pressure | N | 2015-06-05 | N | 2015-06-05
10002447 | 2A | 2015-06-05 | Currently In Use | Gas | 10000 | Fiberglass Double Walled | Fiberglass/Double Walled | Pressure | N | 2015-06-05 | N | 2015-06-05
10002447 | 2B | 2015-06-05 | Currently In Use | Gas | 10000 | Composite Double Walled | Fiberglass/Double Walled | Pressure | N | 2015-06-05 | N | 2015-06-05
10002447 | 3A | 2015-06-05 | Currently In Use | Gas | 10000 | Composite Double Walled | Fiberglass/Double Walled | Pressure | N | 2015-06-05 | N | 2015-06-05
10002447 | 3B | 2015-06-05 | Currently In Use | Diesel | 10000 | Composite Double Walled | Fiberglass/Double Walled | Pressure | N | 2015-06-05 | N | 2015-06-05
10002449 | 1 | 2014-10-31 | Removed From Ground | Jet Fuel | 50000 | Unknown | Unknown |  | N |  | N
10002449 | 2 | 2014-10-31 | Removed From Ground | Jet Fuel | 50000 | Unknown | Unknown |  | N |  | N
10002449 | 3 | 2014-10-31 | Removed From Ground | Jet Fuel | 50000 | Unknown | Unknown |  | N |  | N
10002449 | 39119 | 2014-11-05 | Removed From Ground | Jet Fuel | 50000 | Unknown | Unknown |  | N |  | N
10002449 | 39120 | 2014-11-05 | Removed From Ground | Jet Fuel | 50000 | Unknown | Unknown |  | N |  | N
10002449 | 39121 | 2014-11-05 | Removed From Ground | Jet Fuel | 50000 | Unknown | Unknown |  | N |  | N
10002449 | 39122 | 2014-11-05 | Removed From Ground | Jet Fuel | 50000 | Unknown | Unknown |  | N |  | N
10002449 | 39123 | 2014-11-05 | Removed From Ground | Jet Fuel | 50000 | Unknown | Unknown |  | N |  | N
10002449 | 4 | 2014-10-31 | Removed From Ground | Jet Fuel | 50000 | Unknown | Unknown |  | N |  | N
10002449 | 5 | 2014-10-31 | Removed From Ground | Jet Fuel | 50000 | Unknown | Unknown |  | N |  | N
10002451 | 1A | 2015-05-01 | Currently In Use | Gas | 12000 | Composite Double Walled | Double Walled Flex | Pressure | N | 2015-05-01 | N | 2015-05-01
10002451 | 1B | 2015-05-01 | Currently In Use | Diesel | 3000 | Composite Double Walled | Double Walled Flex | Pressure | N | 2015-05-01 | N | 2015-05-01
10002452 | 1 | 2015-08-17 | Currently In Use | Gas | 20000 | Fiberglass Double Walled | Fiberglass/Double Walled | Pressure | N | 2015-06-01 | N | 2015-06-01
10002452 | 2A | 2015-08-17 | Currently In Use | Diesel | 12000 | Fiberglass Double Walled | Fiberglass/Double Walled | Pressure | N | 2015-06-01 | N | 2015-06-01
10002452 | 2B | 2015-08-17 | Currently In Use | Gas | 8000 | Fiberglass Double Walled | Fiberglass/Double Walled | Pressure | N | 2015-06-01 | N | 2015-06-01
10002456 | 1 | 2015-06-22 | Removed From Ground | Not Marked/Tank Removed | 1000 | Bare Steel | Bare Steel |  | N |  | N
10002456 | 2 | 2015-06-22 | Removed From Ground | Not Marked/Tank Removed | 1000 | Bare Steel | Bare Steel |  | N |  | N
10002458 | 1 | 2015-04-21 | Removed From Ground | Other | 500 | Unknown |  |  | N |  | N
10002461 | 1 |  | Removed From Ground Date Unknown | Gas | 2000 | Bare Steel | Bare Steel |  | N |  | N
10002461 | 2 |  | Removed From Ground Date Unknown | Gas | 2000 | Bare Steel | Bare Steel |  | N |  | N
10002461 | 3 |  | Removed From Ground Date Unknown | Diesel | 500 | Bare Steel | Bare Steel |  | N |  | N
10002461 | 4 |  | Removed From Ground Date Unknown | Kerosene | 500 | Bare Steel | Bare Steel |  | N |  | N
10002464 | 1 |  | Removed From Ground Date Unknown | Not Marked/Tank Removed |  | Unknown |  |  | N |  | N
10002465 | 1 |  | Closed In Ground Date Unknown | Other | 5000 | Unknown |  |  | N |  | N
10002472 | 1 | 2015-09-01 | Removed From Ground | Diesel | 8000 | STIP-3 |  |  | N |  | N
10002476 | 1 |  | Removed From Ground Date Unknown | Gas |  | Unknown |  |  | N |  | N
10002478 | 1 | 2015-04-09 | Currently In Use | Gas | 20000 | Fiberglass Double Walled | Double Walled Flex | Pressure | N | 2015-04-09 | N | 2015-04-09
10002478 | 2 | 2015-04-09 | Currently In Use | Gas | 20000 | Fiberglass Double Walled | Double Walled Flex | Pressure | N | 2015-04-09 | N | 2015-04-09
10002478 | 3A | 2015-04-09 | Currently In Use | Gas | 12000 | Fiberglass Double Walled | Double Walled Flex | Pressure | N | 2015-04-09 | N | 2015-04-09
10002478 | 3B | 2015-04-09 | Currently In Use | Diesel | 8000 | Fiberglass Double Walled | Double Walled Flex | Pressure | N | 2015-04-09 | N | 2015-04-09
10002480 | 1A | 2015-06-01 | Currently In Use | Diesel | 20000 | Composite Double Walled | Double Walled Flex | Pressure | N | 2015-05-15 | N | 2015-08-15
10002480 | 1B | 2015-08-15 | Currently In Use | Diesel | 5000 | Composite Double Walled | Double Walled Flex | Pressure | N | 2015-08-15 | N | 2015-08-15
10002480 | 1C | 2015-06-01 | Currently In Use | Gas | 5000 | Composite Double Walled | Double Walled Flex | Pressure | N | 2015-06-01 | N | 2015-06-01
10002481 | 1 | 2015-09-29 | Currently In Use | Gas | 15000 | Composite Double Walled | Double Walled Flex | Pressure | N | 2015-09-29 | N | 2015-09-29
10002481 | 2A | 2015-09-29 | Currently In Use | Gas | 10000 | Composite Double Walled | Double Walled | Pressure | N | 2015-09-29 | N | 2015-09-29
10002481 | 2B | 2015-09-29 | Currently In Use | Gas | 5000 | Composite Double Walled | Double Walled Flex | Pressure | N | 2015-09-29 | N | 2015-09-29
10002481 | 3 | 2015-09-29 | Currently In Use | Diesel | 10000 | Composite Double Walled | Double Walled Flex | Pressure | N | 2015-09-29 | N | 2015-09-29
10002482 | 1 | 1990-01-01 | Currently In Use | Diesel | 10000 | STIP-3 | Fiberglass Reinforced Plastic | Pressure | N | 1990-01-01 | N | 1990-01-01
10002482 | 2A | 1990-01-01 | Currently In Use | Gas | 9000 | STIP-3 | Fiberglass Reinforced Plastic | Pressure | N | 1990-01-01 | N | 1990-01-01
10002482 | 2B | 1990-01-01 | Currently In Use | Gas | 3000 | STIP-3 | Fiberglass Reinforced Plastic | Pressure | N | 1990-01-01 | N | 1990-01-01
10002482 | 3 | 1990-01-01 | Currently In Use | Diesel | 10000 | EPOXY/DOUBLE WALLED | Fiberglass Reinforced Plastic | Pressure | N | 1990-01-01 | N | 1990-01-01
10002484 | 1 | 2015-11-02 | Currently In Use | Diesel | 20000 | Fiberglass Double Walled | Fiberglass/Double Walled | Pressure | N |  | N
10002484 | 2 | 2015-04-27 | Currently In Use | Diesel | 20000 | Fiberglass Double Walled | Fiberglass/Double Walled | Pressure | N |  | N
10002484 | 3 | 2015-04-27 | Currently In Use | Diesel | 20000 | Fiberglass Double Walled | Fiberglass/Double Walled | Pressure | N |  | N
10002488 | 1 | 2015-09-01 | Currently In Use | Gas | 15000 | Composite Double Walled | Fiberglass/Double Walled | Pressure | N | 2015-09-01 | N | 2015-09-01
10002488 | 2A | 2015-09-01 | Currently In Use | Gas | 6000 | Composite Double Walled | Fiberglass/Double Walled | Pressure | N | 2015-09-01 | N | 2015-09-01
10002488 | 2B | 2015-09-01 | Currently In Use | Diesel | 4000 | Composite Double Walled | Fiberglass/Double Walled | Pressure | N | 2015-09-01 | N | 2015-09-01
10002491 | 1 | 2015-03-23 | Currently In Use | Gas | 12000 | Composite Double Walled | Fiberglass/Double Walled | Pressure | N | 2015-03-23 | N | 2015-03-23
10002491 | 2 | 2015-03-23 | Currently In Use | Gas | 4000 | Composite Double Walled | Fiberglass/Double Walled | Pressure | N | 2015-03-23 | N | 2015-03-23
10002491 | 3 | 2015-03-23 | Currently In Use | Diesel | 4000 | Composite Double Walled | Fiberglass/Double Walled | Pressure | N | 2015-03-23 | N | 2015-03-23
10002491 | 4 | 2015-03-23 | Currently In Use | Gas | 4000 | Composite Double Walled | Fiberglass/Double Walled | Pressure | N | 2015-03-23 | N | 2015-03-23
10002492 | 1 | 2012-12-21 | Removed From Ground | Gas | 1000 | Bare Steel |  |  | N |  | N
10002492 | 2 | 2012-12-21 | Removed From Ground | Gas | 1000 | Bare Steel |  |  | N |  | N
10002492 | 3 | 2012-12-21 | Removed From Ground | Gas | 1000 | Bare Steel |  |  | N |  | N
10002492 | 4 | 2012-12-21 | Removed From Ground | Gas | 1000 | Bare Steel |  |  | N |  | N
10002494 | 1 | 2015-09-01 | Removed From Ground | Used Oil | 500 | Bare Steel | Bare Steel |  | N |  | N
10002498 | 1 | 2015-10-21 | Removed From Ground | Diesel | 500 | Bare Steel |  |  | N |  | N
10002499 | 1 | 2015-10-21 | Removed From Ground | Used Oil | 550 | Bare Steel |  |  | N |  | N
10002500 | 1 | 2015-10-13 | Currently In Use | Gas | 15000 | Fiberglass Double Walled | Double Walled Flex | Pressure | N | 2015-11-04 12:00 | N | 2015-11-04 12:00
10002500 | 2A | 2015-10-13 | Currently In Use | Gas | 8000 | Fiberglass Double Walled | Double Walled Flex | Pressure | N | 2015-11-04 12:00 | N | 2015-11-04 12:00
10002500 | 2B | 2015-10-13 | Currently In Use | Diesel | 7000 | Fiberglass Double Walled | Double Walled Flex | Pressure | N | 2015-11-04 12:00 | N | 2015-11-04 12:00
10002501 | 1 | 2015-12-21 | Currently In Use | Gas | 20000 | Fiberglass Double Walled | Fiberglass/Double Walled | Pressure | N | 2015-12-15 | N
10002501 | 2A | 2015-12-21 | Currently In Use | Diesel | 12000 | Fiberglass Double Walled | Fiberglass/Double Walled | Pressure | N | 2015-12-15 | N
10002501 | 2B | 2015-12-21 | Currently In Use | Gas | 8000 | Fiberglass Double Walled | Fiberglass/Double Walled | Pressure | N | 2015-12-15 | N
10002502 | 1 | 2015-09-01 | Currently In Use | Gas | 15000 | Composite Double Walled | Double Walled Flex | Pressure | N | 2015-09-01 | N | 2015-09-01
10002502 | 2 | 2015-09-01 | Currently In Use | Gas | 5000 | Composite Double Walled | Fiberglass/Double Walled | Pressure | N | 2015-09-01 | N | 2015-09-01
10002504 | 1 | 2015-07-01 | Currently In Use | Gas | 15000 | Composite Double Walled | Fiberglass/Double Walled | Pressure | N | 2015-07-01 | N | 2015-07-01
10002504 | 2 | 2015-07-01 | Currently In Use | Gas | 5000 | Composite Double Walled | Fiberglass/Double Walled | Pressure | N | 2015-07-01 | N | 2015-07-01
10002506 | 1 | 2015-12-01 | Currently In Use | Diesel | 5000 | Composite Double Walled | Fiberglass/Double Walled | Pressure | N | 2015-12-01 | N | 2015-12-01
10002506 | 2 | 2015-12-01 | Currently In Use | Gas | 15000 | Composite Double Walled | Fiberglass/Double Walled | Pressure | N | 2015-12-01 | N | 2015-12-01
10002506 | 3 | 2015-12-01 | Currently In Use | Gas | 5000 | Composite Double Walled | Fiberglass/Double Walled | Pressure | N | 2015-12-01 | N | 2015-12-01
10002507 | 1 | 2015-11-05 | Currently In Use | Diesel | 10000 | Composite | Fiberglass Reinforced Plastic |  | N | 2016-08-05 12:00 | N | 2016-08-05 12:00
10002508 | 1 | 2015-06-02 | Removed From Ground | Not Marked/Tank Removed | 1000 | Unknown | Unknown |  | N |  | N
10002508 | 2 | 2015-06-02 | Removed From Ground | Not Marked/Tank Removed | 1000 | Unknown | Unknown |  | N |  | N
10002509 | 1 | 2015-12-22 | Closed In Ground | Not Marked/Tank Removed | 1200 | Unknown | Unknown |  | N |  | N
10002510 | 1 | 2016-05-17 | Removed From Ground | Not Marked | 4000 | Unknown | Unknown |  | N |  | N
10002510 | 2 | 2016-05-17 | Removed From Ground | Not Marked | 4000 | Unknown | Unknown |  | N |  | N
10002510 | 3 | 2016-05-16 | Removed From Ground | Used Oil | 500 | Unknown | Unknown |  | N |  | N
10002512 | 1 | 2015-12-18 | Currently In Use | Gas | 20000 | Fiberglass Double Walled | Fiberglass/Double Walled | Pressure | N | 2015-12-18 | N | 2015-12-18
10002512 | 2A | 2015-12-18 | Currently In Use | Gas | 20000 | Fiberglass Double Walled | Fiberglass/Double Walled | Pressure | N | 2015-12-18 | N | 2015-12-18
10002512 | 2B | 2015-12-18 | Currently In Use | Diesel | 20000 | Fiberglass Double Walled | Fiberglass/Double Walled | Pressure | N | 2015-12-18 | N | 2015-12-18
10002513 | 1 | 1990-01-01 | Currently In Use | Diesel | 1500 | Composite | Fiberglass Reinforced Plastic | Suction: No Valve At The Tank | N | 2015-12-15 | N | 1990-01-01
10002515 | 1 | 2015-08-13 | Currently In Use | Gas | 15000 | Fiberglass Double Walled | Double Walled Flex | Pressure | N | 2015-12-16 | N | 2015-08-31
10002515 | 2A | 2015-08-13 | Currently In Use | Gas | 8000 | Fiberglass Double Walled | Double Walled Flex | Pressure | N | 2015-12-18 | N | 2015-08-31
10002515 | 2B | 2015-08-13 | Currently In Use | Diesel | 7000 | Fiberglass Double Walled | Double Walled Flex | Pressure | N | 2015-12-16 | N | 2015-08-13
10002518 | 1 | 2015-06-16 | Currently In Use | Gas | 15000 | Fiberglass Double Walled | Double Walled Flex | Pressure | N | 2016-01-13 | N | 2015-10-01
10002518 | 2A | 2015-06-16 | Currently In Use | Gas | 8000 | Fiberglass Double Walled | Double Walled Flex | Pressure | N | 2016-01-13 | N | 2015-10-01
10002518 | 2B | 2015-06-16 | Currently In Use | Diesel | 7000 | Fiberglass Double Walled | Double Walled Flex | Pressure | N | 2016-01-13 | N | 2015-10-01
10002520 | 1 | 2012-04-01 | Currently In Use | Gas | 20000 | Fiberglass Double Walled | Fiberglass/Double Walled | Pressure | N | 2012-04-01 | N | 2012-04-01
10002520 | 2 | 2012-04-01 | Currently In Use | Diesel | 8000 | Fiberglass Double Walled | Fiberglass/Double Walled | Pressure | N | 2012-04-01 | N | 2012-04-01
10002524 | 1 | 2005-12-09 | Removed From Ground | Not Marked/Tank Removed | 12000 | Bare Steel | Unknown |  | N |  | N
10002524 | 2 | 2005-12-09 | Removed From Ground | Not Marked/Tank Removed | 12000 | Bare Steel | Unknown |  | N |  | N
10002524 | 3 | 2007-03-14 | Removed From Ground | Not Marked/Tank Removed | 6000 | Bare Steel | Unknown |  | N |  | N
10002525 | 1A | 2016-02-01 | Currently In Use | Gas | 12000 | Composite Double Walled | Fiberglass/Double Walled | Pressure | N | 2016-02-01 | N | 2016-02-01
10002525 | 1B | 2016-02-01 | Currently In Use | Gas | 4000 | Composite Double Walled | Fiberglass/Double Walled | Pressure | N | 2016-02-01 | N | 2016-02-01
10002525 | 1C | 2016-02-01 | Currently In Use | Diesel | 4000 | Composite Double Walled | Fiberglass/Double Walled | Pressure | N | 2016-02-01 | N | 2016-02-01
10002529 | 1A | 2015-12-01 | Currently In Use | Gas | 9000 | Composite Double Walled | Fiberglass/Double Walled | Pressure | N | 2015-12-28 | N | 2015-12-28
10002529 | 1B | 2015-12-01 | Currently In Use | Gas | 3000 | Composite Double Walled | Fiberglass/Double Walled | Pressure | N | 2015-12-28 | N | 2015-12-28
10002529 | 2A | 2015-12-01 | Currently In Use | Diesel | 9000 | Composite Double Walled | Fiberglass/Double Walled | Pressure | N | 2015-12-28 | N | 2015-12-01
10002529 | 2B | 2015-12-01 | Currently In Use | Gas | 3000 | Composite Double Walled | Fiberglass/Double Walled | Pressure | N | 2015-12-28 | N | 2015-12-28
10002532 | 1 | 2015-08-01 | Currently In Use | Gas | 15000 | Composite Double Walled | Fiberglass/Double Walled | Pressure | N | 2015-09-01 | N | 2015-09-01
10002532 | 2 | 2015-08-01 | Currently In Use | Gas | 5000 | Composite Double Walled | Fiberglass/Double Walled | Pressure | N | 2015-09-01 | N | 2015-09-01
10002533 | 1 | 2015-11-17 | Removed From Ground | Gas | 500 | Bare Steel | Unknown |  | N |  | N
10002533 | 2 | 2015-11-17 | Removed From Ground | Gas | 500 | Bare Steel | Unknown |  | N |  | N
10002536 | 1 | 2015-11-02 | Currently In Use | Diesel | 20000 | Fiberglass Double Walled | Double Walled Flex | Pressure | N | 2015-11-02 | N | 2015-11-02
10002536 | 2 | 2015-11-02 | Currently In Use | Diesel | 20000 | Fiberglass Double Walled | Double Walled Flex | Pressure | N | 2015-11-02 | N | 2015-11-02
10002536 | 3 | 2015-11-02 | Currently In Use | Gas | 10000 | Fiberglass Double Walled | Double Walled Flex | Pressure | N | 2015-11-02 | N | 2015-11-02
10002537 | 1 | 2015-11-05 | Removed From Ground | Gas | 550 | Bare Steel | Bare Steel |  | N |  | N
10002544 | 1 | 2015-12-08 | Currently In Use | Diesel | 12000 | Fiberglass Double Walled | Double Walled Flex | Pressure | N | 2015-12-08 | N | 2015-12-08
10002544 | 2 | 2015-12-03 | Currently In Use | Diesel | 8000 | Fiberglass Double Walled | Double Walled Flex | Pressure | N | 2015-12-03 | N | 2015-12-03
10002544 | 3 | 2015-12-03 | Currently In Use | Gasohol | 4000 | Fiberglass Double Walled | Double Walled Flex | Pressure | N | 2015-12-03 | N | 2015-12-03
10002544 | 4 | 2015-12-13 | Currently In Use | Gas | 20000 | Fiberglass Double Walled | Double Walled Flex | Pressure | N | 2015-12-03 | N | 2015-12-03
10002544 | 5 | 2015-12-03 | Currently In Use | Diesel | 20000 | Fiberglass Double Walled | Double Walled Flex | Pressure | N | 2015-12-03 | N | 2015-12-03
10002544 | 6 | 2015-12-03 | Currently In Use | Diesel | 1000 | Fiberglass Double Walled | Double Walled Flex | Pressure | N | 2015-12-03 | N | 2015-12-03
10002545 | 1 | 2016-03-01 | Removed From Ground |  | 4000 | Bare Steel |  |  | N |  | N
10002545 | 2 |  | Removed From Ground Date Unknown | GAS | 1000 | Unknown |  |  | N |  | N
10002546 | 1 | 1970-01-01 | Currently In Use | Diesel | 800 | Bare Steel | Unknown |  | N |  | N
10002546 | 1 |  | Closed In Ground Date Unknown | Diesel | 800 | Bare Steel | Unknown |  | N |  | N
10002547 | 1 | 2016-03-08 | Currently In Use | GAS | 20000 | Fiberglass Double Walled | Fiberglass/Double Walled | Pressure | N | 2016-03-08 | N | 2016-03-08
10002547 | 2 | 2016-03-08 | Currently In Use | GAS | 20000 | Fiberglass Double Walled | Fiberglass/Double Walled | Pressure | N | 2016-03-18 | N | 2016-03-08
10002547 | 3 | 2016-03-08 | Currently In Use | E85 | 20000 | Fiberglass Double Walled | Fiberglass/Double Walled | Pressure | N | 2016-03-08 | N | 2016-03-08
10002548 | 1 | 2016-03-16 | Removed From Ground | Kerosene | 8000 | Bare Steel | Copper |  | N |  | N
10002549 | 1A | 2016-02-01 | Currently In Use | Gas | 12000 | Composite Double Walled | Fiberglass/Double Walled | Pressure | N | 2016-02-01 | N | 2016-02-01
10002549 | 1B | 2016-02-01 | Currently In Use | Gas | 4000 | Composite Double Walled | Fiberglass/Double Walled | Pressure | N | 2016-02-01 | N | 2016-02-01
10002549 | 1C | 2016-02-01 | Currently In Use | Diesel | 4000 | Composite Double Walled | Fiberglass/Double Walled | Pressure | N | 2016-02-01 | N | 2016-02-01
10002551 | 1 |  | Removed From Ground Date Unknown | GAS | 2000 | Unknown | Unknown |  | N |  | N
10002551 | 2 |  | Removed From Ground Date Unknown | Diesel | 1000 | Unknown | Unknown |  | N |  | N
10002551 | 3 |  | Removed From Ground Date Unknown | Used Oil | 2000 | Unknown | Unknown |  | N |  | N
10002552 | 1 |  | Removed From Ground Date Unknown | Not Marked/Tank Removed |  | Unknown |  |  | N |  | N
10002554 | 1 | 2016-02-03 | Removed From Ground |  | 1000 | Unknown | Unknown |  | N |  | N
10002555 | 1 | 2016-03-08 | Closed In Ground | Not Marked/Tank Removed |  | Unknown | Unknown |  | N |  | N
10002555 | 2 | 2016-03-09 | Closed In Ground | Not Marked/Tank Removed |  | Unknown | Unknown |  | N |  | N
10002558 | 1 | 2016-01-13 | Removed From Ground | GAS | 500 | Bare Steel | Bare Steel |  | N |  | N
10002558 | 2 | 2016-01-13 | Removed From Ground | GAS | 500 | Bare Steel | Bare Steel |  | N |  | N
10002558 | 3 | 2016-01-13 | Removed From Ground | GAS | 500 | Bare Steel | Bare Steel |  | N |  | N
10002558 | 4 | 2016-01-13 | Removed From Ground | GAS | 500 | Bare Steel | Bare Steel |  | N |  | N
10002560 | 1 | 2016-05-25 | Removed From Ground | Diesel | 200 | Not Marked/Unknown | Unknown | Not Marked | N |  | N
10002560 | 1 |  | Currently In Use | Diesel | 200 | Not Marked/Unknown | Unknown | Not Marked | N |  | N
10002561 | 1 | 2016-01-07 | Removed From Ground | Diesel | 250 | Bare Steel |  |  | N |  | N
10002562 | 1 | 2015-12-16 | Currently In Use | Diesel | 30000 | Fiberglass Double Walled | Fiberglass/Double Walled | Pressure | N | 2015-04-20 | N | 2015-04-20
10002563 | 1 | 2015-09-24 | Currently In Use | Gas | 20000 | Fiberglass Double Walled | Double Walled Flex | Pressure | N | 2015-10-30 | N | 2015-10-30
10002563 | 2 | 2015-09-24 | Currently In Use | Gas | 10000 | Fiberglass Double Walled | Double Walled Flex | Pressure | N | 2015-10-30 | N | 2015-10-30
10002563 | 3 | 2015-09-24 | Currently In Use | Diesel | 8000 | Fiberglass Double Walled |  |  | N | 2015-10-30 | N | 2015-10-30
10002564 | 1 | 2015-11-23 | Currently In Use | Gas | 20000 | Fiberglass Double Walled | Fiberglass/Double Walled | Pressure | N | 2016-04-08 | N | 2016-04-08
10002564 | 2 | 2015-11-23 | Currently In Use | Gas | 20000 | Fiberglass Double Walled | Fiberglass/Double Walled | Pressure | N | 2016-04-08 | N | 2016-04-08
10002564 | 3A | 2015-11-23 | Currently In Use | Gas | 10000 | Fiberglass Double Walled | Fiberglass/Double Walled | Pressure | N | 2016-04-08 | N | 2016-04-08
10002564 | 3B | 2015-11-23 | Currently In Use | Gas | 9500 | Fiberglass Double Walled | Fiberglass/Double Walled | Pressure | N | 2016-04-08 | N | 2016-04-08
10002564 | 4 | 2015-11-23 | Currently In Use | Diesel | 12000 | Fiberglass Double Walled | Fiberglass/Double Walled | Pressure | N | 2016-04-08 | N | 2016-04-08
10002566 | 1 | 2016-05-11 | Removed From Ground | GAS | 550 | Bare Steel | Bare Steel |  | N |  | N
10002566 | 2 | 2016-05-11 | Removed From Ground | GAS | 6000 | Bare Steel | Bare Steel |  | N |  | N
10002566 | 3 | 2016-05-11 | Removed From Ground |  | 6000 | Bare Steel | Bare Steel |  | N |  | N
10002567 | 1 | 2016-04-28 | Currently In Use | Gas | 20000 | Fiberglass Double Walled | Double Walled Flex | Pressure | N | 2016-04-28 | N | 2016-04-28
10002567 | 2A | 2016-04-28 | Currently In Use | Gas | 9000 | Fiberglass Double Walled | Double Walled | Pressure | N | 2016-04-28 | N | 2016-04-28
10002567 | 2B | 2016-04-28 | Currently In Use | Diesel | 9000 | Fiberglass Double Walled | Double Walled Flex | Pressure | N | 2016-04-28 | N | 2016-04-28
10002570 | 1 | 2016-04-21 | Currently In Use | Gas | 25000 | Fiberglass Double Walled | Fiberglass/Double Walled | Pressure | N | 2016-05-11 | N
10002570 | 2A | 2016-04-21 | Currently In Use | Gas | 8667 | Fiberglass Double Walled | Fiberglass/Double Walled | Pressure | N | 2016-05-11 | N
10002570 | 2B | 2016-04-21 | Currently In Use | Diesel | 8667 | Fiberglass Double Walled | Fiberglass/Double Walled | Pressure | N | 2016-05-11 | N
10002570 | 2C | 2016-04-21 | Currently In Use | New Oil | 8666 | Fiberglass Double Walled | Fiberglass/Double Walled | Pressure | N | 2016-05-11 | N
10002571 | 1 | 2016-01-08 | Currently In Use | Gas | 12000 | Fiberglass Double Walled | Fiberglass/Double Walled | Pressure | N | 2016-05-06 | N | 2016-05-06
10002571 | 2 | 2016-01-08 | Currently In Use | Gas | 25000 | Fiberglass Double Walled | Fiberglass/Double Walled | Pressure | N | 2016-05-06 | N | 2016-05-06
10002575 | 1 | 2015-04-01 | Currently In Use | Mixture | 22000 | Fiberglass Double Walled | Not Marked | Not Marked | N |  | N
10002576 | 1 | 2016-03-01 | Currently In Use | Gas | 20000 | Fiberglass Double Walled | Fiberglass/Double Walled | Pressure | N |  | N
10002576 | 2 | 2016-03-01 | Currently In Use | Gas | 20000 | Fiberglass Double Walled | Fiberglass/Double Walled | Pressure | N |  | N
10002576 | 3A | 2016-03-01 | Currently In Use | Gas | 10000 | Fiberglass Double Walled | Fiberglass/Double Walled | Pressure | N |  | N
10002576 | 3B | 2016-03-01 | Currently In Use | Gas | 9500 | Fiberglass Double Walled | Fiberglass/Double Walled | Pressure | N |  | N
10002576 | 4A | 2016-03-01 | Currently In Use | Diesel | 12000 | Fiberglass Double Walled | Fiberglass/Double Walled | Pressure | N |  | N
10002578 | 1 | 2016-06-01 | Currently In Use | Gas | 15000 | Composite Double Walled | Double Walled Flex | Pressure | N | 2016-06-01 | N | 2016-06-01
10002578 | 2 | 2016-06-01 | Currently In Use | Gas | 5000 | Composite Double Walled | Double Walled Flex | Pressure | N | 2016-06-01 | N | 2016-06-01
10002578 | 3 | 2016-06-01 | Currently In Use | Diesel | 5000 | Composite Double Walled | Fiberglass Reinforced Plastic | Pressure | N | 2016-06-01 | N | 2016-06-01
10002579 | 1 | 2016-05-01 | Currently In Use | Gas | 15000 | Composite Double Walled | Fiberglass/Double Walled | Pressure | N | 2016-05-01 | N | 2016-05-01
10002579 | 2 | 2016-05-01 | Currently In Use | Gas | 5000 | Composite Double Walled | Fiberglass/Double Walled | Pressure | N | 2016-05-01 | N | 2016-05-01
10002579 | 3 | 2016-05-01 | Currently In Use | Diesel | 5000 | Composite Double Walled | Fiberglass/Double Walled | Pressure | N | 2016-05-01 | N | 2016-05-01
10002581 | 1 | 2016-04-01 | Currently In Use | Gas | 13000 | Composite Double Walled | Fiberglass/Double Walled | Pressure | N | 2016-04-01 | N | 2016-04-01
10002581 | 2A | 2016-04-01 | Currently In Use | Gas | 4000 | Composite Double Walled | Fiberglass/Double Walled | Pressure | N | 2016-04-01 | N | 2016-04-01
10002581 | 2B | 2016-04-01 | Currently In Use | Gas | 4000 | Composite Double Walled | Fiberglass/Double Walled | Pressure | N | 2016-04-01 | N | 2016-04-01
10002581 | 2C | 2016-04-01 | Currently In Use | Diesel | 4000 | Composite Double Walled | Fiberglass/Double Walled | Pressure | N | 2016-04-01 | N | 2016-04-01
10002585 | 1 | 2016-05-12 | Currently In Use | Diesel | 12000 | Tank Jacket | Fiberglass/Double Walled | Pressure | N | 2016-05-12 | N | 2016-05-12
10002585 | 2 | 2016-05-12 | Currently In Use | Gas | 8000 | Tank Jacket | Fiberglass/Double Walled | Pressure | N | 2016-05-12 | N | 2016-05-12
10002585 | 3 | 2016-05-12 | Currently In Use | Gas | 4000 | Tank Jacket | Fiberglass/Double Walled | Pressure | N | 2016-05-12 | N | 2016-05-12
10002586 | 1 | 2016-07-19 | Removed From Ground | GAS | 2000 | Bare Steel | Bare Steel |  | N |  | N
10002586 | 2 | 2016-07-19 | Removed From Ground | GAS | 2000 | Bare Steel | Bare Steel |  | N |  | N
10002586 | 3 | 2016-07-19 | Removed From Ground | GAS | 2500 | Bare Steel | Bare Steel |  | N |  | N
10002586 | 4 | 2016-07-20 | Removed From Ground | GAS | 2500 | Bare Steel | Bare Steel |  | N |  | N
10002586 | 5 | 2016-07-20 | Removed From Ground | Used Oil | 500 | Bare Steel | Bare Steel |  | N |  | N
10002587 | 1A | 2016-07-29 | Currently In Use | Gas | 25000 | Fiberglass Double Walled | Double Walled Flex | Pressure | N | 2016-07-29 | N
10002587 | 1B | 2016-07-29 | Currently In Use | Gas | 7000 | Fiberglass Double Walled | Double Walled Flex | Pressure | N | 2016-07-29 | N
10002587 | 2A | 2016-07-29 | Currently In Use | Diesel | 5000 | Fiberglass Double Walled | Double Walled Flex | Pressure | N | 2016-07-29 | N
10002587 | 2B | 2016-07-29 | Currently In Use | Diesel | 5000 | Fiberglass Double Walled | Double Walled Flex | Pressure | N | 2016-07-29 | N
10002589 | 1 | 2016-08-03 | Removed From Ground | Not Marked/Tank Removed | 750 | Bare Steel |  |  | N |  | N
10002589 | 2 | 2016-08-03 | Removed From Ground | Not Marked/Tank Removed | 750 | Bare Steel |  |  | N |  | N
10002589 | 3 | 2016-08-03 | Removed From Ground | Not Marked/Tank Removed | 600 | Bare Steel |  |  | N |  | N
10002590 | 1 | 2016-07-20 | Currently In Use | Diesel | 5000 | Fiberglass Double Walled | Fiberglass/Double Walled | Suction: No Valve At The Tank | N | 2016-08-01 | N | 2016-08-01
10002592 | 1 | 2016-06-16 | Currently In Use | Gas | 20000 | Fiberglass Double Walled | Double Walled Flex | Pressure | N | 2016-07-27 | N | 2016-07-27
10002592 | 2A | 2016-06-16 | Currently In Use | Diesel | 10000 | Fiberglass Double Walled | Double Walled Flex | Pressure | N | 2016-07-27 | N | 2016-07-27
10002592 | 2B | 2016-06-16 | Currently In Use | Gas | 8000 | Fiberglass Double Walled | Double Walled Flex | Pressure | N | 2016-07-27 | N | 2016-07-27
10002593 | 1 |  | Removed From Ground Date Unknown | Not Marked/Tank Removed |  | Unknown |  |  | N |  | N
10002596 | 1A | 2016-07-13 | Currently In Use | Gas | 9000 | Fiberglass Double Walled | Double Walled Flex | Pressure | N | 2016-08-05 | N | 2016-08-05
10002596 | 1B | 2016-07-13 | Currently In Use | Diesel | 9000 | Fiberglass Double Walled | Double Walled Flex | Pressure | N | 2016-08-05 | N | 2016-08-05
10002596 | 2 | 2016-07-13 | Currently In Use | Gas | 28000 | Fiberglass Double Walled | Double Walled Flex | Pressure | N | 2016-08-05 | N | 2016-08-05
10002597 | 1 |  | Removed From Ground Date Unknown | Not Marked/Tank Removed |  | Unknown |  |  | N |  | N
10002598 | 5199-A | 2015-07-10 | Currently In Use | Diesel | 12000 | STIP-3 | Steel/Secondary Containment | Pressure | N |  | N
10002598 | 5199B | 2015-07-10 | Currently In Use | Diesel | 12000 | STIP-3 | Steel/Secondary Containment | Pressure | N |  | N
10002601 | 1 | 2016-09-08 | Closed In Ground | New Oil | 1000 | Unknown | Unknown |  | N |  | N
10002601 | 2 | 2016-09-08 | Closed In Ground | Not Marked/Tank Removed | 1000 | Unknown | Unknown |  | N |  | N
10002602 | 1 | 2016-09-06 | Removed From Ground | Not Marked/Tank Removed | 1000 | Unknown | Unknown |  | N |  | N
10002603 | 1 | 2016-05-17 | Currently In Use | Diesel | 20000 | EPOXY/DOUBLE WALLED | Single Wall Flex |  | N | 2016-09-06 | N | 2016-09-06
10002603 | 2 | 2016-05-17 | Currently In Use | Gas | 15000 | EPOXY/DOUBLE WALLED | Single Wall Flex |  | N | 2016-09-06 | N | 2016-06-23
10002604 | 1 | 2016-10-03 | Removed From Ground | GAS |  | Unknown | Unknown | Not Marked | N |  | N
10002604 | 1 |  | Currently In Use | GAS |  | Unknown | Unknown | Not Marked | N |  | N
10002604 | 2 | 2016-10-03 | Removed From Ground | Diesel |  | Unknown | Unknown | Not Marked | N |  | N
10002604 | 2 |  | Currently In Use | Diesel |  | Unknown | Unknown | Not Marked | N |  | N
10002606 | 1 | 2016-09-15 | Removed From Ground | GAS | 1000 | Bare Steel | Bare Steel |  | N |  | N
10002606 | 2 | 2016-09-15 | Removed From Ground | Diesel | 1000 | Bare Steel | Bare Steel |  | N |  | N
10002607 | 1 |  | Removed From Ground Date Unknown | Not Marked/Tank Removed |  | Unknown |  |  | N |  | N
10002609 | 1 | 2016-05-01 | Currently In Use | Diesel | 20000 | Fiberglass Double Walled | Double Walled Flex | Not Marked | N | 2016-05-01 | N | 2016-05-01
10002611 | 1 | 2017-03-17 | Temporarily Out Of Use |  |  | Unknown |  |  | N |  | N
10002611 | 1 |  | Currently In Use |  |  | Unknown |  |  | N |  | N
10002615 | 1 | 2016-07-06 | Currently In Use | Diesel | 15000 | Composite Double Walled | Fiberglass/Double Walled | Pressure | N | 2016-07-06 | N | 2016-07-06
10002616 | 1 | 2016-08-24 | Currently In Use | Gas | 20000 | Fiberglass Double Walled | Double Walled Flex | Pressure | N | 2016-09-03 | N
10002616 | 1A | 2016-08-24 | Currently In Use | Diesel | 8000 | Fiberglass Double Walled | Double Walled Flex | Pressure | N | 2016-09-03 | N
10002616 | 2 | 2016-08-24 | Currently In Use | Gas | 10000 | Fiberglass Double Walled | Double Walled Flex | Pressure | N | 2016-09-03 | N
10002616 | 2A | 2016-08-24 | Currently In Use | Gas | 8000 | Fiberglass Double Walled | Double Walled Flex | Pressure | N | 2016-09-03 | N
10002624 | 1 | 2016-11-15 | Removed From Ground | GAS | 8000 | Bare Steel |  |  | N |  | N
10002624 | 2 | 2016-11-15 | Removed From Ground | Gas | 8000 | Bare Steel | Bare Steel |  | N |  | N
10002624 | 3 | 2016-11-15 | Closed In Ground | Used Oil | 500 | Bare Steel | Bare Steel |  | N |  | N
10002625 | 1 | 2016-03-28 | Currently In Use | Gas | 12000 | Composite | Fiberglass/Double Walled | Pressure | N | 2016-03-28 | N
10002625 | 2 | 2016-03-28 | Currently In Use | Gas | 4000 | Composite | Fiberglass/Double Walled | Pressure | N | 2016-03-28 | N
10002625 | 3 | 2016-03-28 | Currently In Use | Gas | 4000 | Composite | Fiberglass/Double Walled | Pressure | N | 2016-03-28 | N
10002625 | 4 | 2016-03-28 | Currently In Use | Diesel | 4000 | Composite | Fiberglass/Double Walled | Pressure | N | 2016-03-28 | N
10002626 | 1 |  | Removed From Ground Date Unknown | Not Marked/Tank Removed |  | Unknown |  |  | N |  | N
10002627 | 1 | 2016-12-07 | Removed From Ground | Not Marked/Tank Removed | 1000 | Unknown | Unknown |  | N |  | N
10002627 | 2 | 2016-12-07 | Removed From Ground | Not Marked/Tank Removed | 560 | Unknown | Unknown |  | N |  | N
10002627 | 3 | 2016-12-07 | Removed From Ground | Not Marked/Tank Removed | 560 | Unknown | Unknown |  | N |  | N
10002628 | 1 |  | Removed From Ground Date Unknown | GAS | 3000 | Unknown |  |  | N |  | N
10002628 | 2 |  | Removed From Ground Date Unknown | GAS | 3000 | Unknown |  |  | N |  | N
10002628 | 3 |  | Removed From Ground Date Unknown | GAS | 3000 | Unknown |  |  | N |  | N
10002628 | 4 |  | Removed From Ground Date Unknown | Gas | 3000 | Unknown |  |  | N |  | N
10002628 | 5 |  | Removed From Ground Date Unknown | GAS | 10000 | Unknown |  |  | N |  | N
10002628 | 6 |  | Removed From Ground Date Unknown | GAS | 10000 | Unknown |  |  | N |  | N
10002628 | 7 |  | Removed From Ground Date Unknown | GAS | 5000 | Unknown |  |  | N |  | N
10002630 | 1 | 2016-11-15 | Removed From Ground | GAS | 8000 | Unknown |  |  | N |  | N
10002633 | 1 | 2016-06-01 | Currently In Use | Gas | 20000 | Fiberglass Double Walled | Fiberglass/Double Walled | Pressure | N | 2016-11-01 | N | 2016-11-01
10002633 | 2 | 2016-06-01 | Currently In Use | Gas | 20000 | Fiberglass Double Walled | Fiberglass/Double Walled | Pressure | N | 2016-11-01 | N | 2016-11-01
10002633 | 3A | 2016-11-01 | Currently In Use | Gas | 10000 | Fiberglass Double Walled | Fiberglass/Double Walled | Pressure | N | 2016-11-01 | N | 2016-11-01
10002633 | 3B | 2016-06-01 | Currently In Use | Gas | 9500 | Fiberglass Double Walled | Fiberglass/Double Walled | Pressure | N | 2016-11-01 | N | 2016-11-01
10002633 | 4 | 2016-06-01 | Currently In Use | Diesel | 12000 | Fiberglass Double Walled | Fiberglass/Double Walled | Pressure | N | 2016-11-01 | N | 2016-11-01
10002634 | 1 | 2016-10-01 | Currently In Use | Gas | 12000 | Composite Double Walled | Fiberglass/Double Walled | Pressure | N | 2016-10-01 | N | 2016-10-01
10002634 | 2 | 2016-10-01 | Currently In Use | Gas | 4000 | Composite Double Walled | Fiberglass/Double Walled | Pressure | N | 2016-10-01 | N | 2016-10-01
10002634 | 3 | 2016-10-01 | Currently In Use | Diesel | 4000 | Composite Double Walled | Fiberglass/Double Walled | Pressure | N | 2016-10-01 | N | 2016-10-01
10002640 | 1 | 2016-08-29 | Currently In Use | Gas | 12000 | Composite Double Walled | Fiberglass/Double Walled | Not Marked | N | 2016-12-01 | N | 2016-10-11
10002640 | 2A | 2016-08-29 | Currently In Use | Diesel | 4000 | Composite Double Walled | Fiberglass/Double Walled | Not Marked | N | 2016-12-01 | N | 2016-12-01
10002640 | 2B | 2016-08-29 | Currently In Use | Gas | 4000 | Composite Double Walled | Fiberglass/Double Walled | Not Marked | N | 2016-12-01 | N | 2016-12-01
10002640 | 2C | 2016-08-29 | Currently In Use | Gas | 4000 | Composite Double Walled | Fiberglass/Double Walled | Not Marked | N | 2016-12-01 | N | 2016-12-01
10002641 | 1A | 2016-08-31 | Currently In Use | Gas | 12000 | Composite Double Walled | Fiberglass/Double Walled | Pressure | N | 2016-08-31 | N | 2016-08-31
10002641 | 1B | 2016-08-31 | Currently In Use | Gas | 4000 | Composite Double Walled | Fiberglass/Double Walled | Pressure | N | 2016-08-31 | N | 2016-03-31
10002641 | 1C | 2016-08-31 | Currently In Use | Diesel | 4000 | Composite Double Walled | Fiberglass/Double Walled | Pressure | N | 2016-08-31 | N | 2016-08-31
10002643 | 1 | 2015-04-01 | Currently In Use | Gas | 12000 | Steel-Galvanic | Fiberglass Reinforced Plastic |  | N | 2015-04-01 | N | 2015-04-01
10002643 | 2 | 2015-04-01 | Currently In Use | Gas | 4000 | Steel-Galvanic | Fiberglass Reinforced Plastic |  | N | 2015-04-01 | N | 2015-04-01
10002643 | 3 | 2015-04-01 | Currently In Use | Diesel | 4000 | Steel-Galvanic | Fiberglass Reinforced Plastic |  | N | 2015-04-01 | N | 2015-04-01
10002644 | 1A | 2016-10-01 | Currently In Use | Gas | 20000 | Fiberglass Double Walled | Double Walled Flex | Pressure | N | 2017-01-09 | N | 2017-01-09
10002644 | 1B | 2016-10-20 | Currently In Use | Gas | 8000 | Fiberglass Double Walled | Double Walled Flex | Pressure | N | 2017-01-09 | N | 2017-01-09
10002644 | 2A | 2016-10-01 | Currently In Use | Diesel | 10000 | Fiberglass Double Walled | Double Walled Flex | Pressure | N | 2017-01-09 | N | 2017-01-09
10002644 | 2B | 2016-10-01 | Currently In Use | Gas | 8000 | Fiberglass Double Walled | Double Walled Flex | Pressure | N | 2017-01-09 | N | 2017-01-09
10002645 | 1 | 2016-08-15 | Removed From Ground | Not Marked/Tank Removed | 5500 | Unknown |  |  | N |  | N
10002646 | 1 |  | Removed From Ground Date Unknown | Not Marked/Tank Removed |  | Unknown |  |  | N |  | N
10002647 | 1 | 2016-11-01 | Currently In Use | GAS | 20000 | Composite Double Walled | Fiberglass/Double Walled | Pressure | N | 2016-12-01 | N | 2016-12-01
10002647 | 2 | 2016-11-01 | Currently In Use | Gas | 5000 | Composite Double Walled | Fiberglass/Double Walled | Pressure | N | 2016-12-01 | N | 2016-12-01
10002647 | 3 | 2016-12-01 | Currently In Use | Diesel | 5000 | Composite Double Walled | Fiberglass/Double Walled | Pressure | N | 2016-12-01 | N | 2016-12-01
10002647 | 4 | 2016-11-01 | Currently In Use | Diesel | 5000 | Composite Double Walled | Fiberglass/Double Walled | Pressure | N | 2016-12-01 | N | 2016-12-01
10002651 | 1A | 2016-12-01 | Currently In Use | Diesel | 10000 | Composite | Double Walled Flex | Pressure | N | 2016-12-01 | N | 2016-12-01
10002651 | 1B | 2016-12-01 | Currently In Use | Gas | 10000 | Composite | Double Walled Flex | Pressure | N | 2016-12-01 | N | 2016-12-01
10002652 | 1 | 2016-06-24 | Removed From Ground | Not Marked/Tank Removed | 500 | Unknown | Unknown |  | N |  | N
10002654 | 1 | 2003-07-01 | Removed From Ground | Gas | 2000 | Bare Steel | Unknown | Not Marked | N |  | N
10002654 | 1 |  | Currently In Use | Gas | 2000 | Bare Steel | Unknown | Not Marked | N |  | N
10002656 | 1 | 2016-09-01 | Currently In Use | Gas | 20000 | Composite Double Walled | Fiberglass/Double Walled | Pressure | N | 2016-11-01 | N | 2016-11-01
10002656 | 2 | 2016-09-01 | Currently In Use | Gas | 12000 | Composite Double Walled | Fiberglass/Double Walled | Pressure | N | 2016-11-01 | N | 2016-11-01
10002656 | 3 | 2016-09-01 | Currently In Use | Gas | 8000 | Composite Double Walled | Fiberglass/Double Walled | Pressure | N | 2016-11-01 | N | 2016-11-01
10002656 | 4 | 2016-09-01 | Currently In Use | Diesel | 20000 | Composite Double Walled | Fiberglass/Double Walled | Pressure | N | 2016-11-01 | N | 2016-11-01
10002656 | 5 | 2016-09-01 | Currently In Use | Diesel | 20000 | Composite Double Walled | Fiberglass/Double Walled | Pressure | N | 2016-11-01 | N | 2016-11-01
10002657 | 1 | 2016-12-02 | Currently In Use | Diesel | 20000 | Fiberglass Double Walled | Fiberglass/Double Walled | Pressure | N |  | N
10002659 | 1 | 2017-01-02 | Currently In Use | Gas | 24161 | Fiberglass Double Walled | Fiberglass/Double Walled | Pressure | N | 2017-02-21 | N | 2017-02-21
10002659 | 2 | 2017-01-02 | Currently In Use | Gas | 6219 | Fiberglass Double Walled | Fiberglass/Double Walled | Pressure | N | 2017-02-21 | N | 2017-02-21
10002659 | 3 | 2017-01-02 | Currently In Use | Gas | 12016 | Fiberglass Double Walled | Fiberglass/Double Walled | Pressure | N | 2017-02-21 | N | 2017-02-21
10002659 | 4 | 2017-01-02 | Currently In Use | Diesel | 8127 | Fiberglass Double Walled | Fiberglass/Double Walled | Pressure | N | 2017-02-21 | N | 2017-02-21
10002660 | 1 | 2017-02-27 | Currently In Use | Aviation Gas/AV Gas | 12000 | Composite Double Walled | Aboveground Piping | Gravity Fed | N | 2017-03-27 | N | 2017-03-27
10002660 | 2 | 2017-02-27 | Currently In Use | Aviation Gas/AV Gas | 12000 | Composite Double Walled | Aboveground Piping | Not Marked | N | 2017-02-27 | N | 2017-02-27
10002661 | 1 | 2017-02-09 | Removed From Ground | Not Marked/Tank Removed | 500 | Bare Steel | Unknown |  | N |  | N
10002661 | 2 | 2017-02-09 | Removed From Ground | Not Marked/Tank Removed | 500 | Bare Steel | Unknown |  | N |  | N
10002662 | 1 | 2016-12-22 | Removed From Ground | Not Marked/Tank Removed | 600 | Bare Steel |  |  | N |  | N
10002664 | 1 | 2016-12-15 | Currently In Use | Gas | 25000 | Fiberglass Double Walled | Fiberglass/Double Walled | Pressure | N | 2017-01-13 | N
10002664 | 2A | 2016-12-15 | Currently In Use | Gas | 8000 | Fiberglass Double Walled | Fiberglass/Double Walled | Pressure | N | 2017-01-13 | N
10002664 | 2B | 2016-12-15 | Currently In Use | Diesel | 10000 | Fiberglass Double Walled | Fiberglass/Double Walled | Pressure | N | 2017-01-13 | N
10002664 | 2C | 2016-12-15 | Currently In Use | Gas | 8000 | Fiberglass Double Walled | Fiberglass/Double Walled | Pressure | N | 2017-01-13 | N
10002666 | 1 | 2016-12-27 | Removed From Ground | Not Marked/Tank Removed | 1000 | Bare Steel | Bare Steel |  | N |  | N
10002666 | 2 | 2016-12-27 | Removed From Ground | Not Marked/Tank Removed | 2000 | Bare Steel | Bare Steel |  | N |  | N
10002666 | 3 | 2016-12-27 | Removed From Ground | Not Marked/Tank Removed | 2000 | Bare Steel | Bare Steel |  | N |  | N
10002667 | 1 | 2017-02-06 | Removed From Ground | Not Marked/Tank Removed |  | Unknown | Unknown |  | N |  | N
10002667 | 2 | 2017-02-06 | Removed From Ground | Not Marked/Tank Removed |  | Unknown | Unknown |  | N |  | N
10002668 | 1 | 1997-07-22 | Removed From Ground | Gas | 5000 | Bare Steel | Bare Steel | Suction: No Valve At The Tank | N |  | N
10002668 | 2 | 1997-07-22 | Removed From Ground | Gas | 8000 | Bare Steel | Bare Steel | Suction: No Valve At The Tank | N |  | N
10002668 | 3 | 1999-01-11 | Removed From Ground | Diesel | 8000 | Bare Steel | Bare Steel | Suction: No Valve At The Tank | N |  | N
10002668 | 4 | 1999-01-11 | Removed From Ground | Diesel | 5000 | Bare Steel | Bare Steel | Suction: No Valve At The Tank | N |  | N
10002670 | 1 | 2016-11-01 | Removed From Ground | Not Marked | 300 | Bare Steel | Bare Steel |  | N |  | N
10002670 | 2 | 2016-11-01 | Removed From Ground |  | 300 | Bare Steel | Bare Steel |  | N |  | N
10002672 | 1 | 2014-12-01 | Currently In Use | Diesel | 30000 | Epoxy | Double Walled Flex | Pressure | N | 2016-04-01 | N | 2016-04-01
43576